## QPL
DESIGNLIGHTS CONSORTIUM (DLC) |  |  |  | Language/Langue:
QUALIFED PRODUCTS LIST (QPL) |  |  |  | English
**This list is for the use of sponsors of the DesignLights Consortium (DLC) in operation of their commercial lighting programs. The QPL is updated regularly. Please refer to the date last updated, below, and check www.designlights.org to ensure you are using the most current version.
NOTES: (1) White rows represent product models that actual test reports were evaluated. Gray rows represent the corresponding family models, of a particular model number, which test reports were not evaluated. (2) "X" in the model number represents wildcard characters for multiple product variations. In these cases, all variations are considered approved. This is done to save space on the QPL.
Last Updated: | 2017-03-31 | By: www.designlights.org
DLC Product Code | Manufacturer Name | Brand Name | Model Number | Category | General Application | Primary Use | Classification | Parent Product | Tested Light Output (lm) | Tested Efficacy (lm/W) | Tested Wattage (W) | Tested Total Harmonic Distortion (THD) | Tested Power Factor | Tested CCT (K) | Tested CRI | Warranty (years) | Rated Lifetime (hours) | Date Qualified | Dimming Status | Dimming Type | Has Intergated Controls | Notes | Technical Requirements Version Number | Reported Light Output (lm) | Reported Luminaire Efficacy (lm/W) | Reported Wattage (W) | Reported Total Harmonic Distortion (THD) | Reported Power Factor | Reported CCT (K) | Reported CRI
PA34TFTA | Shanghai Sansi Technology Co. Ltd | SANSI | C0820-BW-40W(5000K) | Outdoor Luminaires | Low Output | Architectural Flood and Spot Luminaires | Premium | TRUE | 4394.34 | 118.78 | 36.99 | 10.2 | 0.9654 | 4942 | 73 | 5 | 50000 | 42824 |  |  | No |  | 4.1 | 4600 | 115 | 40 | 6.2 | 0.95 | 5000 | 73
PF9THZ6U | Shanghai Sansi Technology Co. Ltd | SANSI | C0820-BW-40W(4000K) | Outdoor Luminaires | Low Output | Architectural Flood and Spot Luminaires | Premium | TRUE | 4385 | 118.69 | 36.94 | 10.2 | 0.9539 | 4014 | 73 | 5 | 50000 | 42824 |  |  | No |  | 4.1 | 4600 | 115 | 40 | 6.2 | 0.95 | 4000 | 73
PUPDFMGR | Shanghai Sansi Technology Co. Ltd | SANSI | C0820-BW-45W(5000K) | Outdoor Luminaires | Mid Output | Architectural Flood and Spot Luminaires | Premium | FALSE | [9 empty] | 42824 |  |  | No |  | 4.1 | 5265 | 117 | 45 | 6.2 | 0.95 | 5000 | 73
PY3BBXEG | Shanghai Sansi Technology Co. Ltd | SANSI | C0820-BW-85W(5000K) | Outdoor Luminaires | Mid Output | Architectural Flood and Spot Luminaires | Premium | FALSE | [9 empty] | 42824 |  |  | No |  | 4.1 | 9998 | 120 | 85 | 5.5 | 0.95 | 5000 | 73
PSVHETBX | Shanghai Sansi Technology Co. Ltd | SANSI | C0820-BW-75W(5000K) | Outdoor Luminaires | Mid Output | Architectural Flood and Spot Luminaires | Premium | FALSE | [9 empty] | 42824 |  |  | No |  | 4.1 | 9000 | 120 | 75 | 5.5 | 0.95 | 5000 | 73
PYJ9AGEQ | Shanghai Sansi Technology Co. Ltd | SANSI | C0820-BW-70W(5000K) | Outdoor Luminaires | Mid Output | Architectural Flood and Spot Luminaires | Premium | FALSE | [9 empty] | 42824 |  |  | No |  | 4.1 | 8400 | 120 | 70 | 5.5 | 0.95 | 5000 | 73
P3QBHPFH | Shanghai Sansi Technology Co. Ltd | SANSI | C0820-BW-110W(5000K) | Outdoor Luminaires | High Output | Architectural Flood and Spot Luminaires | Premium | FALSE | [9 empty] | 42824 |  |  | No |  | 4.1 | 13420 | 122 | 110 | 5.3 | 0.95 | 5000 | 73
PBE64TKX | Shanghai Sansi Technology Co. Ltd | SANSI | C0820-BW-280W(5000K) | Outdoor Luminaires | Very High Output | Architectural Flood and Spot Luminaires | Premium | FALSE | [9 empty] | 42824 |  |  | No |  | 4.1 | 35000 | 125 | 280 | 5.1 | 0.95 | 5000 | 73
PDSA8T73 | Shanghai Sansi Technology Co. Ltd | SANSI | C0820-BW-140W(5000K) | Outdoor Luminaires | High Output | Architectural Flood and Spot Luminaires | Premium | FALSE | [9 empty] | 42824 |  |  | No |  | 4.1 | 17080 | 122 | 140 | 5.1 | 0.95 | 5000 | 73
P67XTCEF | Shanghai Sansi Technology Co. Ltd | SANSI | C0820-BW-125W(5000K) | Outdoor Luminaires | High Output | Architectural Flood and Spot Luminaires | Premium | FALSE | [9 empty] | 42824 |  |  | No |  | 4.1 | 15250 | 122 | 125 | 5.1 | 0.95 | 5000 | 73
PC74ZTT7 | Shanghai Sansi Technology Co. Ltd | SANSI | C0820-BW-410W(5000K) | Outdoor Luminaires | Very High Output | Architectural Flood and Spot Luminaires | Premium | FALSE | [9 empty] | 42824 |  |  | No |  | 4.1 | 51250 | 125 | 410 | 4.8 | 0.95 | 5000 | 73
PDNJ3TEU | Shanghai Sansi Technology Co. Ltd | SANSI | C0820-BW-370W(5000K) | Outdoor Luminaires | Very High Output | Architectural Flood and Spot Luminaires | Premium | FALSE | [9 empty] | 42824 |  |  | No |  | 4.1 | 46250 | 125 | 370 | 4.8 | 0.95 | 5000 | 73
PEJWK598 | Shanghai Sansi Technology Co. Ltd | SANSI | C0820-BW-360W(5000K) | Outdoor Luminaires | Very High Output | Architectural Flood and Spot Luminaires | Premium | FALSE | [9 empty] | 42824 |  |  | No |  | 4.1 | 45000 | 125 | 360 | 4.8 | 0.95 | 5000 | 73
PESDSF6D | Shanghai Sansi Technology Co. Ltd | SANSI | C0820-BW-330W(5000K) | Outdoor Luminaires | Very High Output | Architectural Flood and Spot Luminaires | Premium | FALSE | [9 empty] | 42824 |  |  | No |  | 4.1 | 41250 | 125 | 330 | 4.8 | 0.95 | 5000 | 73
PE24H6B4 | Shanghai Sansi Technology Co. Ltd | SANSI | C0820-BW-320W(5000K) | Outdoor Luminaires | Very High Output | Architectural Flood and Spot Luminaires | Premium | FALSE | [9 empty] | 42824 |  |  | No |  | 4.1 | 40000 | 125 | 320 | 4.8 | 0.95 | 5000 | 73
PXNUJJ2M | Shanghai Sansi Technology Co. Ltd | SANSI | C0820-BW-290W(5000K) | Outdoor Luminaires | Very High Output | Architectural Flood and Spot Luminaires | Premium | FALSE | [9 empty] | 42824 |  |  | No |  | 4.1 | 36250 | 125 | 290 | 4.8 | 0.95 | 5000 | 73
P3942BWQ | Shanghai Sansi Technology Co. Ltd | SANSI | C0820-BW-180W(5000K) | Outdoor Luminaires | High Output | Architectural Flood and Spot Luminaires | Premium | FALSE | [9 empty] | 42824 |  |  | No |  | 4.1 | 21960 | 122 | 180 | 4.8 | 0.95 | 5000 | 73
PB1S46D8 | Shanghai Sansi Technology Co. Ltd | SANSI | C0820-BW-165W(5000K) | Outdoor Luminaires | High Output | Architectural Flood and Spot Luminaires | Premium | FALSE | [9 empty] | 42824 |  |  | No |  | 4.1 | 20130 | 122 | 165 | 4.8 | 0.95 | 5000 | 73
PHYMXMAR | Shanghai Sansi Technology Co. Ltd | SANSI | C0820-BW-255W(5000K) | Outdoor Luminaires | Very High Output | Architectural Flood and Spot Luminaires | Premium | FALSE | [9 empty] | 42824 |  |  | No |  | 4.1 | 31875 | 125 | 255 | 4.5 | 0.95 | 5000 | 73
PPG9B756 | Shanghai Sansi Technology Co. Ltd | SANSI | C0820-BW-250W(5000K) | Outdoor Luminaires | Very High Output | Architectural Flood and Spot Luminaires | Premium | FALSE | [9 empty] | 42824 |  |  | No |  | 4.1 | 29989 | 125 | 250 | 4.5 | 0.95 | 5000 | 73
PR4TU3AX | Shanghai Sansi Technology Co. Ltd | SANSI | C0820-BW-225W(5000K) | Outdoor Luminaires | High Output | Architectural Flood and Spot Luminaires | Premium | FALSE | [9 empty] | 42824 |  |  | No |  | 4.1 | 27450 | 122 | 225 | 4.5 | 0.95 | 5000 | 73
PPQREN2F | Shanghai Sansi Technology Co. Ltd | SANSI | C0820-BW-220W(5000K) | Outdoor Luminaires | High Output | Architectural Flood and Spot Luminaires | Premium | FALSE | [9 empty] | 42824 |  |  | No |  | 4.1 | 26840 | 122 | 220 | 4.5 | 0.95 | 5000 | 73
P6UGFDA2 | Shanghai Sansi Technology Co. Ltd | SANSI | C0820-BW-210W(5000K) | Outdoor Luminaires | High Output | Architectural Flood and Spot Luminaires | Premium | FALSE | [9 empty] | 42824 |  |  | No |  | 4.1 | 25620 | 122 | 210 | 4.5 | 0.95 | 5000 | 73
P5DR2K17 | Shanghai Sansi Technology Co. Ltd | SANSI | C0820-BW-45W(4000K) | Outdoor Luminaires | Mid Output | Architectural Flood and Spot Luminaires | Premium | FALSE | [9 empty] | 42824 |  |  | No |  | 4.1 | 5265 | 117 | 45 | 6.2 | 0.95 | 4000 | 73
PVPCNZCK | Shanghai Sansi Technology Co. Ltd | SANSI | C0820-BW-85W(4000K) | Outdoor Luminaires | Mid Output | Architectural Flood and Spot Luminaires | Premium | FALSE | [9 empty] | 42824 |  |  | No |  | 4.1 | 9998 | 120 | 85 | 5.5 | 0.95 | 4000 | 73
P4WZDC3K | Shanghai Sansi Technology Co. Ltd | SANSI | C0820-BW-75W(4000K) | Outdoor Luminaires | Mid Output | Architectural Flood and Spot Luminaires | Premium | FALSE | [9 empty] | 42824 |  |  | No |  | 4.1 | 9000 | 120 | 75 | 5.5 | 0.95 | 4000 | 73
P1DARD56 | Shanghai Sansi Technology Co. Ltd | SANSI | C0820-BW-70W(4000K) | Outdoor Luminaires | Mid Output | Architectural Flood and Spot Luminaires | Premium | FALSE | [9 empty] | 42824 |  |  | No |  | 4.1 | 8400 | 120 | 70 | 5.5 | 0.95 | 4000 | 73
P4R1DVTZ | Shanghai Sansi Technology Co. Ltd | SANSI | C0820-BW-110W(4000K) | Outdoor Luminaires | High Output | Architectural Flood and Spot Luminaires | Premium | FALSE | [9 empty] | 42824 |  |  | No |  | 4.1 | 13420 | 122 | 110 | 5.3 | 0.95 | 4000 | 73
P2CHGY84 | Shanghai Sansi Technology Co. Ltd | SANSI | C0820-BW-280W(4000K) | Outdoor Luminaires | Very High Output | Architectural Flood and Spot Luminaires | Premium | FALSE | [9 empty] | 42824 |  |  | No |  | 4.1 | 35000 | 125 | 280 | 5.1 | 0.95 | 4000 | 73
P3XBQXDX | Shanghai Sansi Technology Co. Ltd | SANSI | C0820-BW-140W(4000K) | Outdoor Luminaires | High Output | Architectural Flood and Spot Luminaires | Premium | FALSE | [9 empty] | 42824 |  |  | No |  | 4.1 | 17080 | 122 | 140 | 5.1 | 0.95 | 4000 | 73
PU2MV4JC | Shanghai Sansi Technology Co. Ltd | SANSI | C0820-BW-125W(4000K) | Outdoor Luminaires | High Output | Architectural Flood and Spot Luminaires | Premium | FALSE | [9 empty] | 42824 |  |  | No |  | 4.1 | 15250 | 122 | 125 | 5.1 | 0.95 | 4000 | 73
PTTZCUTP | Shanghai Sansi Technology Co. Ltd | SANSI | C0820-BW-410W(4000K) | Outdoor Luminaires | Very High Output | Architectural Flood and Spot Luminaires | Premium | FALSE | [9 empty] | 42824 |  |  | No |  | 4.1 | 51250 | 125 | 410 | 4.8 | 0.95 | 4000 | 73
P29K731V | Shanghai Sansi Technology Co. Ltd | SANSI | C0820-BW-370W(4000K) | Outdoor Luminaires | Very High Output | Architectural Flood and Spot Luminaires | Premium | FALSE | [9 empty] | 42824 |  |  | No |  | 4.1 | 46250 | 125 | 370 | 4.8 | 0.95 | 4000 | 73
P1Y7QGTM | Shanghai Sansi Technology Co. Ltd | SANSI | C0820-BW-360W(4000K) | Outdoor Luminaires | Very High Output | Architectural Flood and Spot Luminaires | Premium | FALSE | [9 empty] | 42824 |  |  | No |  | 4.1 | 45000 | 125 | 360 | 4.8 | 0.95 | 4000 | 73
PBJFASHF | Shanghai Sansi Technology Co. Ltd | SANSI | C0820-BW-330W(4000K) | Outdoor Luminaires | Very High Output | Architectural Flood and Spot Luminaires | Premium | FALSE | [9 empty] | 42824 |  |  | No |  | 4.1 | 41250 | 125 | 330 | 4.8 | 0.95 | 4000 | 73
PZAWGHQX | Shanghai Sansi Technology Co. Ltd | SANSI | C0820-BW-320W(4000K? | Outdoor Luminaires | Very High Output | Architectural Flood and Spot Luminaires | Premium | FALSE | [9 empty] | 42824 |  |  | No |  | 4.1 | 40000 | 125 | 320 | 4.8 | 0.95 | 4000 | 73
PCU4U45V | Shanghai Sansi Technology Co. Ltd | SANSI | C0820-BW-290W(4000K) | Outdoor Luminaires | Very High Output | Architectural Flood and Spot Luminaires | Premium | FALSE | [9 empty] | 42824 |  |  | No |  | 4.1 | 36250 | 125 | 290 | 4.8 | 0.95 | 4000 | 73
PUCWSNUA | Shanghai Sansi Technology Co. Ltd | SANSI | C0820-BW-180W(4000K) | Outdoor Luminaires | High Output | Architectural Flood and Spot Luminaires | Premium | FALSE | [9 empty] | 42824 |  |  | No |  | 4.1 | 21960 | 122 | 180 | 4.8 | 0.95 | 4000 | 73
P8ADK7BE | Shanghai Sansi Technology Co. Ltd | SANSI | C0820-BW-165W(4000K) | Outdoor Luminaires | High Output | Architectural Flood and Spot Luminaires | Premium | FALSE | [9 empty] | 42824 |  |  | No |  | 4.1 | 20130 | 122 | 165 | 4.8 | 0.95 | 4000 | 73
P5GE9T25 | Shanghai Sansi Technology Co. Ltd | SANSI | C0820-BW-255W(4000K) | Outdoor Luminaires | Very High Output | Architectural Flood and Spot Luminaires | Premium | FALSE | [9 empty] | 42824 |  |  | No |  | 4.1 | 31875 | 125 | 255 | 4.5 | 0.95 | 4000 | 73
PUPMJUJ6 | Shanghai Sansi Technology Co. Ltd | SANSI | C0820-BW-250W(4000K) | Outdoor Luminaires | Very High Output | Architectural Flood and Spot Luminaires | Premium | FALSE | [9 empty] | 42824 |  |  | No |  | 4.1 | 29989 | 125 | 250 | 4.5 | 0.95 | 4000 | 73
PBKU5RZ1 | Shanghai Sansi Technology Co. Ltd | SANSI | C0820-BW-225W(4000K) | Outdoor Luminaires | High Output | Architectural Flood and Spot Luminaires | Premium | FALSE | [9 empty] | 42824 |  |  | No |  | 4.1 | 27450 | 122 | 225 | 4.5 | 0.95 | 4000 | 73
P6VW2AZV | Shanghai Sansi Technology Co. Ltd | SANSI | C0820-BW-220W(4000K) | Outdoor Luminaires | High Output | Architectural Flood and Spot Luminaires | Premium | FALSE | [9 empty] | 42824 |  |  | No |  | 4.1 | 26840 | 122 | 220 | 4.5 | 0.95 | 4000 | 73
PKKXKNK7 | Shanghai Sansi Technology Co. Ltd | SANSI | C0820-BW-210W(4000K) | Outdoor Luminaires | High Output | Architectural Flood and Spot Luminaires | Premium | FALSE | [9 empty] | 42824 |  |  | No |  | 4.1 | 25620 | 122 | 210 | 4.5 | 0.95 | 4000 | 73
P7TT135U | Prodigy Lighting | Prodigy | BZFL-120-30K-UNV | Outdoor Luminaires | High Output | Architectural Flood and Spot Luminaires | Standard | TRUE | 12015.7 | 99.5 | 120.79 | 13.25 | 0.939 | 3022 | 70.7 | 5 | 100000 | 42824 |  |  | No |  | 4.1 | 12015 | 100 | 120 | 14 | 0.9 | 3000 | 70
P5SYFF2Z | Prodigy Lighting | Prodigy | BZFL-60-30K-UNV | Outdoor Luminaires | Mid Output | Architectural Flood and Spot Luminaires | Standard | TRUE | 5403.5 | 100.6 | 53.7 | 11.91 | 0.935 | 3021 | 70.7 | 5 | 50000 | 42824 |  |  | No |  | 4.1 | 5403 | 100 | 60 | 12 | 0.9 | 3000 | 70
P7NBRGM6 | Prodigy Lighting | Prodigy | BZFL-40-30K-UNV | Outdoor Luminaires | Low Output | Architectural Flood and Spot Luminaires | Standard | TRUE | 3629.9 | 99 | 36.38 | 9.82 | 0.935 | 3020 | 70.7 | 5 | 100000 | 42824 |  |  | No |  | 4.1 | 3629 | 101 | 40 | 10 | 0.9 | 3000 | 70
PP5E1PDF | Prodigy Lighting | Prodigy | BZFL-150-30K-UNV | Outdoor Luminaires | High Output | Architectural Flood and Spot Luminaires | Standard | TRUE | 15918.2 | 108.7 | 146.4 | 13.07 | 0.931 | 3017 | 70.8 | 5 | 100000 | 42824 |  |  | No |  | 4.1 | 15918 | 108 | 150 | 14 | 0.9 | 3000 | 70
PTS67ZBJ | Prodigy Lighting | Prodigy | BZFL-90-30K-UNV | Outdoor Luminaires | Mid Output | Architectural Flood and Spot Luminaires | Standard | TRUE | 8173.5 | 102.5 | 79.8 | 19.4 | 0.916 | 3041 | 71.2 | 5 | 100000 | 42824 |  |  | No |  | 4.1 | 8173 | 102 | 90 | 20 | 0.9 | 3000 | 70
PJQ1UC3H | Prodigy Lighting | Prodigy | BZFL-90-57K-UNV | Outdoor Luminaires | Mid Output | Architectural Flood and Spot Luminaires | Standard | FALSE | [9 empty] | 42824 |  |  | No |  | 4.1 | 9300 | 117 | 90 | 20 | 0.9 | 5700 | 70
PB6XC3UW | Prodigy Lighting | Prodigy | BZFL-60-57K-UNV | Outdoor Luminaires | Mid Output | Architectural Flood and Spot Luminaires | Standard | FALSE | [9 empty] | 42824 |  |  | No |  | 4.1 | 6150 | 115 | 60 | 12 | 0.9 | 5700 | 70
PK1Y7NAP | Prodigy Lighting | Prodigy | BZFL-40-57K-UNV | Outdoor Luminaires | Low Output | Architectural Flood and Spot Luminaires | Standard | FALSE | [9 empty] | 42824 |  |  | No |  | 4.1 | 4120 | 115 | 40 | 10 | 0.9 | 5700 | 70
P5RHU2YP | Prodigy Lighting | Prodigy | BZFL-120-57K-UNV | Outdoor Luminaires | High Output | Architectural Flood and Spot Luminaires | Standard | FALSE | [9 empty] | 42824 |  |  | No |  | 4.1 | 13900 | 115 | 120 | 14 | 0.9 | 5700 | 70
PJDWFQUV | Prodigy Lighting | Prodigy | BZFL-150-57K-UNV | Outdoor Luminaires | High Output | Architectural Flood and Spot Luminaires | Standard | FALSE | [9 empty] | 42824 |  |  | No |  | 4.1 | 18300 | 125 | 150 | 14 | 0.9 | 5700 | 70
P1NT7WX3 | Prodigy Lighting | Prodigy | BZFL-90-50K-UNV | Outdoor Luminaires | Mid Output | Architectural Flood and Spot Luminaires | Standard | FALSE | [9 empty] | 42824 |  |  | No |  | 4.1 | 9100 | 114 | 90 | 20 | 0.9 | 5000 | 70
PW7MCHV1 | Prodigy Lighting | Prodigy | BZFL-60-50K-UNV | Outdoor Luminaires | Mid Output | Architectural Flood and Spot Luminaires | Standard | FALSE | [9 empty] | 42824 |  |  | No |  | 4.1 | 6000 | 112 | 60 | 12 | 0.9 | 5000 | 70
PT1QFUJC | Prodigy Lighting | Prodigy | BZFL-40-50K-UNV | Outdoor Luminaires | Low Output | Architectural Flood and Spot Luminaires | Standard | FALSE | [9 empty] | 42824 |  |  | No |  | 4.1 | 3900 | 109 | 40 | 10 | 0.9 | 5000 | 70
PCHWREQP | Prodigy Lighting | Prodigy | BZFL-120-50K-UNV | Outdoor Luminaires | High Output | Architectural Flood and Spot Luminaires | Standard | FALSE | [9 empty] | 42824 |  |  | No |  | 4.1 | 13550 | 112 | 120 | 14 | 0.9 | 5000 | 70
P5EH8SVN | Prodigy Lighting | Prodigy | BZFL-150-50K-UNV | Outdoor Luminaires | High Output | Architectural Flood and Spot Luminaires | Standard | FALSE | [9 empty] | 42824 |  |  | No |  | 4.1 | 17500 | 119 | 150 | 14 | 0.9 | 5000 | 70
P4A4VS36 | Prodigy Lighting | Prodigy | BZFL-90-45K-UNV | Outdoor Luminaires | Mid Output | Architectural Flood and Spot Luminaires | Standard | FALSE | [9 empty] | 42824 |  |  | No |  | 4.1 | 8850 | 111 | 90 | 20 | 0.9 | 4500 | 70
P8HHQWY6 | Prodigy Lighting | Prodigy | BZFL-60-45K-UNV | Outdoor Luminaires | Mid Output | Architectural Flood and Spot Luminaires | Standard | FALSE | [9 empty] | 42824 |  |  | No |  | 4.1 | 5850 | 109 | 60 | 12 | 0.9 | 4500 | 70
PGNWJQH9 | Prodigy Lighting | Prodigy | BZFL-40-45K-UNV | Outdoor Luminaires | Low Output | Architectural Flood and Spot Luminaires | Standard | FALSE | [9 empty] | 42824 |  |  | No |  | 4.1 | 3830 | 107 | 40 | 10 | 0.9 | 4500 | 70
PB6PZ64G | Prodigy Lighting | Prodigy | BZFL-120-45K-UNV | Outdoor Luminaires | High Output | Architectural Flood and Spot Luminaires | Standard | FALSE | [9 empty] | 42824 |  |  | No |  | 4.1 | 13200 | 109 | 120 | 14 | 0.9 | 4500 | 70
P6V74ZQ4 | Prodigy Lighting | Prodigy | BZFL-150-45K-UNV | Outdoor Luminaires | High Output | Architectural Flood and Spot Luminaires | Standard | FALSE | [9 empty] | 42824 |  |  | No |  | 4.1 | 17000 | 116 | 150 | 14 | 0.9 | 4500 | 70
PQADA5UR | Prodigy Lighting | Prodigy | BZFL-90-40K-UNV | Outdoor Luminaires | Mid Output | Architectural Flood and Spot Luminaires | Standard | FALSE | [9 empty] | 42824 |  |  | No |  | 4.1 | 8600 | 108 | 90 | 20 | 0.9 | 4000 | 70
P4SX82YB | Prodigy Lighting | Prodigy | BZFL-60-40K-UNV | Outdoor Luminaires | Mid Output | Architectural Flood and Spot Luminaires | Standard | FALSE | [9 empty] | 42824 |  |  | No |  | 4.1 | 5700 | 106 | 60 | 12 | 0.9 | 4000 | 70
P72G7DXP | Prodigy Lighting | Prodigy | BZFL-40-40K-UNV | Outdoor Luminaires | Low Output | Architectural Flood and Spot Luminaires | Standard | FALSE | [9 empty] | 42824 |  |  | No |  | 4.1 | 3750 | 105 | 40 | 10 | 0.9 | 4000 | 70
P9ZUWJQU | Prodigy Lighting | Prodigy | BZFL-120-40K-UNV | Outdoor Luminaires | High Output | Architectural Flood and Spot Luminaires | Standard | FALSE | [9 empty] | 42824 |  |  | No |  | 4.1 | 12850 | 106 | 120 | 14 | 0.9 | 4000 | 70
P6G58SQ7 | Prodigy Lighting | Prodigy | BZFL-150-40K-UNV | Outdoor Luminaires | High Output | Architectural Flood and Spot Luminaires | Standard | FALSE | [9 empty] | 42824 |  |  | No |  | 4.1 | 16550 | 113 | 150 | 14 | 0.9 | 4000 | 70
PMN99NWH | Prodigy Lighting | Prodigy | BZFL-90-35K-UNV | Outdoor Luminaires | Mid Output | Architectural Flood and Spot Luminaires | Standard | FALSE | [9 empty] | 42824 |  |  | No |  | 4.1 | 8350 | 105 | 90 | 20 | 0.9 | 3500 | 70
P5JZBG8M | Prodigy Lighting | Prodigy | BZFL-60-35K-UNV | Outdoor Luminaires | Mid Output | Architectural Flood and Spot Luminaires | Standard | FALSE | [9 empty] | 42824 |  |  | No |  | 4.1 | 5530 | 103 | 60 | 12 | 0.9 | 3500 | 70
PVKE3EUN | Prodigy Lighting | Prodigy | BZFL-40-35K-UNV | Outdoor Luminaires | Low Output | Architectural Flood and Spot Luminaires | Standard | FALSE | [9 empty] | 42824 |  |  | No |  | 4.1 | 3700 | 103 | 40 | 10 | 0.9 | 3500 | 70
PE68MRAP | Prodigy Lighting | Prodigy | BZFL-120-35K-UNV | Outdoor Luminaires | High Output | Architectural Flood and Spot Luminaires | Standard | FALSE | [9 empty] | 42824 |  |  | No |  | 4.1 | 12450 | 103 | 120 | 14 | 0.9 | 3500 | 70
PMX2DEY7 | Prodigy Lighting | Prodigy | BZFL-150-35K-UNV | Outdoor Luminaires | High Output | Architectural Flood and Spot Luminaires | Standard | FALSE | [9 empty] | 42824 |  |  | No |  | 4.1 | 16250 | 111 | 150 | 14 | 0.9 | 3500 | 70
PZQG6M2F | Renesola Zhengjiang Ltd | Renesola | RFL300M0104 | Outdoor Luminaires | Very High Output | Architectural Flood and Spot Luminaires | Standard | TRUE | 40141 | 131.99 | 304.1 | 13.69 | 0.9477 | 4041 | 74.3 | 5 | 50000 | 42824 |  |  | No |  | 4.1 | 40141 | 131.99 | 304.1 | 13.69 | 0.9477 | 4000 | 74.3
PSGFGKGT | Renesola Zhengjiang Ltd | Renesola | RLF1503Y40K2I | Outdoor Luminaires | High Output | Architectural Flood and Spot Luminaires | Standard | TRUE | 20589 | 136.48 | 150.9 | 13.87 | 0.9302 | 4073 | 74.4 | 5 | 50000 | 42824 |  |  | No |  | 4.1 | 20816 | 137.18 | 151.7 | 13.87 | 0.9302 | 4000 | 74.4
P6XQ2FBG | Renesola Zhengjiang Ltd | Renesola | RLF1503Y57K2I | Outdoor Luminaires | High Output | Architectural Flood and Spot Luminaires | Standard | FALSE | [9 empty] | 42824 |  |  | No |  | 4.1 | 21194 | 139.35 | 152.1 | 13.92 | 0.9314 | 5700 | 76.1
P8UQWQXU | Renesola Zhengjiang Ltd | Renesola | RFL300M0101 | Outdoor Luminaires | Very High Output | Architectural Flood and Spot Luminaires | Standard | FALSE | [9 empty] | 42824 |  |  | No |  | 4.1 | 42058 | 137.22 | 306.5 | 13.98 | 0.943 | 5700 | 76.6
PRNH9EKM | Renesola Zhengjiang Ltd | Renesola | RLF1503Y50K2I | Outdoor Luminaires | High Output | Architectural Flood and Spot Luminaires | Standard | FALSE | [9 empty] | 42824 |  |  | No |  | 4.1 | 21005 | 138.28 | 151.9 | 13.87 | 0.9302 | 5000 | 74.4
PHKWPD65 | Renesola Zhengjiang Ltd | Renesola | RFL300M0102 | Outdoor Luminaires | Very High Output | Architectural Flood and Spot Luminaires | Standard | FALSE | [9 empty] | 42824 |  |  | No |  | 4.1 | 41099 | 134.62 | 305.3 | 13.69 | 0.9477 | 5000 | 74.3
PGWKDY91 | Hubbell Lighting | KIM LIGHTING | AFL10/LED/NF/54L/3K/35 | Outdoor Luminaires | Mid Output | Architectural Flood and Spot Luminaires | Premium | TRUE | 7110.92 | 119 | 59.87 | 6 | 1 | 3032 | 74 | 5 | 50000 | 42822 |  |  | Yes |  | 4.1 | 7111 | 118.52 | 60 | 4 | 1 | 3000 | 70
PV69M634 | Hubbell Lighting | KIM LIGHTING | AFL10/LED/VF/54L/5K/50 | Outdoor Luminaires | Mid Output | Architectural Flood and Spot Luminaires | Premium | TRUE | 10420.38 | 124 | 84.32 | 4 | 1 | 4962 | 73 | 5 | 50000 | 42822 |  |  | Yes |  | 4.1 | 10420 | 122.59 | 85 | 4 | 1 | 5000 | 70
PC654W5Q | Hubbell Lighting | KIM LIGHTING | AFL10/LED/VF/54L/3K/50 | Outdoor Luminaires | Mid Output | Architectural Flood and Spot Luminaires | Premium | TRUE | 9693.74 | 114 | 84.88 | 4 | 1 | 3028 | 74 | 5 | 50000 | 42822 |  |  | Yes |  | 4.1 | 9694 | 114.05 | 85 | 4 | 1 | 3000 | 70
PQYESJH7 | Hubbell Lighting | KIM LIGHTING | AFL10/LED/NF/54L/3K/50 | Outdoor Luminaires | Mid Output | Architectural Flood and Spot Luminaires | Standard | TRUE | 9548 | 111 | 85.48 | 4 | 1 | 3040 | 74 | 5 | 50000 | 42822 |  |  | Yes |  | 4.1 | 9458 | 111.27 | 85 | 4 | 1 | 3000 | 70
PNQUQD56 | Hubbell Lighting | KIM LIGHTING | AFL10/LED/WF/54L/5K/50 | Outdoor Luminaires | Mid Output | Architectural Flood and Spot Luminaires | Premium | FALSE | [9 empty] | 42822 |  |  | Yes |  | 4.1 | 10185 | 119.82 | 85 | 4 | 1 | 5000 | 70
P8EXP136 | Hubbell Lighting | KIM LIGHTING | AFL10/LED/VF/54L/5K/35 | Outdoor Luminaires | Mid Output | Architectural Flood and Spot Luminaires | Premium | FALSE | [9 empty] | 42822 |  |  | Yes |  | 4.1 | 7854 | 130.9 | 60 | 4 | 1 | 5000 | 70
PKBWP1XA | Hubbell Lighting | KIM LIGHTING | AFL10/LED/WF/54L/5K/35 | Outdoor Luminaires | Mid Output | Architectural Flood and Spot Luminaires | Premium | FALSE | [9 empty] | 42822 |  |  | Yes |  | 4.1 | 7506 | 125.1 | 60 | 4 | 1 | 5000 | 70
P4P46P7H | Hubbell Lighting | KIM LIGHTING | AFL10/LED/NF/54L/5K/50 | Outdoor Luminaires | Mid Output | Architectural Flood and Spot Luminaires | Premium | FALSE | [9 empty] | 42822 |  |  | Yes |  | 4.1 | 9958 | 117.15 | 85 | 4 | 1 | 5000 | 70
PHXVDRF2 | Hubbell Lighting | KIM LIGHTING | AFL10/LED/NF/54L/5K/35 | Outdoor Luminaires | Mid Output | Architectural Flood and Spot Luminaires | Premium | FALSE | [9 empty] | 42822 |  |  | Yes |  | 4.1 | 7484 | 124.73 | 60 | 4 | 1 | 5000 | 70
P1891DZ3 | Hubbell Lighting | KIM LIGHTING | AFL10/LED/WF/54L/4K/50 | Outdoor Luminaires | Mid Output | Architectural Flood and Spot Luminaires | Premium | FALSE | [9 empty] | 42822 |  |  | Yes |  | 4.1 | 10565 | 124.29 | 85 | 4 | 1 | 4000 | 70
PJ1HBHTV | Hubbell Lighting | KIM LIGHTING | AFL10/LED/VF/54L/4K/50 | Outdoor Luminaires | Mid Output | Architectural Flood and Spot Luminaires | Premium | FALSE | [9 empty] | 42822 |  |  | Yes |  | 4.1 | 10276 | 120.89 | 85 | 4 | 1 | 4000 | 70
P39KYZE2 | Hubbell Lighting | KIM LIGHTING | AFL10/LED/VF/54L/4K/35 | Outdoor Luminaires | Mid Output | Architectural Flood and Spot Luminaires | Premium | FALSE | [9 empty] | 42822 |  |  | Yes |  | 4.1 | 7749 | 129.15 | 60 | 4 | 1 | 4000 | 70
PTPY5V9A | Hubbell Lighting | KIM LIGHTING | AFL10/LED/WF/54L/4K/35 | Outdoor Luminaires | Mid Output | Architectural Flood and Spot Luminaires | Premium | FALSE | [9 empty] | 42822 |  |  | Yes |  | 4.1 | 7642 | 127.37 | 60 | 4 | 1 | 4000 | 70
PWB9X2EW | Hubbell Lighting | KIM LIGHTING | AFL10/LED/NF/54L/4K/50 | Outdoor Luminaires | Mid Output | Architectural Flood and Spot Luminaires | Premium | FALSE | [9 empty] | 42822 |  |  | Yes |  | 4.1 | 9832 | 115.67 | 85 | 4 | 1 | 4000 | 70
PTE6SW1R | Hubbell Lighting | KIM LIGHTING | AFL10/LED/NF/54L/4K/35 | Outdoor Luminaires | Mid Output | Architectural Flood and Spot Luminaires | Premium | FALSE | [9 empty] | 42822 |  |  | Yes |  | 4.1 | 7351 | 122.52 | 60 | 4 | 1 | 4000 | 70
P4QY8UPX | Hubbell Lighting | KIM LIGHTING | AFL10/LED/WF/54L/3K/50 | Outdoor Luminaires | Mid Output | Architectural Flood and Spot Luminaires | Standard | FALSE | [9 empty] | 42822 |  |  | Yes |  | 4.1 | 9507 | 111.85 | 85 | 4 | 1 | 3000 | 70
PKYKUY43 | Hubbell Lighting | KIM LIGHTING | AFL10/LED/WF/54L/3K/35 | Outdoor Luminaires | Mid Output | Architectural Flood and Spot Luminaires | Premium | FALSE | [9 empty] | 42822 |  |  | Yes |  | 4.1 | 7227.1 | 120.45 | 60 | 4 | 1 | 3000 | 70
P4DHS8ME | Hubbell Lighting | KIM LIGHTING | AFL10/LED/VF/54L/3K/35 | Outdoor Luminaires | Mid Output | Architectural Flood and Spot Luminaires | Premium | FALSE | [9 empty] | 42822 |  |  | Yes |  | 4.1 | 7177 | 119.62 | 60 | 4 | 1 | 3000 | 70
PUGZJWRS | iGlo LLC | iGlo LED | GL80WROTWPSN4000KUDX | Outdoor Luminaires | High Output | Architectural Flood and Spot Luminaires | Premium | TRUE | 10598 | 133.36 | 79.47 | 12.32 | 0.9374 | 3822 | 73.6 | 5 | 50000 | 42822 |  |  | No |  | 4.1 | 10598 | 133.36 | 79.47 | 12.32 | 0.94 | 4000 | 73.6
P9RF3JPD | iGlo LLC | iGlo LED | GL40WROTWPSN4000KUDX | Outdoor Luminaires | Mid Output | Architectural Flood and Spot Luminaires | Premium | TRUE | 5238.3 | 126.19 | 41.51 | 18.95 | 0.9078 | 3765 | 73.5 | 5 | 50000 | 42822 |  |  | No |  | 4.1 | 5131.2 | 128.18 | 40.03 | 18.95 | 0.91 | 4000 | 73.5
P2STGK44 | iGlo LLC | iGlo LED | GL60WROTWPSN4000KUDX | Outdoor Luminaires | Mid Output | Architectural Flood and Spot Luminaires | Premium | TRUE | 7809.3 | 128.46 | 60.79 | 12.31 | 0.9071 | 3810 | 73.8 | 5 | 50000 | 42822 |  |  | No |  | 4.1 | 7853.9 | 129.43 | 60.68 | 12.31 | 0.91 | 4000 | 73.8
PCF31FQS | iGlo LLC | iGlo LED | GL25WROTWPSN4000KUDX | Outdoor Luminaires | Low Output | Architectural Flood and Spot Luminaires | Premium | TRUE | 3324.5 | 126.99 | 26.18 | 14.07 | 0.9053 | 3808 | 73.5 | 5 | 50000 | 42822 |  |  | No |  | 4.1 | 3280.3 | 129.66 | 25.3 | 14.07 | 0.91 | 4000 | 73.5
PZW77BN2 | iGlo LLC | iGlo LED | GL60WROTWPSN5700KUDX | Outdoor Luminaires | Mid Output | Architectural Flood and Spot Luminaires | Premium | FALSE | [9 empty] | 42822 |  |  | No |  | 4.1 | 8090 | 132.52 | 61.05 | 12.92 | 0.91 | 5700 | 73.1
PFH5HBG5 | iGlo LLC | iGlo LED | GL25WROTWPSN5700KUDX | Outdoor Luminaires | Low Output | Architectural Flood and Spot Luminaires | Premium | FALSE | [9 empty] | 42822 |  |  | No |  | 4.1 | 3383 | 132.19 | 25.59 | 14.52 | 0.91 | 5700 | 73
P9YW8UJ3 | iGlo LLC | iGlo LED | GL80WROTWPSN5700KUDX | Outdoor Luminaires | High Output | Architectural Flood and Spot Luminaires | Premium | FALSE | [9 empty] | 42822 |  |  | No |  | 4.1 | 10876 | 135.86 | 80.05 | 12.92 | 0.94 | 5700 | 73
PZA61CE1 | iGlo LLC | iGlo LED | GL40WROTWPSN5700KUDX | Outdoor Luminaires | Mid Output | Architectural Flood and Spot Luminaires | Premium | FALSE | [9 empty] | 42822 |  |  | No |  | 4.1 | 5341 | 131.59 | 40.59 | 19.83 | 0.91 | 5700 | 73.1
PHXNN4SD | iGlo LLC | iGlo LED | GL60WROTWPSN5000KUDX | Outdoor Luminaires | Mid Output | Architectural Flood and Spot Luminaires | Premium | FALSE | [9 empty] | 42822 |  |  | No |  | 4.1 | 7853.9 | 129.43 | 60.68 | 12.31 | 0.91 | 5000 | 73.8
PH8S8CEH | iGlo LLC | iGlo LED | GL80WROTWPSN5000KUDX | Outdoor Luminaires | High Output | Architectural Flood and Spot Luminaires | Premium | FALSE | [9 empty] | 42822 |  |  | No |  | 4.1 | 10598 | 133.36 | 79.47 | 12.32 | 0.94 | 5000 | 73.6
P36Q7V76 | iGlo LLC | iGlo LED | GL25WROTWPSN5000KUDX | Outdoor Luminaires | Low Output | Architectural Flood and Spot Luminaires | Premium | FALSE | [9 empty] | 42822 |  |  | No |  | 4.1 | 3280.3 | 129.66 | 25.3 | 14.07 | 0.91 | 5000 | 73.5
PAMHHMKR | iGlo LLC | iGlo LED | GL40WROTWPSN5000KUDX | Outdoor Luminaires | Mid Output | Architectural Flood and Spot Luminaires | Premium | FALSE | [9 empty] | 42822 |  |  | No |  | 4.1 | 5131.2 | 128.18 | 40.03 | 18.95 | 0.91 | 5000 | 73.5
PH5BJD3K | Rhyno LED Lighting Solutions Inc. | Rhyno Brand LED | RL10-120-04-4K | Outdoor Luminaires | Low Output | Architectural Flood and Spot Luminaires | Standard | TRUE | 1214.12 | 117.19 | 10.36 | 11.11 | 0.882 | 4045 | 81.1 | 5 | 50000 | 42822 |  |  | Yes |  | 4.1 | 1214.12 | 117.19 | 10.36 | 8.56 | 0.99 | 4045 | 81.1
PDKJ3TGY | Rhyno LED Lighting Solutions Inc. | Rhyno Brand LED | RL10-120-04 | Outdoor Luminaires | Low Output | Architectural Flood and Spot Luminaires | Standard | FALSE | [9 empty] | 42822 |  |  | Yes |  | 4.1 | 1214.12 | 117.19 | 10.23 | 8.59 | 0.99 | 4982 | 81
P3QCNVBH | RENO LED LIGHTING INC. | RENO | RENO-FL-300W-D4-[UNV347V]-4K | Outdoor Luminaires | Very High Output | Architectural Flood and Spot Luminaires | Standard | TRUE | 38729.7 | 128.07 | 302.4 | 8.2 | 0.9624 | 3867 | 75.1 | 5 | 50000 | 42821 |  |  | No |  | 4.1 | 38700 | 127.9 | 302.5 | 20 | 0.9 | 4000 | 70
PHJBNTZJ | RENO LED LIGHTING INC. | RENO | RENO-FL-200W-D4-[UNV347V]-4K | Outdoor Luminaires | High Output | Architectural Flood and Spot Luminaires | Standard | TRUE | 23804.2 | 117.77 | 202.1 | 10.79 | 0.9506 | 3906 | 74.6 | 5 | 50000 | 42821 |  |  | No |  | 4.1 | 23800 | 117.5 | 202.5 | 20 | 0.9 | 4000 | 70
PG42SNWE | RENO LED LIGHTING INC. | RENO | RENO-FL-150W-D4-[UNV347V]-4K | Outdoor Luminaires | High Output | Architectural Flood and Spot Luminaires | Standard | TRUE | 19060.2 | 126.61 | 150.5 | 12.01 | 0.9428 | 3869 | 74.5 | 5 | 50000 | 42821 |  |  | No |  | 4.1 | 19000 | 126.2 | 150.5 | 20 | 0.9 | 4000 | 70
PFBU4D7J | RENO LED LIGHTING INC. | RENO | RENO-FL-100W-D4-[UNV347V]-4K | Outdoor Luminaires | High Output | Architectural Flood and Spot Luminaires | Standard | TRUE | 12512.5 | 136.4 | 91.74 | 7.23 | 0.9404 | 3852 | 74.5 | 5 | 50000 | 42821 |  |  | No |  | 4.1 | 12500 | 135.8 | 92 | 20 | 0.9 | 4000 | 70
PC8HFSBT | RENO LED LIGHTING INC. | RENO | RENO-FL-40W-D4-[UNV347V]-4K | Outdoor Luminaires | Mid Output | Architectural Flood and Spot Luminaires | Standard | TRUE | 5291.72 | 128.99 | 41.03 | 19.07 | 0.9394 | 3865 | 74.3 | 5 | 50000 | 42821 |  |  | No |  | 4.1 | 5250 | 126.5 | 41.5 | 20 | 0.9 | 4000 | 70
PRJXFXV5 | RENO LED LIGHTING INC. | RENO | RENO-FL-60W-D4-[UNV347V]-4K | Outdoor Luminaires | Mid Output | Architectural Flood and Spot Luminaires | Standard | TRUE | 7350.8 | 116.4 | 63.15 | 17.1 | 0.9205 | 3889 | 74.3 | 5 | 50000 | 42821 |  |  | No |  | 4.1 | 7350 | 115.7 | 63.5 | 20 | 0.9 | 4000 | 70
PNK19R5E | RENO LED LIGHTING INC. | RENO | RENO-FL-300W-D4-[UNV347V]-5K | Outdoor Luminaires | Very High Output | Architectural Flood and Spot Luminaires | Standard | FALSE | [9 empty] | 42821 |  |  | No |  | 4.1 | 38700 | 127.9 | 302.5 | 20 | 0.9 | 5000 | 70
PXBDB7BD | RENO LED LIGHTING INC. | RENO | RENO-FL-60W-D4-[UNV347V]-5K | Outdoor Luminaires | Mid Output | Architectural Flood and Spot Luminaires | Standard | FALSE | [9 empty] | 42821 |  |  | No |  | 4.1 | 7350 | 115.7 | 63.5 | 20 | 0.9 | 5000 | 70
P8THS9Y6 | RENO LED LIGHTING INC. | RENO | RENO-FL-40W-D4-[UNV347V]-5K | Outdoor Luminaires | Mid Output | Architectural Flood and Spot Luminaires | Standard | FALSE | [9 empty] | 42821 |  |  | No |  | 4.1 | 5250 | 126.5 | 41.5 | 20 | 0.9 | 5000 | 70
PS49W31Z | RENO LED LIGHTING INC. | RENO | RENO-FL-200W-D4-[UNV347V]-5K | Outdoor Luminaires | High Output | Architectural Flood and Spot Luminaires | Standard | FALSE | [9 empty] | 42821 |  |  | No |  | 4.1 | 23800 | 117.5 | 202.5 | 20 | 0.9 | 5000 | 70
PBYW7F5M | RENO LED LIGHTING INC. | RENO | RENO-FL-150W-D4-[UNV347V]-5K | Outdoor Luminaires | High Output | Architectural Flood and Spot Luminaires | Standard | FALSE | [9 empty] | 42821 |  |  | No |  | 4.1 | 19000 | 126.2 | 150.5 | 20 | 0.9 | 5000 | 70
P9HEQDVU | RENO LED LIGHTING INC. | RENO | RENO-FL-100W-D4-[UNV347V]-5K | Outdoor Luminaires | High Output | Architectural Flood and Spot Luminaires | Standard | FALSE | [9 empty] | 42821 |  |  | No |  | 4.1 | 12500 | 135.8 | 92 | 20 | 0.9 | 5000 | 70
PH9FC24G | Best Lighting Products | BEST LIGHTING | LEDWPA80W-4K | Outdoor Luminaires | High Output | Architectural Flood and Spot Luminaires | Premium | TRUE | 10598 | 133.36 | 79.47 | 12.32 | 0.9374 | 3822 | 73.6 | 5 | 50000 | 42821 |  |  | No |  | 4.1 | 10598 | 133.36 | 79.47 | 12.32 | 0.94 | 4000 | 73.6
P7XWQBUG | Best Lighting Products | BEST LIGHTING | LEDWPA40W-4K | Outdoor Luminaires | Mid Output | Architectural Flood and Spot Luminaires | Premium | TRUE | 5238.3 | 126.19 | 41.51 | 18.95 | 0.9078 | 3765 | 73.5 | 5 | 50000 | 42821 |  |  | No |  | 4.1 | 5131.2 | 128.18 | 40.03 | 18.95 | 0.91 | 4000 | 73.5
P4A2A9A6 | Best Lighting Products | BEST LIGHTING | LEDWPA60W-4K | Outdoor Luminaires | Mid Output | Architectural Flood and Spot Luminaires | Premium | TRUE | 7809.3 | 128.46 | 60.79 | 12.31 | 0.9071 | 3810 | 73.8 | 5 | 50000 | 42821 |  |  | No |  | 4.1 | 7853.9 | 129.43 | 60.68 | 12.31 | 0.91 | 4000 | 73.8
P7CG8F61 | Best Lighting Products | BEST LIGHTING | LEDWPA25W-4K | Outdoor Luminaires | Low Output | Architectural Flood and Spot Luminaires | Premium | TRUE | 3324.5 | 126.99 | 26.18 | 14.07 | 0.9053 | 3808 | 73.5 | 5 | 50000 | 42821 |  |  | No |  | 4.1 | 3280.3 | 129.66 | 25.3 | 14.07 | 0.91 | 4000 | 73.5
PUN1AAUM | Best Lighting Products | BEST LIGHTING | LEDWPA60W-5K | Outdoor Luminaires | Mid Output | Architectural Flood and Spot Luminaires | Premium | FALSE | [9 empty] | 42821 |  |  | No |  | 4.1 | 7853.9 | 129.43 | 60.68 | 12.31 | 0.91 | 5000 | 73.8
PV79DW38 | Best Lighting Products | BEST LIGHTING | LEDWPA80W-5K | Outdoor Luminaires | High Output | Architectural Flood and Spot Luminaires | Premium | FALSE | [9 empty] | 42821 |  |  | No |  | 4.1 | 10598 | 133.36 | 79.47 | 12.32 | 0.94 | 5000 | 73.6
PV26KC9M | Best Lighting Products | BEST LIGHTING | LEDWPA25W-5K | Outdoor Luminaires | Low Output | Architectural Flood and Spot Luminaires | Premium | FALSE | [9 empty] | 42821 |  |  | No |  | 4.1 | 3280.3 | 129.66 | 25.3 | 14.07 | 0.91 | 5000 | 73.5
P9BSP36X | Best Lighting Products | BEST LIGHTING | LEDWPA40W-5K | Outdoor Luminaires | Mid Output | Architectural Flood and Spot Luminaires | Premium | FALSE | [9 empty] | 42821 |  |  | No |  | 4.1 | 5131.2 | 128.18 | 40.03 | 18.95 | 0.91 | 5000 | 73.5
PY2ZHTPY | RAB Design Lighting | RAB Design | GFL-LED20-B-3K-H-M | Outdoor Luminaires | Low Output | Architectural Flood and Spot Luminaires | Premium | TRUE | 2694.6 | 126.94 | 21.23 | 11.53 | 0.90004 | 3044 | 72.6 | 5 | 50000 | 42818 | Dimmable | Continuous Above 10 | Yes |  | 4 | 2580.3 | 131.58 | 19.61 | 11.53 | 0.9 | 3000 | 72.6
P6QQMSA3 | RAB Design Lighting | RAB Design | GFL-LED20-B-5K-H-M | Outdoor Luminaires | Low Output | Architectural Flood and Spot Luminaires | Premium | FALSE | [9 empty] | 42818 | Dimmable | Continuous Above 10 | Yes |  | 4 | 2603 | 133.15 | 19.55 | 11.78 | 0.9 | 5000 | 75.3
P5GC6FRH | RAB Design Lighting | RAB Design | GFL-LED20-B-45K-H-M | Outdoor Luminaires | Low Output | Architectural Flood and Spot Luminaires | Premium | FALSE | [9 empty] | 42818 | Dimmable | Continuous Above 10 | Yes |  | 4 | 2597.3 | 132.65 | 19.58 | 11.53 | 0.9 | 4500 | 72.6
PC15DPTW | RAB Design Lighting | RAB Design | GFL-LED20-B-4K-H-M | Outdoor Luminaires | Low Output | Architectural Flood and Spot Luminaires | Premium | FALSE | [9 empty] | 42818 | Dimmable | Continuous Above 10 | Yes |  | 4 | 2591.7 | 132.36 | 19.58 | 11.53 | 0.9 | 4000 | 72.6
PRXWHZ8R | RAB Design Lighting | RAB Design | GFL-LED20-B-35K-H-M | Outdoor Luminaires | Low Output | Architectural Flood and Spot Luminaires | Premium | FALSE | [9 empty] | 42818 | Dimmable | Continuous Above 10 | Yes |  | 4 | 2586 | 132.07 | 19.58 | 11.53 | 0.9 | 3500 | 72.6
PXEEN6RW | Gingko Lighting Corp | GKOLED | GKOFD30W27V30KBYB77 | Outdoor Luminaires | Low Output | Architectural Flood and Spot Luminaires | Standard | TRUE | 2693.3 | 95 | 28.35 | 12.84 | 0.967 | 2992 | 73.4 | 5 | 50000 | 42817 |  |  | NotYetVerified |  | 4.1 | 2700 | 90 | 30 | 20 | 0.9 | 3000 | 70
PZYKCUR8 | Gingko Lighting Corp | GKOLED | GKOFD15W27V30KBYB77 | Outdoor Luminaires | Low Output | Architectural Flood and Spot Luminaires | Standard | TRUE | 1373.2 | 93.41 | 14.7 | 10.05 | 0.959 | 2977 | 73.5 | 5 | 50000 | 42817 |  |  | NotYetVerified |  | 4.1 | 1370 | 91 | 15 | 20 | 0.9 | 3000 | 70
PTTP4Q4J | Gingko Lighting Corp | GKOLED | GKOFD200W27V40KBYB76YY | Outdoor Luminaires | High Output | Architectural Flood and Spot Luminaires | Premium | TRUE | 23430 | 117.38 | 199.6 | 10.23 | 0.9578 | 3813 | 74.5 | 5 | 50000 | 42817 |  |  | Yes |  | 4.1 | 23400 | 117 | 200 | 10 | 0.9 | 4000 | 72
PTM52W7E | VOLTECH INTERNATIONAL INC. | Technilight | TLFL280H[SFTRTUPM]W[BKWHDBSLXX] | Outdoor Luminaires | Very High Output | Architectural Flood and Spot Luminaires | Premium | TRUE | 39961 | 141.3 | 282.8 | 11.37 | 0.9539 | 3130 | 73.6 | 5 | 50000 | 42817 |  |  | Yes |  | 4.1 | 39961 | 141.3 | 282.8 | 11.37 | 0.95 | 3000 | 73.6
P8HMSNDV | Gingko Lighting Corp | GKOLED | GKOFD45WZZV40KBYWFLY | Outdoor Luminaires | Mid Output | Architectural Flood and Spot Luminaires | Standard | TRUE | 5385.4 | 113.93 | 47.27 | 16.55 | 0.948 | 3889 | 74 | 5 | 50000 | 42817 |  |  | No | Product updated on 8/31/16 | 4.1 | 5300 | 118 | 45 | 20 | 0.9 | 4000 | 70
P6QFQV9Z | Gingko Lighting Corp | GKOLED | GKOFD90WZZV40KBYWFLYY | Outdoor Luminaires | High Output | Architectural Flood and Spot Luminaires | Standard | TRUE | 10548 | 114.35 | 92.24 | 17.7 | 0.9408 | 3907 | 73.4 | 5 | 50000 | 42817 |  |  | NotYetVerified | Product updated on 8/31/16 | 4.1 | 10500 | 118 | 90 | 20 | 0.9 | 4000 | 70
PJ6HYV79 | VOLTECH INTERNATIONAL INC. | Technilight | TLFL280[SFTRTUPM]W[BKWHDBSLXX] | Outdoor Luminaires | Very High Output | Architectural Flood and Spot Luminaires | Premium | TRUE | 40241 | 139.68 | 288.1 | 18.35 | 0.9255 | 3136 | 73.6 | 5 | 50000 | 42817 |  |  | Yes |  | 4.1 | 40241 | 139.68 | 288.1 | 18.35 | 0.93 | 3000 | 73.6
PDKRYVWJ | Gingko Lighting Corp | GKOLED | GKOFD140W27V40KBYB76YY | Outdoor Luminaires | High Output | Architectural Flood and Spot Luminaires | Premium | TRUE | 16401 | 117.37 | 139.7 | 19.28 | 0.9218 | 3923 | 73.9 | 5 | 50000 | 42817 |  |  | Yes |  | 4.1 | 16400 | 117 | 140 | 20 | 0.9 | 4000 | 72
PTFZX9MF | Gingko Lighting Corp | GKOLED | GKOFD65W[12V27V]40KBYWFLY | Outdoor Luminaires | Mid Output | Architectural Flood and Spot Luminaires | Standard | TRUE | 7420.9 | 110.84 | 66.95 | 12.76 | 0.9212 | 3858 | 73.3 | 5 | 50000 | 42817 |  |  | Yes |  | 4.1 | 7300 | 112 | 65 | 20 | 0.9 | 4000 | 70
PXYU6M5V | VOLTECH INTERNATIONAL INC. | Technilight | TLFL280[SFTRTUPM]P[BKWHDBSLXX] | Outdoor Luminaires | Very High Output | Architectural Flood and Spot Luminaires | Premium | FALSE | [9 empty] | 42817 |  |  | Yes |  | 4.1 | 43261 | 148.31 | 291.7 | 17.99 | 0.93 | 5000 | 76.3
PE5UDGCJ | VOLTECH INTERNATIONAL INC. | Technilight | TLFL280H[SFTRTUPM]P[BKWHDBSLXX] | Outdoor Luminaires | Very High Output | Architectural Flood and Spot Luminaires | Premium | FALSE | [9 empty] | 42817 |  |  | Yes |  | 4.1 | 42015 | 147.68 | 284.5 | 11.52 | 0.95 | 5000 | 76.2
PZ2TW5P6 | VOLTECH INTERNATIONAL INC. | Technilight | TLFL280[SFTRTUPM]O[BKWHDBSLXX] | Outdoor Luminaires | Very High Output | Architectural Flood and Spot Luminaires | Premium | FALSE | [9 empty] | 42817 |  |  | Yes |  | 4.1 | 42506 | 146.62 | 289.9 | 18.35 | 0.93 | 4500 | 73.6
PEZB1UD3 | VOLTECH INTERNATIONAL INC. | Technilight | TLFL280H[SFTRTUPM]O[BKWHDBSLXX] | Outdoor Luminaires | Very High Output | Architectural Flood and Spot Luminaires | Premium | FALSE | [9 empty] | 42817 |  |  | Yes |  | 4.1 | 41502 | 146.31 | 283.7 | 11.37 | 0.95 | 4500 | 73.6
P2HQ881C | VOLTECH INTERNATIONAL INC. | Technilight | TLFL280[SFTRTUPM]N[BKWHDBSLXX] | Outdoor Luminaires | Very High Output | Architectural Flood and Spot Luminaires | Premium | FALSE | [9 empty] | 42817 |  |  | Yes |  | 4.1 | 41751 | 144.02 | 289.9 | 18.35 | 0.93 | 4000 | 73.6
PE4A275U | VOLTECH INTERNATIONAL INC. | Technilight | TLFL280H[SFTRTUPM]N[BKWHDBSLXX] | Outdoor Luminaires | Very High Output | Architectural Flood and Spot Luminaires | Premium | FALSE | [9 empty] | 42817 |  |  | Yes |  | 4.1 | 40988 | 144.5 | 283.7 | 11.37 | 0.95 | 4000 | 73.6
PQ3PQRCY | VOLTECH INTERNATIONAL INC. | Technilight | TLFL280[SFTRTUPM]Q[BKWHDBSLXX] | Outdoor Luminaires | Very High Output | Architectural Flood and Spot Luminaires | Premium | FALSE | [9 empty] | 42817 |  |  | Yes |  | 4.1 | 40996 | 141.41 | 289.9 | 18.35 | 0.93 | 3500 | 73.6
PXVSD858 | VOLTECH INTERNATIONAL INC. | Technilight | TLFL280H[SFTRTUPM]Q[BKWHDBSLXX] | Outdoor Luminaires | Very High Output | Architectural Flood and Spot Luminaires | Premium | FALSE | [9 empty] | 42817 |  |  | Yes |  | 4.1 | 40475 | 142.69 | 283.7 | 11.37 | 0.95 | 3500 | 73.6
P2QEUQNT | Gingko Lighting Corp | GKOLED | GKOFD30W27V50KBYB77 | Outdoor Luminaires | Low Output | Architectural Flood and Spot Luminaires | Standard | FALSE | [9 empty] | 42817 |  |  | NotYetVerified |  | 4.1 | 3000 | 100 | 30 | 20 | 0.9 | 5000 | 70
PTKUZ47T | Gingko Lighting Corp | GKOLED | GKOFD15W27V50KBYB77 | Outdoor Luminaires | Low Output | Architectural Flood and Spot Luminaires | Standard | FALSE | [9 empty] | 42817 |  |  | NotYetVerified |  | 4.1 | 1500 | 100 | 15 | 20 | 0.9 | 5000 | 70
PHQ7QAMR | Gingko Lighting Corp | GKOLED | GKOFD140W27V50KBYB76YY | Outdoor Luminaires | High Output | Architectural Flood and Spot Luminaires | Premium | FALSE | [9 empty] | 42817 |  |  | Yes |  | 4.1 | 16700 | 119 | 140 | 20 | 0.9 | 5000 | 72
PF5A2DNW | Gingko Lighting Corp | GKOLED | GKOFD200W27V50KBYB76YY | Outdoor Luminaires | High Output | Architectural Flood and Spot Luminaires | Premium | FALSE | [9 empty] | 42817 |  |  | Yes |  | 4.1 | 24000 | 120 | 200 | 10 | 0.9 | 5000 | 72
PT13CUZ1 | Gingko Lighting Corp | GKOLED | GKOFD65W[12V27V]50KBYWFLY | Outdoor Luminaires | Mid Output | Architectural Flood and Spot Luminaires | Standard | FALSE | [9 empty] | 42817 |  |  | Yes |  | 4.1 | 7400 | 114 | 65 | 20 | 0.9 | 5000 | 70
P636UNB6 | Gingko Lighting Corp | GKOLED | GKOFD90WZZV50KBYWFLYY | Outdoor Luminaires | High Output | Architectural Flood and Spot Luminaires | Standard | FALSE | [9 empty] | 42817 |  |  | NotYetVerified | Product updated on 8/31/16 | 4.1 | 11000 | 118 | 90 | 20 | 0.9 | 5000 | 70
PFVAQMDB | Gingko Lighting Corp | GKOLED | GKOFD45WZZV50KBYWFLY | Outdoor Luminaires | Mid Output | Architectural Flood and Spot Luminaires | Standard | FALSE | [9 empty] | 42817 |  |  | No | Product updated on 8/31/16 | 4.1 | 5300 | 118 | 45 | 20 | 0.9 | 5000 | 70
PCZK6AYX | Gingko Lighting Corp | GKOLED | GKOFD30W27V40KBYB77 | Outdoor Luminaires | Low Output | Architectural Flood and Spot Luminaires | Standard | FALSE | [9 empty] | 42817 |  |  | NotYetVerified |  | 4.1 | 3000 | 100 | 30 | 20 | 0.9 | 4000 | 70
PHGBYCHN | Gingko Lighting Corp | GKOLED | GKOFD15W27V40KBYB77 | Outdoor Luminaires | Low Output | Architectural Flood and Spot Luminaires | Standard | FALSE | [9 empty] | 42817 |  |  | NotYetVerified |  | 4.1 | 1500 | 100 | 15 | 20 | 0.9 | 4000 | 70
P4VP8KEB | Industrial Lighting Products | Industrial Lighting Products | WPSP-30WLED-UNIV-5000K | Outdoor Luminaires | Low Output | Architectural Flood and Spot Luminaires | Standard | FALSE | [9 empty] | 42817 |  |  | Yes |  | 4.1 | 2918 | 99.49 | 29.3 | 12.2 | 0.98 | 5000 | 80
P88Z8K7V | RAB Lighting | RAB Lightng | FFLED26Y [blank SF T] B55 [blank W] /480 | Outdoor Luminaires | Low Output | Architectural Flood and Spot Luminaires | Premium | TRUE | 3094 | 112.1 | 27.6 | 6.1 | 0.907 | 3078 | 71 | 5 | 50000 | 42816 |  |  | Yes |  | 4.1 | 3094 | 112.1 | 27.55 | 6.12 | 0.91 | 3078 | 71
PKK3ZCF8 | RAB Lighting | RAB Lightng | FFLED39 [blank SF T] B44 [blank W] /480 | Outdoor Luminaires | Mid Output | Architectural Flood and Spot Luminaires | Standard | FALSE | [9 empty] | 42816 |  |  | Yes |  | 4.1 | 6096.79 | 110.17 | 55.34 | 6.7 | 0.99 | 5031 | 71
P59V28YW | RAB Lighting | RAB Lightng | FFLED39 [blank SF T] B55 [blank W] /480 | Outdoor Luminaires | Mid Output | Architectural Flood and Spot Luminaires | Standard | FALSE | [9 empty] | 42816 |  |  | Yes |  | 4.1 | 5804 | 104.89 | 55.33 | 6.7 | 0.99 | 5031 | 71
PPJ5E51E | RAB Lighting | RAB Lightng | FFLED52 [blank SF T] [blank W] /480 | Outdoor Luminaires | Mid Output | Architectural Flood and Spot Luminaires | Premium | FALSE | [9 empty] | 42816 |  |  | Yes |  | 4.1 | 7175 | 127.67 | 56.2 | 6.23 | 0.93 | 5031 | 71
P2VE81M8 | RAB Lighting | RAB Lightng | FFLED52 [blank SF T] B44 [blank W] /480 | Outdoor Luminaires | Mid Output | Architectural Flood and Spot Luminaires | Standard | FALSE | [9 empty] | 42816 |  |  | Yes |  | 4.1 | 6308.52 | 112.37 | 56.14 | 6.23 | 0.93 | 5031 | 71
PTUW6P5V | RAB Lighting | RAB Lightng | FFLED52 [blank SF T] B55 [blank W] /480 | Outdoor Luminaires | Mid Output | Architectural Flood and Spot Luminaires | Standard | FALSE | [9 empty] | 42816 |  |  | Yes |  | 4.1 | 6006.29 | 107 | 56.13 | 6.23 | 0.93 | 5031 | 71
PRSVCK44 | RAB Lighting | RAB Lightng | FFLED39 [blank SF T] B44 [blank W] /480/D10 | Outdoor Luminaires | Mid Output | Architectural Flood and Spot Luminaires | Standard | FALSE | [9 empty] | 42816 |  |  | Yes |  | 4.1 | 6096.79 | 110.17 | 55.34 | 6.7 | 0.99 | 5031 | 71
PSPM74BM | RAB Lighting | RAB Lightng | FFLED39 [blank SF T] B55 [blank W] /480/D10 | Outdoor Luminaires | Mid Output | Architectural Flood and Spot Luminaires | Standard | FALSE | [9 empty] | 42816 |  |  | Yes |  | 4.1 | 5804 | 104.89 | 55.33 | 6.7 | 0.99 | 5031 | 71
PM9TGS67 | RAB Lighting | RAB Lightng | FFLED52 [blank SF T] [blank W] /480/D10 | Outdoor Luminaires | Mid Output | Architectural Flood and Spot Luminaires | Premium | FALSE | [9 empty] | 42816 |  |  | Yes |  | 4.1 | 7175 | 127.67 | 56.2 | 6.23 | 0.93 | 5031 | 71
PFBEFUDR | RAB Lighting | RAB Lightng | FFLED52 [blank SF T] B44 [blank W] /480/D10 | Outdoor Luminaires | Mid Output | Architectural Flood and Spot Luminaires | Standard | FALSE | [9 empty] | 42816 |  |  | Yes |  | 4.1 | 6308.52 | 112.37 | 56.14 | 6.23 | 0.93 | 5031 | 71
PDCZPT97 | RAB Lighting | RAB Lightng | FFLED39 [blank SF T] [blank W] /480 | Outdoor Luminaires | Mid Output | Architectural Flood and Spot Luminaires | Premium | FALSE | [9 empty] | 42816 |  |  | Yes |  | 4.1 | 6935 | 125.2 | 55.4 | 6.7 | 0.99 | 5031 | 71
P5JBY3SR | RAB Lighting | RAB Lightng | FFLED39 [blank SF T] [blank W] /480/D10 | Outdoor Luminaires | Mid Output | Architectural Flood and Spot Luminaires | Premium | FALSE | [9 empty] | 42816 |  |  | Yes |  | 4.1 | 6935 | 125.2 | 55.4 | 6.7 | 0.99 | 5031 | 71
PQR8464F | RAB Lighting | RAB Lightng | FFLED52 [blank SF T] B55 [blank W] /480/D10 | Outdoor Luminaires | Mid Output | Architectural Flood and Spot Luminaires | Standard | FALSE | [9 empty] | 42816 |  |  | Yes |  | 4.1 | 6006.29 | 107 | 56.13 | 6.23 | 0.93 | 5031 | 71
P6XT2USU | RAB Lighting | RAB Lightng | FFLED26 [blank SF T] B55 [blank W] /480 | Outdoor Luminaires | Low Output | Architectural Flood and Spot Luminaires | Premium | FALSE | [9 empty] | 42816 |  |  | Yes |  | 4.1 | 3307.79 | 118.11 | 28.01 | 6.35 | 0.91 | 4975 | 71
PSMC98EJ | RAB Lighting | RAB Lightng | FFLED26 [blank SF T] [blank W] /480 | Outdoor Luminaires | Low Output | Architectural Flood and Spot Luminaires | Premium | FALSE | [9 empty] | 42816 |  |  | Yes |  | 4.1 | 3937 | 140.64 | 27.99 | 6.27 | 0.91 | 4975 | 71
PYUVTA37 | RAB Lighting | RAB Lightng | FFLED26 [blank SF T] B55 [blank W] /480/D10 | Outdoor Luminaires | Low Output | Architectural Flood and Spot Luminaires | Premium | FALSE | [9 empty] | 42816 |  |  | Yes |  | 4.1 | 3307.79 | 118.11 | 28.01 | 6.35 | 0.91 | 4975 | 71
PCEJM7Z5 | RAB Lighting | RAB Lightng | FFLED26 [blank SF T] [blank W] /480/D10 | Outdoor Luminaires | Low Output | Architectural Flood and Spot Luminaires | Premium | FALSE | [9 empty] | 42816 |  |  | Yes |  | 4.1 | 3937 | 140.64 | 27.99 | 6.27 | 0.91 | 4975 | 71
PFD72JXB | RAB Lighting | RAB Lightng | FFLED39 [blank SF T] [blank W] /D10/ [PC PC2 PCS PCS2] | Outdoor Luminaires | Mid Output | Architectural Flood and Spot Luminaires | Premium | FALSE | [9 empty] | 42816 |  |  | Yes |  | 4.1 | 5665.86 | 135.51 | 41.82 | 6 | 0.99 | 4975 | 71
PUPC8NP9 | RAB Lighting | RAB Lightng | FFLED26 [blank SF T] B44 [blank W] /D10/ [PC PC2 PCS PCS2] | Outdoor Luminaires | Low Output | Architectural Flood and Spot Luminaires | Premium | FALSE | [9 empty] | 42816 |  |  | Yes |  | 4.1 | 3584.69 | 122.97 | 29.15 | 8.3 | 0.99 | 4975 | 71
P8AANCEA | RAB Lighting | RAB Lightng | FFLED26 [blank SF T] B44 [blank W] /480/D10 | Outdoor Luminaires | Low Output | Architectural Flood and Spot Luminaires | Premium | FALSE | [9 empty] | 42816 |  |  | Yes |  | 4.1 | 3415.78 | 121.98 | 28 | 6.35 | 0.91 | 4975 | 71
PU69M1CG | RAB Lighting | RAB Lightng | FFLED26 [blank SF T] B44 [blank W] /480 | Outdoor Luminaires | Low Output | Architectural Flood and Spot Luminaires | Premium | FALSE | [9 empty] | 42816 |  |  | Yes |  | 4.1 | 3415.78 | 121.98 | 28 | 6.35 | 0.91 | 4975 | 71
PQDXGCBD | RAB Lighting | RAB Lightng | FFLED26 [blank SF T] B55 [blank W] /D10/ [PC PC2 PCS PCS2] | Outdoor Luminaires | Low Output | Architectural Flood and Spot Luminaires | Premium | FALSE | [9 empty] | 42816 |  |  | Yes |  | 4.1 | 3471.37 | 119.07 | 29.15 | 8.3 | 0.99 | 4975 | 71
P4JR5HH7 | RAB Lighting | RAB Lightng | FFLED26 [blank SF T] [blank W] /D10/ [PC PC2 PCS PCS2] | Outdoor Luminaires | Low Output | Architectural Flood and Spot Luminaires | Premium | FALSE | [9 empty] | 42816 |  |  | Yes |  | 4.1 | 4131 | 142 | 29.14 | 8.2 | 0.99 | 4975 | 71
PXS2A8F6 | RAB Lighting | RAB Lightng | FFLED80N [blank SF T] [blank W] / [PC PC2 PCS PCS2] | Outdoor Luminaires | Mid Output | Architectural Flood and Spot Luminaires | Standard | FALSE | [9 empty] | 42816 |  |  | Yes |  | 4.1 | 9157 | 104.1 | 87.9 | 12.3 | 0.98 | 4046 | 72
PM8D6WBB | RAB Lighting | RAB Lightng | FFLED39N [blank SF T] B55 [blank W] /480 | Outdoor Luminaires | Mid Output | Architectural Flood and Spot Luminaires | Standard | FALSE | [9 empty] | 42816 |  |  | Yes |  | 4.1 | 5789 | 103.59 | 55.88 | 6.3 | 0.99 | 3999 | 71
PC6MFZFZ | RAB Lighting | RAB Lightng | FFLED39N [blank SF T] B55 [blank W] /480/D10 | Outdoor Luminaires | Mid Output | Architectural Flood and Spot Luminaires | Standard | FALSE | [9 empty] | 42816 |  |  | Yes |  | 4.1 | 5789 | 103.59 | 55.88 | 6.3 | 0.99 | 3999 | 71
PDN9M8R3 | RAB Lighting | RAB Lightng | FFLED39N [blank SF T] B44 [blank W] /480 | Outdoor Luminaires | Mid Output | Architectural Flood and Spot Luminaires | Standard | FALSE | [9 empty] | 42816 |  |  | Yes |  | 4.1 | 6080.97 | 108.81 | 55.89 | 6.3 | 0.99 | 3999 | 71
PG18MWZ4 | RAB Lighting | RAB Lightng | FFLED52N [blank SF T] B44 [blank W] /480 | Outdoor Luminaires | Mid Output | Architectural Flood and Spot Luminaires | Standard | FALSE | [9 empty] | 42816 |  |  | Yes |  | 4.1 | 6292.14 | 110.98 | 56.7 | 5.86 | 0.93 | 3999 | 71
PDGE5T24 | RAB Lighting | RAB Lightng | FFLED52N [blank SF T] B55 [blank W] /480 | Outdoor Luminaires | Mid Output | Architectural Flood and Spot Luminaires | Standard | FALSE | [9 empty] | 42816 |  |  | Yes |  | 4.1 | 5990.7 | 105.67 | 56.69 | 5.86 | 0.93 | 3999 | 71
P6R3HEWE | RAB Lighting | RAB Lightng | FFLED39N [blank SF T] B44 [blank W] /480/D10 | Outdoor Luminaires | Mid Output | Architectural Flood and Spot Luminaires | Standard | FALSE | [9 empty] | 42816 |  |  | Yes |  | 4.1 | 6080.97 | 108.81 | 55.89 | 6.3 | 0.99 | 3999 | 71
PR6KDANN | RAB Lighting | RAB Lightng | FFLED52N [blank SF T] B44 [blank W] /480/D10 | Outdoor Luminaires | Mid Output | Architectural Flood and Spot Luminaires | Standard | FALSE | [9 empty] | 42816 |  |  | Yes |  | 4.1 | 6292.14 | 110.98 | 56.7 | 5.86 | 0.93 | 3999 | 71
PE63P6WD | RAB Lighting | RAB Lightng | FFLED52N [blank SF T] B55 [blank W] /480/D10 | Outdoor Luminaires | Mid Output | Architectural Flood and Spot Luminaires | Standard | FALSE | [9 empty] | 42816 |  |  | Yes |  | 4.1 | 5990.7 | 105.67 | 56.69 | 5.86 | 0.93 | 3999 | 71
PKEW9QG3 | RAB Lighting | RAB Lightng | FFLED39N [blank SF T] [blank W] /480 | Outdoor Luminaires | Mid Output | Architectural Flood and Spot Luminaires | Premium | FALSE | [9 empty] | 42816 |  |  | Yes |  | 4.1 | 6917 | 123.7 | 55.95 | 6.3 | 0.99 | 3999 | 71
PN6HPEG4 | RAB Lighting | RAB Lightng | FFLED52N [blank SF T] [blank W] /480 | Outdoor Luminaires | Mid Output | Architectural Flood and Spot Luminaires | Premium | FALSE | [9 empty] | 42816 |  |  | Yes |  | 4.1 | 7157.21 | 126.1 | 56.76 | 5.86 | 0.93 | 3999 | 71
P37ZR39Q | RAB Lighting | RAB Lightng | FFLED39N [blank SF T] [blank W] /480/D10 | Outdoor Luminaires | Mid Output | Architectural Flood and Spot Luminaires | Premium | FALSE | [9 empty] | 42816 |  |  | Yes |  | 4.1 | 6917 | 123.7 | 55.95 | 6.3 | 0.99 | 3999 | 71
PP9UXVKH | RAB Lighting | RAB Lightng | FFLED52N [blank SF T] [blank W] /480/D10 | Outdoor Luminaires | Mid Output | Architectural Flood and Spot Luminaires | Premium | FALSE | [9 empty] | 42816 |  |  | Yes |  | 4.1 | 7157.21 | 126.1 | 56.76 | 5.86 | 0.93 | 3999 | 71
P4E3G2GW | RAB Lighting | RAB Lightng | FFLED26N [blank SF T] B55 [blank W] /D10/ [PC PC2 PCS PCS2] | Outdoor Luminaires | Low Output | Architectural Flood and Spot Luminaires | Premium | FALSE | [9 empty] | 42816 |  |  | Yes |  | 4.1 | 3412.54 | 119.55 | 28.54 | 8.61 | 0.99 | 3950 | 71
PRQ4BNCD | RAB Lighting | RAB Lightng | FFLED26N [blank SF T] B44 [blank W] /480 | Outdoor Luminaires | Low Output | Architectural Flood and Spot Luminaires | Premium | FALSE | [9 empty] | 42816 |  |  | Yes |  | 4.1 | 3357.9 | 122.46 | 27.42 | 6.58 | 0.91 | 3950 | 71
PFYXG5JG | RAB Lighting | RAB Lightng | FFLED26N [blank SF T] B55 [blank W] /480 | Outdoor Luminaires | Low Output | Architectural Flood and Spot Luminaires | Premium | FALSE | [9 empty] | 42816 |  |  | Yes |  | 4.1 | 3251.74 | 118.58 | 27.42 | 6.58 | 0.91 | 3950 | 71
PPU79XJ3 | RAB Lighting | RAB Lightng | FFLED26N [blank SF T] B44 [blank W] /D10/ [PC PC2 PCS PCS2] | Outdoor Luminaires | Low Output | Architectural Flood and Spot Luminaires | Premium | FALSE | [9 empty] | 42816 |  |  | Yes |  | 4.1 | 3523.95 | 123.46 | 28.54 | 8.61 | 0.99 | 3950 | 71
PKQ1KN53 | RAB Lighting | RAB Lightng | FFLED26N [blank SF T] B44 [blank W] /480/D10 | Outdoor Luminaires | Low Output | Architectural Flood and Spot Luminaires | Premium | FALSE | [9 empty] | 42816 |  |  | Yes |  | 4.1 | 3357.9 | 122.46 | 27.42 | 6.58 | 0.91 | 3950 | 71
PWCBSN4X | RAB Lighting | RAB Lightng | FFLED26N [blank SF T] B55 [blank W] /480/D10 | Outdoor Luminaires | Low Output | Architectural Flood and Spot Luminaires | Premium | FALSE | [9 empty] | 42816 |  |  | Yes |  | 4.1 | 3251.74 | 118.58 | 27.42 | 6.58 | 0.91 | 3950 | 71
P3SVSXWM | RAB Lighting | RAB Lightng | FFLED39N [blank SF T] [blank W] /D10/ [PC PC2 PCS PCS2] | Outdoor Luminaires | Mid Output | Architectural Flood and Spot Luminaires | Premium | FALSE | [9 empty] | 42816 |  |  | Yes |  | 4.1 | 5651.16 | 133.82 | 42.28 | 6.45 | 0.99 | 3950 | 71
PDJ85U5K | RAB Lighting | RAB Lightng | FFLED26N [blank SF T] [blank W] /480 | Outdoor Luminaires | Low Output | Architectural Flood and Spot Luminaires | Premium | FALSE | [9 empty] | 42816 |  |  | Yes |  | 4.1 | 3869.64 | 141.18 | 27.41 | 6.5 | 0.91 | 3950 | 71
PHSUFVYJ | RAB Lighting | RAB Lightng | FFLED26N [blank SF T] [blank W] /D10/ [PC PC2 PCS PCS2] | Outdoor Luminaires | Low Output | Architectural Flood and Spot Luminaires | Premium | FALSE | [9 empty] | 42816 |  |  | Yes |  | 4.1 | 4061 | 142.5 | 28.53 | 8.5 | 0.99 | 3950 | 71
P6P6547X | RAB Lighting | RAB Lightng | FFLED26N [blank SF T] [blank W] /480/D10 | Outdoor Luminaires | Low Output | Architectural Flood and Spot Luminaires | Premium | FALSE | [9 empty] | 42816 |  |  | Yes |  | 4.1 | 3869.64 | 141.18 | 27.41 | 6.5 | 0.91 | 3950 | 71
PA7KE5SK | RAB Lighting | RAB Lightng | FFLED52Y [blank SF T] B44 [blank W] /480 | Outdoor Luminaires | Mid Output | Architectural Flood and Spot Luminaires | Standard | FALSE | [9 empty] | 42816 |  |  | Yes |  | 4.1 | 6133.86 | 108.27 | 56.66 | 6.6 | 0.93 | 3148 | 70
PF3XYR29 | RAB Lighting | RAB Lightng | FFLED39Y [blank SF T] [blank W] /480 | Outdoor Luminaires | Mid Output | Architectural Flood and Spot Luminaires | Premium | FALSE | [9 empty] | 42816 |  |  | Yes |  | 4.1 | 6743 | 120.6 | 55.91 | 7.1 | 0.99 | 3148 | 70
P7S7GXNK | RAB Lighting | RAB Lightng | FFLED39Y [blank SF T] [blank W] /480/D10 | Outdoor Luminaires | Mid Output | Architectural Flood and Spot Luminaires | Premium | FALSE | [9 empty] | 42816 |  |  | Yes |  | 4.1 | 6743 | 120.6 | 55.91 | 7.1 | 0.99 | 3148 | 70
P2Q2CUPB | RAB Lighting | RAB Lightng | FFLED52Y [blank SF T] B44 [blank W] /480/D10 | Outdoor Luminaires | Mid Output | Architectural Flood and Spot Luminaires | Standard | FALSE | [9 empty] | 42816 |  |  | Yes |  | 4.1 | 6133.86 | 108.27 | 56.66 | 6.6 | 0.93 | 3148 | 70
PVCJ4UNH | RAB Lighting | RAB Lightng | FFLED52Y [blank SF T] [blank W] /480 | Outdoor Luminaires | Mid Output | Architectural Flood and Spot Luminaires | Premium | FALSE | [9 empty] | 42816 |  |  | Yes |  | 4.1 | 6846 | 121 | 56.6 | 6.5 | 0.93 | 3137 | 70
P19SJDN7 | RAB Lighting | RAB Lightng | FFLED52Y [blank SF T] [blank W] /480/D10 | Outdoor Luminaires | Mid Output | Architectural Flood and Spot Luminaires | Premium | FALSE | [9 empty] | 42816 |  |  | Yes |  | 4.1 | 6846 | 121 | 56.6 | 6.5 | 0.93 | 3137 | 70
PRTSVBVJ | RAB Lighting | RAB Lightng | FFLED39Y [blank SF T] [blank W] /D10/ [PC PC2 PCS PCS2] | Outdoor Luminaires | Mid Output | Architectural Flood and Spot Luminaires | Premium | FALSE | [9 empty] | 42816 |  |  | Yes |  | 4.1 | 5509 | 130.5 | 42.2 | 6.3 | 0.99 | 3130 | 70
PBSXEJJD | RAB Lighting | RAB Lightng | FFLED39Y [blank SF T] B44 [blank W] /480 | Outdoor Luminaires | Mid Output | Architectural Flood and Spot Luminaires | Standard | FALSE | [9 empty] | 42816 |  |  | Yes |  | 4.1 | 5928 | 106.2 | 55.85 | 7.1 | 0.99 | 3120 | 70
P5F81C15 | RAB Lighting | RAB Lightng | FFLED52Y [blank SF T] B55 [blank W] / [PC PC2 PCS PCS2] | Outdoor Luminaires | Mid Output | Architectural Flood and Spot Luminaires | Standard | FALSE | [9 empty] | 42816 |  |  | Yes |  | 4.1 | 5840 | 103 | 56.65 | 6.6 | 0.93 | 3120 | 70
P4BJSAEN | RAB Lighting | RAB Lightng | FFLED52Y [blank SF T] B55 [blank W] /480 | Outdoor Luminaires | Mid Output | Architectural Flood and Spot Luminaires | Standard | FALSE | [9 empty] | 42816 |  |  | Yes |  | 4.1 | 5840 | 103 | 56.65 | 6.6 | 0.93 | 3120 | 70
P9ZMCZW8 | RAB Lighting | RAB Lightng | FFLED39Y [blank SF T] B44 [blank W] /480/D10 | Outdoor Luminaires | Mid Output | Architectural Flood and Spot Luminaires | Standard | FALSE | [9 empty] | 42816 |  |  | Yes |  | 4.1 | 5928 | 106.2 | 55.85 | 7.1 | 0.99 | 3120 | 70
PHXVPQ7E | RAB Lighting | RAB Lightng | FFLED52Y [blank SF T] B55 [blank W] /480/D10 | Outdoor Luminaires | Mid Output | Architectural Flood and Spot Luminaires | Standard | FALSE | [9 empty] | 42816 |  |  | Yes |  | 4.1 | 5840 | 103 | 56.65 | 6.6 | 0.93 | 3120 | 70
P8TJBE33 | RAB Lighting | RAB Lightng | FFLED52Y [blank SF T] B55 [blank W] /D10/ [PC PC2 PCS PCS2] | Outdoor Luminaires | Mid Output | Architectural Flood and Spot Luminaires | Standard | FALSE | [9 empty] | 42816 |  |  | Yes |  | 4.1 | 5840 | 103 | 56.65 | 6.6 | 0.93 | 3120 | 70
PTMQR5BE | RAB Lighting | RAB Lightng | FFLED39Y [blank SF T] B55 [blank W] /480 | Outdoor Luminaires | Mid Output | Architectural Flood and Spot Luminaires | Standard | FALSE | [9 empty] | 42816 |  |  | Yes |  | 4.1 | 5644 | 101.1 | 55.84 | 7.1 | 0.99 | 3117 | 70
PW9DTN6H | RAB Lighting | RAB Lightng | FFLED39Y [blank SF T] B55 [blank W] /480/D10 | Outdoor Luminaires | Mid Output | Architectural Flood and Spot Luminaires | Standard | FALSE | [9 empty] | 42816 |  |  | Yes |  | 4.1 | 5644 | 101.1 | 55.84 | 7.1 | 0.99 | 3117 | 70
P8FVRB55 | RAB Lighting | RAB Lightng | FFLED26Y [blank SF T] [blank W] /480 | Outdoor Luminaires | Low Output | Architectural Flood and Spot Luminaires | Premium | FALSE | [9 empty] | 42816 |  |  | Yes |  | 4.1 | 3727 | 135.5 | 27.5 | 6.2 | 0.91 | 3113 | 71
P7XG8QSK | RAB Lighting | RAB Lightng | FFLED26Y [blank SF T] [blank W] /480/D10 | Outdoor Luminaires | Low Output | Architectural Flood and Spot Luminaires | Premium | FALSE | [9 empty] | 42816 |  |  | Yes |  | 4.1 | 3727 | 135.5 | 27.5 | 6.2 | 0.91 | 3113 | 71
P2F4T36Y | RAB Lighting | RAB Lightng | FFLED26Y [blank SF T] [blank W] /D10/ [PC PC2 PCS PCS2] | Outdoor Luminaires | Low Output | Architectural Flood and Spot Luminaires | Premium | FALSE | [9 empty] | 42816 |  |  | Yes |  | 4.1 | 3864 | 134.6 | 28.67 | 7.9 | 0.99 | 3101 | 71
PNZ49BEU | RAB Lighting | RAB Lightng | FFLED26Y [blank SF T] B44 [blank W] /480 | Outdoor Luminaires | Low Output | Architectural Flood and Spot Luminaires | Premium | FALSE | [9 empty] | 42816 |  |  | Yes |  | 4.1 | 3195.01 | 115.97 | 27.55 | 6.12 | 0.91 | 3101 | 71
PQE35BGH | RAB Lighting | RAB Lightng | FFLED26Y [blank SF T] B44 [blank W] /480/D10 | Outdoor Luminaires | Low Output | Architectural Flood and Spot Luminaires | Premium | FALSE | [9 empty] | 42816 |  |  | Yes |  | 4.1 | 3195.01 | 115.97 | 27.55 | 6.12 | 0.91 | 3101 | 71
PR2RAZKT | RAB Lighting | RAB Lightng | FFLED26Y [blank SF T] B55 [blank W] /480/D10 | Outdoor Luminaires | Low Output | Architectural Flood and Spot Luminaires | Premium | FALSE | [9 empty] | 42816 |  |  | Yes |  | 4.1 | 3094 | 112.1 | 27.55 | 6.12 | 0.91 | 3078 | 71
PTC13QNZ | RAB Lighting | RAB Lightng | FFLED26Y [blank SF T] B44 [blank W] /D10/ [PC PC2 PCS PCS2] | Outdoor Luminaires | Low Output | Architectural Flood and Spot Luminaires | Premium | FALSE | [9 empty] | 42816 |  |  | Yes |  | 4.1 | 3353 | 116.8 | 28.68 | 8 | 0.99 | 3074 | 71
PTPCNJBJ | RAB Lighting | RAB Lightng | FFLED26Y [blank SF T] B55 [blank W] /D10/ [PC PC2 PCS PCS2] | Outdoor Luminaires | Low Output | Architectural Flood and Spot Luminaires | Premium | FALSE | [9 empty] | 42816 |  |  | Yes |  | 4.1 | 3247 | 113.1 | 28.68 | 8 | 0.99 | 3070 | 71
PR4U8NNC | RAB Lighting | RAB Lightng | FFLED26Y [blank SF T] B55 [blank W] / [PC PC2 PCS PCS2] | Outdoor Luminaires | Low Output | Architectural Flood and Spot Luminaires | Premium | FALSE | [9 empty] | 42816 |  |  | Yes |  | 4.1 | 3247 | 113.1 | 28.68 | 8 | 0.99 | 3070 | 71
P7VR38RS | RAB Lighting | RAB Lightng | FFLED26Y [blank SF T] B55 [blank W] /480 | Outdoor Luminaires | Low Output | Architectural Flood and Spot Luminaires | Premium | TRUE | 3094 | 112.1 | 27.6 | 6.1 | 0.907 | 3078 | 71 | 5 | 50000 | 42816 |  |  | Yes |  | 4.1 | 3094 | 112.1 | 27.55 | 6.12 | 0.91 | 3078 | 71
PH471S81 | RAB Lighting | RAB Lightng | FFLED39 [blank SF T] [blank W] /480 | Outdoor Luminaires | Mid Output | Architectural Flood and Spot Luminaires | Premium | FALSE | [9 empty] | 42816 |  |  | Yes |  | 4.1 | 6935 | 125.2 | 55.4 | 6.7 | 0.99 | 5031 | 71
PB5Z7DY1 | RAB Lighting | RAB Lightng | FFLED52 [blank SF T] [blank W] /480 | Outdoor Luminaires | Mid Output | Architectural Flood and Spot Luminaires | Premium | FALSE | [9 empty] | 42816 |  |  | Yes |  | 4.1 | 7175 | 127.67 | 56.2 | 6.23 | 0.93 | 5031 | 71
PTYBBZD3 | RAB Lighting | RAB Lightng | FFLED39 [blank SF T] [blank W] /480/D10 | Outdoor Luminaires | Mid Output | Architectural Flood and Spot Luminaires | Premium | FALSE | [9 empty] | 42816 |  |  | Yes |  | 4.1 | 6935 | 125.2 | 55.4 | 6.7 | 0.99 | 5031 | 71
P6WYGBW1 | RAB Lighting | RAB Lightng | FFLED52 [blank SF T] [blank W] /480/D10 | Outdoor Luminaires | Mid Output | Architectural Flood and Spot Luminaires | Premium | FALSE | [9 empty] | 42816 |  |  | Yes |  | 4.1 | 7175 | 127.67 | 56.2 | 6.23 | 0.93 | 5031 | 71
PHK893M3 | RAB Lighting | RAB Lightng | FFLED39 [blank SF T] B55 [blank W] /480 | Outdoor Luminaires | Mid Output | Architectural Flood and Spot Luminaires | Standard | FALSE | [9 empty] | 42816 |  |  | Yes |  | 4.1 | 5804 | 104.89 | 55.33 | 6.7 | 0.99 | 5031 | 71
PDTVR8W7 | RAB Lighting | RAB Lightng | FFLED52 [blank SF T] B55 [blank W] /480 | Outdoor Luminaires | Mid Output | Architectural Flood and Spot Luminaires | Standard | FALSE | [9 empty] | 42816 |  |  | Yes |  | 4.1 | 6006.29 | 107 | 56.13 | 6.23 | 0.93 | 5031 | 71
PFHDK6HD | RAB Lighting | RAB Lightng | FFLED39 [blank SF T] B55 [blank W] /480/D10 | Outdoor Luminaires | Mid Output | Architectural Flood and Spot Luminaires | Standard | FALSE | [9 empty] | 42816 |  |  | Yes |  | 4.1 | 5804 | 104.89 | 55.33 | 6.7 | 0.99 | 5031 | 71
PFCPT9J1 | RAB Lighting | RAB Lightng | FFLED52 [blank SF T] B55 [blank W] /480/D10 | Outdoor Luminaires | Mid Output | Architectural Flood and Spot Luminaires | Standard | FALSE | [9 empty] | 42816 |  |  | Yes |  | 4.1 | 6006.29 | 107 | 56.13 | 6.23 | 0.93 | 5031 | 71
PBX8CBT3 | RAB Lighting | RAB Lightng | FFLED39 [blank SF T] B44 [blank W] /480 | Outdoor Luminaires | Mid Output | Architectural Flood and Spot Luminaires | Standard | FALSE | [9 empty] | 42816 |  |  | Yes |  | 4.1 | 6096.79 | 110.17 | 55.34 | 6.7 | 0.99 | 5031 | 71
P9E65P5B | RAB Lighting | RAB Lightng | FFLED52 [blank SF T] B44 [blank W] /480 | Outdoor Luminaires | Mid Output | Architectural Flood and Spot Luminaires | Standard | FALSE | [9 empty] | 42816 |  |  | Yes |  | 4.1 | 6308.52 | 112.37 | 56.14 | 6.23 | 0.93 | 5031 | 71
P2E85YNX | RAB Lighting | RAB Lightng | FFLED39 [blank SF T] B44 [blank W] /480/D10 | Outdoor Luminaires | Mid Output | Architectural Flood and Spot Luminaires | Standard | FALSE | [9 empty] | 42816 |  |  | Yes |  | 4.1 | 6096.79 | 110.17 | 55.34 | 6.7 | 0.99 | 5031 | 71
PTUWQM66 | RAB Lighting | RAB Lightng | FFLED52 [blank SF T] B44 [blank W] /480/D10 | Outdoor Luminaires | Mid Output | Architectural Flood and Spot Luminaires | Standard | FALSE | [9 empty] | 42816 |  |  | Yes |  | 4.1 | 6308.52 | 112.37 | 56.14 | 6.23 | 0.93 | 5031 | 71
PRYXF98N | RAB Lighting | RAB Lightng | FFLED26 [blank SF T] [blank W] /480 | Outdoor Luminaires | Low Output | Architectural Flood and Spot Luminaires | Premium | FALSE | [9 empty] | 42816 |  |  | Yes |  | 4.1 | 3937 | 140.64 | 27.99 | 6.27 | 0.91 | 4975 | 71
P7MH6S9U | RAB Lighting | RAB Lightng | FFLED26 [blank SF T] [blank W] /D10/ [PC PC2 PCS PCS2] | Outdoor Luminaires | Low Output | Architectural Flood and Spot Luminaires | Premium | FALSE | [9 empty] | 42816 |  |  | Yes |  | 4.1 | 4131 | 142 | 29.14 | 8.2 | 0.99 | 4975 | 71
P9FKD4RD | RAB Lighting | RAB Lightng | FFLED26 [blank SF T] [blank W] /480/D10 | Outdoor Luminaires | Low Output | Architectural Flood and Spot Luminaires | Premium | FALSE | [9 empty] | 42816 |  |  | Yes |  | 4.1 | 3937 | 140.64 | 27.99 | 6.27 | 0.91 | 4975 | 71
PJ3M1ZPM | RAB Lighting | RAB Lightng | FFLED39 [blank SF T] [blank W] /D10/ [PC PC2 PCS PCS2] | Outdoor Luminaires | Mid Output | Architectural Flood and Spot Luminaires | Premium | FALSE | [9 empty] | 42816 |  |  | Yes |  | 4.1 | 5665.86 | 135.51 | 41.82 | 6 | 0.99 | 4975 | 71
PV36Y3XY | RAB Lighting | RAB Lightng | FFLED26 [blank SF T] B55 [blank W] /480 | Outdoor Luminaires | Low Output | Architectural Flood and Spot Luminaires | Premium | FALSE | [9 empty] | 42816 |  |  | Yes |  | 4.1 | 3307.79 | 118.11 | 28.01 | 6.35 | 0.91 | 4975 | 71
PRAHCPP6 | RAB Lighting | RAB Lightng | FFLED26 [blank SF T] B55 [blank W] /D10/ [PC PC2 PCS PCS2] | Outdoor Luminaires | Low Output | Architectural Flood and Spot Luminaires | Premium | FALSE | [9 empty] | 42816 |  |  | Yes |  | 4.1 | 3471.37 | 119.07 | 29.15 | 8.3 | 0.99 | 4975 | 71
PYP8X17G | RAB Lighting | RAB Lightng | FFLED26 [blank SF T] B55 [blank W] /480/D10 | Outdoor Luminaires | Low Output | Architectural Flood and Spot Luminaires | Premium | FALSE | [9 empty] | 42816 |  |  | Yes |  | 4.1 | 3307.79 | 118.11 | 28.01 | 6.35 | 0.91 | 4975 | 71
PW7FS8RF | RAB Lighting | RAB Lightng | FFLED26 [blank SF T] B44 [blank W] /480 | Outdoor Luminaires | Low Output | Architectural Flood and Spot Luminaires | Premium | FALSE | [9 empty] | 42816 |  |  | Yes |  | 4.1 | 3415.78 | 121.98 | 28 | 6.35 | 0.91 | 4975 | 71
PBXNBFRP | RAB Lighting | RAB Lightng | FFLED26 [blank SF T] B44 [blank W] /D10/ [PC PC2 PCS PCS2] | Outdoor Luminaires | Low Output | Architectural Flood and Spot Luminaires | Premium | FALSE | [9 empty] | 42816 |  |  | Yes |  | 4.1 | 3584.69 | 122.97 | 29.15 | 8.3 | 0.99 | 4975 | 71
PWAVBETZ | RAB Lighting | RAB Lightng | FFLED26 [blank SF T] B44 [blank W] /480/D10 | Outdoor Luminaires | Low Output | Architectural Flood and Spot Luminaires | Premium | FALSE | [9 empty] | 42816 |  |  | Yes |  | 4.1 | 3415.78 | 121.98 | 28 | 6.35 | 0.91 | 4975 | 71
P6DRCQUP | RAB Lighting | RAB Lightng | FFLED39N [blank SF T] [blank W] /480 | Outdoor Luminaires | Mid Output | Architectural Flood and Spot Luminaires | Premium | FALSE | [9 empty] | 42816 |  |  | Yes |  | 4.1 | 6917 | 123.7 | 55.95 | 6.3 | 0.99 | 3999 | 71
PWNNZ43Y | RAB Lighting | RAB Lightng | FFLED52N [blank SF T] [blank W] /480 | Outdoor Luminaires | Mid Output | Architectural Flood and Spot Luminaires | Premium | FALSE | [9 empty] | 42816 |  |  | Yes |  | 4.1 | 7157.21 | 126.1 | 56.76 | 5.86 | 0.93 | 3999 | 71
P1NKEV6B | RAB Lighting | RAB Lightng | FFLED39N [blank SF T] [blank W] /480/D10 | Outdoor Luminaires | Mid Output | Architectural Flood and Spot Luminaires | Premium | FALSE | [9 empty] | 42816 |  |  | Yes |  | 4.1 | 6917 | 123.7 | 55.95 | 6.3 | 0.99 | 3999 | 71
P743DPR3 | RAB Lighting | RAB Lightng | FFLED52N [blank SF T] [blank W] /480/D10 | Outdoor Luminaires | Mid Output | Architectural Flood and Spot Luminaires | Premium | FALSE | [9 empty] | 42816 |  |  | Yes |  | 4.1 | 7157.21 | 126.1 | 56.76 | 5.86 | 0.93 | 3999 | 71
PTKRWYUK | RAB Lighting | RAB Lightng | FFLED39N [blank SF T] B55 [blank W] /480 | Outdoor Luminaires | Mid Output | Architectural Flood and Spot Luminaires | Standard | FALSE | [9 empty] | 42816 |  |  | Yes |  | 4.1 | 5789 | 103.59 | 55.88 | 6.3 | 0.99 | 3999 | 71
PEH4C8MR | RAB Lighting | RAB Lightng | FFLED52N [blank SF T] B55 [blank W] /480 | Outdoor Luminaires | Mid Output | Architectural Flood and Spot Luminaires | Standard | FALSE | [9 empty] | 42816 |  |  | Yes |  | 4.1 | 5990.7 | 105.67 | 56.69 | 5.86 | 0.93 | 3999 | 71
P3ZDJ81T | RAB Lighting | RAB Lightng | FFLED39N [blank SF T] B55 [blank W] /480/D10 | Outdoor Luminaires | Mid Output | Architectural Flood and Spot Luminaires | Standard | FALSE | [9 empty] | 42816 |  |  | Yes |  | 4.1 | 5789 | 103.59 | 55.88 | 6.3 | 0.99 | 3999 | 71
PHPQNMEQ | RAB Lighting | RAB Lightng | FFLED52N [blank SF T] B55 [blank W] /480/D10 | Outdoor Luminaires | Mid Output | Architectural Flood and Spot Luminaires | Standard | FALSE | [9 empty] | 42816 |  |  | Yes |  | 4.1 | 5990.7 | 105.67 | 56.69 | 5.86 | 0.93 | 3999 | 71
PMDAFVDZ | RAB Lighting | RAB Lightng | FFLED39N [blank SF T] B44 [blank W] /480 | Outdoor Luminaires | Mid Output | Architectural Flood and Spot Luminaires | Standard | FALSE | [9 empty] | 42816 |  |  | Yes |  | 4.1 | 6080.97 | 108.81 | 55.89 | 6.3 | 0.99 | 3999 | 71
PP1KT7TF | RAB Lighting | RAB Lightng | FFLED52N [blank SF T] B44 [blank W] /480 | Outdoor Luminaires | Mid Output | Architectural Flood and Spot Luminaires | Standard | FALSE | [9 empty] | 42816 |  |  | Yes |  | 4.1 | 6292.14 | 110.98 | 56.7 | 5.86 | 0.93 | 3999 | 71
PH73CJHS | RAB Lighting | RAB Lightng | FFLED39N [blank SF T] B44 [blank W] /480/D10 | Outdoor Luminaires | Mid Output | Architectural Flood and Spot Luminaires | Standard | FALSE | [9 empty] | 42816 |  |  | Yes |  | 4.1 | 6080.97 | 108.81 | 55.89 | 6.3 | 0.99 | 3999 | 71
PGVHEQU6 | RAB Lighting | RAB Lightng | FFLED52N [blank SF T] B44 [blank W] /480/D10 | Outdoor Luminaires | Mid Output | Architectural Flood and Spot Luminaires | Standard | FALSE | [9 empty] | 42816 |  |  | Yes |  | 4.1 | 6292.14 | 110.98 | 56.7 | 5.86 | 0.93 | 3999 | 71
PCQ1333B | RAB Lighting | RAB Lightng | FFLED26N [blank SF T] [blank W] /480 | Outdoor Luminaires | Low Output | Architectural Flood and Spot Luminaires | Premium | FALSE | [9 empty] | 42816 |  |  | Yes |  | 4.1 | 3869.64 | 141.18 | 27.41 | 6.5 | 0.91 | 3950 | 71
P1BUVCES | RAB Lighting | RAB Lightng | FFLED26N [blank SF T] [blank W] /D10/ [PC PC2 PCS PCS2] | Outdoor Luminaires | Low Output | Architectural Flood and Spot Luminaires | Premium | FALSE | [9 empty] | 42816 |  |  | Yes |  | 4.1 | 4061 | 142.5 | 28.53 | 8.5 | 0.99 | 3950 | 71
PARUEMB8 | RAB Lighting | RAB Lightng | FFLED26N [blank SF T] [blank W] /480/D10 | Outdoor Luminaires | Low Output | Architectural Flood and Spot Luminaires | Premium | FALSE | [9 empty] | 42816 |  |  | Yes |  | 4.1 | 3869.64 | 141.18 | 27.41 | 6.5 | 0.91 | 3950 | 71
PUECBSW7 | RAB Lighting | RAB Lightng | FFLED39N [blank SF T] [blank W] /D10/ [PC PC2 PCS PCS2] | Outdoor Luminaires | Mid Output | Architectural Flood and Spot Luminaires | Premium | FALSE | [9 empty] | 42816 |  |  | Yes |  | 4.1 | 5651.16 | 133.82 | 42.28 | 6.45 | 0.99 | 3950 | 71
PS7U9K39 | RAB Lighting | RAB Lightng | FFLED26N [blank SF T] B55 [blank W] /480 | Outdoor Luminaires | Low Output | Architectural Flood and Spot Luminaires | Premium | FALSE | [9 empty] | 42816 |  |  | Yes |  | 4.1 | 3251.74 | 118.58 | 27.42 | 6.58 | 0.91 | 3950 | 71
PY54MUFH | RAB Lighting | RAB Lightng | FFLED26N [blank SF T] B55 [blank W] /D10/ [PC PC2 PCS PCS2] | Outdoor Luminaires | Low Output | Architectural Flood and Spot Luminaires | Premium | FALSE | [9 empty] | 42816 |  |  | Yes |  | 4.1 | 3412.54 | 119.55 | 28.54 | 8.61 | 0.99 | 3950 | 71
PSY1CUMA | RAB Lighting | RAB Lightng | FFLED26N [blank SF T] B55 [blank W] /480/D10 | Outdoor Luminaires | Low Output | Architectural Flood and Spot Luminaires | Premium | FALSE | [9 empty] | 42816 |  |  | Yes |  | 4.1 | 3251.74 | 118.58 | 27.42 | 6.58 | 0.91 | 3950 | 71
P651JYHM | RAB Lighting | RAB Lightng | FFLED26N [blank SF T] B44 [blank W] /480 | Outdoor Luminaires | Low Output | Architectural Flood and Spot Luminaires | Premium | FALSE | [9 empty] | 42816 |  |  | Yes |  | 4.1 | 3357.9 | 122.46 | 27.42 | 6.58 | 0.91 | 3950 | 71
PSK9CBAS | RAB Lighting | RAB Lightng | FFLED26N [blank SF T] B44 [blank W] /D10/ [PC PC2 PCS PCS2] | Outdoor Luminaires | Low Output | Architectural Flood and Spot Luminaires | Premium | FALSE | [9 empty] | 42816 |  |  | Yes |  | 4.1 | 3523.95 | 123.46 | 28.54 | 8.61 | 0.99 | 3950 | 71
PQGMKATP | RAB Lighting | RAB Lightng | FFLED26N [blank SF T] B44 [blank W] /480/D10 | Outdoor Luminaires | Low Output | Architectural Flood and Spot Luminaires | Premium | FALSE | [9 empty] | 42816 |  |  | Yes |  | 4.1 | 3357.9 | 122.46 | 27.42 | 6.58 | 0.91 | 3950 | 71
PWX7AT67 | RAB Lighting | RAB Lightng | FFLED39Y [blank SF T] [blank W] /480 | Outdoor Luminaires | Mid Output | Architectural Flood and Spot Luminaires | Premium | FALSE | [9 empty] | 42816 |  |  | Yes |  | 4.1 | 6743 | 120.6 | 55.91 | 7.1 | 0.99 | 3148 | 70
P8P9HRWY | RAB Lighting | RAB Lightng | FFLED39Y [blank SF T] [blank W] /480/D10 | Outdoor Luminaires | Mid Output | Architectural Flood and Spot Luminaires | Premium | FALSE | [9 empty] | 42816 |  |  | Yes |  | 4.1 | 6743 | 120.6 | 55.91 | 7.1 | 0.99 | 3148 | 70
PHA1CCAY | RAB Lighting | RAB Lightng | FFLED52Y [blank SF T] B44 [blank W] /480 | Outdoor Luminaires | Mid Output | Architectural Flood and Spot Luminaires | Standard | FALSE | [9 empty] | 42816 |  |  | Yes |  | 4.1 | 6133.86 | 108.27 | 56.66 | 6.6 | 0.93 | 3148 | 70
PS2MX1YT | RAB Lighting | RAB Lightng | FFLED52Y [blank SF T] B44 [blank W] /480/D10 | Outdoor Luminaires | Mid Output | Architectural Flood and Spot Luminaires | Standard | FALSE | [9 empty] | 42816 |  |  | Yes |  | 4.1 | 6133.86 | 108.27 | 56.66 | 6.6 | 0.93 | 3148 | 70
PANTEKPU | RAB Lighting | RAB Lightng | FFLED52Y [blank SF T] [blank W] /480 | Outdoor Luminaires | Mid Output | Architectural Flood and Spot Luminaires | Premium | FALSE | [9 empty] | 42816 |  |  | Yes |  | 4.1 | 6846 | 121 | 56.6 | 6.5 | 0.93 | 3137 | 70
PEE86F9A | RAB Lighting | RAB Lightng | FFLED52Y [blank SF T] [blank W] /480/D10 | Outdoor Luminaires | Mid Output | Architectural Flood and Spot Luminaires | Premium | FALSE | [9 empty] | 42816 |  |  | Yes |  | 4.1 | 6846 | 121 | 56.6 | 6.5 | 0.93 | 3137 | 70
PQ8ABZRA | RAB Lighting | RAB Lightng | FFLED39Y [blank SF T] [blank W] /D10/ [PC PC2 PCS PCS2] | Outdoor Luminaires | Mid Output | Architectural Flood and Spot Luminaires | Premium | FALSE | [9 empty] | 42816 |  |  | Yes |  | 4.1 | 5509 | 130.5 | 42.2 | 6.3 | 0.99 | 3130 | 70
PXMSWZFT | RAB Lighting | RAB Lightng | FFLED52Y [blank SF T] B55 [blank W] / [PC PC2 PCS PCS2] | Outdoor Luminaires | Mid Output | Architectural Flood and Spot Luminaires | Standard | FALSE | [9 empty] | 42816 |  |  | Yes |  | 4.1 | 5840 | 103 | 56.65 | 6.6 | 0.93 | 3120 | 70
PVKRC9FF | RAB Lighting | RAB Lightng | FFLED52Y [blank SF T] B55 [blank W] /480 | Outdoor Luminaires | Mid Output | Architectural Flood and Spot Luminaires | Standard | FALSE | [9 empty] | 42816 |  |  | Yes |  | 4.1 | 5840 | 103 | 56.65 | 6.6 | 0.93 | 3120 | 70
PC2JR4MB | RAB Lighting | RAB Lightng | FFLED52Y [blank SF T] B55 [blank W] /D10/ [PC PC2 PCS PCS2] | Outdoor Luminaires | Mid Output | Architectural Flood and Spot Luminaires | Standard | FALSE | [9 empty] | 42816 |  |  | Yes |  | 4.1 | 5840 | 103 | 56.65 | 6.6 | 0.93 | 3120 | 70
PAA8PJ9C | RAB Lighting | RAB Lightng | FFLED52Y [blank SF T] B55 [blank W] /480/D10 | Outdoor Luminaires | Mid Output | Architectural Flood and Spot Luminaires | Standard | FALSE | [9 empty] | 42816 |  |  | Yes |  | 4.1 | 5840 | 103 | 56.65 | 6.6 | 0.93 | 3120 | 70
PE5Y257E | RAB Lighting | RAB Lightng | FFLED39Y [blank SF T] B44 [blank W] /480 | Outdoor Luminaires | Mid Output | Architectural Flood and Spot Luminaires | Standard | FALSE | [9 empty] | 42816 |  |  | Yes |  | 4.1 | 5928 | 106.2 | 55.85 | 7.1 | 0.99 | 3120 | 70
PBC9YW9Q | RAB Lighting | RAB Lightng | FFLED39Y [blank SF T] B44 [blank W] /480/D10 | Outdoor Luminaires | Mid Output | Architectural Flood and Spot Luminaires | Standard | FALSE | [9 empty] | 42816 |  |  | Yes |  | 4.1 | 5928 | 106.2 | 55.85 | 7.1 | 0.99 | 3120 | 70
PTAHPFEC | RAB Lighting | RAB Lightng | FFLED39Y [blank SF T] B55 [blank W] /480 | Outdoor Luminaires | Mid Output | Architectural Flood and Spot Luminaires | Standard | FALSE | [9 empty] | 42816 |  |  | Yes |  | 4.1 | 5644 | 101.1 | 55.84 | 7.1 | 0.99 | 3117 | 70
P4955A4Z | RAB Lighting | RAB Lightng | FFLED39Y [blank SF T] B55 [blank W] /480/D10 | Outdoor Luminaires | Mid Output | Architectural Flood and Spot Luminaires | Standard | FALSE | [9 empty] | 42816 |  |  | Yes |  | 4.1 | 5644 | 101.1 | 55.84 | 7.1 | 0.99 | 3117 | 70
P4TQTP32 | RAB Lighting | RAB Lightng | FFLED26Y [blank SF T] [blank W] /480 | Outdoor Luminaires | Low Output | Architectural Flood and Spot Luminaires | Premium | FALSE | [9 empty] | 42816 |  |  | Yes |  | 4.1 | 3727 | 135.5 | 27.5 | 6.2 | 0.91 | 3113 | 71
PDDGFC2H | RAB Lighting | RAB Lightng | FFLED26Y [blank SF T] [blank W] /480/D10 | Outdoor Luminaires | Low Output | Architectural Flood and Spot Luminaires | Premium | FALSE | [9 empty] | 42816 |  |  | Yes |  | 4.1 | 3727 | 135.5 | 27.5 | 6.2 | 0.91 | 3113 | 71
PFAGQXAK | RAB Lighting | RAB Lightng | FFLED26Y [blank SF T] [blank W] /D10/ [PC PC2 PCS PCS2] | Outdoor Luminaires | Low Output | Architectural Flood and Spot Luminaires | Premium | FALSE | [9 empty] | 42816 |  |  | Yes |  | 4.1 | 3864 | 134.6 | 28.67 | 7.9 | 0.99 | 3101 | 71
PRWKWCSQ | RAB Lighting | RAB Lightng | FFLED26Y [blank SF T] B44 [blank W] /480 | Outdoor Luminaires | Low Output | Architectural Flood and Spot Luminaires | Premium | FALSE | [9 empty] | 42816 |  |  | Yes |  | 4.1 | 3195.01 | 115.97 | 27.55 | 6.12 | 0.91 | 3101 | 71
PHEW698D | RAB Lighting | RAB Lightng | FFLED26Y [blank SF T] B44 [blank W] /480/D10 | Outdoor Luminaires | Low Output | Architectural Flood and Spot Luminaires | Premium | FALSE | [9 empty] | 42816 |  |  | Yes |  | 4.1 | 3195.01 | 115.97 | 27.55 | 6.12 | 0.91 | 3101 | 71
PGZNN5B7 | RAB Lighting | RAB Lightng | FFLED26Y [blank SF T] B55 [blank W] /480/D10 | Outdoor Luminaires | Low Output | Architectural Flood and Spot Luminaires | Premium | FALSE | [9 empty] | 42816 |  |  | Yes |  | 4.1 | 3094 | 112.1 | 27.55 | 6.12 | 0.91 | 3078 | 71
PBUT3RAN | RAB Lighting | RAB Lightng | FFLED26Y [blank SF T] B44 [blank W] /D10/ [PC PC2 PCS PCS2] | Outdoor Luminaires | Low Output | Architectural Flood and Spot Luminaires | Premium | FALSE | [9 empty] | 42816 |  |  | Yes |  | 4.1 | 3353 | 116.8 | 28.68 | 8 | 0.99 | 3074 | 71
PYU7MPXW | RAB Lighting | RAB Lightng | FFLED26Y [blank SF T] B55 [blank W] / [PC PC2 PCS PCS2] | Outdoor Luminaires | Low Output | Architectural Flood and Spot Luminaires | Premium | FALSE | [9 empty] | 42816 |  |  | Yes |  | 4.1 | 3247 | 113.1 | 28.68 | 8 | 0.99 | 3070 | 71
P2VTBEAE | RAB Lighting | RAB Lightng | FFLED26Y [blank SF T] B55 [blank W] /D10/ [PC PC2 PCS PCS2] | Outdoor Luminaires | Low Output | Architectural Flood and Spot Luminaires | Premium | FALSE | [9 empty] | 42816 |  |  | Yes |  | 4.1 | 3247 | 113.1 | 28.68 | 8 | 0.99 | 3070 | 71
PRXXYN1T | Grandlite International Corp | Grandlite International | LED-787-L4-150W-4K | Outdoor Luminaires | High Output | Architectural Flood and Spot Luminaires | Standard | TRUE | 19095 | 132 | 144.7 | 11.5 | 0.93 | 4005 | 72.3 | 5 | 50000 | 42816 |  |  | Yes |  | 4.1 | 19095 | 132 | 144.7 | 6.1 | 1 | 4005 | 72.3
PQ17NM3T | Grandlite International Corp | Grandlite International | LED-787-L4-150W-5K | Outdoor Luminaires | High Output | Architectural Flood and Spot Luminaires | Standard | FALSE | [9 empty] | 42816 |  |  | Yes |  | 4.1 | 19618 | 135.08 | 145.2 | 6.1 | 1 | 4962 | 73.8
PQWUNPV2 | Lumecon LLC | Lumecon | LFS-SFL-30-[All Colors]-ST-C-1-NW-[SB SF Y MAS MAR PM]-[All Photocell]-[All Occ Sensor] | Outdoor Luminaires | Low Output | Architectural Flood and Spot Luminaires | Premium | FALSE | [9 empty] | 42815 | Dimmable | Continuous Below 10 | Yes |  | 4.1 | 3998.07 | 130.35 | 30.67 | 6.76 | 0.99 | 4000 | 73.04
PFMRGTHB | ATG Electronics Corp. | ATG Electronics Corp. | LF01-50 | Outdoor Luminaires | Low Output | Architectural Flood and Spot Luminaires | Standard | TRUE | 1705.6 | 110.17 | 15.48 | 13.28 | 0.9487 | 5105 | 69.2 | 5 | 50000 | 42815 | Dimmable | ContinuousBelo10 | Yes |  | 4.1 | 1700 | 110 | 15 | 15 | 0.9 | 5000 | 70
P4J6GF8D | ATG Electronics Corp. | ATG Electronics Corp. | LF15-50 | Outdoor Luminaires | High Output | Architectural Flood and Spot Luminaires | Standard | TRUE | 15070 | 102.96 | 146.4 | 10.42 | 0.9385 | 4959 | 71.9 | 5 | 50000 | 42815 | Dimmable | ContinuousBelo10 | Yes |  | 4.1 | 15000 | 103 | 146 | 15 | 0.9 | 5000 | 70
PN4XZVEH | ATG Electronics Corp. | ATG Electronics Corp. | LF07-50 | Outdoor Luminaires | Mid Output | Architectural Flood and Spot Luminaires | Standard | FALSE | [9 empty] | 42815 | Dimmable | ContinuousBelo10 | Yes |  | 4.1 | 7800 | 107 | 73 | 15 | 0.9 | 5000 | 70
PHMH1YJY | ATG Electronics Corp. | ATG Electronics Corp. | LF05-50 | Outdoor Luminaires | Mid Output | Architectural Flood and Spot Luminaires | Standard | FALSE | [9 empty] | 42815 | Dimmable | ContinuousBelo10 | Yes |  | 4.1 | 5300 | 107 | 50 | 15 | 0.9 | 5000 | 70
PAJV48DZ | ATG Electronics Corp. | ATG Electronics Corp. | LF03-50 | Outdoor Luminaires | Low Output | Architectural Flood and Spot Luminaires | Standard | FALSE | [9 empty] | 42815 | Dimmable | ContinuousBelo10 | Yes |  | 4.1 | 3600 | 114 | 32 | 15 | 0.9 | 5000 | 70
P7YMTMAQ | ATG Electronics Corp. | ATG Electronics Corp. | LF10-50 | Outdoor Luminaires | High Output | Architectural Flood and Spot Luminaires | Standard | FALSE | [9 empty] | 42815 | Dimmable | ContinuousBelo10 | Yes |  | 4.1 | 11000 | 106 | 104 | 15 | 0.9 | 5000 | 70
PCQRKNAS | Caster Lighting Inc. | Caster | LF17-4K | Outdoor Luminaires | Low Output | Architectural Flood and Spot Luminaires | Standard | TRUE | 4520.8 | 98.39 | 45.95 | 15.09 | 0.9342 | 4058 | 82.7 | 5 | 50000 | 42815 | Not Dimmable | Not Dimmable | No |  | 4.1 | 4300 | 93 | 46 | 20 | 0.9 | 4000 | 80
PRCD8584 | Caster Lighting Inc. | Caster | LF17-5K | Outdoor Luminaires | Low Output | Architectural Flood and Spot Luminaires | Standard | FALSE | [9 empty] | 42815 | Not Dimmable | Not Dimmable | No |  | 4.1 | 4300 | 93 | 46 | 20 | 0.9 | 5000 | 80
PNMC7BRC | Nemalux LED Lighting | Nemalux | AR10-CW-WC-xx-yy-[ACHV] / [StandardYMPMWM] | Outdoor Luminaires | High Output | Architectural Flood and Spot Luminaires | Standard | TRUE | 12270 | 139.8 | 87.78 | 11.8 | 0.872 | 4813 | 72.8 | 5 | 50000 | 42814 |  |  | No |  | 4.1 | 12270 | 139.8 | 87.78 | 11.8 | 0.87 | 4813 | 72.8
PFDAXTFX | Nemalux LED Lighting | Nemalux | AR30-CW-WC-xx-yy-[ACHV] / [StandardYMPMWM] | Outdoor Luminaires | Very High Output | Architectural Flood and Spot Luminaires | Standard | FALSE | [9 empty] | 42814 |  |  | No |  | 4.1 | 33190 | 121 | 274.3 | 8.21 | 0.97 | 4905 | 73.2
PQJTYGKD | Nemalux LED Lighting | Nemalux | AR25-CW-WC-xx-yy-[ACHV] / [StandardYMPMWM] | Outdoor Luminaires | High Output | Architectural Flood and Spot Luminaires | Standard | FALSE | [9 empty] | 42814 |  |  | No |  | 4.1 | 26610 | 129.2 | 205.9 | 9.02 | 0.96 | 4887 | 73
PVMF82JJ | Nemalux LED Lighting | Nemalux | AR20-CW-WC-xx-yy-[ACHV] / [StandardYMPMWM] | Outdoor Luminaires | High Output | Architectural Flood and Spot Luminaires | Standard | FALSE | [9 empty] | 42814 |  |  | No |  | 4.1 | 20730 | 134.3 | 154.3 | 9.7 | 0.94 | 4850 | 72.9
P5EGPTCE | Nemalux LED Lighting | Nemalux | AR15-CW-WC-xx-yy-[ACHV] / [StandardYMPMWM] | Outdoor Luminaires | High Output | Architectural Flood and Spot Luminaires | Standard | FALSE | [9 empty] | 42814 |  |  | No |  | 4.1 | 16490 | 139.6 | 118.1 | 10.5 | 0.91 | 4822 | 72.8
P8USB8FV | Hubbell Lighting | Beacon Products | AL-X-72L-220-5K7-5X3-U [No Shield options] [Qualified at 120V] | Outdoor Luminaires | High Output | Architectural Flood and Spot Luminaires | Standard | TRUE | 21360 | 97.8 | 218.4 | 5.46 | 0.996 | 5089 | 72.1 | 5 | 50000 | 42814 | Dimmable | Continuous Below 10 | NotYetVerified |  | 4.1 | 21104.6 | 97.13 | 217.29 | 5.46 | 1 | 5000 | 70
PV6AVN7B | Hubbell Lighting | Beacon Products | AL-X-24L-55-5K7-3X5-U [No Shield options] [Qualified at 120V] | Outdoor Luminaires | Mid Output | Architectural Flood and Spot Luminaires | Standard | TRUE | 5946 | 103.2 | 57.59 | 4.54 | 0.994 | 4776 | 72.3 | 5 | 50000 | 42814 | Dimmable | Continuous Below 10 | NotYetVerified |  | 4.1 | 5880.8 | 105.01 | 56 | 5.46 | 1 | 5000 | 70
PZJNDDDW | Hubbell Lighting | Beacon Products | CDT-24L-55-4K7-2-U [Qualified without visor] [Qualified at 120V] | Outdoor Luminaires | Mid Output | Architectural Flood and Spot Luminaires | Standard | TRUE | 5305 | 95.3 | 55.65 | 3.94 | 0.993 | 3907 | 71 | 5 | 50000 | 42814 | Dimmable | Continuous Below 10 | Yes |  | 4.1 | 5344.4 | 96 | 55.65 | 3.68 | 0.99 | 4000 | 70
P93FSMR6 | Hubbell Lighting | Beacon Products | CDT-24L-55-5K7-3-U [Qualified without visor] [Qualified at 120V] | Outdoor Luminaires | Low Output | Architectural Flood and Spot Luminaires | Standard | TRUE | 5172 | 92.7 | 55.79 | 3.6 | 0.991 | 5091 | 72.8 | 5 | 50000 | 42814 | Dimmable | Continuous Below 10 | Yes |  | 4.1 | 5150.6 | 92 | 55.86 | 3.68 | 0.99 | 5000 | 70
PZTW5EKS | Hubbell Lighting | Beacon Products | CDT-24L-55-5K7-2-U [Qualified without visor] [Qualified at 120V] | Outdoor Luminaires | Low Output | Architectural Flood and Spot Luminaires | Standard | FALSE | [9 empty] | 42814 | Dimmable | Continuous Below 10 | Yes |  | 4.1 | 5253.5 | 94 | 55.86 | 3.68 | 0.99 | 5000 | 70
P9APVP79 | Hubbell Lighting | Beacon Products | AL-X-36L-80-5K7-6X6-U [No Shield options] [Qualified at 120V] | Outdoor Luminaires | Mid Output | Architectural Flood and Spot Luminaires | Standard | FALSE | [9 empty] | 42814 | Dimmable | Continuous Below 10 | NotYetVerified |  | 4.1 | 9688.44 | 119.61 | 81 | 5.46 | 1 | 5000 | 70
PWF4Y7BU | Hubbell Lighting | Beacon Products | AL-X-24L-55-5K7-6X6-U [No Shield options] [Qualified at 120V] | Outdoor Luminaires | Mid Output | Architectural Flood and Spot Luminaires | Standard | FALSE | [9 empty] | 42814 | Dimmable | Continuous Below 10 | NotYetVerified |  | 4.1 | 6458.99 | 115.34 | 56 | 5.46 | 1 | 5000 | 70
P1GS8DJZ | Hubbell Lighting | Beacon Products | AL-X-72L-220-5K7-6X6-U [No Shield options] [Qualified at 120V] | Outdoor Luminaires | High Output | Architectural Flood and Spot Luminaires | Standard | FALSE | [9 empty] | 42814 | Dimmable | Continuous Below 10 | NotYetVerified |  | 4.1 | 22487.41 | 102.22 | 220 | 5.46 | 1 | 5000 | 70
PB6EMSW4 | Hubbell Lighting | Beacon Products | AL-X-72L-170-5K7-6X6-U [No Shield options] [Qualified at 120V] | Outdoor Luminaires | High Output | Architectural Flood and Spot Luminaires | Standard | FALSE | [9 empty] | 42814 | Dimmable | Continuous Below 10 | NotYetVerified |  | 4.1 | 19376.48 | 112.79 | 171.8 | 5.46 | 1 | 5000 | 70
PZPPKNMK | Hubbell Lighting | Beacon Products | AL-X-60L-136-5K7-6X6-U [No Shield options] [Qualified at 120V] | Outdoor Luminaires | High Output | Architectural Flood and Spot Luminaires | Standard | FALSE | [9 empty] | 42814 | Dimmable | Continuous Below 10 | NotYetVerified |  | 4.1 | 16147.43 | 118.12 | 136.7 | 5.46 | 1 | 5000 | 70
P118R3SQ | Hubbell Lighting | Beacon Products | CDT-24L-55-5K7-6X6-U [Qualified without visor] [Qualified at 120V] | Outdoor Luminaires | Mid Output | Architectural Flood and Spot Luminaires | Standard | FALSE | [9 empty] | 42814 | Dimmable | Continuous Below 10 | Yes |  | 4.1 | 6001.6 | 108 | 55.86 | 3.68 | 0.99 | 5000 | 70
P1WB5BEU | Hubbell Lighting | Beacon Products | AL-X-36L-80-5K7-5X5-U [No Shield options] [Qualified at 120V] | Outdoor Luminaires | Mid Output | Architectural Flood and Spot Luminaires | Standard | FALSE | [9 empty] | 42814 | Dimmable | Continuous Below 10 | NotYetVerified |  | 4.1 | 8997.64 | 111.08 | 81 | 5.46 | 1 | 5000 | 70
P11KT9BF | Hubbell Lighting | Beacon Products | AL-X-36L-80-5K7-5X3-U [No Shield options] [Qualified at 120V] | Outdoor Luminaires | Mid Output | Architectural Flood and Spot Luminaires | Standard | FALSE | [9 empty] | 42814 | Dimmable | Continuous Below 10 | NotYetVerified |  | 4.1 | 8821.25 | 108.9 | 81 | 5.46 | 1 | 5000 | 70
P6ZFFJVR | Hubbell Lighting | Beacon Products | AL-X-24L-55-5K7-5X5-U [No Shield options] [Qualified at 120V] | Outdoor Luminaires | Mid Output | Architectural Flood and Spot Luminaires | Standard | FALSE | [9 empty] | 42814 | Dimmable | Continuous Below 10 | NotYetVerified |  | 4.1 | 5998.43 | 107.11 | 56 | 5.46 | 1 | 5000 | 70
PQB785RW | Hubbell Lighting | Beacon Products | AL-X-24L-55-5K7-5X3-U [No Shield options] [Qualified at 120V] | Outdoor Luminaires | Mid Output | Architectural Flood and Spot Luminaires | Standard | FALSE | [9 empty] | 42814 | Dimmable | Continuous Below 10 | NotYetVerified |  | 4.1 | 5880.8 | 105.01 | 56 | 5.46 | 1 | 5000 | 70
PYH9DV8Q | Hubbell Lighting | Beacon Products | AL-X-72L-220-5K7-5X5-U [No Shield options] [Qualified at 120V] | Outdoor Luminaires | High Output | Architectural Flood and Spot Luminaires | Standard | FALSE | [9 empty] | 42814 | Dimmable | Continuous Below 10 | NotYetVerified |  | 4.1 | 21524.48 | 99.65 | 216 | 5.46 | 1 | 5000 | 70
P5SE8V8G | Hubbell Lighting | Beacon Products | AL-X-72L-170-5K7-5X5-U [No Shield options] [Qualified at 120V] | Outdoor Luminaires | High Output | Architectural Flood and Spot Luminaires | Standard | FALSE | [9 empty] | 42814 | Dimmable | Continuous Below 10 | NotYetVerified |  | 4.1 | 17995.39 | 104.75 | 171.8 | 5.46 | 1 | 5000 | 70
PYT7N7DR | Hubbell Lighting | Beacon Products | AL-X-72L-170-5K7-5X3-U [No Shield options] [Qualified at 120V] | Outdoor Luminaires | High Output | Architectural Flood and Spot Luminaires | Standard | FALSE | [9 empty] | 42814 | Dimmable | Continuous Below 10 | NotYetVerified |  | 4.1 | 17642.5 | 102.69 | 171.8 | 5.46 | 1 | 5000 | 70
PK4RH6C4 | Hubbell Lighting | Beacon Products | AL-X-60L-136-5K7-5X5-U [No Shield options] [Qualified at 120V] | Outdoor Luminaires | High Output | Architectural Flood and Spot Luminaires | Standard | FALSE | [9 empty] | 42814 | Dimmable | Continuous Below 10 | NotYetVerified |  | 4.1 | 14996.17 | 109.7 | 136.7 | 5.46 | 1 | 5000 | 70
PWKBNX57 | Hubbell Lighting | Beacon Products | AL-X-60L-136-5K7-5X3-U [No Shield options] [Qualified at 120V] | Outdoor Luminaires | High Output | Architectural Flood and Spot Luminaires | Standard | FALSE | [9 empty] | 42814 | Dimmable | Continuous Below 10 | NotYetVerified |  | 4.1 | 14702.05 | 107.55 | 136.7 | 5.46 | 1 | 5000 | 70
PU3PGMJS | Hubbell Lighting | Beacon Products | CDT-24L-55-5K7-5X5-U [Qualified without visor] [Qualified at 120V] | Outdoor Luminaires | Mid Output | Architectural Flood and Spot Luminaires | Standard | FALSE | [9 empty] | 42814 | Dimmable | Continuous Below 10 | Yes |  | 4.1 | 5797.2 | 104 | 55.86 | 3.68 | 0.99 | 5000 | 70
PY356ZTA | Hubbell Lighting | Beacon Products | CDT-24L-55-5K7-5X3-U [Qualified without visor] [Qualified at 120V] | Outdoor Luminaires | Mid Output | Architectural Flood and Spot Luminaires | Standard | FALSE | [9 empty] | 42814 | Dimmable | Continuous Below 10 | Yes |  | 4.1 | 5679.4 | 102 | 55.86 | 3.68 | 0.99 | 5000 | 70
PTHPTB8A | Hubbell Lighting | Beacon Products | AL-X-24L-55-5K7-4X4-U [No Shield options] [Qualified at 120V] | Outdoor Luminaires | Mid Output | Architectural Flood and Spot Luminaires | Standard | FALSE | [9 empty] | 42814 | Dimmable | Continuous Below 10 | NotYetVerified |  | 4.1 | 6274.81 | 112.05 | 56 | 5.46 | 1 | 5000 | 70
PRJF7CW9 | Hubbell Lighting | Beacon Products | AL-X-72L-220-5K7-4X4-U [No Shield options] [Qualified at 120V] | Outdoor Luminaires | High Output | Architectural Flood and Spot Luminaires | Standard | FALSE | [9 empty] | 42814 | Dimmable | Continuous Below 10 | NotYetVerified |  | 4.1 | 22503.38 | 104.18 | 216 | 5.46 | 1 | 5000 | 70
PWTFAMZN | Hubbell Lighting | Beacon Products | AL-X-72L-170-5K7-4X4-U [No Shield options] [Qualified at 120V] | Outdoor Luminaires | High Output | Architectural Flood and Spot Luminaires | Standard | FALSE | [9 empty] | 42814 | Dimmable | Continuous Below 10 | NotYetVerified |  | 4.1 | 18824.51 | 109.57 | 171.8 | 5.46 | 1 | 5000 | 70
P7UZ2HF9 | Hubbell Lighting | Beacon Products | AL-X-60L-136-5K7-4X4-U [No Shield options] [Qualified at 120V] | Outdoor Luminaires | High Output | Architectural Flood and Spot Luminaires | Standard | FALSE | [9 empty] | 42814 | Dimmable | Continuous Below 10 | NotYetVerified |  | 4.1 | 15687.16 | 114.76 | 136.7 | 5.46 | 1 | 5000 | 70
PBSP7V5V | Hubbell Lighting | Beacon Products | AL-X-36L-80-5K7-4X4-U [No Shield options] [Qualified at 120V] | Outdoor Luminaires | High Output | Architectural Flood and Spot Luminaires | Standard | FALSE | [9 empty] | 42814 | Dimmable | Continuous Below 10 | NotYetVerified |  | 4.1 | 9412.26 | 116.2 | 81 | 5.46 | 1 | 5000 | 70
PTNFBYSY | Hubbell Lighting | Beacon Products | CDT-24L-55-5K7-4X4-U [Qualified without visor] [Qualified at 120V] | Outdoor Luminaires | Mid Output | Architectural Flood and Spot Luminaires | Standard | FALSE | [9 empty] | 42814 | Dimmable | Continuous Below 10 | Yes |  | 4.1 | 6053.9 | 108 | 55.86 | 3.68 | 0.99 | 5000 | 70
P3YE6JQT | Hubbell Lighting | Beacon Products | AL-X-36L-80-5K7-3X5-U [No Shield options] [Qualified at 120V] | Outdoor Luminaires | Mid Output | Architectural Flood and Spot Luminaires | Standard | FALSE | [9 empty] | 42814 | Dimmable | Continuous Below 10 | NotYetVerified |  | 4.1 | 8821.25 | 108.9 | 81 | 5.46 | 1 | 5000 | 70
PWRWJ6NS | Hubbell Lighting | Beacon Products | AL-X-72L-220-5K7-3X5-U [No Shield options] [Qualified at 120V] | Outdoor Luminaires | High Output | Architectural Flood and Spot Luminaires | Standard | FALSE | [9 empty] | 42814 | Dimmable | Continuous Below 10 | NotYetVerified |  | 4.1 | 21104.6 | 97.13 | 217.29 | 5.46 | 1 | 5000 | 70
PJAKB9V9 | Hubbell Lighting | Beacon Products | AL-X-72L-170-5K7-3X5-U [No Shield options] [Qualified at 120V] | Outdoor Luminaires | High Output | Architectural Flood and Spot Luminaires | Standard | FALSE | [9 empty] | 42814 | Dimmable | Continuous Below 10 | NotYetVerified |  | 4.1 | 17642.5 | 102.69 | 171.8 | 5.46 | 1 | 5000 | 70
PMVWAY7D | Hubbell Lighting | Beacon Products | AL-X-60L-136-5K7-3X5-U [No Shield options] [Qualified at 120V] | Outdoor Luminaires | High Output | Architectural Flood and Spot Luminaires | Standard | FALSE | [9 empty] | 42814 | Dimmable | Continuous Below 10 | NotYetVerified |  | 4.1 | 14702.05 | 107.55 | 136.7 | 5.46 | 1 | 5000 | 70
PSPQX8DM | Hubbell Lighting | Beacon Products | CDT-24L-55-5K7-3X5-U [Qualified without visor] [Qualified at 120V] | Outdoor Luminaires | Mid Output | Architectural Flood and Spot Luminaires | Standard | FALSE | [9 empty] | 42814 | Dimmable | Continuous Below 10 | Yes |  | 4.1 | 5671.6 | 102 | 55.86 | 3.68 | 0.99 | 5000 | 70
PN22V5EC | Hubbell Lighting | Beacon Products | AL-X-24L-55-5K7-2X2-U [No Shield options] [Qualified at 120V] | Outdoor Luminaires | Mid Output | Architectural Flood and Spot Luminaires | Standard | FALSE | [9 empty] | 42814 | Dimmable | Continuous Below 10 | NotYetVerified |  | 4.1 | 6492.42 | 115.94 | 56 | 5.46 | 1 | 5000 | 70
P9U7U9T5 | Hubbell Lighting | Beacon Products | AL-X-72L-220-5K7-2X2-U [No Shield options] [Qualified at 120V] | Outdoor Luminaires | High Output | Architectural Flood and Spot Luminaires | Standard | FALSE | [9 empty] | 42814 | Dimmable | Continuous Below 10 | NotYetVerified |  | 4.1 | 23290.01 | 107.33 | 217 | 5.46 | 1 | 5000 | 70
PA3QNEJQ | Hubbell Lighting | Beacon Products | AL-X-72L-170-5K7-2X2-U [No Shield options] [Qualified at 120V] | Outdoor Luminaires | High Output | Architectural Flood and Spot Luminaires | Standard | FALSE | [9 empty] | 42814 | Dimmable | Continuous Below 10 | NotYetVerified |  | 4.1 | 19477.35 | 113.37 | 171.8 | 5.46 | 1 | 5000 | 70
PSVE22DU | Hubbell Lighting | Beacon Products | AL-X-60L-136-5K7-2X2-U [No Shield options] [Qualified at 120V] | Outdoor Luminaires | High Output | Architectural Flood and Spot Luminaires | Standard | FALSE | [9 empty] | 42814 | Dimmable | Continuous Below 10 | NotYetVerified |  | 4.1 | 16231.14 | 118.74 | 136.7 | 5.46 | 1 | 5000 | 70
PEJY76WN | Hubbell Lighting | Beacon Products | AL-X-36L-80-5K7-2X2-U [No Shield options] [Qualified at 120V] | Outdoor Luminaires | High Output | Architectural Flood and Spot Luminaires | Standard | FALSE | [9 empty] | 42814 | Dimmable | Continuous Below 10 | NotYetVerified |  | 4.1 | 9738.62 | 120.23 | 81 | 5.46 | 1 | 5000 | 70
PARYNHUR | Hubbell Lighting | Beacon Products | CDT-24L-55-5K7-2X2-U [Qualified without visor] [Qualified at 120V] | Outdoor Luminaires | Mid Output | Architectural Flood and Spot Luminaires | Standard | FALSE | [9 empty] | 42814 | Dimmable | Continuous Below 10 | Yes |  | 4.1 | 6148.8 | 110 | 55.86 | 3.68 | 0.99 | 5000 | 70
P8HEUCRQ | Hubbell Lighting | Beacon Products | CDT-24L-55-4K7-3-U [Qualified without visor] [Qualified at 120V] | Outdoor Luminaires | Low Output | Architectural Flood and Spot Luminaires | Standard | FALSE | [9 empty] | 42814 | Dimmable | Continuous Below 10 | Yes |  | 4.1 | 5239.7 | 94 | 55.56 | 3.68 | 0.99 | 4000 | 70
PV3376WA | Hubbell Lighting | Beacon Products | AL-X-24L-55-4K7-6X6-U [No Shield options] [Qualified at 120V] | Outdoor Luminaires | Mid Output | Architectural Flood and Spot Luminaires | Standard | FALSE | [9 empty] | 42814 | Dimmable | Continuous Below 10 | NotYetVerified |  | 4.1 | 6550.7 | 116.98 | 56 | 5.47 | 1 | 4000 | 70
PR45DN5K | Hubbell Lighting | Beacon Products | AL-X-72L-220-4K7-6X6-U [No Shield options] [Qualified at 120V] | Outdoor Luminaires | High Output | Architectural Flood and Spot Luminaires | Standard | FALSE | [9 empty] | 42814 | Dimmable | Continuous Below 10 | NotYetVerified |  | 4.1 | 22806.7 | 103.67 | 220 | 5.47 | 1 | 4000 | 70
PZKYT6J5 | Hubbell Lighting | Beacon Products | AL-X-72L-170-4K7-6X6-U [No Shield options] [Qualified at 120V] | Outdoor Luminaires | High Output | Architectural Flood and Spot Luminaires | Standard | FALSE | [9 empty] | 42814 | Dimmable | Continuous Below 10 | NotYetVerified |  | 4.1 | 19651.6 | 114.39 | 171.8 | 5.47 | 1 | 4000 | 70
PYDRT7QE | Hubbell Lighting | Beacon Products | AL-X-60L-136-4K7-6X6-U [No Shield options] [Qualified at 120V] | Outdoor Luminaires | High Output | Architectural Flood and Spot Luminaires | Standard | FALSE | [9 empty] | 42814 | Dimmable | Continuous Below 10 | NotYetVerified |  | 4.1 | 16376.7 | 119.8 | 136.7 | 5.47 | 1 | 4000 | 70
P9HVBPCC | Hubbell Lighting | Beacon Products | AL-X-36L-80-4K7-6X6-U [No Shield options] [Qualified at 120V] | Outdoor Luminaires | High Output | Architectural Flood and Spot Luminaires | Standard | FALSE | [9 empty] | 42814 | Dimmable | Continuous Below 10 | NotYetVerified |  | 4.1 | 9826 | 121.31 | 81 | 5.47 | 1 | 4000 | 70
PUWCMPCE | Hubbell Lighting | Beacon Products | CDT-24L-55-4K7-6X6-U [Qualified without visor] [Qualified at 120V] | Outdoor Luminaires | Mid Output | Architectural Flood and Spot Luminaires | Standard | FALSE | [9 empty] | 42814 | Dimmable | Continuous Below 10 | Yes |  | 4.1 | 6105.4 | 110 | 55.67 | 3.68 | 0.99 | 4000 | 70
PEZDSZAW | Hubbell Lighting | Beacon Products | AL-X-36L-80-4K7-5X3-U [No Shield options] [Qualified at 120V] | Outdoor Luminaires | Mid Output | Architectural Flood and Spot Luminaires | Standard | FALSE | [9 empty] | 42814 | Dimmable | Continuous Below 10 | NotYetVerified |  | 4.1 | 8946.5 | 110.45 | 81 | 5.47 | 1 | 4000 | 70
PE6V9QAV | Hubbell Lighting | Beacon Products | AL-X-24L-55-4K7-5X5-U [No Shield options] [Qualified at 120V] | Outdoor Luminaires | Mid Output | Architectural Flood and Spot Luminaires | Standard | FALSE | [9 empty] | 42814 | Dimmable | Continuous Below 10 | NotYetVerified |  | 4.1 | 6083.6 | 108.64 | 56 | 5.47 | 1 | 4000 | 70
PUJ41Y9A | Hubbell Lighting | Beacon Products | AL-X-24L-55-4K7-5X3-U [No Shield options] [Qualified at 120V] | Outdoor Luminaires | Mid Output | Architectural Flood and Spot Luminaires | Standard | FALSE | [9 empty] | 42814 | Dimmable | Continuous Below 10 | NotYetVerified |  | 4.1 | 5964.3 | 106.51 | 56 | 5.47 | 1 | 4000 | 70
PM3DJ682 | Hubbell Lighting | Beacon Products | AL-X-72L-220-4K7-5X5-U [No Shield options] [Qualified at 120V] | Outdoor Luminaires | High Output | Architectural Flood and Spot Luminaires | Standard | FALSE | [9 empty] | 42814 | Dimmable | Continuous Below 10 | NotYetVerified |  | 4.1 | 21830.1 | 101.07 | 216 | 5.47 | 1 | 4000 | 70
PWA3P29W | Hubbell Lighting | Beacon Products | AL-X-72L-220-4K7-5X3-U [No Shield options] [Qualified at 120V] | Outdoor Luminaires | High Output | Architectural Flood and Spot Luminaires | Standard | FALSE | [9 empty] | 42814 | Dimmable | Continuous Below 10 | NotYetVerified |  | 4.1 | 21398 | 99.06 | 216 | 5.47 | 1 | 4000 | 70
PU5Z3UUA | Hubbell Lighting | Beacon Products | AL-X-72L-170-4K7-5X5-U [No Shield options] [Qualified at 120V] | Outdoor Luminaires | High Output | Architectural Flood and Spot Luminaires | Standard | FALSE | [9 empty] | 42814 | Dimmable | Continuous Below 10 | NotYetVerified |  | 4.1 | 18250.9 | 106.23 | 171.8 | 5.47 | 1 | 4000 | 70
PR8P7YCP | Hubbell Lighting | Beacon Products | AL-X-72L-170-4K7-5X3-U [No Shield options] [Qualified at 120V] | Outdoor Luminaires | High Output | Architectural Flood and Spot Luminaires | Standard | FALSE | [9 empty] | 42814 | Dimmable | Continuous Below 10 | NotYetVerified |  | 4.1 | 17893 | 104.15 | 171.8 | 5.47 | 1 | 4000 | 70
PYB6HZJP | Hubbell Lighting | Beacon Products | AL-X-60L-136-4K7-5X5-U [No Shield options] [Qualified at 120V] | Outdoor Luminaires | High Output | Architectural Flood and Spot Luminaires | Standard | FALSE | [9 empty] | 42814 | Dimmable | Continuous Below 10 | NotYetVerified |  | 4.1 | 15209.1 | 111.26 | 136.7 | 5.47 | 1 | 4000 | 70
PC6GXPU2 | Hubbell Lighting | Beacon Products | AL-X-60L-136-4K7-5X3-U [No Shield options] [Qualified at 120V] | Outdoor Luminaires | High Output | Architectural Flood and Spot Luminaires | Standard | FALSE | [9 empty] | 42814 | Dimmable | Continuous Below 10 | NotYetVerified |  | 4.1 | 14910.8 | 109.08 | 136.7 | 5.47 | 1 | 4000 | 70
PCXZW1U4 | Hubbell Lighting | Beacon Products | AL-X-36L-80-4K7-5X5-U [No Shield options] [Qualified at 120V] | Outdoor Luminaires | High Output | Architectural Flood and Spot Luminaires | Standard | FALSE | [9 empty] | 42814 | Dimmable | Continuous Below 10 | NotYetVerified |  | 4.1 | 9125.4 | 112.66 | 81 | 5.47 | 1 | 4000 | 70
P4Z6DNCA | Hubbell Lighting | Beacon Products | CDT-24L-55-4K7-5X5-U [Qualified without visor] [Qualified at 120V] | Outdoor Luminaires | Mid Output | Architectural Flood and Spot Luminaires | Standard | FALSE | [9 empty] | 42814 | Dimmable | Continuous Below 10 | Yes |  | 4.1 | 5897.5 | 106 | 55.61 | 3.68 | 0.99 | 4000 | 70
P354VWZJ | Hubbell Lighting | Beacon Products | CDT-24L-55-4K7-5X3-U [Qualified without visor] [Qualified at 120V] | Outdoor Luminaires | Mid Output | Architectural Flood and Spot Luminaires | Standard | FALSE | [9 empty] | 42814 | Dimmable | Continuous Below 10 | Yes |  | 4.1 | 5777.6 | 104 | 55.64 | 3.68 | 0.99 | 4000 | 70
PS7SBPMB | Hubbell Lighting | Beacon Products | AL-X-24L-55-4K7-4X4-U [No Shield options] [Qualified at 120V] | Outdoor Luminaires | Mid Output | Architectural Flood and Spot Luminaires | Standard | FALSE | [9 empty] | 42814 | Dimmable | Continuous Below 10 | NotYetVerified |  | 4.1 | 6363.9 | 113.64 | 56 | 5.47 | 1 | 4000 | 70
PMS8NHEP | Hubbell Lighting | Beacon Products | AL-X-72L-220-4K7-4X4-U [No Shield options] [Qualified at 120V] | Outdoor Luminaires | High Output | Architectural Flood and Spot Luminaires | Standard | FALSE | [9 empty] | 42814 | Dimmable | Continuous Below 10 | NotYetVerified |  | 4.1 | 22822.9 | 105.66 | 216 | 5.47 | 1 | 4000 | 70
P96YMKB4 | Hubbell Lighting | Beacon Products | AL-X-72L-170-4K7-4X4-U [No Shield options] [Qualified at 120V] | Outdoor Luminaires | High Output | Architectural Flood and Spot Luminaires | Standard | FALSE | [9 empty] | 42814 | Dimmable | Continuous Below 10 | NotYetVerified |  | 4.1 | 19091.8 | 111.13 | 171.8 | 5.47 | 1 | 4000 | 70
P9UQ74CH | Hubbell Lighting | Beacon Products | AL-X-60L-136-4K7-4X4-U [No Shield options] [Qualified at 120V] | Outdoor Luminaires | High Output | Architectural Flood and Spot Luminaires | Standard | FALSE | [9 empty] | 42814 | Dimmable | Continuous Below 10 | NotYetVerified |  | 4.1 | 15909.9 | 116.39 | 136.7 | 5.47 | 1 | 4000 | 70
P4KRJBRX | Hubbell Lighting | Beacon Products | AL-X-36L-80-4K7-4X4-U [No Shield options] [Qualified at 120V] | Outdoor Luminaires | High Output | Architectural Flood and Spot Luminaires | Standard | FALSE | [9 empty] | 42814 | Dimmable | Continuous Below 10 | NotYetVerified |  | 4.1 | 9545.9 | 117.85 | 81 | 5.47 | 1 | 4000 | 70
PBE3ZPEC | Hubbell Lighting | Beacon Products | CDT-24L-55-4K7-4X4-U [Qualified without visor] [Qualified at 120V] | Outdoor Luminaires | Mid Output | Architectural Flood and Spot Luminaires | Standard | FALSE | [9 empty] | 42814 | Dimmable | Continuous Below 10 | Yes |  | 4.1 | 6158.6 | 111 | 55.64 | 3.68 | 0.99 | 4000 | 70
PRW7F387 | Hubbell Lighting | Beacon Products | AL-X-36L-80-4K7-3X5-U [No Shield options] [Qualified at 120V] | Outdoor Luminaires | Mid Output | Architectural Flood and Spot Luminaires | Standard | FALSE | [9 empty] | 42814 | Dimmable | Continuous Below 10 | NotYetVerified |  | 4.1 | 8946.5 | 110.45 | 81 | 5.47 | 1 | 4000 | 70
PGRN2N7F | Hubbell Lighting | Beacon Products | AL-X-24L-55-4K7-3X5-U [No Shield options] [Qualified at 120V] | Outdoor Luminaires | Mid Output | Architectural Flood and Spot Luminaires | Standard | FALSE | [9 empty] | 42814 | Dimmable | Continuous Below 10 | NotYetVerified |  | 4.1 | 5964.3 | 106.51 | 56 | 5.47 | 1 | 4000 | 70
P12XFR7J | Hubbell Lighting | Beacon Products | AL-X-72L-220-4K7-3X5-U [No Shield options] [Qualified at 120V] | Outdoor Luminaires | High Output | Architectural Flood and Spot Luminaires | Standard | FALSE | [9 empty] | 42814 | Dimmable | Continuous Below 10 | NotYetVerified |  | 4.1 | 21398 | 99.06 | 216 | 5.47 | 1 | 4000 | 70
P9U9RBRK | Hubbell Lighting | Beacon Products | AL-X-72L-170-4K7-3X5-U [No Shield options] [Qualified at 120V] | Outdoor Luminaires | High Output | Architectural Flood and Spot Luminaires | Standard | FALSE | [9 empty] | 42814 | Dimmable | Continuous Below 10 | NotYetVerified |  | 4.1 | 17893 | 104.15 | 171.8 | 5.47 | 1 | 4000 | 70
PH1AYHG4 | Hubbell Lighting | Beacon Products | AL-X-60L-136-4K7-3X5-U [No Shield options] [Qualified at 120V] | Outdoor Luminaires | High Output | Architectural Flood and Spot Luminaires | Standard | FALSE | [9 empty] | 42814 | Dimmable | Continuous Below 10 | NotYetVerified |  | 4.1 | 14910.8 | 109.08 | 136.7 | 5.47 | 1 | 4000 | 70
PK2A7BRE | Hubbell Lighting | Beacon Products | CDT-24L-55-4K7-3X5-U [Qualified without visor] [Qualified at 120V] | Outdoor Luminaires | Mid Output | Architectural Flood and Spot Luminaires | Standard | FALSE | [9 empty] | 42814 | Dimmable | Continuous Below 10 | Yes |  | 4.1 | 5769.7 | 104 | 55.63 | 3.68 | 0.99 | 4000 | 70
PARHXB9P | Hubbell Lighting | Beacon Products | AL-X-24L-55-4K7-2X2-U [No Shield options] [Qualified at 120V] | Outdoor Luminaires | Mid Output | Architectural Flood and Spot Luminaires | Standard | FALSE | [9 empty] | 42814 | Dimmable | Continuous Below 10 | NotYetVerified |  | 4.1 | 6584.6 | 117.58 | 56 | 5.47 | 1 | 4000 | 70
P4MRYZ7G | Hubbell Lighting | Beacon Products | AL-X-72L-220-4K7-2X2-U [No Shield options] [Qualified at 120V] | Outdoor Luminaires | High Output | Architectural Flood and Spot Luminaires | Standard | FALSE | [9 empty] | 42814 | Dimmable | Continuous Below 10 | NotYetVerified |  | 4.1 | 23620.7 | 108.85 | 217 | 5.47 | 1 | 4000 | 70
PRH6MPA6 | Hubbell Lighting | Beacon Products | AL-X-72L-170-4K7-2X2-U [No Shield options] [Qualified at 120V] | Outdoor Luminaires | High Output | Architectural Flood and Spot Luminaires | Standard | FALSE | [9 empty] | 42814 | Dimmable | Continuous Below 10 | NotYetVerified |  | 4.1 | 19753.9 | 114.98 | 171.8 | 5.47 | 1 | 4000 | 70
PMT6EP2M | Hubbell Lighting | Beacon Products | AL-X-60L-136-4K7-2X2-U [No Shield options] [Qualified at 120V] | Outdoor Luminaires | High Output | Architectural Flood and Spot Luminaires | Standard | FALSE | [9 empty] | 42814 | Dimmable | Continuous Below 10 | NotYetVerified |  | 4.1 | 16461.6 | 120.42 | 136.7 | 5.47 | 1 | 4000 | 70
PGZUDFA7 | Hubbell Lighting | Beacon Products | AL-X-36L-80-4K7-2X2-U [No Shield options] [Qualified at 120V] | Outdoor Luminaires | High Output | Architectural Flood and Spot Luminaires | Standard | FALSE | [9 empty] | 42814 | Dimmable | Continuous Below 10 | NotYetVerified |  | 4.1 | 9876.9 | 121.94 | 81 | 5.47 | 1 | 4000 | 70
PD5D4H5B | Hubbell Lighting | Beacon Products | CDT-24L-55-4K7-2X2-U [Qualified without visor] [Qualified at 120V] | Outdoor Luminaires | Mid Output | Architectural Flood and Spot Luminaires | Standard | FALSE | [9 empty] | 42814 | Dimmable | Continuous Below 10 | Yes |  | 4.1 | 6255.1 | 112 | 55.77 | 3.68 | 0.99 | 4000 | 70
PHCGECBR | ALPHA GREEN ENERGY GMBH | CVMORE | UFL150WN-30-04 | Outdoor Luminaires | High Output | Architectural Flood and Spot Luminaires | Standard | TRUE | 14184.92 | 97.16 | 145.99 | 10.67 | 0.932 | 3015 | 70.9 | 5 | 50000 | 42814 | Not Dimmable | Not Dimmable | NotYetVerified |  | 4.1 | 14184.92 | 97.16 | 145.99 | 3.58 | 0.999 | 3000 | 71
PED3426V | ALPHA GREEN ENERGY GMBH | CVMORE | UFL100SLIM-30-YY | Outdoor Luminaires | High Output | Architectural Flood and Spot Luminaires | Standard | TRUE | 10672.064 | 105.664 | 101 | 15.6 | 0.911 | 3007 | 70.8 | 5 | 50000 | 42814 | Dimmable | Continuous Below 10 | No |  | 4 | 10672.1 | 105.7 | 101 | 15.6 | 0.91 | 3007 | 70.8
PBYH2UMM | ALPHA GREEN ENERGY GMBH | CVMORE | UFL50SLIM-30-YY | Outdoor Luminaires | Mid Output | Architectural Flood and Spot Luminaires | Standard | TRUE | 5254.77 | 105.73 | 50.3 | 16.4 | 0.908 | 2938 | 72.9 | 5 | 50000 | 42814 | Dimmable | Continuous Below 10 | No |  | 4 | 5326.1 | 105.9 | 50.3 | 16.4 | 0.91 | 2938 | 72.9
PC1C2M5R | ALPHA GREEN ENERGY GMBH | CVMORE | UFL150WN-50-04 | Outdoor Luminaires | High Output | Architectural Flood and Spot Luminaires | Standard | FALSE | [9 empty] | 42814 | Not Dimmable | Not Dimmable | NotYetVerified |  | 4.1 | 15000 | 100 | 150 | 3.58 | 0.999 | 5000 | 71
P77QW53R | ALPHA GREEN ENERGY GMBH | CVMORE | UFL150WN-40-04 | Outdoor Luminaires | High Output | Architectural Flood and Spot Luminaires | Standard | FALSE | [9 empty] | 42814 | Not Dimmable | Not Dimmable | NotYetVerified |  | 4.1 | 15000 | 100 | 150 | 3.58 | 0.999 | 4000 | 71
PP8NUZE9 | ALPHA GREEN ENERGY GMBH | CVMORE | UFL100SLIM-50-YY | Outdoor Luminaires | High Output | Architectural Flood and Spot Luminaires | Standard | FALSE | [9 empty] | 42814 | Dimmable | Continuous Below 10 | No |  | 4 | 11117.7 | 108.5 | 102.5 | 17.1 | 0.91 | 4961 | 72.4
PTXNK6H9 | ALPHA GREEN ENERGY GMBH | CVMORE | UFL50SLIM-50-YY | Outdoor Luminaires | Mid Output | Architectural Flood and Spot Luminaires | Standard | FALSE | [9 empty] | 42814 | Dimmable | Continuous Below 10 | No |  | 4 | 5858.4 | 111.4 | 52.6 | 17.9 | 0.91 | 4863 | 72
PNTDTHPG | ALPHA GREEN ENERGY GMBH | CVMORE | UFL100SLIM-40-YY | Outdoor Luminaires | High Output | Architectural Flood and Spot Luminaires | Standard | FALSE | [9 empty] | 42814 | Dimmable | Continuous Below 10 | No |  | 4 | 10872.8 | 105.1 | 103.5 | 16.7 | 0.91 | 3974 | 71.2
P7B32YGW | ALPHA GREEN ENERGY GMBH | CVMORE | UFL50SLIM-40-YY | Outdoor Luminaires | Mid Output | Architectural Flood and Spot Luminaires | Standard | FALSE | [9 empty] | 42814 | Dimmable | Continuous Below 10 | No |  | 4 | 5546.7 | 108.1 | 51.3 | 17.4 | 0.91 | 3924 | 72
PVDKNF7Q | Spring Lighting Group Inc | SLG | SLFDS30(12UN)V3KBYWFL | Outdoor Luminaires | Low Output | Architectural Flood and Spot Luminaires | Standard | TRUE | 2693.3 | 95 | 28.35 | 12.84 | 0.967 | 2992 | 73.4 | 5 | 50000 | 42809 | Not Yet Verified | Not Yet Verified | Not Yet Verified |  | 4.1 | 2700 | 90 | 30 | 20 | 0.9 | 3000 | 70
PV79QU9H | Spring Lighting Group Inc | SLG | SLFD110(12UN)V4KBYWFLYY | Outdoor Luminaires | High Output | Architectural Flood and Spot Luminaires | Standard | TRUE | 11958 | 111.34 | 107.4 | 9.64 | 0.961 | 3894 | 73.6 | 5 | 50000 | 42809 | Dimmable | Continuous (Can dim down to ? 10% (W)) | Yes |  | 4.1 | 11800 | 107 | 110 | 10 | 0.9 | 4000 | 70
P3G99SWU | Spring Lighting Group Inc | SLG | SLFDS15(12UN)V3KBYWFL | Outdoor Luminaires | Low Output | Architectural Flood and Spot Luminaires | Standard | TRUE | 1373.2 | 93.41 | 14.7 | 10.05 | 0.959 | 2977 | 73.5 | 5 | 50000 | 42809 | Not Yet Verified | Not Yet Verified | Not Yet Verified |  | 4.1 | 1370 | 91 | 15 | 20 | 0.9 | 3000 | 70
P8H91QHW | Spring Lighting Group Inc | SLG | SLFD200(12UN)V4KBYWFLYY | Outdoor Luminaires | High Output | Architectural Flood and Spot Luminaires | Premium | TRUE | 23430 | 117.38 | 199.6 | 10.23 | 0.9578 | 3813 | 74.5 | 5 | 50000 | 42809 | Dimmable | Continuous (Can dim down to ? 10% (W)) | Yes |  | 4.1 | 23400 | 117 | 200 | 10 | 0.9 | 4000 | 72
PS7GGJUZ | Spring Lighting Group Inc | SLG | SLFD140(12UN)V4KBYWFLYY | Outdoor Luminaires | High Output | Architectural Flood and Spot Luminaires | Premium | TRUE | 16401 | 117.37 | 139.7 | 19.28 | 0.9218 | 3923 | 73.9 | 5 | 50000 | 42809 | Not Dimmable | Not Dimmable | Yes |  | 4.1 | 16400 | 117 | 140 | 20 | 0.9 | 4000 | 72
PYTZEGMZ | Spring Lighting Group Inc | SLG | SLFD65(12UN)V4KBYWFLY | Outdoor Luminaires | Mid Output | Architectural Flood and Spot Luminaires | Standard | TRUE | 7420.9 | 110.84 | 66.95 | 12.76 | 0.9212 | 3858 | 73.3 | 5 | 50000 | 42809 | Not Dimmable | Not Dimmable | Yes |  | 4.1 | 7300 | 112 | 65 | 20 | 0.9 | 4000 | 70
P7ADFYAD | Spring Lighting Group Inc | SLG | SLFDS30(12UN)V5KBYWFL | Outdoor Luminaires | Low Output | Architectural Flood and Spot Luminaires | Standard | FALSE | [9 empty] | 42809 | Not Yet Verified | Not Yet Verified | Not Yet Verified |  | 4.1 | 3000 | 100 | 30 | 20 | 0.9 | 5000 | 70
P4HDWJEB | Spring Lighting Group Inc | SLG | SLFDS15(12UN)V5KBYWFL | Outdoor Luminaires | Low Output | Architectural Flood and Spot Luminaires | Standard | FALSE | [9 empty] | 42809 | Not Yet Verified | Not Yet Verified | Not Yet Verified |  | 4.1 | 1500 | 100 | 15 | 20 | 0.9 | 5000 | 70
PZD3RUTW | Spring Lighting Group Inc | SLG | SLFD140(12UN)V5KBYWFLYY | Outdoor Luminaires | High Output | Architectural Flood and Spot Luminaires | Premium | FALSE | [9 empty] | 42809 | Not Dimmable | Not Dimmable | Yes |  | 4.1 | 16700 | 119 | 140 | 20 | 0.9 | 5000 | 72
P3D9CYKU | Spring Lighting Group Inc | SLG | SLFD200(12UN)V5KBYWFLYY | Outdoor Luminaires | High Output | Architectural Flood and Spot Luminaires | Premium | FALSE | [9 empty] | 42809 | Dimmable | Continuous (Can dim down to ? 10% (W)) | Yes |  | 4.1 | 24000 | 120 | 200 | 10 | 0.9 | 5000 | 72
PUUX9N85 | Spring Lighting Group Inc | SLG | SLFD65(12UN)V5KBYWFLY | Outdoor Luminaires | Mid Output | Architectural Flood and Spot Luminaires | Standard | FALSE | [9 empty] | 42809 | Not Dimmable | Not Dimmable | Yes |  | 4.1 | 7400 | 114 | 65 | 20 | 0.9 | 5000 | 70
PT41Z5N4 | Spring Lighting Group Inc | SLG | SLFD110(12UN)V5KBYWFLYY | Outdoor Luminaires | High Output | Architectural Flood and Spot Luminaires | Standard | FALSE | [9 empty] | 42809 | Dimmable | Continuous (Can dim down to ? 10% (W)) | Yes |  | 4.1 | 12500 | 114 | 110 | 10 | 0.9 | 5000 | 70
PYN1CJ29 | Spring Lighting Group Inc | SLG | SLFDS30(12UN)V4KBYWFL | Outdoor Luminaires | Low Output | Architectural Flood and Spot Luminaires | Standard | FALSE | [9 empty] | 42809 | Not Yet Verified | Not Yet Verified | Not Yet Verified |  | 4.1 | 3000 | 100 | 30 | 20 | 0.9 | 4000 | 70
PV19REGZ | Spring Lighting Group Inc | SLG | SLFDS15(12UN)V4KBYWFL | Outdoor Luminaires | Low Output | Architectural Flood and Spot Luminaires | Standard | FALSE | [9 empty] | 42809 | Not Yet Verified | Not Yet Verified | Not Yet Verified |  | 4.1 | 1500 | 100 | 15 | 20 | 0.9 | 4000 | 70
PR5MT74U | TOSMART TECHNOLOGY CO LTD | / | 44080501 4000K | Outdoor Luminaires | High Output | Architectural Flood and Spot Luminaires | Premium | TRUE | 10598 | 133.36 | 79.47 | 12.32 | 0.9374 | 3822 | 73.6 | 5 | 50000 | 42809 | Not Dimmable | Not Dimmable | No |  | 4.1 | 10598 | 133.36 | 79.47 | 12.32 | 0.94 | 4000 | 73.6
PPB22FS2 | TOSMART TECHNOLOGY CO LTD | / | 44080501 5700K | Outdoor Luminaires | High Output | Architectural Flood and Spot Luminaires | Premium | FALSE | [9 empty] | 42809 | Not Dimmable | Not Dimmable | No |  | 4.1 | 10876 | 135.86 | 80.05 | 12.92 | 0.94 | 5700 | 73
PJZV5X2W | TOSMART TECHNOLOGY CO LTD | / | 44080501 5000K | Outdoor Luminaires | High Output | Architectural Flood and Spot Luminaires | Premium | FALSE | [9 empty] | 42809 | Not Dimmable | Not Dimmable | No |  | 4.1 | 10598 | 133.36 | 79.47 | 12.32 | 0.94 | 5000 | 73.6
P7FQWH2M | Smart Energy Solutions | SMART LED | SES-FL300W-3000 | Outdoor Luminaires | Very High Output | Architectural Flood and Spot Luminaires | Standard | TRUE | 30857 | 101.45 | 304.2 | 7.88 | 0.947 | 3056 | 83.5 | 5 | 50000 | 42809 | Dimmable | Continuous Below 10 | No |  | 4.1 | 30857 | 101.45 | 304.2 | 7.88 | 0.947 | 3000 | 83.5
PCWBKS82 | Smart Energy Solutions | SMART LED | SES-FL15W-3000 | Outdoor Luminaires | Low Output | Architectural Flood and Spot Luminaires | Standard | TRUE | 1467.8 | 96.19 | 15.26 | 16.52 | 0.9079 | 3042 | 82.9 | 5 | 50000 | 42809 | Not Dimmable | Not Dimmable | NotYetVerified |  | 4.1 | 1467.8 | 96.19 | 15.26 | 20 | 0.9 | 3000 | 82.9
PKGG4TC1 | Smart Energy Solutions | SMART LED | SES-FL30W-3000 | Outdoor Luminaires | Low Output | Architectural Flood and Spot Luminaires | Standard | TRUE | 2899.1 | 98.84 | 29.33 | 16.49 | 0.9049 | 3041 | 83.2 | 5 | 50000 | 42809 | Not Dimmable | Not Dimmable | NotYetVerified |  | 4.1 | 2899.1 | 98.84 | 29.33 | 20 | 0.9 | 3000 | 83.2
PCZUVPWF | Smart Energy Solutions | SMART LED | SES-FL50W-3000 | Outdoor Luminaires | Low Output | Architectural Flood and Spot Luminaires | Standard | TRUE | 4906.5 | 102.12 | 48.05 | 17.63 | 0.9031 | 3042 | 83.3 | 5 | 50000 | 42809 | Not Dimmable | Not Dimmable | NotYetVerified |  | 4.1 | 4906.5 | 102.12 | 48.05 | 20 | 0.9 | 3000 | 83.3
PWENY1D8 | Smart Energy Solutions | SMART LED | SES-FL100W-3000 | Outdoor Luminaires | High Output | Architectural Flood and Spot Luminaires | Standard | TRUE | 10035 | 103.53 | 96.93 | 19.07 | 0.9024 | 3058 | 82 | 5 | 50000 | 42809 | Dimmable | Continuous Below 10 | No |  | 4.1 | 10035 | 103.53 | 96.93 | 19.07 | 0.9024 | 3000 | 82
PA28CD2J | Smart Energy Solutions | SMART LED | SES-FL80W-3000 | Outdoor Luminaires | Mid Output | Architectural Flood and Spot Luminaires | Standard | TRUE | 8453 | 109.98 | 76.86 | 18.74 | 0.9024 | 3064 | 83.7 | 5 | 50000 | 42809 | Not Dimmable | Not Dimmable | No |  | 4.1 | 8591 | 110.11 | 78.02 | 18.74 | 0.9024 | 3000 | 83.7
PCEN7CNP | Smart Energy Solutions | SMART LED | SES-FL150W-3000 | Outdoor Luminaires | High Output | Architectural Flood and Spot Luminaires | Standard | TRUE | 15131 | 98.1 | 154.3 | 6.27 | 0.9017 | 3055 | 83.2 | 5 | 50000 | 42809 | Dimmable | Continuous Below 10 | No |  | 4.1 | 15131 | 98.1 | 154.3 | 6.27 | 0.9017 | 3000 | 83.2
P236G9Q1 | Smart Energy Solutions | SMART LED | SES-FL80W-5700 | Outdoor Luminaires | Mid Output | Architectural Flood and Spot Luminaires | Standard | FALSE | [9 empty] | 42809 | Not Dimmable | Not Dimmable | No |  | 4.1 | 9064 | 115.39 | 78.55 | 18.95 | 0.9062 | 5000 | 84.5
PRJUPMJG | Smart Energy Solutions | SMART LED | SES-FL50W-5700 | Outdoor Luminaires | Low Output | Architectural Flood and Spot Luminaires | Standard | FALSE | [9 empty] | 42809 | Not Dimmable | Not Dimmable | NotYetVerified |  | 4.1 | 4906.5 | 102.12 | 48.05 | 20 | 0.9 | 5000 | 83.3
P6G2HT7H | Smart Energy Solutions | SMART LED | SES-FL30W-5700 | Outdoor Luminaires | Low Output | Architectural Flood and Spot Luminaires | Standard | FALSE | [9 empty] | 42809 | Not Dimmable | Not Dimmable | NotYetVerified |  | 4.1 | 2899.1 | 98.84 | 29.33 | 20 | 0.9 | 5000 | 83.2
PJGJQ3J2 | Smart Energy Solutions | SMART LED | SES-FL15W-5700 | Outdoor Luminaires | Low Output | Architectural Flood and Spot Luminaires | Standard | FALSE | [9 empty] | 42809 | Not Dimmable | Not Dimmable | NotYetVerified |  | 4.1 | 1467.8 | 96.19 | 15.26 | 20 | 0.9 | 5000 | 82.9
P5DEFGQJ | Smart Energy Solutions | SMART LED | SES-FL15100W-5700 | Outdoor Luminaires | High Output | Architectural Flood and Spot Luminaires | Standard | FALSE | [9 empty] | 42809 | Dimmable | Continuous Below 10 | No |  | 4.1 | 11021 | 111.95 | 98.45 | 18.87 | 0.9062 | 5000 | 83.8
PBZGYPAE | Smart Energy Solutions | SMART LED | SES-FL300W-5700 | Outdoor Luminaires | Very High Output | Architectural Flood and Spot Luminaires | Standard | FALSE | [9 empty] | 42809 | Dimmable | Continuous Below 10 | No |  | 4.1 | 30857 | 101.45 | 304.2 | 7.88 | 0.947 | 5000 | 83.5
PY8NFS2E | Smart Energy Solutions | SMART LED | SES-FL150W-5700 | Outdoor Luminaires | High Output | Architectural Flood and Spot Luminaires | Standard | FALSE | [9 empty] | 42809 | Dimmable | Continuous Below 10 | No |  | 4.1 | 15131 | 98.1 | 154.3 | 6.27 | 0.9017 | 5000 | 83.2
PJ88YT75 | CenterPoint Lighting | CenterPoint Lighting | FLG28W-3K-MNT-30 | Outdoor Luminaires | Low Output | Architectural Flood and Spot Luminaires | Standard | TRUE | 2723.6 | 106 | 25.69 | 18.41 | 0.9089 | 3094 | 83.5 | 5 | 50000 | 42809 | Not Dimmable | Not Dimmable | No |  | 4.1 | 3200 | 114.3 | 28 | 17.22 | 0.91 | 3000 | 80
PFR8M39G | CenterPoint Lighting | CenterPoint Lighting | FLG28W-3K-MNT-60 | Outdoor Luminaires | Low Output | Architectural Flood and Spot Luminaires | Standard | TRUE | 2769.8 | 106.8 | 25.94 | 20.98 | 0.9071 | 3080 | 83.3 | 5 | 50000 | 42809 | Not Dimmable | Not Dimmable | No |  | 4.1 | 3200 | 114.3 | 28 | 20.98 | 0.9071 | 3000 | 80
PWRCQBUT | CenterPoint Lighting | CenterPoint Lighting | FLG15W-3K-MNT-60 | Outdoor Luminaires | Low Output | Architectural Flood and Spot Luminaires | Standard | TRUE | 1539.2 | 107 | 14.39 | 14.74 | 0.9 | 3067 | 83.4 | 5 | 50000 | 42809 | Not Dimmable | Not Dimmable | No |  | 4.1 | 1700 | 113.3 | 15 | 17.4 | 0.9 | 3000 | 80
P4K89A71 | CenterPoint Lighting | CenterPoint Lighting | FLG15W-3K-MNT-30 | Outdoor Luminaires | Low Output | Architectural Flood and Spot Luminaires | Standard | TRUE | 1536 | 106.5 | 14.42 | 17.62 | 0.8994 | 3088 | 83.5 | 5 | 50000 | 42809 | Not Dimmable | Not Dimmable | No |  | 4.1 | 1700 | 113.3 | 15 | 17.62 | 0.8994 | 3000 | 80
P8FBP1SR | CenterPoint Lighting | CenterPoint Lighting | FLG42W-3K-MNT-60 | Outdoor Luminaires | Low Output | Architectural Flood and Spot Luminaires | Standard | TRUE | 4204.1 | 106.9 | 39.32 | 19.19 | 0.8914 | 3077 | 83.4 | 5 | 50000 | 42809 | Not Dimmable | Not Dimmable | No |  | 4.1 | 4800 | 114.3 | 42 | 19.19 | 0.8914 | 3000 | 80
P5NHXKQA | CenterPoint Lighting | CenterPoint Lighting | FLG28W-5K-MNT-60 | Outdoor Luminaires | Low Output | Architectural Flood and Spot Luminaires | Standard | FALSE | [9 empty] | 42809 | Not Dimmable | Not Dimmable | No |  | 4.1 | 3200 | 114.3 | 28 | 20.98 | 0.9071 | 5000 | 80
P9DDJVKE | CenterPoint Lighting | CenterPoint Lighting | FLG42W-5K-MNT-60 | Outdoor Luminaires | Low Output | Architectural Flood and Spot Luminaires | Standard | FALSE | [9 empty] | 42809 | Not Dimmable | Not Dimmable | No |  | 4.1 | 4800 | 114.3 | 42 | 19.19 | 0.8914 | 5000 | 80
PVV11ZEP | CenterPoint Lighting | CenterPoint Lighting | FLG15W-5K-MNT-60 | Outdoor Luminaires | Low Output | Architectural Flood and Spot Luminaires | Standard | FALSE | [9 empty] | 42809 | Not Dimmable | Not Dimmable | No |  | 4.1 | 1700 | 113.3 | 15 | 17.4 | 0.9 | 5000 | 80
PJ67BT2M | CenterPoint Lighting | CenterPoint Lighting | FLG15W-5K-MNT-30 | Outdoor Luminaires | Low Output | Architectural Flood and Spot Luminaires | Standard | FALSE | [9 empty] | 42809 | Not Dimmable | Not Dimmable | No |  | 4.1 | 1700 | 113.3 | 15 | 17.62 | 0.8994 | 5000 | 80
P6DPZU1J | CenterPoint Lighting | CenterPoint Lighting | FLG28W-5K-MNT-30 | Outdoor Luminaires | Low Output | Architectural Flood and Spot Luminaires | Standard | FALSE | [9 empty] | 42809 | Not Dimmable | Not Dimmable | No |  | 4.1 | 3200 | 114.3 | 28 | 17.22 | 0.91 | 5000 | 80
P4NKY88M | CenterPoint Lighting | CenterPoint Lighting | FLG28W-4K-MNT-60 | Outdoor Luminaires | Low Output | Architectural Flood and Spot Luminaires | Standard | FALSE | [9 empty] | 42809 | Not Dimmable | Not Dimmable | No |  | 4.1 | 3200 | 114.3 | 28 | 20.98 | 0.9071 | 4000 | 80
PTCN1JQQ | CenterPoint Lighting | CenterPoint Lighting | FLG42W-4K-MNT-60 | Outdoor Luminaires | Low Output | Architectural Flood and Spot Luminaires | Standard | FALSE | [9 empty] | 42809 | Not Dimmable | Not Dimmable | No |  | 4.1 | 4800 | 114.3 | 42 | 19.19 | 0.8914 | 4000 | 80
P9FVX79J | CenterPoint Lighting | CenterPoint Lighting | FLG15W-4K-MNT-60 | Outdoor Luminaires | Low Output | Architectural Flood and Spot Luminaires | Standard | FALSE | [9 empty] | 42809 | Not Dimmable | Not Dimmable | No |  | 4.1 | 1700 | 113.3 | 15 | 17.4 | 0.9 | 4000 | 80
PHSCP1NH | CenterPoint Lighting | CenterPoint Lighting | FLG15W-4K-MNT-30 | Outdoor Luminaires | Low Output | Architectural Flood and Spot Luminaires | Standard | FALSE | [9 empty] | 42809 | Not Dimmable | Not Dimmable | No |  | 4.1 | 1700 | 113.3 | 15 | 17.62 | 0.8994 | 4000 | 80
PHEPZD6D | CenterPoint Lighting | CenterPoint Lighting | FLG28W-4K-MNT-30 | Outdoor Luminaires | Low Output | Architectural Flood and Spot Luminaires | Standard | FALSE | [9 empty] | 42809 | Not Dimmable | Not Dimmable | No |  | 4.1 | 3200 | 114.3 | 28 | 17.22 | 0.91 | 4000 | 80
PQZKW46H | Caster Lighting Inc. | Caster | LF91-40W4K-60 | Outdoor Luminaires | Low Output | Architectural Flood and Spot Luminaires | Standard | TRUE | 3691.9 | 104.65 | 35.28 | 17.62 | 0.9416 | 3879 | 75.6 | 5 | 50000 | 42808 | Not Dimmable | Not Dimmable | No |  | 4.1 | 3500 | 100 | 35 | 20 | 0.9 | 4000 | 70
P4H534KJ | Caster Lighting Inc. | Caster | LF91-40W5K-60 | Outdoor Luminaires | Low Output | Architectural Flood and Spot Luminaires | Standard | FALSE | [9 empty] | 42808 | Not Dimmable | Not Dimmable | No |  | 4.1 | 3500 | 100 | 35 | 20 | 0.9 | 5000 | 70
P5838KHW | Caster Lighting Inc. | Caster | LF91-40W4K-100 | Outdoor Luminaires | Low Output | Architectural Flood and Spot Luminaires | Standard | TRUE | 3310.5 | 93.83 | 35.28 | 17.64 | 0.9418 | 3884 | 75.7 | 5 | 50000 | 42808 | Not Dimmable | Not Dimmable | No |  | 4.1 | 3150 | 90 | 35 | 20 | 0.9 | 4000 | 70
PHRE4X5K | Caster Lighting Inc. | Caster | LF91-40W5K-100 | Outdoor Luminaires | Low Output | Architectural Flood and Spot Luminaires | Standard | FALSE | [9 empty] | 42808 | Not Dimmable | Not Dimmable | No |  | 4.1 | 3150 | 90 | 35 | 20 | 0.9 | 5000 | 70
P4NZXDYC | RHYNO LED Lighting Solutions Inc. | Rhyno Brand LED | RL30-120-04-4K | Outdoor Luminaires | Low Output | Architectural Flood and Spot Luminaires | Standard | TRUE | 3218.4 | 114.19 | 28.18 | 13.82 | 0.9273 | 3987 | 83.4 | 5 | 50000 | 42807 |  |  | No |  | 4.1 | 3218.4 | 114.19 | 28.18 | 5.87 | 1 | 3987 | 83.4
PDYSDY9Y | RHYNO LED Lighting Solutions Inc. | Rhyno Brand LED | RL15-120-04-4K | Outdoor Luminaires | Low Output | Architectural Flood and Spot Luminaires | Standard | TRUE | 1463.5 | 124.49 | 11.76 | 15.56 | 0.8846 | 3917 | 83.2 | 5 | 50000 | 42807 |  |  | No |  | 4.1 | 1463.5 | 124.49 | 11.76 | 6.88 | 0.99 | 3917 | 83.2
P52F2HPN | RHYNO LED Lighting Solutions Inc. | Rhyno Brand LED | RL50-120-04 | Outdoor Luminaires | Mid Output | Architectural Flood and Spot Luminaires | Standard | FALSE | [9 empty] | 42807 |  |  | No |  | 4.1 | 5562.7 | 116.04 | 47.94 | 13.26 | 0.99 | 4981 | 83
PGYRJJ83 | RHYNO LED Lighting Solutions Inc. | Rhyno Brand LED | RL30-120-04 | Outdoor Luminaires | Low Output | Architectural Flood and Spot Luminaires | Standard | FALSE | [9 empty] | 42807 |  |  | No |  | 4.1 | 3307.9 | 117.29 | 28.2 | 5.87 | 1 | 4935 | 82.3
PJVAH36U | RHYNO LED Lighting Solutions Inc. | Rhyno Brand LED | RL15-120-04 | Outdoor Luminaires | Low Output | Architectural Flood and Spot Luminaires | Standard | FALSE | [9 empty] | 42807 |  |  | No |  | 4.1 | 1474.6 | 127.24 | 11.59 | 6.88 | 0.99 | 4898 | 82.4
PD4NWXDX | ByDesignLED Inc | ByDesignLED Inc | BDL-SB10W27-50K-Z-T3-U-Y | Outdoor Luminaires | High Output | Architectural Flood and Spot Luminaires | Standard | TRUE | 10542 | 105.884 | 99.57 | 16.78 | 0.9861 | 4937 | 82.8 | 5 | 50000 | 42807 |  |  | Yes |  | 3.1 | 11100 | 111 | 100 | 16.78 | 0.95 | 5000 | 80
PS3JTTM6 | ByDesignLED Inc | ByDesignLED Inc | BDL-SB20W27-50K-Z-T3-U-Y | Outdoor Luminaires | High Output | Architectural Flood and Spot Luminaires | Standard | TRUE | 21430.96 | 110.092 | 194.66 | 5.56 | 0.9658 | 4952 | 82.7 | 5 | 50000 | 42807 |  |  | No |  | 3.1 | 22100 | 110.5 | 200 | 5.67 | 0.95 | 5000 | 80
PH6E7UBU | ByDesignLED Inc | ByDesignLED Inc | BDL-SB06W27-50K-Z-T3-U-Y | Outdoor Luminaires | Mid Output | Architectural Flood and Spot Luminaires | Standard | TRUE | 7165.79 | 116.3 | 61.6 | 13.92 | 0.9621 | 4908 | 83.1 | 5 | 50000 | 42807 |  |  | Yes |  | 3.1 | 7700 | 128 | 60 | 13.92 | 0.95 | 5000 | 80
P32M4F79 | ByDesignLED Inc | ByDesignLED Inc | BDL-SB15W27-50K-Z-T3-U-Y | Outdoor Luminaires | High Output | Architectural Flood and Spot Luminaires | Standard | TRUE | 16632.2 | 113.919 | 146 | 12.16 | 0.9233 | 4897 | 82.6 | 5 | 50000 | 42807 |  |  | Yes |  | 3.1 | 17300 | 115.33 | 150 | 12.16 | 0.95 | 5000 | 80
P3K87EGV | Philips Gardco | FX1/FX2 | FX1-32-G2-bb-cc-RN-W-ff-7-hh | Outdoor Luminaires | Mid Output | Architectural Flood and Spot Luminaires | Standard | TRUE | 6827 | 95.4 | 71.29 | 4.94 | 0.998 | 2948 | 71 | 5 | 50000 | 42804 | Dimmable | Continuous Below 10 | Yes |  | 4.1 | 6875.37 | 97 | 71.11 | 6.4 | 1 | 3000 | 70
P5A5HFJV | Philips Gardco | FX1/FX2 | FX2-160-G2-bb-cc-RSP-W-ff-5-hh | Outdoor Luminaires | High Output | Architectural Flood and Spot Luminaires | Standard | TRUE | 25710 | 99.9 | 257.4 | 4.36 | 0.998 | 2921 | 71.1 | 5 | 50000 | 42804 | Dimmable | Continuous Below 10 | Yes |  | 4.1 | 26036.46 | 99.87 | 260.7 | 5.72 | 1 | 3000 | 70
PPECVB5T | Philips Gardco | FX1/FX2 | FX1-32-G2-bb-cc-RM-C-ff-3-hh | Outdoor Luminaires | Low Output | Architectural Flood and Spot Luminaires | Standard | TRUE | 3684 | 104.3 | 35.33 | 12.94 | 0.981 | 5261 | 73.2 | 5 | 50000 | 42804 | Dimmable | Continuous Below 10 | Yes |  | 4.1 | 4041.9 | 114.27 | 35.37 | 12.96 | 0.98 | 5261 | 73.2
PYYEWP27 | Philips Gardco | FX1/FX2 | FX1-32-G2-bb-cc-RM-W-ff-3-hh | Outdoor Luminaires | Low Output | Architectural Flood and Spot Luminaires | Standard | TRUE | 3490 | 98.7 | 35.37 | 12.94 | 0.981 | 2923 | 71.2 | 5 | 50000 | 42804 | Dimmable | Continuous Below 10 | Yes |  | 4.1 | 3521 | 99.41 | 35.42 | 12.94 | 0.98 | 2923 | 71.2
PNK5T68V | Philips Gardco | FX1/FX2 | FX1-32-G2-bb-cc-A33-C-ff-3-hh | Outdoor Luminaires | Low Output | Architectural Flood and Spot Luminaires | Standard | FALSE | [9 empty] | 42804 | Dimmable | Continuous Below 10 | Yes |  | 4.1 | 4215.16 | 119.17 | 35.37 | 12.51 | 0.98 | 5700 | 70
PC5E3SN1 | Philips Gardco | FX1/FX2 | FX1-32-G2-bb-cc-RN-C-ff-3-hh | Outdoor Luminaires | Low Output | Architectural Flood and Spot Luminaires | Standard | FALSE | [9 empty] | 42804 | Dimmable | Continuous Below 10 | Yes |  | 4.1 | 4146.46 | 117.23 | 35.37 | 12.51 | 0.98 | 5700 | 70
PDB22Z1G | Philips Gardco | FX1/FX2 | FX1-32-G2-bb-cc-A33-C-ff-5-hh | Outdoor Luminaires | Mid Output | Architectural Flood and Spot Luminaires | Standard | FALSE | [9 empty] | 42804 | Dimmable | Continuous Below 10 | Yes |  | 4.1 | 5943.43 | 114.76 | 51.79 | 10.04 | 0.99 | 5700 | 70
PE26HWS4 | Philips Gardco | FX1/FX2 | FX1-32-G2-bb-cc-RN-C-ff-5-hh | Outdoor Luminaires | Mid Output | Architectural Flood and Spot Luminaires | Standard | FALSE | [9 empty] | 42804 | Dimmable | Continuous Below 10 | Yes |  | 4.1 | 5846.27 | 112.88 | 51.79 | 10.04 | 0.99 | 5700 | 70
PCRGX1G4 | Philips Gardco | FX1/FX2 | FX1-48-G2-bb-cc-A33-C-ff-5-hh | Outdoor Luminaires | Mid Output | Architectural Flood and Spot Luminaires | Standard | FALSE | [9 empty] | 42804 | Dimmable | Continuous Below 10 | Yes |  | 4.1 | 9336.17 | 115.92 | 80.54 | 8.05 | 0.99 | 5700 | 70
PJYF55CV | Philips Gardco | FX1/FX2 | FX1-48-G2-bb-cc-RN-C-ff-5-hh | Outdoor Luminaires | Mid Output | Architectural Flood and Spot Luminaires | Standard | FALSE | [9 empty] | 42804 | Dimmable | Continuous Below 10 | Yes |  | 4.1 | 9182.77 | 114.02 | 80.54 | 8.05 | 0.99 | 5700 | 70
P7HA9CJW | Philips Gardco | FX1/FX2 | FX1-80-G2-bb-cc-A33-C-ff-5-hh | Outdoor Luminaires | High Output | Architectural Flood and Spot Luminaires | Standard | FALSE | [9 empty] | 42804 | Dimmable | Continuous Below 10 | Yes |  | 4.1 | 15383.63 | 117.61 | 130.8 | 7.97 | 0.99 | 5700 | 70
P5WUCRZU | Philips Gardco | FX1/FX2 | FX1-80-G2-bb-cc-RN-C-ff-5-hh | Outdoor Luminaires | High Output | Architectural Flood and Spot Luminaires | Standard | FALSE | [9 empty] | 42804 | Dimmable | Continuous Below 10 | Yes |  | 4.1 | 15131.41 | 115.68 | 130.8 | 7.97 | 0.99 | 5700 | 70
P52DT1W7 | Philips Gardco | FX1/FX2 | FX1-48-G2-bb-cc-A33-C-ff-3-hh | Outdoor Luminaires | Mid Output | Architectural Flood and Spot Luminaires | Standard | FALSE | [9 empty] | 42804 | Dimmable | Continuous Below 10 | Yes |  | 4.1 | 6376.23 | 120.28 | 53.01 | 6.75 | 0.99 | 5700 | 70
PQW9GMNE | Philips Gardco | FX1/FX2 | FX1-48-G2-bb-cc-RN-C-ff-3-hh | Outdoor Luminaires | Mid Output | Architectural Flood and Spot Luminaires | Standard | FALSE | [9 empty] | 42804 | Dimmable | Continuous Below 10 | Yes |  | 4.1 | 6271.47 | 118.31 | 53.01 | 6.75 | 0.99 | 5700 | 70
PXJ1AX1B | Philips Gardco | FX1/FX2 | FX2-160-G2-bb-cc-A33-C-ff-6-hh | Outdoor Luminaires | High Output | Architectural Flood and Spot Luminaires | Standard | FALSE | [9 empty] | 42804 | Dimmable | Continuous Below 10 | Yes |  | 4.1 | 35310.22 | 113.4 | 311.39 | 6.75 | 1 | 5700 | 70
PYPUA7Y7 | Philips Gardco | FX1/FX2 | FX2-160-G2-bb-cc-RN-C-ff-6-hh | Outdoor Luminaires | High Output | Architectural Flood and Spot Luminaires | Standard | FALSE | [9 empty] | 42804 | Dimmable | Continuous Below 10 | Yes |  | 4.1 | 33890.11 | 108.84 | 311.39 | 6.75 | 1 | 5700 | 70
P1GDA7K5 | Philips Gardco | FX1/FX2 | FX1-80-G2-bb-cc-A33-C-ff-6-hh | Outdoor Luminaires | High Output | Architectural Flood and Spot Luminaires | Standard | FALSE | [9 empty] | 42804 | Dimmable | Continuous Below 10 | Yes |  | 4.1 | 17381.78 | 112.38 | 154.67 | 6.75 | 1 | 5700 | 70
P6SFBHQ5 | Philips Gardco | FX1/FX2 | FX1-80-G2-bb-cc-RN-C-ff-6-hh | Outdoor Luminaires | High Output | Architectural Flood and Spot Luminaires | Standard | FALSE | [9 empty] | 42804 | Dimmable | Continuous Below 10 | Yes |  | 4.1 | 17096.19 | 110.53 | 154.67 | 6.75 | 1 | 5700 | 70
P7H3TDK5 | Philips Gardco | FX1/FX2 | FX1-32-G2-bb-cc-A33-C-ff-7-hh | Outdoor Luminaires | Mid Output | Architectural Flood and Spot Luminaires | Standard | FALSE | [9 empty] | 42804 | Dimmable | Continuous Below 10 | Yes |  | 4.1 | 7771.8 | 109.29 | 71.11 | 6.4 | 1 | 5700 | 70
PU3E5N1B | Philips Gardco | FX1/FX2 | FX1-32-G2-bb-cc-RN-C-ff-7-hh | Outdoor Luminaires | Mid Output | Architectural Flood and Spot Luminaires | Standard | FALSE | [9 empty] | 42804 | Dimmable | Continuous Below 10 | Yes |  | 4.1 | 7644.11 | 107.5 | 71.11 | 6.4 | 1 | 5700 | 70
P12NY99F | Philips Gardco | FX1/FX2 | FX2-128-G2-bb-cc-A33-C-ff-5-hh | Outdoor Luminaires | High Output | Architectural Flood and Spot Luminaires | Standard | FALSE | [9 empty] | 42804 | Dimmable | Continuous Below 10 | Yes |  | 4.1 | 24454.82 | 116.23 | 210.4 | 6.23 | 1 | 5700 | 70
P3DRUED6 | Philips Gardco | FX1/FX2 | FX2-128-G2-bb-cc-RN-C-ff-5-hh | Outdoor Luminaires | High Output | Architectural Flood and Spot Luminaires | Standard | FALSE | [9 empty] | 42804 | Dimmable | Continuous Below 10 | Yes |  | 4.1 | 23471.3 | 111.56 | 210.4 | 6.23 | 1 | 5700 | 70
PS6VHDF8 | Philips Gardco | FX1/FX2 | FX1-64-G2-bb-cc-A33-C-ff-5-hh | Outdoor Luminaires | High Output | Architectural Flood and Spot Luminaires | Standard | FALSE | [9 empty] | 42804 | Dimmable | Continuous Below 10 | Yes |  | 4.1 | 12404.06 | 117.42 | 105.64 | 6.23 | 1 | 5700 | 70
PVE6EVEB | Philips Gardco | FX1/FX2 | FX1-64-G2-bb-cc-RN-C-ff-5-hh | Outdoor Luminaires | High Output | Architectural Flood and Spot Luminaires | Standard | FALSE | [9 empty] | 42804 | Dimmable | Continuous Below 10 | Yes |  | 4.1 | 12200.91 | 115.5 | 105.64 | 6.23 | 1 | 5700 | 70
PG9PZ9HX | Philips Gardco | FX1/FX2 | FX1-64-G2-bb-cc-A33-C-ff-3-hh | Outdoor Luminaires | Mid Output | Architectural Flood and Spot Luminaires | Standard | FALSE | [9 empty] | 42804 | Dimmable | Continuous Below 10 | Yes |  | 4.1 | 8487.25 | 123.36 | 68.8 | 5.89 | 1 | 5700 | 70
PA233M98 | Philips Gardco | FX1/FX2 | FX1-64-G2-bb-cc-RN-C-ff-3-hh | Outdoor Luminaires | Mid Output | Architectural Flood and Spot Luminaires | Standard | FALSE | [9 empty] | 42804 | Dimmable | Continuous Below 10 | Yes |  | 4.1 | 8347.8 | 121.33 | 68.8 | 5.89 | 1 | 5700 | 70
PRNWRUWR | Philips Gardco | FX1/FX2 | FX2-128-G2-bb-cc-A33-C-ff-3-hh | Outdoor Luminaires | High Output | Architectural Flood and Spot Luminaires | Standard | FALSE | [9 empty] | 42804 | Dimmable | Continuous Below 10 | Yes |  | 4.1 | 16768.4 | 120.64 | 139 | 5.89 | 1 | 5700 | 70
P67AE3JK | Philips Gardco | FX1/FX2 | FX2-128-G2-bb-cc-RN-C-ff-3-hh | Outdoor Luminaires | High Output | Architectural Flood and Spot Luminaires | Standard | FALSE | [9 empty] | 42804 | Dimmable | Continuous Below 10 | Yes |  | 4.1 | 16094.01 | 115.78 | 139 | 5.89 | 1 | 5700 | 70
P8AKREHB | Philips Gardco | FX1/FX2 | FX2-160-G2-bb-cc-A33-C-ff-5-hh | Outdoor Luminaires | High Output | Architectural Flood and Spot Luminaires | Standard | FALSE | [9 empty] | 42804 | Dimmable | Continuous Below 10 | Yes |  | 4.1 | 30720.15 | 117.84 | 260.7 | 5.72 | 1 | 5700 | 70
PUF5YX5M | Philips Gardco | FX1/FX2 | FX2-160-G2-bb-cc-RN-C-ff-5-hh | Outdoor Luminaires | High Output | Architectural Flood and Spot Luminaires | Standard | FALSE | [9 empty] | 42804 | Dimmable | Continuous Below 10 | Yes |  | 4.1 | 29484.65 | 113.1 | 260.7 | 5.72 | 1 | 5700 | 70
PGQ7ANXD | Philips Gardco | FX1/FX2 | FX2-160-G2-bb-cc-A33-C-ff-3-hh | Outdoor Luminaires | High Output | Architectural Flood and Spot Luminaires | Standard | FALSE | [9 empty] | 42804 | Dimmable | Continuous Below 10 | Yes |  | 4.1 | 20975.71 | 123.02 | 170.5 | 5.13 | 1 | 5700 | 70
PUMZXSA6 | Philips Gardco | FX1/FX2 | FX2-160-G2-bb-cc-RN-C-ff-3-hh | Outdoor Luminaires | High Output | Architectural Flood and Spot Luminaires | Standard | FALSE | [9 empty] | 42804 | Dimmable | Continuous Below 10 | Yes |  | 4.1 | 20132.12 | 118.08 | 170.5 | 5.13 | 1 | 5700 | 70
PQB3NGHA | Philips Gardco | FX1/FX2 | FX1-80-G2-bb-cc-A33-C-ff-3-hh | Outdoor Luminaires | High Output | Architectural Flood and Spot Luminaires | Standard | FALSE | [9 empty] | 42804 | Dimmable | Continuous Below 10 | Yes |  | 4.1 | 10490.31 | 123.76 | 84.76 | 5.13 | 1 | 5700 | 70
PBA2F41X | Philips Gardco | FX1/FX2 | FX1-80-G2-bb-cc-RN-C-ff-3-hh | Outdoor Luminaires | High Output | Architectural Flood and Spot Luminaires | Standard | FALSE | [9 empty] | 42804 | Dimmable | Continuous Below 10 | Yes |  | 4.1 | 10318.56 | 121.74 | 84.76 | 5.13 | 1 | 5700 | 70
PPK4NCBH | Philips Gardco | FX1/FX2 | FX1-32-G2-bb-cc-RM-C-ff-5-hh | Outdoor Luminaires | Mid Output | Architectural Flood and Spot Luminaires | Standard | FALSE | [9 empty] | 42804 | Dimmable | Continuous Below 10 | Yes |  | 4.1 | 5699.13 | 110.04 | 51.79 | 10.04 | 0.99 | 5700 | 70
PG5YWDKE | Philips Gardco | FX1/FX2 | FX1-48-G2-bb-cc-RM-C-ff-5-hh | Outdoor Luminaires | Mid Output | Architectural Flood and Spot Luminaires | Standard | FALSE | [9 empty] | 42804 | Dimmable | Continuous Below 10 | Yes |  | 4.1 | 8952.41 | 111.15 | 80.54 | 8.05 | 0.99 | 5700 | 70
P5S72HV8 | Philips Gardco | FX1/FX2 | FX1-80-G2-bb-cc-RM-C-ff-5-hh | Outdoor Luminaires | High Output | Architectural Flood and Spot Luminaires | Standard | FALSE | [9 empty] | 42804 | Dimmable | Continuous Below 10 | Yes |  | 4.1 | 14751.3 | 112.78 | 130.8 | 7.97 | 0.99 | 5700 | 70
P2QHEVQ9 | Philips Gardco | FX1/FX2 | FX1-48-G2-bb-cc-RM-C-ff-3-hh | Outdoor Luminaires | Mid Output | Architectural Flood and Spot Luminaires | Standard | FALSE | [9 empty] | 42804 | Dimmable | Continuous Below 10 | Yes |  | 4.1 | 6114.14 | 115.34 | 53.01 | 6.75 | 0.99 | 5700 | 70
PCV23TBC | Philips Gardco | FX1/FX2 | FX2-160-G2-bb-cc-RM-C-ff-6-hh | Outdoor Luminaires | High Output | Architectural Flood and Spot Luminaires | Standard | FALSE | [9 empty] | 42804 | Dimmable | Continuous Below 10 | Yes |  | 4.1 | 33487.73 | 107.54 | 311.39 | 6.75 | 1 | 5700 | 70
PUBGQNVY | Philips Gardco | FX1/FX2 | FX1-80-G2-bb-cc-RM-C-ff-6-hh | Outdoor Luminaires | High Output | Architectural Flood and Spot Luminaires | Standard | FALSE | [9 empty] | 42804 | Dimmable | Continuous Below 10 | Yes |  | 4.1 | 16667.32 | 107.76 | 154.67 | 6.75 | 1 | 5700 | 70
PNCZF49U | Philips Gardco | FX1/FX2 | FX1-32-G2-bb-cc-RM-C-ff-7-hh | Outdoor Luminaires | Mid Output | Architectural Flood and Spot Luminaires | Standard | FALSE | [9 empty] | 42804 | Dimmable | Continuous Below 10 | Yes |  | 4.1 | 7452.34 | 104.8 | 71.11 | 6.4 | 1 | 5700 | 70
PTUVWNSX | Philips Gardco | FX1/FX2 | FX2-128-G2-bb-cc-RM-C-ff-5-hh | Outdoor Luminaires | High Output | Architectural Flood and Spot Luminaires | Standard | FALSE | [9 empty] | 42804 | Dimmable | Continuous Below 10 | Yes |  | 4.1 | 23192.62 | 110.23 | 210.4 | 6.23 | 1 | 5700 | 70
PXCGPJ4Z | Philips Gardco | FX1/FX2 | FX1-64-G2-bb-cc-RM-C-ff-5-hh | Outdoor Luminaires | High Output | Architectural Flood and Spot Luminaires | Standard | FALSE | [9 empty] | 42804 | Dimmable | Continuous Below 10 | Yes |  | 4.1 | 11894.2 | 112.59 | 105.64 | 6.23 | 1 | 5700 | 70
P4CEN9WS | Philips Gardco | FX1/FX2 | FX1-64-G2-bb-cc-RM-C-ff-3-hh | Outdoor Luminaires | Mid Output | Architectural Flood and Spot Luminaires | Standard | FALSE | [9 empty] | 42804 | Dimmable | Continuous Below 10 | Yes |  | 4.1 | 8138.39 | 118.29 | 68.8 | 5.89 | 1 | 5700 | 70
PGS1CRHB | Philips Gardco | FX1/FX2 | FX2-128-G2-bb-cc-RM-C-ff-3-hh | Outdoor Luminaires | High Output | Architectural Flood and Spot Luminaires | Standard | FALSE | [9 empty] | 42804 | Dimmable | Continuous Below 10 | Yes |  | 4.1 | 15902.93 | 114.41 | 139 | 5.89 | 1 | 5700 | 70
PUMCCX6R | Philips Gardco | FX1/FX2 | FX2-160-G2-bb-cc-RM-C-ff-5-hh | Outdoor Luminaires | High Output | Architectural Flood and Spot Luminaires | Standard | FALSE | [9 empty] | 42804 | Dimmable | Continuous Below 10 | Yes |  | 4.1 | 29135.17 | 111.76 | 260.7 | 5.72 | 1 | 5700 | 70
PCRNKJH2 | Philips Gardco | FX1/FX2 | FX2-160-G2-bb-cc-RM-C-ff-3-hh | Outdoor Luminaires | High Output | Architectural Flood and Spot Luminaires | Standard | FALSE | [9 empty] | 42804 | Dimmable | Continuous Below 10 | Yes |  | 4.1 | 19893.09 | 116.67 | 170.5 | 5.13 | 1 | 5700 | 70
PAMSQ2XF | Philips Gardco | FX1/FX2 | FX1-80-G2-bb-cc-RM-C-ff-3-hh | Outdoor Luminaires | High Output | Architectural Flood and Spot Luminaires | Standard | FALSE | [9 empty] | 42804 | Dimmable | Continuous Below 10 | Yes |  | 4.1 | 10059.11 | 118.68 | 84.76 | 5.13 | 1 | 5700 | 70
PE64APN6 | Philips Gardco | FX1/FX2 | FX1-32-G2-bb-cc-RSP-C-ff-3-hh | Outdoor Luminaires | Low Output | Architectural Flood and Spot Luminaires | Standard | FALSE | [9 empty] | 42804 | Dimmable | Continuous Below 10 | Yes |  | 4.1 | 4134.69 | 116.9 | 35.37 | 12.51 | 0.98 | 5700 | 70
PA6PBYTT | Philips Gardco | FX1/FX2 | FX1-32-G2-bb-cc-RSP-C-ff-5-hh | Outdoor Luminaires | Mid Output | Architectural Flood and Spot Luminaires | Standard | FALSE | [9 empty] | 42804 | Dimmable | Continuous Below 10 | Yes |  | 4.1 | 5829.59 | 112.56 | 51.79 | 10.04 | 0.99 | 5700 | 70
PNPWD1AN | Philips Gardco | FX1/FX2 | FX1-48-G2-bb-cc-RSP-C-ff-5-hh | Outdoor Luminaires | Mid Output | Architectural Flood and Spot Luminaires | Standard | FALSE | [9 empty] | 42804 | Dimmable | Continuous Below 10 | Yes |  | 4.1 | 9157.55 | 113.7 | 80.54 | 8.05 | 0.99 | 5700 | 70
PUCUX436 | Philips Gardco | FX1/FX2 | FX1-80-G2-bb-cc-RSP-C-ff-5-hh | Outdoor Luminaires | High Output | Architectural Flood and Spot Luminaires | Standard | FALSE | [9 empty] | 42804 | Dimmable | Continuous Below 10 | Yes |  | 4.1 | 15089.21 | 115.36 | 130.8 | 7.97 | 0.99 | 5700 | 70
PEP2AJPW | Philips Gardco | FX1/FX2 | FX1-48-G2-bb-cc-RSP-C-ff-3-hh | Outdoor Luminaires | Mid Output | Architectural Flood and Spot Luminaires | Standard | FALSE | [9 empty] | 42804 | Dimmable | Continuous Below 10 | Yes |  | 4.1 | 6254.54 | 117.99 | 53.01 | 6.75 | 0.99 | 5700 | 70
PA7QRBSP | Philips Gardco | FX1/FX2 | FX2-160-G2-bb-cc-RSP-C-ff-6-hh | Outdoor Luminaires | High Output | Architectural Flood and Spot Luminaires | Standard | FALSE | [9 empty] | 42804 | Dimmable | Continuous Below 10 | Yes |  | 4.1 | 33272.8 | 106.85 | 311.39 | 6.75 | 1 | 5700 | 70
PWDMC38T | Philips Gardco | FX1/FX2 | FX1-80-G2-bb-cc-RSP-C-ff-6-hh | Outdoor Luminaires | High Output | Architectural Flood and Spot Luminaires | Standard | FALSE | [9 empty] | 42804 | Dimmable | Continuous Below 10 | Yes |  | 4.1 | 17049.09 | 110.23 | 154.67 | 6.75 | 1 | 5700 | 70
P4SBKD91 | Philips Gardco | FX1/FX2 | FX1-32-G2-bb-cc-RSP-C-ff-7-hh | Outdoor Luminaires | Mid Output | Architectural Flood and Spot Luminaires | Standard | FALSE | [9 empty] | 42804 | Dimmable | Continuous Below 10 | Yes |  | 4.1 | 7622.63 | 107.19 | 71.11 | 6.4 | 1 | 5700 | 70
PFU6G5GS | Philips Gardco | FX1/FX2 | FX1-64-G2-bb-cc-RSP-C-ff-5-hh | Outdoor Luminaires | High Output | Architectural Flood and Spot Luminaires | Standard | FALSE | [9 empty] | 42804 | Dimmable | Continuous Below 10 | Yes |  | 4.1 | 12166.56 | 115.17 | 105.64 | 6.23 | 1 | 5700 | 70
PQ9XN3XX | Philips Gardco | FX1/FX2 | FX1-64-G2-bb-cc-RSP-C-ff-3-hh | Outdoor Luminaires | Mid Output | Architectural Flood and Spot Luminaires | Standard | FALSE | [9 empty] | 42804 | Dimmable | Continuous Below 10 | Yes |  | 4.1 | 8324.33 | 120.99 | 68.8 | 5.89 | 1 | 5700 | 70
P7BUFW17 | Philips Gardco | FX1/FX2 | FX2-128-G2-bb-cc-RSP-C-ff-3-hh | Outdoor Luminaires | High Output | Architectural Flood and Spot Luminaires | Standard | FALSE | [9 empty] | 42804 | Dimmable | Continuous Below 10 | Yes |  | 4.1 | 15800.86 | 113.68 | 139 | 5.89 | 1 | 5700 | 70
P2792FWR | Philips Gardco | FX1/FX2 | FX2-160-G2-bb-cc-RSP-C-ff-5-hh | Outdoor Luminaires | High Output | Architectural Flood and Spot Luminaires | Standard | FALSE | [9 empty] | 42804 | Dimmable | Continuous Below 10 | Yes |  | 4.1 | 28947.59 | 111.04 | 260.7 | 5.72 | 1 | 5700 | 70
PTR3HUDC | Philips Gardco | FX1/FX2 | FX2-160-G2-bb-cc-RSP-C-ff-3-hh | Outdoor Luminaires | High Output | Architectural Flood and Spot Luminaires | Standard | FALSE | [9 empty] | 42804 | Dimmable | Continuous Below 10 | Yes |  | 4.1 | 19765.41 | 115.93 | 170.5 | 5.13 | 1 | 5700 | 70
PW6K4YU2 | Philips Gardco | FX1/FX2 | FX1-80-G2-bb-cc-RSP-C-ff-3-hh | Outdoor Luminaires | High Output | Architectural Flood and Spot Luminaires | Standard | FALSE | [9 empty] | 42804 | Dimmable | Continuous Below 10 | Yes |  | 4.1 | 10289.12 | 121.39 | 84.76 | 5.13 | 1 | 5700 | 70
PSSU8UAU | Philips Gardco | FX1/FX2 | FX1-32-G2-bb-cc-SP-C-ff-3-hh | Outdoor Luminaires | Low Output | Architectural Flood and Spot Luminaires | Standard | FALSE | [9 empty] | 42804 | Dimmable | Continuous Below 10 | Yes |  | 4.1 | 4469.35 | 126.36 | 35.37 | 12.51 | 0.98 | 5700 | 70
PV462W1S | Philips Gardco | FX1/FX2 | FX1-32-G2-bb-cc-SP-C-ff-5-hh | Outdoor Luminaires | Mid Output | Architectural Flood and Spot Luminaires | Standard | FALSE | [9 empty] | 42804 | Dimmable | Continuous Below 10 | Yes |  | 4.1 | 6302.63 | 121.7 | 51.79 | 10.04 | 0.99 | 5700 | 70
PBJ42Z9Z | Philips Gardco | FX1/FX2 | FX1-48-G2-bb-cc-SP-C-ff-5-hh | Outdoor Luminaires | Mid Output | Architectural Flood and Spot Luminaires | Standard | FALSE | [9 empty] | 42804 | Dimmable | Continuous Below 10 | Yes |  | 4.1 | 9900.48 | 122.93 | 80.54 | 8.05 | 0.99 | 5700 | 70
PYHHKT22 | Philips Gardco | FX1/FX2 | FX1-80-G2-bb-cc-SP-C-ff-5-hh | Outdoor Luminaires | High Output | Architectural Flood and Spot Luminaires | Standard | FALSE | [9 empty] | 42804 | Dimmable | Continuous Below 10 | Yes |  | 4.1 | 16313.03 | 124.72 | 130.8 | 7.97 | 0.99 | 5700 | 70
P5JYR9Q4 | Philips Gardco | FX1/FX2 | FX1-48-G2-bb-cc-SP-C-ff-3-hh | Outdoor Luminaires | Mid Output | Architectural Flood and Spot Luminaires | Standard | FALSE | [9 empty] | 42804 | Dimmable | Continuous Below 10 | Yes |  | 4.1 | 6760.95 | 127.54 | 53.01 | 6.75 | 0.99 | 5700 | 70
P14KS2YE | Philips Gardco | FX1/FX2 | FX2-160-G2-bb-cc-SP-C-ff-6-hh | Outdoor Luminaires | High Output | Architectural Flood and Spot Luminaires | Standard | FALSE | [9 empty] | 42804 | Dimmable | Continuous Below 10 | Yes |  | 4.1 | 36966.84 | 118.72 | 311.39 | 6.75 | 1 | 5700 | 70
PEHKEPKE | Philips Gardco | FX1/FX2 | FX1-80-G2-bb-cc-SP-C-ff-6-hh | Outdoor Luminaires | High Output | Architectural Flood and Spot Luminaires | Standard | FALSE | [9 empty] | 42804 | Dimmable | Continuous Below 10 | Yes |  | 4.1 | 18431.9 | 119.17 | 154.67 | 6.75 | 1 | 5700 | 70
P8KPPM89 | Philips Gardco | FX1/FX2 | FX1-32-G2-bb-cc-SP-C-ff-7-hh | Outdoor Luminaires | Mid Output | Architectural Flood and Spot Luminaires | Standard | FALSE | [9 empty] | 42804 | Dimmable | Continuous Below 10 | Yes |  | 4.1 | 8240.91 | 115.89 | 71.11 | 6.4 | 1 | 5700 | 70
PF53XFCC | Philips Gardco | FX1/FX2 | FX2-128-G2-bb-cc-SP-C-ff-5-hh | Outdoor Luminaires | High Output | Architectural Flood and Spot Luminaires | Standard | FALSE | [9 empty] | 42804 | Dimmable | Continuous Below 10 | Yes |  | 4.1 | 25602.15 | 121.68 | 210.4 | 6.23 | 1 | 5700 | 70
PC1HKU15 | Philips Gardco | FX1/FX2 | FX1-64-G2-bb-cc-SP-C-ff-5-hh | Outdoor Luminaires | High Output | Architectural Flood and Spot Luminaires | Standard | FALSE | [9 empty] | 42804 | Dimmable | Continuous Below 10 | Yes |  | 4.1 | 13152.88 | 124.51 | 105.64 | 6.23 | 1 | 5700 | 70
PANMCJMN | Philips Gardco | FX1/FX2 | FX1-64-G2-bb-cc-SP-C-ff-3-hh | Outdoor Luminaires | Mid Output | Architectural Flood and Spot Luminaires | Standard | FALSE | [9 empty] | 42804 | Dimmable | Continuous Below 10 | Yes |  | 4.1 | 8999.55 | 130.81 | 68.8 | 5.89 | 1 | 5700 | 70
PB85EM58 | Philips Gardco | FX1/FX2 | FX2-128-G2-bb-cc-SP-C-ff-3-hh | Outdoor Luminaires | High Output | Architectural Flood and Spot Luminaires | Standard | FALSE | [9 empty] | 42804 | Dimmable | Continuous Below 10 | Yes |  | 4.1 | 17555.11 | 126.3 | 139 | 5.89 | 1 | 5700 | 70
P1H7K9MP | Philips Gardco | FX1/FX2 | FX2-160-G2-bb-cc-SP-C-ff-5-hh | Outdoor Luminaires | High Output | Architectural Flood and Spot Luminaires | Standard | FALSE | [9 empty] | 42804 | Dimmable | Continuous Below 10 | Yes |  | 4.1 | 32161.43 | 123.37 | 260.7 | 5.72 | 1 | 5700 | 70
P5D8XMZ7 | Philips Gardco | FX1/FX2 | FX2-160-G2-bb-cc-SP-C-ff-3-hh | Outdoor Luminaires | High Output | Architectural Flood and Spot Luminaires | Standard | FALSE | [9 empty] | 42804 | Dimmable | Continuous Below 10 | Yes |  | 4.1 | 21959.82 | 128.8 | 170.5 | 5.13 | 1 | 5700 | 70
P7K8Z2W4 | Philips Gardco | FX1/FX2 | FX1-80-G2-bb-cc-SP-C-ff-3-hh | Outdoor Luminaires | High Output | Architectural Flood and Spot Luminaires | Standard | FALSE | [9 empty] | 42804 | Dimmable | Continuous Below 10 | Yes |  | 4.1 | 11124.3 | 131.24 | 84.76 | 5.13 | 1 | 5700 | 70
P5NVT82N | Philips Gardco | FX1/FX2 | FX2-128-G2-bb-cc-RSP-C-ff-5-hh | Outdoor Luminaires | High Output | Architectural Flood and Spot Luminaires | Standard | FALSE | [9 empty] | 42804 | Dimmable | Continuous Below 10 | Yes |  | 4.1 | 23043.77 | 109.52 | 210.4 | 5.79 | 1 | 5415 | 73.8
PNBYGJYE | Philips Gardco | FX1/FX2 | FX1-32-G2-bb-cc-A33-N-ff-3-hh | Outdoor Luminaires | Low Output | Architectural Flood and Spot Luminaires | Standard | FALSE | [9 empty] | 42804 | Dimmable | Continuous Below 10 | Yes |  | 4.1 | 4295 | 121.43 | 35.37 | 12.51 | 0.98 | 4000 | 70
PQC55VHU | Philips Gardco | FX1/FX2 | FX1-32-G2-bb-cc-RN-N-ff-3-hh | Outdoor Luminaires | Low Output | Architectural Flood and Spot Luminaires | Standard | FALSE | [9 empty] | 42804 | Dimmable | Continuous Below 10 | Yes |  | 4.1 | 4225 | 119.45 | 35.37 | 12.51 | 0.98 | 4000 | 70
P1YWZDZN | Philips Gardco | FX1/FX2 | FX1-32-G2-bb-cc-A33-N-ff-5-hh | Outdoor Luminaires | Mid Output | Architectural Flood and Spot Luminaires | Standard | FALSE | [9 empty] | 42804 | Dimmable | Continuous Below 10 | Yes |  | 4.1 | 6056 | 116.93 | 51.79 | 10.04 | 0.99 | 4000 | 70
PUXAQVCR | Philips Gardco | FX1/FX2 | FX1-32-G2-bb-cc-RN-N-ff-5-hh | Outdoor Luminaires | Mid Output | Architectural Flood and Spot Luminaires | Standard | FALSE | [9 empty] | 42804 | Dimmable | Continuous Below 10 | Yes |  | 4.1 | 5957 | 115.02 | 51.79 | 10.04 | 0.99 | 4000 | 70
P1T3GHW5 | Philips Gardco | FX1/FX2 | FX1-48-G2-bb-cc-A33-N-ff-5-hh | Outdoor Luminaires | Mid Output | Architectural Flood and Spot Luminaires | Standard | FALSE | [9 empty] | 42804 | Dimmable | Continuous Below 10 | Yes |  | 4.1 | 9513 | 118.12 | 80.54 | 8.05 | 0.99 | 4000 | 70
PBD9H9GE | Philips Gardco | FX1/FX2 | FX1-48-G2-bb-cc-RN-N-ff-5-hh | Outdoor Luminaires | Mid Output | Architectural Flood and Spot Luminaires | Standard | FALSE | [9 empty] | 42804 | Dimmable | Continuous Below 10 | Yes |  | 4.1 | 9356.7 | 116.17 | 80.54 | 8.05 | 0.99 | 4000 | 70
P2GYSYT9 | Philips Gardco | FX1/FX2 | FX1-80-G2-bb-cc-A33-N-ff-5-hh | Outdoor Luminaires | High Output | Architectural Flood and Spot Luminaires | Standard | FALSE | [9 empty] | 42804 | Dimmable | Continuous Below 10 | Yes |  | 4.1 | 15675 | 119.84 | 130.8 | 7.97 | 0.99 | 4000 | 70
P49Y3WB9 | Philips Gardco | FX1/FX2 | FX1-80-G2-bb-cc-RN-N-ff-5-hh | Outdoor Luminaires | High Output | Architectural Flood and Spot Luminaires | Standard | FALSE | [9 empty] | 42804 | Dimmable | Continuous Below 10 | Yes |  | 4.1 | 15418 | 117.87 | 130.8 | 7.97 | 0.99 | 4000 | 70
PGM3HR34 | Philips Gardco | FX1/FX2 | FX1-48-G2-bb-cc-A33-N-ff-3-hh | Outdoor Luminaires | Mid Output | Architectural Flood and Spot Luminaires | Standard | FALSE | [9 empty] | 42804 | Dimmable | Continuous Below 10 | Yes |  | 4.1 | 6497 | 122.56 | 53.01 | 6.75 | 0.99 | 4000 | 70
PSGZBDER | Philips Gardco | FX1/FX2 | FX1-48-G2-bb-cc-RN-N-ff-3-hh | Outdoor Luminaires | Mid Output | Architectural Flood and Spot Luminaires | Standard | FALSE | [9 empty] | 42804 | Dimmable | Continuous Below 10 | Yes |  | 4.1 | 6390.25 | 120.55 | 53.01 | 6.75 | 0.99 | 4000 | 70
P6ZP8VDF | Philips Gardco | FX1/FX2 | FX2-160-G2-bb-cc-A33-N-ff-6-hh | Outdoor Luminaires | High Output | Architectural Flood and Spot Luminaires | Standard | FALSE | [9 empty] | 42804 | Dimmable | Continuous Below 10 | Yes |  | 4.1 | 35979 | 115.54 | 311.39 | 6.75 | 1 | 4000 | 70
PWXWBETK | Philips Gardco | FX1/FX2 | FX2-160-G2-bb-cc-RN-N-ff-6-hh | Outdoor Luminaires | High Output | Architectural Flood and Spot Luminaires | Standard | FALSE | [9 empty] | 42804 | Dimmable | Continuous Below 10 | Yes |  | 4.1 | 34532 | 110.9 | 311.39 | 6.75 | 1 | 4000 | 70
PVMWCECK | Philips Gardco | FX1/FX2 | FX1-80-G2-bb-cc-A33-N-ff-6-hh | Outdoor Luminaires | High Output | Architectural Flood and Spot Luminaires | Standard | FALSE | [9 empty] | 42804 | Dimmable | Continuous Below 10 | Yes |  | 4.1 | 17711 | 114.51 | 154.67 | 6.75 | 1 | 4000 | 70
PE8CSVWB | Philips Gardco | FX1/FX2 | FX1-80-G2-bb-cc-RN-N-ff-6-hh | Outdoor Luminaires | High Output | Architectural Flood and Spot Luminaires | Standard | FALSE | [9 empty] | 42804 | Dimmable | Continuous Below 10 | Yes |  | 4.1 | 17420 | 112.63 | 154.67 | 6.75 | 1 | 4000 | 70
PQ5SY1H4 | Philips Gardco | FX1/FX2 | FX1-32-G2-bb-cc-A33-N-ff-7-hh | Outdoor Luminaires | Mid Output | Architectural Flood and Spot Luminaires | Standard | FALSE | [9 empty] | 42804 | Dimmable | Continuous Below 10 | Yes |  | 4.1 | 7919 | 111.36 | 71.11 | 6.4 | 1 | 4000 | 70
PY2JSKCT | Philips Gardco | FX1/FX2 | FX1-32-G2-bb-cc-RN-N-ff-7-hh | Outdoor Luminaires | Mid Output | Architectural Flood and Spot Luminaires | Standard | FALSE | [9 empty] | 42804 | Dimmable | Continuous Below 10 | Yes |  | 4.1 | 7788.89 | 109.53 | 71.11 | 6.4 | 1 | 4000 | 70
P4BJA32S | Philips Gardco | FX1/FX2 | FX2-128-G2-bb-cc-A33-N-ff-5-hh | Outdoor Luminaires | High Output | Architectural Flood and Spot Luminaires | Standard | FALSE | [9 empty] | 42804 | Dimmable | Continuous Below 10 | Yes |  | 4.1 | 24918 | 118.43 | 210.4 | 6.23 | 1 | 4000 | 70
PTCSB2B2 | Philips Gardco | FX1/FX2 | FX2-128-G2-bb-cc-RN-N-ff-5-hh | Outdoor Luminaires | High Output | Architectural Flood and Spot Luminaires | Standard | FALSE | [9 empty] | 42804 | Dimmable | Continuous Below 10 | Yes |  | 4.1 | 23915.85 | 113.67 | 210.4 | 6.23 | 1 | 4000 | 70
PTGPJ4EC | Philips Gardco | FX1/FX2 | FX1-64-G2-bb-cc-A33-N-ff-5-hh | Outdoor Luminaires | High Output | Architectural Flood and Spot Luminaires | Standard | FALSE | [9 empty] | 42804 | Dimmable | Continuous Below 10 | Yes |  | 4.1 | 12639 | 119.64 | 105.64 | 6.23 | 1 | 4000 | 70
PTMWM6AZ | Philips Gardco | FX1/FX2 | FX1-64-G2-bb-cc-RN-N-ff-5-hh | Outdoor Luminaires | High Output | Architectural Flood and Spot Luminaires | Standard | FALSE | [9 empty] | 42804 | Dimmable | Continuous Below 10 | Yes |  | 4.1 | 12432 | 117.68 | 105.64 | 6.23 | 1 | 4000 | 70
PT1E79CJ | Philips Gardco | FX1/FX2 | FX1-64-G2-bb-cc-A33-N-ff-3-hh | Outdoor Luminaires | Mid Output | Architectural Flood and Spot Luminaires | Standard | FALSE | [9 empty] | 42804 | Dimmable | Continuous Below 10 | Yes |  | 4.1 | 8648 | 125.7 | 68.8 | 5.89 | 1 | 4000 | 70
PSDN8M1S | Philips Gardco | FX1/FX2 | FX1-64-G2-bb-cc-RN-N-ff-3-hh | Outdoor Luminaires | Mid Output | Architectural Flood and Spot Luminaires | Standard | FALSE | [9 empty] | 42804 | Dimmable | Continuous Below 10 | Yes |  | 4.1 | 8505.91 | 123.63 | 68.8 | 5.89 | 1 | 4000 | 70
PF4VZTQP | Philips Gardco | FX1/FX2 | FX2-128-G2-bb-cc-A33-N-ff-3-hh | Outdoor Luminaires | High Output | Architectural Flood and Spot Luminaires | Standard | FALSE | [9 empty] | 42804 | Dimmable | Continuous Below 10 | Yes |  | 4.1 | 17086 | 122.92 | 139 | 5.89 | 1 | 4000 | 70
PXYV29S5 | Philips Gardco | FX1/FX2 | FX2-128-G2-bb-cc-RN-N-ff-3-hh | Outdoor Luminaires | High Output | Architectural Flood and Spot Luminaires | Standard | FALSE | [9 empty] | 42804 | Dimmable | Continuous Below 10 | Yes |  | 4.1 | 16398.84 | 117.98 | 139 | 5.89 | 1 | 4000 | 70
PB84C593 | Philips Gardco | FX1/FX2 | FX2-160-G2-bb-cc-A33-N-ff-5-hh | Outdoor Luminaires | High Output | Architectural Flood and Spot Luminaires | Standard | FALSE | [9 empty] | 42804 | Dimmable | Continuous Below 10 | Yes |  | 4.1 | 31302 | 120.07 | 260.7 | 5.72 | 1 | 4000 | 70
P6XP5QKH | Philips Gardco | FX1/FX2 | FX2-160-G2-bb-cc-RN-N-ff-5-hh | Outdoor Luminaires | High Output | Architectural Flood and Spot Luminaires | Standard | FALSE | [9 empty] | 42804 | Dimmable | Continuous Below 10 | Yes |  | 4.1 | 30043.1 | 115.24 | 260.7 | 5.72 | 1 | 4000 | 70
PEK6PKK8 | Philips Gardco | FX1/FX2 | FX2-160-G2-bb-cc-A33-N-ff-3-hh | Outdoor Luminaires | High Output | Architectural Flood and Spot Luminaires | Standard | FALSE | [9 empty] | 42804 | Dimmable | Continuous Below 10 | Yes |  | 4.1 | 21373 | 125.35 | 170.5 | 5.13 | 1 | 4000 | 70
PDC7GF1H | Philips Gardco | FX1/FX2 | FX2-160-G2-bb-cc-RN-N-ff-3-hh | Outdoor Luminaires | High Output | Architectural Flood and Spot Luminaires | Standard | FALSE | [9 empty] | 42804 | Dimmable | Continuous Below 10 | Yes |  | 4.1 | 20513.42 | 120.31 | 170.5 | 5.13 | 1 | 4000 | 70
PH6YNRKC | Philips Gardco | FX1/FX2 | FX1-80-G2-bb-cc-A33-N-ff-3-hh | Outdoor Luminaires | High Output | Architectural Flood and Spot Luminaires | Standard | FALSE | [9 empty] | 42804 | Dimmable | Continuous Below 10 | Yes |  | 4.1 | 10689 | 126.11 | 84.76 | 5.13 | 1 | 4000 | 70
P3J4HV5E | Philips Gardco | FX1/FX2 | FX1-80-G2-bb-cc-RN-N-ff-3-hh | Outdoor Luminaires | High Output | Architectural Flood and Spot Luminaires | Standard | FALSE | [9 empty] | 42804 | Dimmable | Continuous Below 10 | Yes |  | 4.1 | 10514 | 124.04 | 84.76 | 5.13 | 1 | 4000 | 70
PZCGRJNE | Philips Gardco | FX1/FX2 | FX1-32-G2-bb-cc-RM-N-ff-3-hh | Outdoor Luminaires | Low Output | Architectural Flood and Spot Luminaires | Standard | FALSE | [9 empty] | 42804 | Dimmable | Continuous Below 10 | Yes |  | 4.1 | 4118.46 | 116.44 | 35.37 | 12.51 | 0.98 | 4000 | 70
PXFBR4Q2 | Philips Gardco | FX1/FX2 | FX1-32-G2-bb-cc-RM-N-ff-5-hh | Outdoor Luminaires | Mid Output | Architectural Flood and Spot Luminaires | Standard | FALSE | [9 empty] | 42804 | Dimmable | Continuous Below 10 | Yes |  | 4.1 | 5807.07 | 112.13 | 51.79 | 10.04 | 0.99 | 4000 | 70
PF7BQUM4 | Philips Gardco | FX1/FX2 | FX1-48-G2-bb-cc-RM-N-ff-5-hh | Outdoor Luminaires | Mid Output | Architectural Flood and Spot Luminaires | Standard | FALSE | [9 empty] | 42804 | Dimmable | Continuous Below 10 | Yes |  | 4.1 | 9121.97 | 113.26 | 80.54 | 8.05 | 0.99 | 4000 | 70
PHWMHEDJ | Philips Gardco | FX1/FX2 | FX1-80-G2-bb-cc-RM-N-ff-5-hh | Outdoor Luminaires | High Output | Architectural Flood and Spot Luminaires | Standard | FALSE | [9 empty] | 42804 | Dimmable | Continuous Below 10 | Yes |  | 4.1 | 15030.69 | 114.91 | 130.8 | 7.97 | 0.99 | 4000 | 70
PHKMT9CQ | Philips Gardco | FX1/FX2 | FX1-48-G2-bb-cc-RM-N-ff-3-hh | Outdoor Luminaires | Mid Output | Architectural Flood and Spot Luminaires | Standard | FALSE | [9 empty] | 42804 | Dimmable | Continuous Below 10 | Yes |  | 4.1 | 6229.94 | 117.52 | 53.01 | 6.75 | 0.99 | 4000 | 70
P27NJTEP | Philips Gardco | FX1/FX2 | FX2-160-G2-bb-cc-RM-N-ff-6-hh | Outdoor Luminaires | High Output | Architectural Flood and Spot Luminaires | Standard | FALSE | [9 empty] | 42804 | Dimmable | Continuous Below 10 | Yes |  | 4.1 | 34122 | 109.58 | 311.39 | 6.75 | 1 | 4000 | 70
PAE1JMMH | Philips Gardco | FX1/FX2 | FX1-80-G2-bb-cc-RM-N-ff-6-hh | Outdoor Luminaires | High Output | Architectural Flood and Spot Luminaires | Standard | FALSE | [9 empty] | 42804 | Dimmable | Continuous Below 10 | Yes |  | 4.1 | 16983 | 109.8 | 154.67 | 6.75 | 1 | 4000 | 70
PTT7B9X3 | Philips Gardco | FX1/FX2 | FX1-32-G2-bb-cc-RM-N-ff-7-hh | Outdoor Luminaires | Mid Output | Architectural Flood and Spot Luminaires | Standard | FALSE | [9 empty] | 42804 | Dimmable | Continuous Below 10 | Yes |  | 4.1 | 7593.49 | 106.79 | 71.11 | 6.4 | 1 | 4000 | 70
PM5BSZHV | Philips Gardco | FX1/FX2 | FX2-128-G2-bb-cc-RM-N-ff-5-hh | Outdoor Luminaires | High Output | Architectural Flood and Spot Luminaires | Standard | FALSE | [9 empty] | 42804 | Dimmable | Continuous Below 10 | Yes |  | 4.1 | 23631.9 | 112.32 | 210.4 | 6.23 | 1 | 4000 | 70
P3VBAAJ2 | Philips Gardco | FX1/FX2 | FX1-64-G2-bb-cc-RM-N-ff-5-hh | Outdoor Luminaires | High Output | Architectural Flood and Spot Luminaires | Standard | FALSE | [9 empty] | 42804 | Dimmable | Continuous Below 10 | Yes |  | 4.1 | 12119.48 | 114.72 | 105.64 | 6.23 | 1 | 4000 | 70
P39RECUE | Philips Gardco | FX1/FX2 | FX1-64-G2-bb-cc-RM-N-ff-3-hh | Outdoor Luminaires | Mid Output | Architectural Flood and Spot Luminaires | Standard | FALSE | [9 empty] | 42804 | Dimmable | Continuous Below 10 | Yes |  | 4.1 | 8292.53 | 120.53 | 68.8 | 5.89 | 1 | 4000 | 70
PKNR259V | Philips Gardco | FX1/FX2 | FX2-128-G2-bb-cc-RM-N-ff-3-hh | Outdoor Luminaires | High Output | Architectural Flood and Spot Luminaires | Standard | FALSE | [9 empty] | 42804 | Dimmable | Continuous Below 10 | Yes |  | 4.1 | 16204.13 | 116.58 | 139 | 5.89 | 1 | 4000 | 70
PY26H8JW | Philips Gardco | FX1/FX2 | FX2-160-G2-bb-cc-RM-N-ff-5-hh | Outdoor Luminaires | High Output | Architectural Flood and Spot Luminaires | Standard | FALSE | [9 empty] | 42804 | Dimmable | Continuous Below 10 | Yes |  | 4.1 | 29687 | 113.87 | 260.7 | 5.72 | 1 | 4000 | 70
P27BVX22 | Philips Gardco | FX1/FX2 | FX2-160-G2-bb-cc-RM-N-ff-3-hh | Outdoor Luminaires | High Output | Architectural Flood and Spot Luminaires | Standard | FALSE | [9 empty] | 42804 | Dimmable | Continuous Below 10 | Yes |  | 4.1 | 20269.87 | 118.88 | 170.5 | 5.13 | 1 | 4000 | 70
P3JSXV3Q | Philips Gardco | FX1/FX2 | FX1-80-G2-bb-cc-RM-N-ff-3-hh | Outdoor Luminaires | High Output | Architectural Flood and Spot Luminaires | Standard | FALSE | [9 empty] | 42804 | Dimmable | Continuous Below 10 | Yes |  | 4.1 | 10249.64 | 120.93 | 84.76 | 5.13 | 1 | 4000 | 70
PNQMRQ36 | Philips Gardco | FX1/FX2 | FX1-32-G2-bb-cc-RSP-N-ff-3-hh | Outdoor Luminaires | Low Output | Architectural Flood and Spot Luminaires | Standard | FALSE | [9 empty] | 42804 | Dimmable | Continuous Below 10 | Yes |  | 4.1 | 4213 | 119.11 | 35.37 | 12.51 | 0.98 | 4000 | 70
PRKVE672 | Philips Gardco | FX1/FX2 | FX1-32-G2-bb-cc-RSP-N-ff-5-hh | Outdoor Luminaires | Mid Output | Architectural Flood and Spot Luminaires | Standard | FALSE | [9 empty] | 42804 | Dimmable | Continuous Below 10 | Yes |  | 4.1 | 5940 | 114.69 | 51.79 | 10.04 | 0.99 | 4000 | 70
PQKBYD3F | Philips Gardco | FX1/FX2 | FX1-48-G2-bb-cc-RSP-N-ff-5-hh | Outdoor Luminaires | Mid Output | Architectural Flood and Spot Luminaires | Standard | FALSE | [9 empty] | 42804 | Dimmable | Continuous Below 10 | Yes |  | 4.1 | 9331 | 115.86 | 80.54 | 8.05 | 0.99 | 4000 | 70
P9EHZDAK | Philips Gardco | FX1/FX2 | FX1-80-G2-bb-cc-RSP-N-ff-5-hh | Outdoor Luminaires | High Output | Architectural Flood and Spot Luminaires | Standard | FALSE | [9 empty] | 42804 | Dimmable | Continuous Below 10 | Yes |  | 4.1 | 15375 | 117.55 | 130.8 | 7.97 | 0.99 | 4000 | 70
PSA8NF9T | Philips Gardco | FX1/FX2 | FX1-48-G2-bb-cc-RSP-N-ff-3-hh | Outdoor Luminaires | Mid Output | Architectural Flood and Spot Luminaires | Standard | FALSE | [9 empty] | 42804 | Dimmable | Continuous Below 10 | Yes |  | 4.1 | 6373 | 120.22 | 53.01 | 6.75 | 0.99 | 4000 | 70
PWGVFVZZ | Philips Gardco | FX1/FX2 | FX2-160-G2-bb-cc-RSP-N-ff-6-hh | Outdoor Luminaires | High Output | Architectural Flood and Spot Luminaires | Standard | FALSE | [9 empty] | 42804 | Dimmable | Continuous Below 10 | Yes |  | 4.1 | 33903 | 108.88 | 311.39 | 6.75 | 1 | 4000 | 70
P3QC5SQ2 | Philips Gardco | FX1/FX2 | FX1-80-G2-bb-cc-RSP-N-ff-6-hh | Outdoor Luminaires | High Output | Architectural Flood and Spot Luminaires | Standard | FALSE | [9 empty] | 42804 | Dimmable | Continuous Below 10 | Yes |  | 4.1 | 17372 | 112.32 | 154.67 | 6.75 | 1 | 4000 | 70
PMT261Y3 | Philips Gardco | FX1/FX2 | FX1-32-G2-bb-cc-RSP-N-ff-7-hh | Outdoor Luminaires | Mid Output | Architectural Flood and Spot Luminaires | Standard | FALSE | [9 empty] | 42804 | Dimmable | Continuous Below 10 | Yes |  | 4.1 | 7767 | 109.23 | 71.11 | 6.4 | 1 | 4000 | 70
PVBHUFQZ | Philips Gardco | FX1/FX2 | FX2-128-G2-bb-cc-RSP-N-ff-5-hh | Outdoor Luminaires | High Output | Architectural Flood and Spot Luminaires | Standard | FALSE | [9 empty] | 42804 | Dimmable | Continuous Below 10 | Yes |  | 4.1 | 23480.22 | 111.6 | 210.4 | 6.23 | 1 | 4000 | 70
PVXWWYHY | Philips Gardco | FX1/FX2 | FX1-64-G2-bb-cc-RSP-N-ff-5-hh | Outdoor Luminaires | High Output | Architectural Flood and Spot Luminaires | Standard | FALSE | [9 empty] | 42804 | Dimmable | Continuous Below 10 | Yes |  | 4.1 | 12397 | 117.35 | 105.64 | 6.23 | 1 | 4000 | 70
PRFRR9J5 | Philips Gardco | FX1/FX2 | FX1-64-G2-bb-cc-RSP-N-ff-3-hh | Outdoor Luminaires | Mid Output | Architectural Flood and Spot Luminaires | Standard | FALSE | [9 empty] | 42804 | Dimmable | Continuous Below 10 | Yes |  | 4.1 | 8482 | 123.28 | 68.8 | 5.89 | 1 | 4000 | 70
P5TCBHU9 | Philips Gardco | FX1/FX2 | FX2-128-G2-bb-cc-RSP-N-ff-3-hh | Outdoor Luminaires | High Output | Architectural Flood and Spot Luminaires | Standard | FALSE | [9 empty] | 42804 | Dimmable | Continuous Below 10 | Yes |  | 4.1 | 16100.13 | 115.83 | 139 | 5.89 | 1 | 4000 | 70
P5G155XD | Philips Gardco | FX1/FX2 | FX2-160-G2-bb-cc-RSP-N-ff-5-hh | Outdoor Luminaires | High Output | Architectural Flood and Spot Luminaires | Standard | FALSE | [9 empty] | 42804 | Dimmable | Continuous Below 10 | Yes |  | 4.1 | 29495.86 | 113.14 | 260.7 | 5.72 | 1 | 4000 | 70
P7WYJ73N | Philips Gardco | FX1/FX2 | FX2-160-G2-bb-cc-RSP-N-ff-3-hh | Outdoor Luminaires | High Output | Architectural Flood and Spot Luminaires | Standard | FALSE | [9 empty] | 42804 | Dimmable | Continuous Below 10 | Yes |  | 4.1 | 20139.77 | 118.12 | 170.5 | 5.13 | 1 | 4000 | 70
P4EYUZ1P | Philips Gardco | FX1/FX2 | FX1-80-G2-bb-cc-RSP-N-ff-3-hh | Outdoor Luminaires | High Output | Architectural Flood and Spot Luminaires | Standard | FALSE | [9 empty] | 42804 | Dimmable | Continuous Below 10 | Yes |  | 4.1 | 10484 | 123.69 | 84.76 | 5.13 | 1 | 4000 | 70
PHMAKX7X | Philips Gardco | FX1/FX2 | FX1-32-G2-bb-cc-SP-N-ff-3-hh | Outdoor Luminaires | Low Output | Architectural Flood and Spot Luminaires | Standard | FALSE | [9 empty] | 42804 | Dimmable | Continuous Below 10 | Yes |  | 4.1 | 4554 | 128.75 | 35.37 | 12.51 | 0.98 | 4000 | 70
PQ8EYCA5 | Philips Gardco | FX1/FX2 | FX1-32-G2-bb-cc-SP-N-ff-5-hh | Outdoor Luminaires | Mid Output | Architectural Flood and Spot Luminaires | Standard | FALSE | [9 empty] | 42804 | Dimmable | Continuous Below 10 | Yes |  | 4.1 | 6422 | 124 | 51.79 | 10.04 | 0.99 | 4000 | 70
P728KBQ2 | Philips Gardco | FX1/FX2 | FX1-48-G2-bb-cc-SP-N-ff-5-hh | Outdoor Luminaires | High Output | Architectural Flood and Spot Luminaires | Standard | FALSE | [9 empty] | 42804 | Dimmable | Continuous Below 10 | Yes |  | 4.1 | 10088 | 125.25 | 80.54 | 8.05 | 0.99 | 4000 | 70
P336YCGE | Philips Gardco | FX1/FX2 | FX1-80-G2-bb-cc-SP-N-ff-5-hh | Outdoor Luminaires | High Output | Architectural Flood and Spot Luminaires | Standard | FALSE | [9 empty] | 42804 | Dimmable | Continuous Below 10 | Yes |  | 4.1 | 16622 | 127.08 | 130.8 | 7.97 | 0.99 | 4000 | 70
PDZMEVQH | Philips Gardco | FX1/FX2 | FX1-48-G2-bb-cc-SP-N-ff-3-hh | Outdoor Luminaires | Mid Output | Architectural Flood and Spot Luminaires | Standard | FALSE | [9 empty] | 42804 | Dimmable | Continuous Below 10 | Yes |  | 4.1 | 6889 | 129.96 | 53.01 | 6.75 | 0.99 | 4000 | 70
PDXTH93C | Philips Gardco | FX1/FX2 | FX2-160-G2-bb-cc-SP-N-ff-6-hh | Outdoor Luminaires | High Output | Architectural Flood and Spot Luminaires | Standard | FALSE | [9 empty] | 42804 | Dimmable | Continuous Below 10 | Yes |  | 4.1 | 37667 | 120.97 | 311.39 | 6.75 | 1 | 4000 | 70
PYTU31KF | Philips Gardco | FX1/FX2 | FX1-80-G2-bb-cc-SP-N-ff-6-hh | Outdoor Luminaires | High Output | Architectural Flood and Spot Luminaires | Standard | FALSE | [9 empty] | 42804 | Dimmable | Continuous Below 10 | Yes |  | 4.1 | 18781 | 121.43 | 154.67 | 6.75 | 1 | 4000 | 70
PBG7FYH3 | Philips Gardco | FX1/FX2 | FX1-32-G2-bb-cc-SP-N-ff-7-hh | Outdoor Luminaires | Mid Output | Architectural Flood and Spot Luminaires | Standard | FALSE | [9 empty] | 42804 | Dimmable | Continuous Below 10 | Yes |  | 4.1 | 8397 | 118.08 | 71.11 | 6.4 | 1 | 4000 | 70
P9KWQKGH | Philips Gardco | FX1/FX2 | FX2-128-G2-bb-cc-SP-N-ff-5-hh | Outdoor Luminaires | High Output | Architectural Flood and Spot Luminaires | Standard | FALSE | [9 empty] | 42804 | Dimmable | Continuous Below 10 | Yes |  | 4.1 | 26087.06 | 123.99 | 210.4 | 6.23 | 1 | 4000 | 70
PPWE9JPC | Philips Gardco | FX1/FX2 | FX1-64-G2-bb-cc-SP-N-ff-5-hh | Outdoor Luminaires | High Output | Architectural Flood and Spot Luminaires | Standard | FALSE | [9 empty] | 42804 | Dimmable | Continuous Below 10 | Yes |  | 4.1 | 13402 | 126.86 | 105.64 | 6.23 | 1 | 4000 | 70
PNB1DP9K | Philips Gardco | FX1/FX2 | FX1-64-G2-bb-cc-SP-N-ff-3-hh | Outdoor Luminaires | Mid Output | Architectural Flood and Spot Luminaires | Standard | FALSE | [9 empty] | 42804 | Dimmable | Continuous Below 10 | Yes |  | 4.1 | 9170 | 133.28 | 68.8 | 5.89 | 1 | 4000 | 70
PTJ5125N | Philips Gardco | FX1/FX2 | FX2-128-G2-bb-cc-SP-N-ff-3-hh | Outdoor Luminaires | High Output | Architectural Flood and Spot Luminaires | Standard | FALSE | [9 empty] | 42804 | Dimmable | Continuous Below 10 | Yes |  | 4.1 | 17887.61 | 128.69 | 139 | 5.89 | 1 | 4000 | 70
PF6WZNU2 | Philips Gardco | FX1/FX2 | FX2-160-G2-bb-cc-SP-N-ff-5-hh | Outdoor Luminaires | High Output | Architectural Flood and Spot Luminaires | Standard | FALSE | [9 empty] | 42804 | Dimmable | Continuous Below 10 | Yes |  | 4.1 | 32770.57 | 125.7 | 260.7 | 5.72 | 1 | 4000 | 70
P2JKE4D9 | Philips Gardco | FX1/FX2 | FX2-160-G2-bb-cc-SP-N-ff-3-hh | Outdoor Luminaires | High Output | Architectural Flood and Spot Luminaires | Standard | FALSE | [9 empty] | 42804 | Dimmable | Continuous Below 10 | Yes |  | 4.1 | 22375.74 | 131.24 | 170.5 | 5.13 | 1 | 4000 | 70
PTCWVSTB | Philips Gardco | FX1/FX2 | FX1-80-G2-bb-cc-SP-N-ff-3-hh | Outdoor Luminaires | High Output | Architectural Flood and Spot Luminaires | Standard | FALSE | [9 empty] | 42804 | Dimmable | Continuous Below 10 | Yes |  | 4.1 | 11335 | 133.73 | 84.76 | 5.13 | 1 | 4000 | 70
PEYVTC4F | Philips Gardco | FX1/FX2 | FX1-32-G2-bb-cc-A33-W-ff-3-hh | Outdoor Luminaires | Low Output | Architectural Flood and Spot Luminaires | Standard | FALSE | [9 empty] | 42804 | Dimmable | Continuous Below 10 | Yes |  | 4.1 | 3791.26 | 107.19 | 35.37 | 12.51 | 0.98 | 3000 | 70
P6HN3KDU | Philips Gardco | FX1/FX2 | FX1-32-G2-bb-cc-RN-W-ff-3-hh | Outdoor Luminaires | Low Output | Architectural Flood and Spot Luminaires | Standard | FALSE | [9 empty] | 42804 | Dimmable | Continuous Below 10 | Yes |  | 4.1 | 3729.47 | 105.44 | 35.37 | 12.51 | 0.98 | 3000 | 70
PF9TSYR9 | Philips Gardco | FX1/FX2 | FX1-32-G2-bb-cc-A33-W-ff-5-hh | Outdoor Luminaires | Mid Output | Architectural Flood and Spot Luminaires | Standard | FALSE | [9 empty] | 42804 | Dimmable | Continuous Below 10 | Yes |  | 4.1 | 5345.73 | 103.22 | 51.79 | 10.04 | 0.99 | 3000 | 70
P3JVCDXY | Philips Gardco | FX1/FX2 | FX1-32-G2-bb-cc-RN-W-ff-5-hh | Outdoor Luminaires | Mid Output | Architectural Flood and Spot Luminaires | Standard | FALSE | [9 empty] | 42804 | Dimmable | Continuous Below 10 | Yes |  | 4.1 | 5258.34 | 101.53 | 51.79 | 10.04 | 0.99 | 3000 | 70
PNV9Y47T | Philips Gardco | FX1/FX2 | FX1-48-G2-bb-cc-A33-W-ff-5-hh | Outdoor Luminaires | Mid Output | Architectural Flood and Spot Luminaires | Standard | FALSE | [9 empty] | 42804 | Dimmable | Continuous Below 10 | Yes |  | 4.1 | 8397.27 | 104.26 | 80.54 | 8.05 | 0.99 | 3000 | 70
PMBHG8ZS | Philips Gardco | FX1/FX2 | FX1-48-G2-bb-cc-RN-W-ff-5-hh | Outdoor Luminaires | Mid Output | Architectural Flood and Spot Luminaires | Standard | FALSE | [9 empty] | 42804 | Dimmable | Continuous Below 10 | Yes |  | 4.1 | 8259.3 | 102.55 | 80.54 | 8.05 | 0.99 | 3000 | 70
PCQQ9A7F | Philips Gardco | FX1/FX2 | FX1-80-G2-bb-cc-A33-W-ff-5-hh | Outdoor Luminaires | High Output | Architectural Flood and Spot Luminaires | Standard | FALSE | [9 empty] | 42804 | Dimmable | Continuous Below 10 | Yes |  | 4.1 | 13836.57 | 105.78 | 130.8 | 7.97 | 0.99 | 3000 | 70
PKFTDCNH | Philips Gardco | FX1/FX2 | FX1-80-G2-bb-cc-RN-W-ff-5-hh | Outdoor Luminaires | High Output | Architectural Flood and Spot Luminaires | Standard | FALSE | [9 empty] | 42804 | Dimmable | Continuous Below 10 | Yes |  | 4.1 | 13609.71 | 104.05 | 130.8 | 7.97 | 0.99 | 3000 | 70
PYJJWMXT | Philips Gardco | FX1/FX2 | FX1-48-G2-bb-cc-A33-W-ff-3-hh | Outdoor Luminaires | Mid Output | Architectural Flood and Spot Luminaires | Standard | FALSE | [9 empty] | 42804 | Dimmable | Continuous Below 10 | Yes |  | 4.1 | 5735 | 108.19 | 53.01 | 6.75 | 0.99 | 3000 | 70
P2H63F92 | Philips Gardco | FX1/FX2 | FX1-48-G2-bb-cc-RN-W-ff-3-hh | Outdoor Luminaires | Mid Output | Architectural Flood and Spot Luminaires | Standard | FALSE | [9 empty] | 42804 | Dimmable | Continuous Below 10 | Yes |  | 4.1 | 5640.77 | 106.41 | 53.01 | 6.75 | 0.99 | 3000 | 70
PDAXBNE7 | Philips Gardco | FX1/FX2 | FX2-160-G2-bb-cc-A33-W-ff-6-hh | Outdoor Luminaires | High Output | Architectural Flood and Spot Luminaires | Standard | FALSE | [9 empty] | 42804 | Dimmable | Continuous Below 10 | Yes |  | 4.1 | 31759.22 | 101.99 | 311.39 | 6.75 | 1 | 3000 | 70
PH3QKJXY | Philips Gardco | FX1/FX2 | FX2-160-G2-bb-cc-RN-W-ff-6-hh | Outdoor Luminaires | High Output | Architectural Flood and Spot Luminaires | Standard | FALSE | [9 empty] | 42804 | Dimmable | Continuous Below 10 | Yes |  | 4.1 | 30481.93 | 97.89 | 311.39 | 6.75 | 1 | 3000 | 70
P188H6SB | Philips Gardco | FX1/FX2 | FX1-80-G2-bb-cc-RN-W-ff-6-hh | Outdoor Luminaires | High Output | Architectural Flood and Spot Luminaires | Standard | FALSE | [9 empty] | 42804 | Dimmable | Continuous Below 10 | Yes |  | 4.1 | 15376.91 | 99.42 | 154.67 | 6.75 | 1 | 3000 | 70
PJGKWKQP | Philips Gardco | FX1/FX2 | FX1-32-G2-bb-cc-A33-W-ff-7-hh | Outdoor Luminaires | Mid Output | Architectural Flood and Spot Luminaires | Standard | FALSE | [9 empty] | 42804 | Dimmable | Continuous Below 10 | Yes |  | 4.1 | 6990.22 | 98.3 | 71.11 | 6.4 | 1 | 3000 | 70
PVFUHPEY | Philips Gardco | FX1/FX2 | FX2-128-G2-bb-cc-A33-W-ff-5-hh | Outdoor Luminaires | High Output | Architectural Flood and Spot Luminaires | Standard | FALSE | [9 empty] | 42804 | Dimmable | Continuous Below 10 | Yes |  | 4.1 | 21995.51 | 104.54 | 210.4 | 6.23 | 1 | 3000 | 70
P7BN69K5 | Philips Gardco | FX1/FX2 | FX2-128-G2-bb-cc-RN-W-ff-5-hh | Outdoor Luminaires | High Output | Architectural Flood and Spot Luminaires | Standard | FALSE | [9 empty] | 42804 | Dimmable | Continuous Below 10 | Yes |  | 4.1 | 21110.89 | 100.34 | 210.4 | 6.23 | 1 | 3000 | 70
P2VVBGEK | Philips Gardco | FX1/FX2 | FX1-64-G2-bb-cc-A33-W-ff-5-hh | Outdoor Luminaires | High Output | Architectural Flood and Spot Luminaires | Standard | FALSE | [9 empty] | 42804 | Dimmable | Continuous Below 10 | Yes |  | 4.1 | 11156.64 | 105.61 | 105.64 | 6.23 | 1 | 3000 | 70
P3HGYJ4V | Philips Gardco | FX1/FX2 | FX1-64-G2-bb-cc-RN-W-ff-5-hh | Outdoor Luminaires | High Output | Architectural Flood and Spot Luminaires | Standard | FALSE | [9 empty] | 42804 | Dimmable | Continuous Below 10 | Yes |  | 4.1 | 10973.92 | 103.88 | 105.64 | 6.23 | 1 | 3000 | 70
PMD9GCEZ | Philips Gardco | FX1/FX2 | FX1-64-G2-bb-cc-A33-W-ff-3-hh | Outdoor Luminaires | Mid Output | Architectural Flood and Spot Luminaires | Standard | FALSE | [9 empty] | 42804 | Dimmable | Continuous Below 10 | Yes |  | 4.1 | 7633.72 | 110.96 | 68.8 | 5.89 | 1 | 3000 | 70
P1UJT8S3 | Philips Gardco | FX1/FX2 | FX1-64-G2-bb-cc-RN-W-ff-3-hh | Outdoor Luminaires | Mid Output | Architectural Flood and Spot Luminaires | Standard | FALSE | [9 empty] | 42804 | Dimmable | Continuous Below 10 | Yes |  | 4.1 | 7508.3 | 109.13 | 68.8 | 5.89 | 1 | 3000 | 70
PFQSWSK7 | Philips Gardco | FX1/FX2 | FX2-128-G2-bb-cc-A33-W-ff-3-hh | Outdoor Luminaires | High Output | Architectural Flood and Spot Luminaires | Standard | FALSE | [9 empty] | 42804 | Dimmable | Continuous Below 10 | Yes |  | 4.1 | 15082.08 | 108.5 | 139 | 5.89 | 1 | 3000 | 70
P4TQMV7R | Philips Gardco | FX1/FX2 | FX2-128-G2-bb-cc-RN-W-ff-3-hh | Outdoor Luminaires | High Output | Architectural Flood and Spot Luminaires | Standard | FALSE | [9 empty] | 42804 | Dimmable | Continuous Below 10 | Yes |  | 4.1 | 14475.51 | 104.14 | 139 | 5.89 | 1 | 3000 | 70
P8F6BJMB | Philips Gardco | FX1/FX2 | FX2-160-G2-bb-cc-A33-W-ff-5-hh | Outdoor Luminaires | High Output | Architectural Flood and Spot Luminaires | Standard | FALSE | [9 empty] | 42804 | Dimmable | Continuous Below 10 | Yes |  | 4.1 | 27630.76 | 105.99 | 260.7 | 5.72 | 1 | 3000 | 70
PSZ3FEPQ | Philips Gardco | FX1/FX2 | FX2-160-G2-bb-cc-RN-W-ff-5-hh | Outdoor Luminaires | High Output | Architectural Flood and Spot Luminaires | Standard | FALSE | [9 empty] | 42804 | Dimmable | Continuous Below 10 | Yes |  | 4.1 | 26519.51 | 101.72 | 260.7 | 5.72 | 1 | 3000 | 70
PJMXEA8T | Philips Gardco | FX1/FX2 | FX1-80-G2-bb-cc-A33-W-ff-3-hh | Outdoor Luminaires | Mid Output | Architectural Flood and Spot Luminaires | Standard | FALSE | [9 empty] | 42804 | Dimmable | Continuous Below 10 | Yes |  | 4.1 | 9435.35 | 111.32 | 84.76 | 5.13 | 1 | 3000 | 70
P6Y16TBF | Philips Gardco | FX1/FX2 | FX1-80-G2-bb-cc-RN-W-ff-3-hh | Outdoor Luminaires | Mid Output | Architectural Flood and Spot Luminaires | Standard | FALSE | [9 empty] | 42804 | Dimmable | Continuous Below 10 | Yes |  | 4.1 | 9280.87 | 109.5 | 84.76 | 5.13 | 1 | 3000 | 70
PYGKXT27 | Philips Gardco | FX1/FX2 | FX2-160-G2-bb-cc-A33-W-ff-3-hh | Outdoor Luminaires | High Output | Architectural Flood and Spot Luminaires | Standard | FALSE | [9 empty] | 42804 | Dimmable | Continuous Below 10 | Yes |  | 4.1 | 18866.28 | 110.65 | 170.5 | 5.13 | 1 | 3000 | 70
PXC931Z2 | Philips Gardco | FX1/FX2 | FX2-160-G2-bb-cc-RN-W-ff-3-hh | Outdoor Luminaires | High Output | Architectural Flood and Spot Luminaires | Standard | FALSE | [9 empty] | 42804 | Dimmable | Continuous Below 10 | Yes |  | 4.1 | 18107.52 | 106.2 | 170.5 | 5.13 | 1 | 3000 | 70
PDWQRQ5Y | Philips Gardco | FX1/FX2 | FX1-32-G2-bb-cc-RM-W-ff-5-hh | Outdoor Luminaires | Mid Output | Architectural Flood and Spot Luminaires | Standard | FALSE | [9 empty] | 42804 | Dimmable | Continuous Below 10 | Yes |  | 4.1 | 5125.99 | 98.98 | 51.79 | 10.04 | 0.99 | 3000 | 70
PDUCXG6R | Philips Gardco | FX1/FX2 | FX1-48-G2-bb-cc-RM-W-ff-5-hh | Outdoor Luminaires | Mid Output | Architectural Flood and Spot Luminaires | Standard | FALSE | [9 empty] | 42804 | Dimmable | Continuous Below 10 | Yes |  | 4.1 | 8052.11 | 99.98 | 80.54 | 8.05 | 0.99 | 3000 | 70
PC3MVNSG | Philips Gardco | FX1/FX2 | FX1-80-G2-bb-cc-RM-W-ff-5-hh | Outdoor Luminaires | High Output | Architectural Flood and Spot Luminaires | Standard | FALSE | [9 empty] | 42804 | Dimmable | Continuous Below 10 | Yes |  | 4.1 | 13267.82 | 101.44 | 130.8 | 7.97 | 0.99 | 3000 | 70
P23UW5M8 | Philips Gardco | FX1/FX2 | FX1-48-G2-bb-cc-RM-W-ff-3-hh | Outdoor Luminaires | Mid Output | Architectural Flood and Spot Luminaires | Standard | FALSE | [9 empty] | 42804 | Dimmable | Continuous Below 10 | Yes |  | 4.1 | 5499.27 | 103.74 | 53.01 | 6.75 | 0.99 | 3000 | 70
PUU7MTQX | Philips Gardco | FX1/FX2 | FX2-128-G2-bb-cc-RM-W-ff-5-hh | Outdoor Luminaires | High Output | Architectural Flood and Spot Luminaires | Standard | FALSE | [9 empty] | 42804 | Dimmable | Continuous Below 10 | Yes |  | 4.1 | 20860.24 | 99.15 | 210.4 | 6.23 | 1 | 3000 | 70
PDJ65UWY | Philips Gardco | FX1/FX2 | FX1-64-G2-bb-cc-RM-W-ff-5-hh | Outdoor Luminaires | High Output | Architectural Flood and Spot Luminaires | Standard | FALSE | [9 empty] | 42804 | Dimmable | Continuous Below 10 | Yes |  | 4.1 | 10698.06 | 101.27 | 105.64 | 6.23 | 1 | 3000 | 70
PFU6388Y | Philips Gardco | FX1/FX2 | FX1-64-G2-bb-cc-RM-W-ff-3-hh | Outdoor Luminaires | Mid Output | Architectural Flood and Spot Luminaires | Standard | FALSE | [9 empty] | 42804 | Dimmable | Continuous Below 10 | Yes |  | 4.1 | 7319.94 | 106.39 | 68.8 | 5.89 | 1 | 3000 | 70
PYASDK1W | Philips Gardco | FX1/FX2 | FX2-128-G2-bb-cc-RM-W-ff-3-hh | Outdoor Luminaires | High Output | Architectural Flood and Spot Luminaires | Standard | FALSE | [9 empty] | 42804 | Dimmable | Continuous Below 10 | Yes |  | 4.1 | 14303.64 | 102.9 | 139 | 5.89 | 1 | 3000 | 70
PQ6J4D4K | Philips Gardco | FX1/FX2 | FX2-160-G2-bb-cc-RM-W-ff-5-hh | Outdoor Luminaires | High Output | Architectural Flood and Spot Luminaires | Standard | FALSE | [9 empty] | 42804 | Dimmable | Continuous Below 10 | Yes |  | 4.1 | 26205.18 | 100.52 | 260.7 | 5.72 | 1 | 3000 | 70
P7SG3NGV | Philips Gardco | FX1/FX2 | FX1-80-G2-bb-cc-RM-W-ff-3-hh | Outdoor Luminaires | Mid Output | Architectural Flood and Spot Luminaires | Standard | FALSE | [9 empty] | 42804 | Dimmable | Continuous Below 10 | Yes |  | 4.1 | 9047.51 | 106.74 | 84.76 | 5.13 | 1 | 3000 | 70
P548XQVA | Philips Gardco | FX1/FX2 | FX2-160-G2-bb-cc-RM-W-ff-3-hh | Outdoor Luminaires | High Output | Architectural Flood and Spot Luminaires | Standard | FALSE | [9 empty] | 42804 | Dimmable | Continuous Below 10 | Yes |  | 4.1 | 17892.53 | 104.94 | 170.5 | 5.13 | 1 | 3000 | 70
PPGARDE8 | Philips Gardco | FX1/FX2 | FX1-32-G2-bb-cc-RSP-W-ff-3-hh | Outdoor Luminaires | Low Output | Architectural Flood and Spot Luminaires | Standard | FALSE | [9 empty] | 42804 | Dimmable | Continuous Below 10 | Yes |  | 4.1 | 3718.88 | 105.14 | 35.37 | 12.51 | 0.98 | 3000 | 70
P46WAG42 | Philips Gardco | FX1/FX2 | FX1-32-G2-bb-cc-RSP-W-ff-5-hh | Outdoor Luminaires | Mid Output | Architectural Flood and Spot Luminaires | Standard | FALSE | [9 empty] | 42804 | Dimmable | Continuous Below 10 | Yes |  | 4.1 | 5243.33 | 101.24 | 51.79 | 10.04 | 0.99 | 3000 | 70
P1GH13TP | Philips Gardco | FX1/FX2 | FX1-48-G2-bb-cc-RSP-W-ff-5-hh | Outdoor Luminaires | Mid Output | Architectural Flood and Spot Luminaires | Standard | FALSE | [9 empty] | 42804 | Dimmable | Continuous Below 10 | Yes |  | 4.1 | 8236.62 | 102.27 | 80.54 | 8.05 | 0.99 | 3000 | 70
P5WFCUT2 | Philips Gardco | FX1/FX2 | FX1-80-G2-bb-cc-RSP-W-ff-5-hh | Outdoor Luminaires | High Output | Architectural Flood and Spot Luminaires | Standard | FALSE | [9 empty] | 42804 | Dimmable | Continuous Below 10 | Yes |  | 4.1 | 13571.75 | 103.76 | 130.8 | 7.97 | 0.99 | 3000 | 70
PES4EQ87 | Philips Gardco | FX1/FX2 | FX1-48-G2-bb-cc-RSP-W-ff-3-hh | Outdoor Luminaires | Mid Output | Architectural Flood and Spot Luminaires | Standard | FALSE | [9 empty] | 42804 | Dimmable | Continuous Below 10 | Yes |  | 4.1 | 5625.55 | 106.12 | 53.01 | 6.75 | 0.99 | 3000 | 70
P1WK83NU | Philips Gardco | FX1/FX2 | FX1-80-G2-bb-cc-RSP-W-ff-6-hh | Outdoor Luminaires | High Output | Architectural Flood and Spot Luminaires | Standard | FALSE | [9 empty] | 42804 | Dimmable | Continuous Below 10 | Yes |  | 4.1 | 15334.54 | 99.14 | 154.67 | 6.75 | 1 | 3000 | 70
PN89DNBV | Philips Gardco | FX1/FX2 | FX1-64-G2-bb-cc-RSP-W-ff-5-hh | Outdoor Luminaires | High Output | Architectural Flood and Spot Luminaires | Standard | FALSE | [9 empty] | 42804 | Dimmable | Continuous Below 10 | Yes |  | 4.1 | 10943.03 | 103.59 | 105.64 | 6.23 | 1 | 3000 | 70
P5EKC67D | Philips Gardco | FX1/FX2 | FX1-64-G2-bb-cc-RSP-W-ff-3-hh | Outdoor Luminaires | Mid Output | Architectural Flood and Spot Luminaires | Standard | FALSE | [9 empty] | 42804 | Dimmable | Continuous Below 10 | Yes |  | 4.1 | 7487.19 | 108.83 | 68.8 | 5.89 | 1 | 3000 | 70
PXH5AGAW | Philips Gardco | FX1/FX2 | FX2-128-G2-bb-cc-RSP-W-ff-3-hh | Outdoor Luminaires | High Output | Architectural Flood and Spot Luminaires | Standard | FALSE | [9 empty] | 42804 | Dimmable | Continuous Below 10 | Yes |  | 4.1 | 14211.84 | 102.24 | 139 | 5.89 | 1 | 3000 | 70
PC9RHUMD | Philips Gardco | FX1/FX2 | FX1-80-G2-bb-cc-RSP-W-ff-3-hh | Outdoor Luminaires | Mid Output | Architectural Flood and Spot Luminaires | Standard | FALSE | [9 empty] | 42804 | Dimmable | Continuous Below 10 | Yes |  | 4.1 | 9254.39 | 109.18 | 84.76 | 5.13 | 1 | 3000 | 70
P34Q828H | Philips Gardco | FX1/FX2 | FX2-160-G2-bb-cc-RSP-W-ff-3-hh | Outdoor Luminaires | High Output | Architectural Flood and Spot Luminaires | Standard | FALSE | [9 empty] | 42804 | Dimmable | Continuous Below 10 | Yes |  | 4.1 | 17777.69 | 104.27 | 170.5 | 5.13 | 1 | 3000 | 70
PPDYTQR5 | Philips Gardco | FX1/FX2 | FX1-32-G2-bb-cc-SP-W-ff-3-hh | Outdoor Luminaires | Low Output | Architectural Flood and Spot Luminaires | Standard | FALSE | [9 empty] | 42804 | Dimmable | Continuous Below 10 | Yes |  | 4.1 | 4019.89 | 113.65 | 35.37 | 12.51 | 0.98 | 3000 | 70
PVHW652J | Philips Gardco | FX1/FX2 | FX1-32-G2-bb-cc-SP-W-ff-5-hh | Outdoor Luminaires | Mid Output | Architectural Flood and Spot Luminaires | Standard | FALSE | [9 empty] | 42804 | Dimmable | Continuous Below 10 | Yes |  | 4.1 | 5668.8 | 109.46 | 51.79 | 10.04 | 0.99 | 3000 | 70
PAPHEPNC | Philips Gardco | FX1/FX2 | FX1-48-G2-bb-cc-SP-W-ff-5-hh | Outdoor Luminaires | Mid Output | Architectural Flood and Spot Luminaires | Standard | FALSE | [9 empty] | 42804 | Dimmable | Continuous Below 10 | Yes |  | 4.1 | 8904.83 | 110.56 | 80.54 | 8.05 | 0.99 | 3000 | 70
PP94QCQP | Philips Gardco | FX1/FX2 | FX1-80-G2-bb-cc-SP-W-ff-5-hh | Outdoor Luminaires | High Output | Architectural Flood and Spot Luminaires | Standard | FALSE | [9 empty] | 42804 | Dimmable | Continuous Below 10 | Yes |  | 4.1 | 14672.5 | 112.18 | 130.8 | 7.97 | 0.99 | 3000 | 70
P31XNREU | Philips Gardco | FX1/FX2 | FX1-48-G2-bb-cc-SP-W-ff-3-hh | Outdoor Luminaires | Mid Output | Architectural Flood and Spot Luminaires | Standard | FALSE | [9 empty] | 42804 | Dimmable | Continuous Below 10 | Yes |  | 4.1 | 6081.03 | 114.71 | 53.01 | 6.75 | 0.99 | 3000 | 70
P4XTSW7U | Philips Gardco | FX1/FX2 | FX2-160-G2-bb-cc-SP-W-ff-6-hh | Outdoor Luminaires | High Output | Architectural Flood and Spot Luminaires | Standard | FALSE | [9 empty] | 42804 | Dimmable | Continuous Below 10 | Yes |  | 4.1 | 33249.25 | 106.78 | 311.39 | 6.75 | 1 | 3000 | 70
PGNDKD36 | Philips Gardco | FX1/FX2 | FX1-80-G2-bb-cc-SP-W-ff-6-hh | Outdoor Luminaires | High Output | Architectural Flood and Spot Luminaires | Standard | FALSE | [9 empty] | 42804 | Dimmable | Continuous Below 10 | Yes |  | 4.1 | 16578.28 | 107.18 | 154.67 | 6.75 | 1 | 3000 | 70
PFUX6C7E | Philips Gardco | FX1/FX2 | FX1-32-G2-bb-cc-SP-W-ff-7-hh | Outdoor Luminaires | Mid Output | Architectural Flood and Spot Luminaires | Standard | FALSE | [9 empty] | 42804 | Dimmable | Continuous Below 10 | Yes |  | 4.1 | 7412.16 | 104.24 | 71.11 | 6.4 | 1 | 3000 | 70
PUG67YAP | Philips Gardco | FX1/FX2 | FX2-128-G2-bb-cc-SP-W-ff-5-hh | Outdoor Luminaires | High Output | Architectural Flood and Spot Luminaires | Standard | FALSE | [9 empty] | 42804 | Dimmable | Continuous Below 10 | Yes |  | 4.1 | 23027.45 | 109.45 | 210.4 | 6.23 | 1 | 3000 | 70
PJKUQ7K3 | Philips Gardco | FX1/FX2 | FX1-64-G2-bb-cc-SP-W-ff-5-hh | Outdoor Luminaires | High Output | Architectural Flood and Spot Luminaires | Standard | FALSE | [9 empty] | 42804 | Dimmable | Continuous Below 10 | Yes |  | 4.1 | 11830.15 | 111.99 | 105.64 | 6.23 | 1 | 3000 | 70
PGSMWGJU | Philips Gardco | FX1/FX2 | FX1-64-G2-bb-cc-SP-W-ff-3-hh | Outdoor Luminaires | Mid Output | Architectural Flood and Spot Luminaires | Standard | FALSE | [9 empty] | 42804 | Dimmable | Continuous Below 10 | Yes |  | 4.1 | 8094.5 | 117.65 | 68.8 | 5.89 | 1 | 3000 | 70
PEZS1223 | Philips Gardco | FX1/FX2 | FX2-128-G2-bb-cc-SP-W-ff-3-hh | Outdoor Luminaires | High Output | Architectural Flood and Spot Luminaires | Standard | FALSE | [9 empty] | 42804 | Dimmable | Continuous Below 10 | Yes |  | 4.1 | 15789.67 | 113.59 | 139 | 5.89 | 1 | 3000 | 70
PFU2PVRC | Philips Gardco | FX1/FX2 | FX2-160-G2-bb-cc-SP-W-ff-5-hh | Outdoor Luminaires | High Output | Architectural Flood and Spot Luminaires | Standard | FALSE | [9 empty] | 42804 | Dimmable | Continuous Below 10 | Yes |  | 4.1 | 28927.1 | 110.96 | 260.7 | 5.72 | 1 | 3000 | 70
PWSY3W4E | Philips Gardco | FX1/FX2 | FX2-160-G2-bb-cc-SP-W-ff-3-hh | Outdoor Luminaires | High Output | Architectural Flood and Spot Luminaires | Standard | FALSE | [9 empty] | 42804 | Dimmable | Continuous Below 10 | Yes |  | 4.1 | 19751.42 | 115.84 | 170.5 | 5.13 | 1 | 3000 | 70
PN73A2AW | Philips Gardco | FX1/FX2 | FX1-80-G2-bb-cc-SP-W-ff-3-hh | Outdoor Luminaires | High Output | Architectural Flood and Spot Luminaires | Standard | FALSE | [9 empty] | 42804 | Dimmable | Continuous Below 10 | Yes |  | 4.1 | 10005.58 | 118.05 | 84.76 | 5.13 | 1 | 3000 | 70
PEDA277F | Philips Gardco | FX1/FX2 | FX1-80-G2-bb-cc-A33-W-ff-6-hh | Outdoor Luminaires | High Output | Architectural Flood and Spot Luminaires | Standard | FALSE | [9 empty] | 42804 | Dimmable | Continuous Below 10 | Yes |  | 4.1 | 15514 | 99.7 | 155.6 | 6.75 | 1 | 2993 | 70.5
PMHQ45B4 | Grandlite International Corp | Grandlite International | LED-500-L12-10W-4K-X-X | Outdoor Luminaires | Low Output | Architectural Flood and Spot Luminaires | Standard | TRUE | 1214.12 | 117.19 | 10.36 | 11.11 | 0.882 | 4045 | 81.1 | 5 | 50000 | 42804 | Not Dimmable | Not Dimmable | Yes |  | 4.1 | 1214.12 | 117.19 | 10.36 | 8.56 | 0.99 | 4045 | 81.1
PR436J6E | Grandlite International Corp | Grandlite International | LED-500-L12-10W-5K-X-X | Outdoor Luminaires | Low Output | Architectural Flood and Spot Luminaires | Standard | FALSE | [9 empty] | 42804 | Not Dimmable | Not Dimmable | Yes |  | 4.1 | 1214.12 | 117.19 | 10.23 | 8.59 | 0.99 | 4982 | 81
PVKCCCCA | Eaton (formerly Cooper Lighting) | Ephesus | All Field 400-NEMA 5-[All Controls]-5700 | Outdoor Luminaires | Very High Output | Architectural Flood and Spot Luminaires | Standard | FALSE | [9 empty] | 42803 | Not Dimmable | Not Dimmable | No |  | 4.1 | 47678 | 113.25 | 421 | 17.32 | 0.93 | 5700 | 71.2
P3BM4HV5 | Eaton (formerly Cooper Lighting) | Ephesus | Stadium 400-NEMA 5-[All Controls]-5700 | Outdoor Luminaires | Very High Output | Architectural Flood and Spot Luminaires | Standard | FALSE | [9 empty] | 42803 | Not Dimmable | Not Dimmable | No |  | 4.1 | 47678 | 113.25 | 421 | 17.32 | 0.93 | 5700 | 71.2
PGTS1T8F | Eaton (formerly Cooper Lighting) | Ephesus | Stadium 750-NEMA 5-[All Controls]-5700 | Outdoor Luminaires | Very High Output | Architectural Flood and Spot Luminaires | Standard | FALSE | [9 empty] | 42803 | Not Dimmable | Not Dimmable | No |  | 4.1 | 82622 | 107.44 | 769 | 17.03 | 0.97 | 5700 | 71.2
PQYA4Z69 | Eaton (formerly Cooper Lighting) | Ephesus | Stadium 400-NEMA 4-[All Controls]-5700 | Outdoor Luminaires | Very High Output | Architectural Flood and Spot Luminaires | Standard | FALSE | [9 empty] | 42803 | Not Dimmable | Not Dimmable | No |  | 4.1 | 49392 | 117.32 | 421 | 17.32 | 0.93 | 5700 | 71.2
PAB663E7 | Eaton (formerly Cooper Lighting) | Ephesus | All Field 400-NEMA 4-[All Controls]-5700 | Outdoor Luminaires | Very High Output | Architectural Flood and Spot Luminaires | Standard | FALSE | [9 empty] | 42803 | Not Dimmable | Not Dimmable | No |  | 4.1 | 49392 | 117.32 | 421 | 17.32 | 0.93 | 5700 | 71.2
PQYERGJT | Eaton (formerly Cooper Lighting) | Ephesus | Stadium 750-NEMA 4-[All Controls]-5700 | Outdoor Luminaires | Very High Output | Architectural Flood and Spot Luminaires | Standard | FALSE | [9 empty] | 42803 | Not Dimmable | Not Dimmable | No |  | 4.1 | 85593 | 111.3 | 769 | 17.03 | 0.97 | 5700 | 71.2
PHGD7ASR | Eaton (formerly Cooper Lighting) | Ephesus | All Field 400-NEMA 3-[All Controls]-5700 | Outdoor Luminaires | Very High Output | Architectural Flood and Spot Luminaires | Standard | FALSE | [9 empty] | 42803 | Not Dimmable | Not Dimmable | No |  | 4.1 | 50763 | 120.58 | 421 | 17.32 | 0.93 | 5700 | 71.2
P53BCFJK | Eaton (formerly Cooper Lighting) | Ephesus | Stadium 400-NEMA 3-[All Controls]-5700 | Outdoor Luminaires | Very High Output | Architectural Flood and Spot Luminaires | Standard | FALSE | [9 empty] | 42803 | Not Dimmable | Not Dimmable | No |  | 4.1 | 50763 | 120.58 | 421 | 17.32 | 0.93 | 5700 | 71.2
PMPNGB39 | Eaton (formerly Cooper Lighting) | Ephesus | Stadium 400-NEMA 2-[All Controls]-5700 | Outdoor Luminaires | Very High Output | Architectural Flood and Spot Luminaires | Standard | FALSE | [9 empty] | 42803 | Not Dimmable | Not Dimmable | No |  | 4.1 | 49617 | 117.86 | 421 | 17.32 | 0.93 | 5700 | 71.2
PCBRNRD9 | Eaton (formerly Cooper Lighting) | Ephesus | All Field 400-NEMA 2-[All Controls]-5700 | Outdoor Luminaires | Very High Output | Architectural Flood and Spot Luminaires | Standard | FALSE | [9 empty] | 42803 | Not Dimmable | Not Dimmable | No |  | 4.1 | 49617 | 117.86 | 421 | 17.32 | 0.93 | 5700 | 71.2
P89ZM4N3 | Eaton (formerly Cooper Lighting) | Ephesus | Stadium 750-NEMA 3-[All Controls]-5700 | Outdoor Luminaires | Very High Output | Architectural Flood and Spot Luminaires | Standard | FALSE | [9 empty] | 42803 | Not Dimmable | Not Dimmable | No |  | 4.1 | 87968 | 114.39 | 769 | 17.03 | 0.97 | 5700 | 71.2
PR9JBDJJ | Eaton (formerly Cooper Lighting) | Ephesus | Stadium 750-NEMA 2-[All Controls]-5700 | Outdoor Luminaires | Very High Output | Architectural Flood and Spot Luminaires | Standard | FALSE | [9 empty] | 42803 | Not Dimmable | Not Dimmable | No |  | 4.1 | 85982 | 111.81 | 769 | 17.03 | 0.97 | 5700 | 71.2
PJ2BASU1 | Eaton (formerly Cooper Lighting) | Ephesus | All Field 400-NEMA 5-[All Controls]-4000 | Outdoor Luminaires | Very High Output | Architectural Flood and Spot Luminaires | Standard | FALSE | [9 empty] | 42803 | Not Dimmable | Not Dimmable | No |  | 4.1 | 46419 | 110.26 | 421 | 17.32 | 0.93 | 4000 | 71.2
P94CN4Q7 | Eaton (formerly Cooper Lighting) | Ephesus | Stadium 400-NEMA 5-[All Controls]-4000 | Outdoor Luminaires | Very High Output | Architectural Flood and Spot Luminaires | Standard | FALSE | [9 empty] | 42803 | Not Dimmable | Not Dimmable | No |  | 4.1 | 46419 | 110.26 | 421 | 17.32 | 0.93 | 4000 | 71.2
P43MZFXP | Eaton (formerly Cooper Lighting) | Ephesus | Stadium 750-NEMA 5-[All Controls]-4000 | Outdoor Luminaires | Very High Output | Architectural Flood and Spot Luminaires | Standard | FALSE | [9 empty] | 42803 | Not Dimmable | Not Dimmable | No |  | 4.1 | 80441 | 104.6 | 769 | 17.03 | 0.97 | 4000 | 71.2
PV8N8AY1 | Eaton (formerly Cooper Lighting) | Ephesus | Stadium 400-NEMA 4-[All Controls]-4000 | Outdoor Luminaires | Very High Output | Architectural Flood and Spot Luminaires | Standard | FALSE | [9 empty] | 42803 | Not Dimmable | Not Dimmable | No |  | 4.1 | 48088 | 114.22 | 421 | 17.32 | 0.93 | 4000 | 71.2
PC547E5X | Eaton (formerly Cooper Lighting) | Ephesus | All Field 400-NEMA 4-[All Controls]-4000 | Outdoor Luminaires | Very High Output | Architectural Flood and Spot Luminaires | Standard | FALSE | [9 empty] | 42803 | Not Dimmable | Not Dimmable | No |  | 4.1 | 48088 | 114.22 | 421 | 17.32 | 0.93 | 4000 | 71.2
P6AE3D5K | Eaton (formerly Cooper Lighting) | Ephesus | Stadium 750-NEMA 4-[All Controls]-4000 | Outdoor Luminaires | Very High Output | Architectural Flood and Spot Luminaires | Standard | FALSE | [9 empty] | 42803 | Not Dimmable | Not Dimmable | No |  | 4.1 | 83333 | 108.37 | 769 | 17.03 | 0.97 | 4000 | 71.2
PZC5XBQB | Eaton (formerly Cooper Lighting) | Ephesus | Stadium 400-NEMA 3-[All Controls]-4000 | Outdoor Luminaires | Very High Output | Architectural Flood and Spot Luminaires | Standard | FALSE | [9 empty] | 42803 | Not Dimmable | Not Dimmable | No |  | 4.1 | 49423 | 117.3 | 421 | 17.32 | 0.93 | 4000 | 71.2
P7XEYDQC | Eaton (formerly Cooper Lighting) | Ephesus | All Field 400-NEMA 3-[All Controls]-4000 | Outdoor Luminaires | Very High Output | Architectural Flood and Spot Luminaires | Standard | FALSE | [9 empty] | 42803 | Not Dimmable | Not Dimmable | No |  | 4.1 | 49423 | 117.3 | 421 | 17.32 | 0.93 | 4000 | 71.2
PZ7KQ5T9 | Eaton (formerly Cooper Lighting) | Ephesus | Stadium 400-NEMA 2-[All Controls]-4000 | Outdoor Luminaires | Very High Output | Architectural Flood and Spot Luminaires | Standard | FALSE | [9 empty] | 42803 | Not Dimmable | Not Dimmable | No |  | 4.1 | 48307 | 114.74 | 421 | 17.32 | 0.93 | 4000 | 71.2
PHCKTUUA | Eaton (formerly Cooper Lighting) | Ephesus | All Field 400-NEMA 2-[All Controls]-4000 | Outdoor Luminaires | Very High Output | Architectural Flood and Spot Luminaires | Standard | FALSE | [9 empty] | 42803 | Not Dimmable | Not Dimmable | No |  | 4.1 | 48307 | 114.74 | 421 | 17.32 | 0.93 | 4000 | 71.2
PQ54MTB6 | Eaton (formerly Cooper Lighting) | Ephesus | Stadium 750-NEMA 3-[All Controls]-4000 | Outdoor Luminaires | Very High Output | Architectural Flood and Spot Luminaires | Standard | FALSE | [9 empty] | 42803 | Not Dimmable | Not Dimmable | No |  | 4.1 | 85645 | 111.37 | 769 | 17.03 | 0.97 | 4000 | 71.2
PEHNZHZ1 | Eaton (formerly Cooper Lighting) | Ephesus | Stadium 750-NEMA 2-[All Controls]-4000 | Outdoor Luminaires | Very High Output | Architectural Flood and Spot Luminaires | Standard | FALSE | [9 empty] | 42803 | Not Dimmable | Not Dimmable | No |  | 4.1 | 83712 | 108.86 | 769 | 17.03 | 0.97 | 4000 | 71.2
P2ZJJZGP | NINGHAI SUNLUX LIGHTING AND ELECTRONIC CO. LTD | AMAX | AFLN151-030W-50K-[blank123]-[blankPC]-G-H | Outdoor Luminaires | Low Output | Architectural Flood and Spot Luminaires | Premium | TRUE | 4241 | 132.49 | 32.01 | 22.18 | 0.9013 | 5144 | 74.3 | 5 | 50000 | 42802 |  |  | Yes |  | 4.1 | 4335 | 136.84 | 31.68 | 22.18 | 0.9 | 5000 | 70
P7MZH1CP | NINGHAI SUNLUX LIGHTING AND ELECTRONIC CO. LTD | AMAX | AFLN151-030W-40K-[blank123]-[blankPC]-G-H | Outdoor Luminaires | Low Output | Architectural Flood and Spot Luminaires | Premium | TRUE | 4145.6 | 127.95 | 32.4 | 22.16 | 0.9009 | 4109 | 72.3 | 5 | 50000 | 42802 |  |  | Yes |  | 4.1 | 4208.6 | 131.72 | 31.95 | 22.16 | 0.9 | 4000 | 70
PP4Z431M | NINGHAI SUNLUX LIGHTING AND ELECTRONIC CO. LTD | AMAX | AFLN152-095W-50K-[blank123]-[blankPC]-G-H | Outdoor Luminaires | High Output | Architectural Flood and Spot Luminaires | Premium | FALSE | [9 empty] | 42802 |  |  | Yes |  | 4.1 | 14233 | 146.45 | 97.19 | 22.12 | 0.97 | 5000 | 70
P392XG15 | NINGHAI SUNLUX LIGHTING AND ELECTRONIC CO. LTD | AMAX | AFLN151-050W-50K-[blank123]-[blankPC]-G-H | Outdoor Luminaires | Mid Output | Architectural Flood and Spot Luminaires | Premium | FALSE | [9 empty] | 42802 |  |  | Yes |  | 4.1 | 7030 | 141.08 | 49.83 | 21.14 | 0.88 | 5000 | 70
PVAFEWYW | NINGHAI SUNLUX LIGHTING AND ELECTRONIC CO. LTD | AMAX | AFLN153-153W-50K-[blank123]-[blankPC]-G-H | Outdoor Luminaires | High Output | Architectural Flood and Spot Luminaires | Premium | FALSE | [9 empty] | 42802 |  |  | Yes |  | 4.1 | 22517 | 146.69 | 153.5 | 16.19 | 0.93 | 5000 | 70
P6STCMHW | NINGHAI SUNLUX LIGHTING AND ELECTRONIC CO. LTD | AMAX | AFLN152-095W-50K-D-[blank123]-[blankPC]-G-H | Outdoor Luminaires | High Output | Architectural Flood and Spot Luminaires | Premium | FALSE | [9 empty] | 42802 |  |  | Yes |  | 4.1 | 13808 | 148.81 | 92.79 | 16.4 | 0.91 | 5000 | 70
PHJRAX1B | NINGHAI SUNLUX LIGHTING AND ELECTRONIC CO. LTD | AMAX | AFLN151-030W-50K-D-[blank123]-[blankPC]-G-H | Outdoor Luminaires | Low Output | Architectural Flood and Spot Luminaires | Premium | FALSE | [9 empty] | 42802 |  |  | Yes |  | 4.1 | 4577 | 143.48 | 31.9 | 15.17 | 0.9 | 5000 | 70
P6PCTMUP | NINGHAI SUNLUX LIGHTING AND ELECTRONIC CO. LTD | AMAX | AFLN153-153W-50K-D-[blank123]-[blankPC]-G-H | Outdoor Luminaires | High Output | Architectural Flood and Spot Luminaires | Premium | FALSE | [9 empty] | 42802 |  |  | Yes |  | 4.1 | 22395 | 148.41 | 150.9 | 11.43 | 0.94 | 5000 | 70
P7YQ4TEP | NINGHAI SUNLUX LIGHTING AND ELECTRONIC CO. LTD | AMAX | AFLN152-095W-40K-[blank123]-[blankPC]-G-H | Outdoor Luminaires | High Output | Architectural Flood and Spot Luminaires | Premium | FALSE | [9 empty] | 42802 |  |  | Yes |  | 4.1 | 13779 | 141.27 | 97.54 | 22.6 | 0.97 | 4000 | 70
PWRHZX2F | NINGHAI SUNLUX LIGHTING AND ELECTRONIC CO. LTD | AMAX | AFLN151-050W-40K-[blank123]-[blankPC]-G-H | Outdoor Luminaires | Mid Output | Architectural Flood and Spot Luminaires | Premium | FALSE | [9 empty] | 42802 |  |  | Yes |  | 4.1 | 6766 | 136.25 | 49.66 | 21.85 | 0.88 | 4000 | 70
P1825MCM | NINGHAI SUNLUX LIGHTING AND ELECTRONIC CO. LTD | AMAX | AFLN153-153W-40K-[blank123]-[blankPC]-G-H | Outdoor Luminaires | High Output | Architectural Flood and Spot Luminaires | Premium | FALSE | [9 empty] | 42802 |  |  | Yes |  | 4.1 | 21516 | 140.54 | 153.1 | 16.6 | 0.93 | 4000 | 70
P9U4XERW | NINGHAI SUNLUX LIGHTING AND ELECTRONIC CO. LTD | AMAX | AFLN152-095W-40K-D-[blank123]-[blankPC]-G-H | Outdoor Luminaires | High Output | Architectural Flood and Spot Luminaires | Premium | FALSE | [9 empty] | 42802 |  |  | Yes |  | 4.1 | 13367 | 143.68 | 93.03 | 16.71 | 0.91 | 4000 | 70
PPZZQBC8 | NINGHAI SUNLUX LIGHTING AND ELECTRONIC CO. LTD | AMAX | AFLN151-030W-40K-D-[blank123]-[blankPC]-G-H | Outdoor Luminaires | Low Output | Architectural Flood and Spot Luminaires | Premium | FALSE | [9 empty] | 42802 |  |  | Yes |  | 4.1 | 4316.6 | 135.78 | 31.79 | 14.91 | 0.9 | 4000 | 70
P5XJZRT3 | NINGHAI SUNLUX LIGHTING AND ELECTRONIC CO. LTD | AMAX | AFLN153-153W-40K-D-[blank123]-[blankPC]-G-H | Outdoor Luminaires | High Output | Architectural Flood and Spot Luminaires | Premium | FALSE | [9 empty] | 42802 |  |  | Yes |  | 4.1 | 21463 | 142.9 | 150.2 | 11.51 | 0.94 | 4000 | 70
PBXVPQ2Z | Global Energy & Lighting | Global Energy & Lighting | GLEDEXD[12]FL 80W 50K 120 HV | Outdoor Luminaires | High Output | Architectural Flood and Spot Luminaires | Premium | TRUE | 9131.678 | 117.98 | 77.4 | 9.8 | 0.9025 | 4969 | 70.42 | 5 | 50000 | 42801 |  |  | No |  | 4.1 | 10400 | 130 | 80 | 0.1 | 0.95 | 5000 | 70
PQPH8CJW | Global Energy & Lighting | Global Energy & Lighting | GLEDEXD[12]FL 80W 50K 120 | Outdoor Luminaires | High Output | Architectural Flood and Spot Luminaires | Premium | FALSE | [9 empty] | 42801 |  |  | No |  | 4.1 | 10400 | 130 | 80 | 0.17 | 0.95 | 5000 | 70
P337MED8 | Global Energy & Lighting | Global Energy & Lighting | GLEDEXD[12]FL 100W 50K 120 | Outdoor Luminaires | High Output | Architectural Flood and Spot Luminaires | Premium | FALSE | [9 empty] | 42801 |  |  | No |  | 4.1 | 13000 | 130 | 100 | 0.14 | 0.95 | 5000 | 70
PT515FG5 | Global Energy & Lighting | Global Energy & Lighting | GLEDEXD[12]FL 150W 50K 120 | Outdoor Luminaires | High Output | Architectural Flood and Spot Luminaires | Premium | FALSE | [9 empty] | 42801 |  |  | No |  | 4.1 | 19500 | 130 | 150 | 0.12 | 0.95 | 5000 | 70
PEH47WF5 | Global Energy & Lighting | Global Energy & Lighting | GLEDEXD[12]FL 150W 50K 120 HV | Outdoor Luminaires | High Output | Architectural Flood and Spot Luminaires | Premium | FALSE | [9 empty] | 42801 |  |  | No |  | 4.1 | 19500 | 130 | 150 | 0.09 | 0.95 | 5000 | 70
PQSHE9WS | Global Energy & Lighting | Global Energy & Lighting | GLEDEXD[12]FL 100W 50K 120 HV | Outdoor Luminaires | High Output | Architectural Flood and Spot Luminaires | Premium | FALSE | [9 empty] | 42801 |  |  | No |  | 4.1 | 13000 | 130 | 100 | 0.08 | 0.95 | 5000 | 70
PC87X61C | Global Energy & Lighting | Global Energy & Lighting | GLEDEXD[12]FL 80W 50K 60 | Outdoor Luminaires | High Output | Architectural Flood and Spot Luminaires | Premium | FALSE | [9 empty] | 42801 |  |  | No |  | 4.1 | 10400 | 130 | 80 | 0.17 | 0.95 | 5000 | 70
P1YVXS6S | Global Energy & Lighting | Global Energy & Lighting | GLEDEXD[12]FL 100W 50K 60 | Outdoor Luminaires | High Output | Architectural Flood and Spot Luminaires | Premium | FALSE | [9 empty] | 42801 |  |  | No |  | 4.1 | 13000 | 130 | 100 | 0.14 | 0.95 | 5000 | 70
PKZGESRX | Global Energy & Lighting | Global Energy & Lighting | GLEDEXD[12]FL 150W 50K 60 | Outdoor Luminaires | High Output | Architectural Flood and Spot Luminaires | Premium | FALSE | [9 empty] | 42801 |  |  | No |  | 4.1 | 19500 | 130 | 150 | 0.12 | 0.95 | 5000 | 70
PV72TS15 | Global Energy & Lighting | Global Energy & Lighting | GLEDEXD[12]FL 80W 50K 60 HV | Outdoor Luminaires | High Output | Architectural Flood and Spot Luminaires | Premium | FALSE | [9 empty] | 42801 |  |  | No |  | 4.1 | 10400 | 130 | 80 | 0.1 | 0.95 | 5000 | 70
PWSJ4QX2 | Global Energy & Lighting | Global Energy & Lighting | GLEDEXD[12]FL 150W 50K 60 HV | Outdoor Luminaires | High Output | Architectural Flood and Spot Luminaires | Premium | FALSE | [9 empty] | 42801 |  |  | No |  | 4.1 | 19500 | 130 | 150 | 0.09 | 0.95 | 5000 | 70
P5XBKY2N | Global Energy & Lighting | Global Energy & Lighting | GLEDEXD[12]FL 100W 50K 60 HV | Outdoor Luminaires | High Output | Architectural Flood and Spot Luminaires | Premium | FALSE | [9 empty] | 42801 |  |  | No |  | 4.1 | 13000 | 130 | 100 | 0.08 | 0.95 | 5000 | 70
PSH1G8BH | Global Energy & Lighting | Global Energy & Lighting | GLEDEXD[12]FL 80W 50K 20 | Outdoor Luminaires | High Output | Architectural Flood and Spot Luminaires | Premium | FALSE | [9 empty] | 42801 |  |  | No |  | 4.1 | 10400 | 130 | 80 | 0.17 | 0.95 | 5000 | 70
PXKPG85P | Global Energy & Lighting | Global Energy & Lighting | GLEDEXD[12]FL 100W 50K 20 | Outdoor Luminaires | High Output | Architectural Flood and Spot Luminaires | Premium | FALSE | [9 empty] | 42801 |  |  | No |  | 4.1 | 13000 | 130 | 100 | 0.14 | 0.95 | 5000 | 70
PJF594NN | Global Energy & Lighting | Global Energy & Lighting | GLEDEXD[12]FL 150W 50K 20 | Outdoor Luminaires | High Output | Architectural Flood and Spot Luminaires | Premium | FALSE | [9 empty] | 42801 |  |  | No |  | 4.1 | 19500 | 130 | 150 | 0.12 | 0.95 | 5000 | 70
PA3H84BW | Global Energy & Lighting | Global Energy & Lighting | GLEDEXD[12]FL 80W 50K 20 HV | Outdoor Luminaires | High Output | Architectural Flood and Spot Luminaires | Premium | FALSE | [9 empty] | 42801 |  |  | No |  | 4.1 | 10400 | 130 | 80 | 0.1 | 0.95 | 5000 | 70
PBUM4EE7 | Global Energy & Lighting | Global Energy & Lighting | GLEDEXD[12]FL 150W 50K 20 HV | Outdoor Luminaires | High Output | Architectural Flood and Spot Luminaires | Premium | FALSE | [9 empty] | 42801 |  |  | No |  | 4.1 | 19500 | 130 | 150 | 0.09 | 0.95 | 5000 | 70
PAFEPAHH | Global Energy & Lighting | Global Energy & Lighting | GLEDEXD[12]FL 100W 50K 20 HV | Outdoor Luminaires | High Output | Architectural Flood and Spot Luminaires | Premium | FALSE | [9 empty] | 42801 |  |  | No |  | 4.1 | 13000 | 130 | 100 | 0.08 | 0.95 | 5000 | 70
PNHFFU4V | Shenzhen FYT LED Co. Ltd | FYT LED | T36B-500W-4000K-V | Outdoor Luminaires | Very High Output | Architectural Flood and Spot Luminaires | Premium | TRUE | 62832 | 127.63 | 492.3 | 18.3 | 0.918 | 3905 | 74 | 5 | 50000 | 42801 |  |  | No |  | 4.1 | 64513.8 | 130.5 | 494.2 | 18.3 | 0.92 | 3905 | 74
PZNUQRN1 | Shenzhen FYT LED Co. Ltd | FYT LED | T36B-500W-5000K-V | Outdoor Luminaires | Very High Output | Architectural Flood and Spot Luminaires | Premium | FALSE | [9 empty] | 42801 |  |  | No |  | 4.1 | 65930.8 | 133.1 | 495 | 18.8 | 0.92 | 4839 | 72.5
P3W4B92X | Shenzhen FYT LED Co. Ltd | FYT LED | T36B-500W-4500K-V | Outdoor Luminaires | Very High Output | Architectural Flood and Spot Luminaires | Premium | FALSE | [9 empty] | 42801 |  |  | No |  | 4.1 | 64513.8 | 130.5 | 494.2 | 18.3 | 0.92 | 4500 | 74
P5DVKZ7N | Shenzhen FYT LED Co. Ltd | FYT LED | T36B-1000W-4000K-V | Outdoor Luminaires | Very High Output | Architectural Flood and Spot Luminaires | Premium | TRUE | 125932.9 | 127.97 | 984.12 | 16.4 | 0.923 | 3924 | 74.1 | 5 | 50000 | 42801 |  |  | No |  | 4.1 | 126449 | 129.1 | 978.8 | 16.4 | 0.92 | 3924 | 74.1
PDA4BBR4 | Shenzhen FYT LED Co. Ltd | FYT LED | T36B-1000W-5000K-V | Outdoor Luminaires | Very High Output | Architectural Flood and Spot Luminaires | Premium | FALSE | [9 empty] | 42801 |  |  | No |  | 4.1 | 130882.6 | 132.9 | 984.2 | 17.1 | 0.93 | 4865 | 73
P2RT8UUJ | Shenzhen FYT LED Co. Ltd | FYT LED | T36B-1000W-4500K-V | Outdoor Luminaires | Very High Output | Architectural Flood and Spot Luminaires | Premium | FALSE | [9 empty] | 42801 |  |  | No |  | 4.1 | 126449 | 129.1 | 978.8 | 16.4 | 0.92 | 4500 | 74.1
PFGQZNRX | NJZ Lighting Technology Co Ltd | NJZ | NJZ-FEL-C-080-V01-RZ-120°-1 | Outdoor Luminaires | High Output | Architectural Flood and Spot Luminaires | Premium | FALSE | [9 empty] | 42801 |  |  | No |  | 4.1 | 10400 | 130 | 80 | 0.18 | 0.95 | 5000 | 70
P99HM9V8 | NJZ Lighting Technology Co Ltd | NJZ | NJZ-FEL-C-100-V01-RZ-120°-1 | Outdoor Luminaires | High Output | Architectural Flood and Spot Luminaires | Premium | FALSE | [9 empty] | 42801 |  |  | No |  | 4.1 | 13000 | 130 | 100 | 0.15 | 0.95 | 5000 | 70
P7MJCW9M | NJZ Lighting Technology Co Ltd | NJZ | NJZ-FEL-C-150-V01-RZ-120°-1 | Outdoor Luminaires | High Output | Architectural Flood and Spot Luminaires | Premium | FALSE | [9 empty] | 42801 |  |  | No |  | 4.1 | 19500 | 130 | 150 | 0.12 | 0.95 | 5000 | 70
PT35WP45 | NJZ Lighting Technology Co Ltd | NJZ | NJZ-FEL-C-080-V01-RZ-60°-1 | Outdoor Luminaires | High Output | Architectural Flood and Spot Luminaires | Premium | FALSE | [9 empty] | 42801 |  |  | No |  | 4.1 | 10400 | 130 | 80 | 0.18 | 0.95 | 5000 | 70
PF6BHF47 | NJZ Lighting Technology Co Ltd | NJZ | NJZ-FEL-C-100-V01-RZ-60°-1 | Outdoor Luminaires | High Output | Architectural Flood and Spot Luminaires | Premium | FALSE | [9 empty] | 42801 |  |  | No |  | 4.1 | 13000 | 130 | 100 | 0.15 | 0.95 | 5000 | 70
PEY37YX7 | NJZ Lighting Technology Co Ltd | NJZ | NJZ-FEL-C-150-V01-RZ-60°-1 | Outdoor Luminaires | High Output | Architectural Flood and Spot Luminaires | Premium | FALSE | [9 empty] | 42801 |  |  | No |  | 4.1 | 19500 | 130 | 150 | 0.12 | 0.95 | 5000 | 70
PD4B4D54 | NJZ Lighting Technology Co Ltd | NJZ | NJZ-FEL-C-080-V01-RZ-25°-1 | Outdoor Luminaires | High Output | Architectural Flood and Spot Luminaires | Premium | FALSE | [9 empty] | 42801 |  |  | No |  | 4.1 | 10400 | 130 | 80 | 0.18 | 0.95 | 5000 | 70
PF71UBH4 | NJZ Lighting Technology Co Ltd | NJZ | NJZ-FEL-C-100-V01-RZ-25°-1 | Outdoor Luminaires | High Output | Architectural Flood and Spot Luminaires | Premium | FALSE | [9 empty] | 42801 |  |  | No |  | 4.1 | 13000 | 130 | 100 | 0.15 | 0.95 | 5000 | 70
PWTN9SYQ | NJZ Lighting Technology Co Ltd | NJZ | NJZ-FEL-C-150-V01-RZ-25°-1 | Outdoor Luminaires | High Output | Architectural Flood and Spot Luminaires | Premium | FALSE | [9 empty] | 42801 |  |  | No |  | 4.1 | 19500 | 130 | 150 | 0.12 | 0.95 | 5000 | 70
P42F2A4S | Cree Inc. | E-Conolight | E-GL5MFL07N2Z | Outdoor Luminaires | Mid Output | Architectural Flood and Spot Luminaires | Standard | TRUE | 8192 | 110.75 | 73.97 | 17.92 | 0.9346 | 3895 | 74 | 5 | 50000 | 42800 | Not Dimmable | Not Dimmable | No |  | 4.1 | 7800 | 108.3 | 72 | 20 | 0.9 | 4000 | 70
PW46E5T9 | Cree Inc. | E-Conolight | E-GL5WFL07N2Z | Outdoor Luminaires | Mid Output | Architectural Flood and Spot Luminaires | Standard | TRUE | 7238.1 | 97.53 | 74.22 | 17.36 | 0.921 | 3894 | 74.9 | 5 | 50000 | 42800 | Not Dimmable | Not Dimmable | No |  | 4.1 | 7200 | 100 | 72 | 20 | 0.9 | 4000 | 70
PT5M1JU4 | Cree Inc. | E-Conolight | E-GL5WFL07C2Z | Outdoor Luminaires | Mid Output | Architectural Flood and Spot Luminaires | Standard | FALSE | [9 empty] | 42800 | Not Dimmable | Not Dimmable | No |  | 4.1 | 7200 | 100 | 72 | 20 | 0.9 | 5000 | 70
PXSQEEUF | Cree Inc. | E-Conolight | E-GL5MFL07C2Z | Outdoor Luminaires | Mid Output | Architectural Flood and Spot Luminaires | Standard | FALSE | [9 empty] | 42800 | Not Dimmable | Not Dimmable | No |  | 4.1 | 7800 | 108.3 | 72 | 20 | 0.9 | 5000 | 70
P5XQTE1C | Shenzhen CGT Technology Co.Ltd | CGT | FL-50C2-30-X | Outdoor Luminaires | Mid Output | Architectural Flood and Spot Luminaires | Standard | TRUE | 5459.056 | 106.166 | 51.42 | 17.7 | 0.921 | 2999 | 82.7 | 5 | 50000 | 42797 |  |  | No |  | 4.1 | 5459.06 | 106.17 | 51.42 | 17.7 | 0.92 | 2999 | 82.8
PSJWA9YJ | Shenzhen FYT LED Co. Ltd | FYT LED | T36B-180W-4000K-D | Outdoor Luminaires | High Output | Architectural Flood and Spot Luminaires | Premium | TRUE | 23203.72 | 129.608 | 179.03 | 16.8 | 0.92 | 3992 | 74.7 | 5 | 50000 | 42797 |  |  | No |  | 4.1 | 23203.7 | 129.6 | 179 | 16.8 | 0.92 | 3992 | 74.7
PJ15EKPW | Shenzhen FYT LED Co. Ltd | FYT LED | T36B-120W-4000K-D | Outdoor Luminaires | High Output | Architectural Flood and Spot Luminaires | Premium | TRUE | 15783.94 | 128.106 | 123.21 | 16.6 | 0.916 | 3945 | 74.7 | 5 | 50000 | 42797 |  |  | No |  | 4.1 | 15783.9 | 128.1 | 123.2 | 16.6 | 0.92 | 3945 | 74.7
P9VJH6QZ | Shenzhen CGT Technology Co.Ltd | CGY | FL-30C2-30-X | Outdoor Luminaires | Low Output | Architectural Flood and Spot Luminaires | Standard | TRUE | 2922.167 | 94.814 | 30.82 | 18.2 | 0.916 | 2979 | 83 | 5 | 50000 | 42797 |  |  | No |  | 4.1 | 2922.17 | 94.81 | 30.82 | 18.2 | 0.92 | 2979 | 83
P79GEKHY | Shenzhen FYT LED Co. Ltd | FYT LED | T36B-300W-4000K-V | Outdoor Luminaires | Very High Output | Architectural Flood and Spot Luminaires | Premium | TRUE | 38632.46 | 129.687 | 297.89 | 17.9 | 0.913 | 3965 | 74.9 | 5 | 50000 | 42797 |  |  | No |  | 4.1 | 38632.4 | 129.6 | 297.8 | 17.9 | 0.91 | 3965 | 74.9
P2WVD36Q | Shenzhen FYT LED Co. Ltd | FYT LED | T36B-240W-4000K-D | Outdoor Luminaires | Very High Output | Architectural Flood and Spot Luminaires | Premium | TRUE | 30890.176 | 128.967 | 239.52 | 17.5 | 0.907 | 3993 | 74.8 | 5 | 50000 | 42797 |  |  | No |  | 4.1 | 30890.1 | 128.9 | 239.5 | 17.5 | 0.91 | 3993 | 74.8
PXN767H5 | Shenzhen FYT LED Co. Ltd | FYT LED | T36B-180W-5000K-V | Outdoor Luminaires | High Output | Architectural Flood and Spot Luminaires | Premium | FALSE | [9 empty] | 42797 |  |  | No |  | 4.1 | 24108.9 | 132.8 | 181.4 | 17.2 | 0.93 | 4974 | 73.7
PSBMJ3RC | Shenzhen FYT LED Co. Ltd | FYT LED | T36B-180W-5000K-D | Outdoor Luminaires | High Output | Architectural Flood and Spot Luminaires | Premium | FALSE | [9 empty] | 42797 |  |  | No |  | 4.1 | 24108.9 | 132.8 | 181.4 | 17.2 | 0.93 | 4974 | 73.7
PNT7Y5EB | Shenzhen FYT LED Co. Ltd | FYT LED | T36B-300W-5000K-V | Outdoor Luminaires | Very High Output | Architectural Flood and Spot Luminaires | Premium | FALSE | [9 empty] | 42797 |  |  | No |  | 4.1 | 39688.7 | 129.3 | 306.8 | 18.8 | 0.92 | 4950 | 73.2
PHVDBWEJ | Shenzhen FYT LED Co. Ltd | FYT LED | T36B-240W-5000K-V | Outdoor Luminaires | Very High Output | Architectural Flood and Spot Luminaires | Premium | FALSE | [9 empty] | 42797 |  |  | No |  | 4.1 | 32141 | 131.7 | 243.9 | 18.2 | 0.91 | 4930 | 73.2
P9XBP4WX | Shenzhen FYT LED Co. Ltd | FYT LED | T36B-240W-5000K-D | Outdoor Luminaires | Very High Output | Architectural Flood and Spot Luminaires | Premium | FALSE | [9 empty] | 42797 |  |  | No |  | 4.1 | 32141 | 131.7 | 243.9 | 18.2 | 0.91 | 4930 | 73.2
PK3M59JX | Shenzhen FYT LED Co. Ltd | FYT LED | T36B-120W-5000K-V | Outdoor Luminaires | High Output | Architectural Flood and Spot Luminaires | Premium | FALSE | [9 empty] | 42797 |  |  | No |  | 4.1 | 16210.3 | 132.5 | 122.3 | 17.2 | 0.92 | 4891 | 73.1
PJN59TUG | Shenzhen FYT LED Co. Ltd | FYT LED | T36B-120W-5000K-D | Outdoor Luminaires | High Output | Architectural Flood and Spot Luminaires | Premium | FALSE | [9 empty] | 42797 |  |  | No |  | 4.1 | 16210.3 | 132.5 | 122.3 | 17.2 | 0.92 | 4891 | 73.1
PZ6TCXG8 | Shenzhen FYT LED Co. Ltd | FYT LED | T36B-300W-4500K-V | Outdoor Luminaires | Very High Output | Architectural Flood and Spot Luminaires | Premium | FALSE | [9 empty] | 42797 |  |  | No |  | 4.1 | 38632.4 | 129.6 | 297.8 | 17.9 | 0.91 | 4500 | 74.9
P6PQF7SB | Shenzhen FYT LED Co. Ltd | FYT LED | T36B-240W-4500K-V | Outdoor Luminaires | Very High Output | Architectural Flood and Spot Luminaires | Premium | FALSE | [9 empty] | 42797 |  |  | No |  | 4.1 | 30890.1 | 128.9 | 239.5 | 17.5 | 0.91 | 4500 | 74.8
PGQP5NQX | Shenzhen FYT LED Co. Ltd | FYT LED | T36B-180W-4500K-V | Outdoor Luminaires | High Output | Architectural Flood and Spot Luminaires | Premium | FALSE | [9 empty] | 42797 |  |  | No |  | 4.1 | 23203.7 | 129.6 | 179 | 16.8 | 0.92 | 4500 | 74.7
PDD8UVZD | Shenzhen FYT LED Co. Ltd | FYT LED | T36B-120W-4500K-V | Outdoor Luminaires | High Output | Architectural Flood and Spot Luminaires | Premium | FALSE | [9 empty] | 42797 |  |  | No |  | 4.1 | 15783.9 | 128.1 | 123.2 | 16.6 | 0.92 | 4500 | 74.7
P8SPXGEP | Shenzhen FYT LED Co. Ltd | FYT LED | T36B-240W-4500K-D | Outdoor Luminaires | Very High Output | Architectural Flood and Spot Luminaires | Premium | FALSE | [9 empty] | 42797 |  |  | No |  | 4.1 | 30890.1 | 128.9 | 239.5 | 17.5 | 0.91 | 4500 | 74.8
PVNYT7SQ | Shenzhen FYT LED Co. Ltd | FYT LED | T36B-180W-4500K-D | Outdoor Luminaires | High Output | Architectural Flood and Spot Luminaires | Premium | FALSE | [9 empty] | 42797 |  |  | No |  | 4.1 | 23203.7 | 129.6 | 179 | 16.8 | 0.92 | 4500 | 74.7
PGD3VWAS | Shenzhen FYT LED Co. Ltd | FYT LED | T36B-120W-4500K-D | Outdoor Luminaires | High Output | Architectural Flood and Spot Luminaires | Premium | FALSE | [9 empty] | 42797 |  |  | No |  | 4.1 | 15783.9 | 128.1 | 123.2 | 16.6 | 0.92 | 4500 | 74.7
P3HBGDBK | Shenzhen FYT LED Co. Ltd | FYT LED | T36B-240W-4000K-V | Outdoor Luminaires | Very High Output | Architectural Flood and Spot Luminaires | Premium | FALSE | [9 empty] | 42797 |  |  | No |  | 4.1 | 30890.1 | 128.9 | 239.5 | 17.5 | 0.91 | 3993 | 74.8
P34FH4TV | Shenzhen FYT LED Co. Ltd | FYT LED | T36B-180W-4000K-V | Outdoor Luminaires | High Output | Architectural Flood and Spot Luminaires | Premium | FALSE | [9 empty] | 42797 |  |  | No |  | 4.1 | 23203.7 | 129.6 | 179 | 16.8 | 0.92 | 3992 | 74.7
P5H33BVF | Shenzhen FYT LED Co. Ltd | FYT LED | T36B-120W-4000K-V | Outdoor Luminaires | High Output | Architectural Flood and Spot Luminaires | Premium | FALSE | [9 empty] | 42797 |  |  | No |  | 4.1 | 15783.9 | 128.1 | 123.2 | 16.6 | 0.92 | 3945 | 74.7
PFNGNQFF | Shenzhen CGT Technology Co.Ltd | CGT | FL-50C2-57-X | Outdoor Luminaires | Mid Output | Architectural Flood and Spot Luminaires | Standard | FALSE | [9 empty] | 42797 |  |  | No |  | 4.1 | 6046.88 | 111.57 | 54.2 | 19.2 | 0.93 | 5550 | 83.7
P4DAVDX4 | Shenzhen CGT Technology Co.Ltd | CGY | FL-30C2-57-X | Outdoor Luminaires | Low Output | Architectural Flood and Spot Luminaires | Standard | FALSE | [9 empty] | 42797 |  |  | No |  | 4.1 | 3051.9 | 98.77 | 30.9 | 19.8 | 0.93 | 5448 | 83.3
P9GGSYD7 | Shenzhen CGT Technology Co.Ltd | CGT | FL-50C2-50-X | Outdoor Luminaires | Mid Output | Architectural Flood and Spot Luminaires | Standard | FALSE | [9 empty] | 42797 |  |  | No |  | 4.1 | 5459.06 | 106.17 | 51.42 | 17.7 | 0.92 | 5000 | 82.8
PRSQQYU6 | Shenzhen CGT Technology Co.Ltd | CGY | FL-30C2-50-X | Outdoor Luminaires | Low Output | Architectural Flood and Spot Luminaires | Standard | FALSE | [9 empty] | 42797 |  |  | No |  | 4.1 | 2922.17 | 94.81 | 30.82 | 18.2 | 0.92 | 5000 | 83
P6X7KT3N | Shenzhen CGT Technology Co.Ltd | CGT | FL-50C2-45-X | Outdoor Luminaires | Mid Output | Architectural Flood and Spot Luminaires | Standard | FALSE | [9 empty] | 42797 |  |  | No |  | 4.1 | 5459.06 | 106.17 | 51.42 | 17.7 | 0.92 | 4500 | 82.8
PRTYXVUP | Shenzhen CGT Technology Co.Ltd | CGY | FL-30C2-45-X | Outdoor Luminaires | Low Output | Architectural Flood and Spot Luminaires | Standard | FALSE | [9 empty] | 42797 |  |  | No |  | 4.1 | 2922.17 | 94.81 | 30.82 | 18.2 | 0.92 | 4500 | 83
PV3Z2541 | Shenzhen CGT Technology Co.Ltd | CGT | FL-50C2-40-X | Outdoor Luminaires | Mid Output | Architectural Flood and Spot Luminaires | Standard | FALSE | [9 empty] | 42797 |  |  | No |  | 4.1 | 5459.06 | 106.17 | 51.42 | 17.7 | 0.92 | 4000 | 82.8
PASGX81W | Shenzhen CGT Technology Co.Ltd | CGY | FL-30C2-40-X | Outdoor Luminaires | Low Output | Architectural Flood and Spot Luminaires | Standard | FALSE | [9 empty] | 42797 |  |  | No |  | 4.1 | 2922.17 | 94.81 | 30.82 | 18.2 | 0.92 | 4000 | 83
PVX1FMZS | Shenzhen CGT Technology Co.Ltd | CGT | FL-50C2-35-X | Outdoor Luminaires | Mid Output | Architectural Flood and Spot Luminaires | Standard | FALSE | [9 empty] | 42797 |  |  | No |  | 4.1 | 5459.06 | 106.17 | 51.42 | 17.7 | 0.92 | 3500 | 82.8
PAV49MB9 | Shenzhen CGT Technology Co.Ltd | CGY | FL-30C2-35-X | Outdoor Luminaires | Low Output | Architectural Flood and Spot Luminaires | Standard | FALSE | [9 empty] | 42797 |  |  | No |  | 4.1 | 2922.17 | 94.81 | 30.82 | 18.2 | 0.92 | 3500 | 83
PU9FKD5J | Shenzhen Sun-Light Technology Co.Ltd | SEIA | HCFL-100-30 [120V Only] | Outdoor Luminaires | High Output | Architectural Flood and Spot Luminaires | Standard | TRUE | 12095 | 123.01 | 98.32 | 7.32 | 0.9947 | 3084 | 84.4 | 5 | 50000 | 42796 |  |  | No |  | 4.1 | 13000 | 130 | 100 | 7.32 | 0.93 | 3000 | 80
PEPT4EGN | Shenzhen Sun-Light Technology Co.Ltd | SEIA | HCFL-100-50 [120V Only] | Outdoor Luminaires | High Output | Architectural Flood and Spot Luminaires | Standard | FALSE | [9 empty] | 42796 |  |  | No |  | 4.1 | 13000 | 130 | 100 | 7.32 | 0.93 | 5000 | 80
P7A5PJ74 | Shenzhen Sun-Light Technology Co.Ltd | SEIA | HCFL-100-45 [120V Only] | Outdoor Luminaires | High Output | Architectural Flood and Spot Luminaires | Standard | FALSE | [9 empty] | 42796 |  |  | No |  | 4.1 | 13000 | 130 | 100 | 7.32 | 0.93 | 4500 | 80
PM7B5UM2 | Shenzhen Sun-Light Technology Co.Ltd | SEIA | HCFL-100-40 [120V Only] | Outdoor Luminaires | High Output | Architectural Flood and Spot Luminaires | Standard | FALSE | [9 empty] | 42796 |  |  | No |  | 4.1 | 13000 | 130 | 100 | 7.32 | 0.93 | 4000 | 80
PCF69SUA | Shenzhen Sun-Light Technology Co.Ltd | SEIA | HCFL-100-35 [120V Only] | Outdoor Luminaires | High Output | Architectural Flood and Spot Luminaires | Standard | FALSE | [9 empty] | 42796 |  |  | No |  | 4.1 | 13000 | 130 | 100 | 7.32 | 0.93 | 3500 | 80
PZMT29SS | Teslights LLC | Teslights | FLAP070M150C50 | Outdoor Luminaires | Mid Output | Architectural Flood and Spot Luminaires | Premium | TRUE | 9900.1 | 144.95 | 68.3 | 16.74 | 0.929 | 5200 | 82.2 | 5 |  | 42796 |  |  | No |  | 4.1 | 9953.6 | 146.23 | 68.07 | 16.74 | 0.93 | 5000 | 82.2
PSPN9RDB | Jubilee International INC | Jubilee LED | FL12A-70-JLL-4K | Outdoor Luminaires | Mid Output | Architectural Flood and Spot Luminaires | Premium | TRUE | 8609.11 | 126.66 | 67.97 | 9.4 | 0.943 | 4046 | 71.9 | 5 | 50000 | 42795 | Dimmable | Continuous Below 10 | Yes |  | 4.1 | 8000 | 118 | 70 | 9.4 | 0.94 | 4000 | 70
PE9X52V7 | Jubilee International INC | Jubilee LED | FL12A-70-JLL-5K | Outdoor Luminaires | Mid Output | Architectural Flood and Spot Luminaires | Premium | FALSE | [9 empty] | 42795 | Dimmable | Continuous Below 10 | Yes |  | 4.1 | 8200 | 120 | 70 | 9.4 | 0.94 | 5000 | 70
PQ42YHQ9 | shenzhen ccclighting limited | ccclighting | FL01-5701 | Outdoor Luminaires | Very High Output | Architectural Flood and Spot Luminaires | Standard | TRUE | 33726 | 112.3 | 300.3 | 11.26 | 0.9542 | 5922 | 75 | 5 | 50000 | 42795 | Not Dimmable | Not Dimmable | No |  | 4.1 | 33723 | 112.3 | 300.3 | 11.26 | 0.95 | 5922 | 75
PRZFP7N7 | NINGHAI SUNLUX LIGHTING AND ELECTRONIC CO. LTD | AMAX | AFLN152-080W-40K-D-[blank123]-[blankPC]-G-H | Outdoor Luminaires | Mid Output | Architectural Flood and Spot Luminaires | Premium | TRUE | 8931 | 120.69 | 74.27 | 12.21 | 0.9537 | 4058 | 82.4 | 5 | 50000 | 42794 | Dimmable | Continuous Below 10 | Yes |  | 4.1 | 9015.5 | 121.39 | 74.27 | 12.21 | 0.95 | 4000 | 82.4
PN4JM8K7 | NINGHAI SUNLUX LIGHTING AND ELECTRONIC CO. LTD | AMAX | AFLN151-040W-40K-D-[blank123]-[blankPC]-G-H | Outdoor Luminaires | Low Output | Architectural Flood and Spot Luminaires | Premium | TRUE | 4152.8 | 111.48 | 37.25 | 17.16 | 0.9246 | 4156 | 82.3 | 5 | 50000 | 42794 | Dimmable | Continuous Below 10 | Yes |  | 4.1 | 4222 | 111.78 | 37.77 | 17.16 | 0.92 | 4000 | 82.3
PAE4HEQY | NINGHAI SUNLUX LIGHTING AND ELECTRONIC CO. LTD | AMAX | AFLN151-020W-40K-D-[blank123]-[blankPC]-G-H | Outdoor Luminaires | Low Output | Architectural Flood and Spot Luminaires | Premium | TRUE | 2280.9 | 125.12 | 18.14 | 22.85 | 0.9014 | 4080 | 82.7 | 5 | 50000 | 42794 | Dimmable | Continuous Below 10 | Yes |  | 4.1 | 2298.4 | 126.7 | 18.14 | 22.85 | 0.9 | 4000 | 82.7
P67BPZWF | NINGHAI SUNLUX LIGHTING AND ELECTRONIC CO. LTD | AMAX | AFLN151-020W-50K-D-[blank123]-[blankPC]-G-H | Outdoor Luminaires | Low Output | Architectural Flood and Spot Luminaires | Premium | TRUE | 2397 | 130.48 | 18.35 | 22.5 | 0.9009 | 5062 | 82.3 | 5 | 50000 | 42794 | Dimmable | Continuous Below 10 | Yes |  | 4.1 | 2421 | 131.93 | 18.35 | 22.5 | 0.9 | 5000 | 82.3
PG34R4TU | NINGHAI SUNLUX LIGHTING AND ELECTRONIC CO. LTD | AMAX | AFLN151-040W-50K-[blank123]-[blankPC]-G-H | Outdoor Luminaires | Mid Output | Architectural Flood and Spot Luminaires | Premium | FALSE | [9 empty] | 42794 | Not Dimmable | Not Dimmable | Yes |  | 4.1 | 5071 | 134.69 | 37.65 | 20.47 | 0.92 | 5000 | 82.9
PGATMHBJ | NINGHAI SUNLUX LIGHTING AND ELECTRONIC CO. LTD | AMAX | AFLN151-020W-50K-[blank123]-[blankPC]-G-H | Outdoor Luminaires | Low Output | Architectural Flood and Spot Luminaires | Premium | FALSE | [9 empty] | 42794 | Not Dimmable | Not Dimmable | Yes |  | 4.1 | 2869 | 150.45 | 19.07 | 20.46 | 0.9 | 5000 | 82.3
P67GX4UC | NINGHAI SUNLUX LIGHTING AND ELECTRONIC CO. LTD | AMAX | AFLN152-080W-50K-[blank123]-[blankPC]-G-H | Outdoor Luminaires | High Output | Architectural Flood and Spot Luminaires | Premium | FALSE | [9 empty] | 42794 | Not Dimmable | Not Dimmable | Yes |  | 4.1 | 10940 | 133.15 | 82.16 | 12.63 | 0.95 | 5000 | 82
PMGEPZSM | NINGHAI SUNLUX LIGHTING AND ELECTRONIC CO. LTD | AMAX | AFLN153-120W-50K-[blank123]-[blankPC]-G-H | Outdoor Luminaires | High Output | Architectural Flood and Spot Luminaires | Premium | FALSE | [9 empty] | 42794 | Not Dimmable | Not Dimmable | Yes |  | 4.1 | 16473 | 137.5 | 119.8 | 15.94 | 0.98 | 5000 | 81.8
PRJ52E8B | NINGHAI SUNLUX LIGHTING AND ELECTRONIC CO. LTD | AMAX | AFLN153-150W-50K-[blank123]-[blankPC]-G-H | Outdoor Luminaires | High Output | Architectural Flood and Spot Luminaires | Premium | FALSE | [9 empty] | 42794 | Not Dimmable | Not Dimmable | Yes |  | 4.1 | 20788 | 138.31 | 150.3 | 13.27 | 0.93 | 5000 | 75.5
PHADGC2W | NINGHAI SUNLUX LIGHTING AND ELECTRONIC CO. LTD | AMAX | AFLN151-040W-50K-D-[blank123]-[blankPC]-G-H | Outdoor Luminaires | Low Output | Architectural Flood and Spot Luminaires | Premium | FALSE | [9 empty] | 42794 | Dimmable | Continuous Below 10 | Yes |  | 4.1 | 4348 | 115.82 | 37.54 | 16.7 | 0.92 | 5000 | 83
PX3KWWGQ | NINGHAI SUNLUX LIGHTING AND ELECTRONIC CO. LTD | AMAX | AFLN153-150W-50K-D-[blank123]-[blankPC]-G-H | Outdoor Luminaires | High Output | Architectural Flood and Spot Luminaires | Premium | FALSE | [9 empty] | 42794 | Dimmable | Continuous Below 10 | Yes |  | 4.1 | 18666 | 126.38 | 147.7 | 14.39 | 0.94 | 5000 | 82.6
PRMXJKZH | NINGHAI SUNLUX LIGHTING AND ELECTRONIC CO. LTD | AMAX | AFLN152-080W-50K-D-[blank123]-[blankPC]-G-H | Outdoor Luminaires | Mid Output | Architectural Flood and Spot Luminaires | Premium | FALSE | [9 empty] | 42794 | Dimmable | Continuous Below 10 | Yes |  | 4.1 | 9344 | 125.57 | 74.41 | 11.82 | 0.95 | 5000 | 82
PHZ5QU13 | NINGHAI SUNLUX LIGHTING AND ELECTRONIC CO. LTD | AMAX | AFLN153-120W-50K-D-[blank123]-[blankPC]-G-H | Outdoor Luminaires | High Output | Architectural Flood and Spot Luminaires | Premium | FALSE | [9 empty] | 42794 | Dimmable | Continuous Below 10 | Yes |  | 4.1 | 14393 | 126.59 | 113.7 | 15.63 | 0.94 | 5000 | 81.8
P8GK275G | NINGHAI SUNLUX LIGHTING AND ELECTRONIC CO. LTD | AMAX | AFLN153-150W-40K-[blank123]-[blankPC]-G-H | Outdoor Luminaires | High Output | Architectural Flood and Spot Luminaires | Premium | FALSE | [9 empty] | 42794 | Not Dimmable | Not Dimmable | Yes |  | 4.1 | 20052 | 133.06 | 150.7 | 13.23 | 0.94 | 4000 | 82.8
P4P8YYAG | NINGHAI SUNLUX LIGHTING AND ELECTRONIC CO. LTD | AMAX | AFLN151-020W-40K-[blank123]-[blankPC]-G-H | Outdoor Luminaires | Low Output | Architectural Flood and Spot Luminaires | Premium | FALSE | [9 empty] | 42794 | Not Dimmable | Not Dimmable | Yes |  | 4.1 | 2781.1 | 145.99 | 19.05 | 20.36 | 0.9 | 4000 | 82.7
PZR73BPD | NINGHAI SUNLUX LIGHTING AND ELECTRONIC CO. LTD | AMAX | AFLN153-120W-40K-[blank123]-[blankPC]-G-H | Outdoor Luminaires | High Output | Architectural Flood and Spot Luminaires | Premium | FALSE | [9 empty] | 42794 | Not Dimmable | Not Dimmable | Yes |  | 4.1 | 15817 | 132.47 | 119.4 | 16.04 | 0.98 | 4000 | 82.5
PYYCZKXX | NINGHAI SUNLUX LIGHTING AND ELECTRONIC CO. LTD | AMAX | AFLN152-080W-40K-[blank123]-[blankPC]-G-H | Outdoor Luminaires | High Output | Architectural Flood and Spot Luminaires | Premium | FALSE | [9 empty] | 42794 | Not Dimmable | Not Dimmable | Yes |  | 4.1 | 10466 | 127.26 | 82.24 | 12.22 | 0.95 | 4000 | 82.4
P29J4ZNE | NINGHAI SUNLUX LIGHTING AND ELECTRONIC CO. LTD | AMAX | AFLN151-040W-40K-[blank123]-[blankPC]-G-H | Outdoor Luminaires | Mid Output | Architectural Flood and Spot Luminaires | Premium | FALSE | [9 empty] | 42794 | Not Dimmable | Not Dimmable | Yes |  | 4.1 | 4873.9 | 129.69 | 37.58 | 20.91 | 0.92 | 4000 | 82.3
P5X399SC | NINGHAI SUNLUX LIGHTING AND ELECTRONIC CO. LTD | AMAX | AFLN153-150W-40K-D-[blank123]-[blankPC]-G-H | Outdoor Luminaires | High Output | Architectural Flood and Spot Luminaires | Premium | FALSE | [9 empty] | 42794 | Dimmable | Continuous Below 10 | Yes |  | 4.1 | 17970 | 122.41 | 146.8 | 14.14 | 0.94 | 4000 | 82.8
PPY59YCA | NINGHAI SUNLUX LIGHTING AND ELECTRONIC CO. LTD | AMAX | AFLN153-120W-40K-D-[blank123]-[blankPC]-G-H | Outdoor Luminaires | High Output | Architectural Flood and Spot Luminaires | Premium | FALSE | [9 empty] | 42794 | Dimmable | Continuous Below 10 | Yes |  | 4.1 | 13921 | 122.76 | 113.4 | 15.52 | 0.94 | 4000 | 82.6
PSFG5834 | Torshare Ltd | TORSHARE | DMD20S-200W-A-S(4000K) | Outdoor Luminaires | High Output | Architectural Flood and Spot Luminaires | Standard | TRUE | 21152 | 102.73 | 205.9 | 14.87 | 0.9189 | 3903 | 83 | 5 | 50000 | 42794 | Not Dimmable | Not Dimmable | No |  | 4.1 | 21152 | 102.73 | 205.9 | 14.87 | 0.92 | 4000 | 83
PP62ZWE3 | Torshare Ltd | TORSHARE | DMD20S-200W-A-S(5700K) | Outdoor Luminaires | High Output | Architectural Flood and Spot Luminaires | Standard | FALSE | [9 empty] | 42794 | Not Dimmable | Not Dimmable | No |  | 4.1 | 21772 | 106.57 | 204.3 | 15.73 | 0.91 | 5700 | 82.3
PNM3GZ6Y | Torshare Ltd | TORSHARE | DMD20S-200W-A-S(5000K) | Outdoor Luminaires | High Output | Architectural Flood and Spot Luminaires | Standard | FALSE | [9 empty] | 42794 | Not Dimmable | Not Dimmable | No |  | 4.1 | 21565 | 105.15 | 205.1 | 14.87 | 0.92 | 5000 | 83
PAETNF59 | Torshare Ltd | TORSHARE | DMD20S-200W-A-S(4500K) | Outdoor Luminaires | High Output | Architectural Flood and Spot Luminaires | Standard | FALSE | [9 empty] | 42794 | Not Dimmable | Not Dimmable | No |  | 4.1 | 21359 | 104.14 | 205.1 | 14.87 | 0.92 | 4500 | 83
PBJNXXH4 | Lumecon LLC | Lumecon | LFS-LFL-285-[All Colors]-ST-C-1-NW-[SB SF Y MAS MAR PM] -[All Photocell]-[All Occ Sensor] | Outdoor Luminaires | High Output | Architectural Flood and Spot Luminaires | Standard | TRUE | 32780 | 114.9 | 285.27 | 8.26 | 0.9407 | 4158 | 72.95 | 5 | 50000 | 42794 | Dimmable | Continuous Below 10 | Yes |  | 4.1 | 32602.41 | 114.28 | 278.38 | 8.26 | 0.94 | 4158 | 72.95
PAASUDQP | Lumecon LLC | Lumecon | LFS-LFL-240-[All Colors]-ST-C-1-NW-[SB SF Y MAS MAR PM] -[All Photocell]-[All Occ Sensor] | Outdoor Luminaires | High Output | Architectural Flood and Spot Luminaires | Premium | FALSE | [9 empty] | 42794 | Dimmable | Continuous Below 10 | Yes |  | 4.1 | 30372.53 | 124.14 | 244.66 | 9.15 | 1 | 4187 | 73.04
P1RX6237 | Lumecon LLC | Lumecon | LFS-LFL-160-[All Colors]-ST-C-1-NW-[SB SF Y MAS MAR PM] -[All Photocell]-[All Occ Sensor] | Outdoor Luminaires | High Output | Architectural Flood and Spot Luminaires | Premium | FALSE | [9 empty] | 42794 | Dimmable | Continuous Below 10 | Yes |  | 4.1 | 21507.8 | 134.32 | 160.12 | 8.38 | 0.99 | 4187 | 73.04
PAB1V72J | Lumecon LLC | Lumecon | LFS-SFL-80-[All Colors]-ST-C-1-NW-[SB SF Y MAS MAR PM] -[All Photocell]-[All Occ Sensor] | Outdoor Luminaires | Mid Output | Architectural Flood and Spot Luminaires | Premium | FALSE | [9 empty] | 42794 | Dimmable | Continuous Below 10 | Yes |  | 4.1 | 10261.48 | 131.69 | 77.92 | 8.38 | 0.99 | 4187 | 73.04
PSH5AZYG | Lumecon LLC | Lumecon | LFS-SFL-60-[All Colors]-ST-C-1-NW-[SB SF Y MAS MAR PM] -[All Photocell]-[All Occ Sensor] | Outdoor Luminaires | Mid Output | Architectural Flood and Spot Luminaires | Premium | FALSE | [9 empty] | 42794 | Dimmable | Continuous Below 10 | Yes |  | 4.1 | 7881.25 | 131.85 | 59.77 | 5.88 | 0.99 | 4187 | 71.11
PD7XVZTR | Lumecon LLC | Lumecon | LFS-SFL-110-[All Colors]-ST-C-1-NW-[SB SF Y MAS MAR PM] -[All Photocell]-[All Occ Sensor] | Outdoor Luminaires | High Output | Architectural Flood and Spot Luminaires | Premium | FALSE | [9 empty] | 42794 | Dimmable | Continuous Below 10 | Yes |  | 4.1 | 13966.92 | 127.62 | 109.69 | 19.27 | 0.9 | 4097 | 72.98
PF335TAQ | Arani Systems Corp | Arani | FL-110W-40K-V2 | Outdoor Luminaires | High Output | Architectural Flood and Spot Luminaires | Standard | TRUE | 11958 | 111.34 | 107.4 | 9.64 | 0.961 | 3894 | 73.6 | 5 | 50000 | 42793 | Dimmable | Continuous Below 10 | Yes |  | 4.1 | 11800 | 107 | 110 | 10 | 0.9 | 4000 | 70
PAJ6NW42 | Arani Systems Corp | Arani | FL-15W-30K-[BR KN]-V2 | Outdoor Luminaires | Low Output | Architectural Flood and Spot Luminaires | Standard | TRUE | 1373.2 | 93.41 | 14.7 | 10.05 | 0.959 | 2977 | 73.5 | 5 | 50000 | 42793 | Not Yet Verified | Not Yet Verified | NotYetVerified |  | 4.1 | 1370 | 91 | 15 | 20 | 0.9 | 3000 | 70
P5DCU2M1 | Arani Systems Corp | Arani | FL-45W-30K-[BR KN]-V2 | Outdoor Luminaires | Mid Output | Architectural Flood and Spot Luminaires | Standard | TRUE | 5152.2 | 114.61 | 44.95 | 17.44 | 0.9489 | 2981 | 72.9 | 5 | 50000 | 42793 | Not Dimmable | Not Dimmable | No |  | 4.1 | 5150 | 114 | 45 | 17 | 0.9 | 3000 | 70
PJXU7ACG | Arani Systems Corp | Arani | FL-140W-40K-V2 | Outdoor Luminaires | High Output | Architectural Flood and Spot Luminaires | Premium | TRUE | 16401 | 117.37 | 139.7 | 19.28 | 0.9218 | 3923 | 73.9 | 5 | 50000 | 42793 | Not Dimmable | Not Dimmable | Yes |  | 4.1 | 16400 | 117 | 140 | 20 | 0.9 | 4000 | 72
PXFSZ4S3 | Arani Systems Corp | Arani | FL-70W-40K-V2 | Outdoor Luminaires | Mid Output | Architectural Flood and Spot Luminaires | Standard | TRUE | 8821.9 | 125.24 | 70.44 | 16.87 | 0.9207 | 3897 | 73.9 | 5 | 50000 | 42793 | Not Dimmable | Not Dimmable | NotYetVerified | Product updated on 8/31/16 | 4.1 | 8800 | 129 | 70 | 20 | 0.9 | 4000 | 70
PMP9H9X2 | Arani Systems Corp | Arani | FL-15W-50K-[BR KN]-V2 | Outdoor Luminaires | Low Output | Architectural Flood and Spot Luminaires | Standard | FALSE | [9 empty] | 42793 | Not Yet Verified | Not Yet Verified | NotYetVerified |  | 4.1 | 1500 | 100 | 15 | 20 | 0.9 | 5000 | 70
P7V5747K | Arani Systems Corp | Arani | FL-140W-50K-V2 | Outdoor Luminaires | High Output | Architectural Flood and Spot Luminaires | Premium | FALSE | [9 empty] | 42793 | Not Dimmable | Not Dimmable | Yes |  | 4.1 | 16700 | 119 | 140 | 20 | 0.9 | 5000 | 72
PTDNYBWY | Arani Systems Corp | Arani | FL-45W-50K-[BR KN]-V2 | Outdoor Luminaires | Mid Output | Architectural Flood and Spot Luminaires | Standard | FALSE | [9 empty] | 42793 | Not Dimmable | Not Dimmable | No |  | 4.1 | 5400 | 120 | 45 | 17 | 0.9 | 5000 | 70
P9BTFYN3 | Arani Systems Corp | Arani | FL-110W-50K-V2 | Outdoor Luminaires | High Output | Architectural Flood and Spot Luminaires | Standard | FALSE | [9 empty] | 42793 | Dimmable | Continuous Below 10 | Yes |  | 4.1 | 12500 | 114 | 110 | 10 | 0.9 | 5000 | 70
PHNV9HAE | Arani Systems Corp | Arani | FL-70W-50K-V2 | Outdoor Luminaires | Mid Output | Architectural Flood and Spot Luminaires | Standard | FALSE | [9 empty] | 42793 | Not Dimmable | Not Dimmable | NotYetVerified | Product updated on 8/31/16 | 4.1 | 8900 | 129 | 70 | 20 | 0.9 | 5000 | 70
P8C81KJY | Arani Systems Corp | Arani | FL-15W-40K-[BR KN]-V2 | Outdoor Luminaires | Low Output | Architectural Flood and Spot Luminaires | Standard | FALSE | [9 empty] | 42793 | Not Yet Verified | Not Yet Verified | NotYetVerified |  | 4.1 | 1500 | 100 | 15 | 20 | 0.9 | 4000 | 70
PTD6GEVM | Arani Systems Corp | Arani | FL-45W-40K-[BR KN]-V2 | Outdoor Luminaires | Mid Output | Architectural Flood and Spot Luminaires | Standard | FALSE | [9 empty] | 42793 | Not Dimmable | Not Dimmable | No |  | 4.1 | 5400 | 120 | 45 | 17 | 0.9 | 4000 | 70
PJ6AJ7V3 | Shenzhen Luxman Light Co.Ltd | Luxman | LX-FL50W-YT (3000K) | Outdoor Luminaires | Low Output | Architectural Flood and Spot Luminaires | Standard | TRUE | 4926.4 | 98.95 | 49.79 | 15.95 | 0.945 | 3115 | 73.6 | 5 | 50000 | 42793 | Not Dimmable | Not Dimmable | No |  | 4.1 | 4926.4 | 98.95 | 49.79 | 15.95 | 0.945 | 3000 | 73.6
PR6JJUGF | Shenzhen Luxman Light Co.Ltd | Luxman | LX-FL210W-YT (3000K) | Outdoor Luminaires | High Output | Architectural Flood and Spot Luminaires | Standard | TRUE | 21667 | 101.6 | 213.3 | 15.36 | 0.9226 | 3146 | 74 | 5 |  | 42793 | Not Dimmable | Not Dimmable | No |  | 4.1 | 21667 | 101.6 | 213.3 | 15.36 | 0.9226 | 3000 | 74
P7V5K1ZS | Shenzhen Luxman Light Co.Ltd | Luxman | LX-FL100W-YT (3000K) | Outdoor Luminaires | High Output | Architectural Flood and Spot Luminaires | Standard | TRUE | 9953.9 | 99.61 | 99.93 | 14.97 | 0.9119 | 3122 | 73.4 | 5 | 50000 | 42793 | Not Dimmable | Not Dimmable | No |  | 4.1 | 9953.9 | 99.61 | 99.93 | 14.97 | 0.9119 | 3000 | 73.4
P6EW46XU | Shenzhen Luxman Light Co.Ltd | Luxman | LX-FL140W-YT (3000K) | Outdoor Luminaires | High Output | Architectural Flood and Spot Luminaires | Standard | TRUE | 14476 | 104.31 | 138.8 | 15.35 | 0.9051 | 3120 | 73.7 | 5 | 50000 | 42793 | Not Dimmable | Not Dimmable | No |  | 4.1 | 14476 | 104.31 | 138.8 | 15.35 | 0.9051 | 3000 | 73.7
PEXWAJKN | Shenzhen Luxman Light Co.Ltd | Luxman | LX-FL80W-YT (3000K) | Outdoor Luminaires | Mid Output | Architectural Flood and Spot Luminaires | Standard | TRUE | 7834.4 | 97.75 | 80.15 | 17.69 | 0.9048 | 3120 | 73.3 | 5 | 50000 | 42793 | Not Dimmable | Not Dimmable | No |  | 4.1 | 7834.4 | 97.75 | 80.15 | 17.69 | 0.9048 | 3000 | 73.3
P5TKAWEM | Shenzhen Luxman Light Co.Ltd | Luxman | LX-FL30W-YT (3000K) | Outdoor Luminaires | Low Output | Architectural Flood and Spot Luminaires | Standard | TRUE | 3124 | 99 | 31.55 | 19.75 | 0.9036 | 3116 | 73.6 | 5 | 50000 | 42793 | Not Dimmable | Not Dimmable | No |  | 4.1 | 3124 | 99 | 31.55 | 19.75 | 0.9036 | 3000 | 73.6
PGX9FFRS | Shenzhen Luxman Light Co.Ltd | Luxman | LX-FL50W-YT (5700K) | Outdoor Luminaires | Low Output | Architectural Flood and Spot Luminaires | Standard | FALSE | [9 empty] | 42793 | Not Dimmable | Not Dimmable | No |  | 4.1 | 5217 | 104.49 | 49.93 | 15.82 | 0.9402 | 5700 | 75.7
PU4EYY2X | Shenzhen Luxman Light Co.Ltd | Luxman | LX-FL80W-YT (5700K) | Outdoor Luminaires | Mid Output | Architectural Flood and Spot Luminaires | Standard | FALSE | [9 empty] | 42793 | Not Dimmable | Not Dimmable | No |  | 4.1 | 8514 | 104.81 | 81.23 | 17.25 | 0.9067 | 5700 | 75.2
PUFJGEXD | Shenzhen Luxman Light Co.Ltd | Luxman | LX-FL140W-YT (5700K) | Outdoor Luminaires | High Output | Architectural Flood and Spot Luminaires | Standard | FALSE | [9 empty] | 42793 | Not Dimmable | Not Dimmable | No |  | 4.1 | 15778 | 112.54 | 140.2 | 15.28 | 0.9087 | 5700 | 74.9
PBSDKV18 | Shenzhen Luxman Light Co.Ltd | Luxman | LX-FL100W-YT (5700K) | Outdoor Luminaires | High Output | Architectural Flood and Spot Luminaires | Standard | FALSE | [9 empty] | 42793 | Not Dimmable | Not Dimmable | No |  | 4.1 | 10591 | 105.35 | 100.53 | 14.56 | 0.9095 | 5700 | 74.5
P327UN32 | Shenzhen Luxman Light Co.Ltd | Luxman | LX-FL30W-YT (5700K) | Outdoor Luminaires | Low Output | Architectural Flood and Spot Luminaires | Standard | FALSE | [9 empty] | 42793 | Not Dimmable | Not Dimmable | No |  | 4.1 | 3379 | 105.43 | 32.05 | 19.68 | 0.9057 | 5700 | 74
P8PYBV2P | Shenzhen Luxman Light Co.Ltd | Luxman | LX-FL210W-YT (5700K) | Outdoor Luminaires | High Output | Architectural Flood and Spot Luminaires | Standard | FALSE | [9 empty] | 42793 | Not Dimmable | Not Dimmable | No |  | 4.1 | 22750 | 106.16 | 214.3 | 15.42 | 0.9246 | 5700 | 74.8
P2T7QQDS | Shenzhen Luxman Light Co.Ltd | Luxman | LX-FL140W-YT (5000K) | Outdoor Luminaires | High Output | Architectural Flood and Spot Luminaires | Standard | FALSE | [9 empty] | 42793 | Not Dimmable | Not Dimmable | No |  | 4.1 | 14476 | 104.31 | 138.8 | 15.35 | 0.9051 | 5000 | 73.7
PB544R1H | Shenzhen Luxman Light Co.Ltd | Luxman | LX-FL30W-YT (5000K) | Outdoor Luminaires | Low Output | Architectural Flood and Spot Luminaires | Standard | FALSE | [9 empty] | 42793 | Not Dimmable | Not Dimmable | No |  | 4.1 | 3124 | 99 | 31.55 | 19.75 | 0.9036 | 5000 | 73.6
P2CV5AQX | Shenzhen Luxman Light Co.Ltd | Luxman | LX-FL50W-YT (5000K) | Outdoor Luminaires | Low Output | Architectural Flood and Spot Luminaires | Standard | FALSE | [9 empty] | 42793 | Not Dimmable | Not Dimmable | No |  | 4.1 | 4926.4 | 98.95 | 49.79 | 15.95 | 0.945 | 5000 | 73.6
PZ8M75D1 | Shenzhen Luxman Light Co.Ltd | Luxman | LX-FL100W-YT (5000K) | Outdoor Luminaires | High Output | Architectural Flood and Spot Luminaires | Standard | FALSE | [9 empty] | 42793 | Not Dimmable | Not Dimmable | No |  | 4.1 | 9953.9 | 99.61 | 99.93 | 14.97 | 0.9119 | 5000 | 73.4
PB3MGXVE | Shenzhen Luxman Light Co.Ltd | Luxman | LX-FL80W-YT (5000K) | Outdoor Luminaires | Mid Output | Architectural Flood and Spot Luminaires | Standard | FALSE | [9 empty] | 42793 | Not Dimmable | Not Dimmable | No |  | 4.1 | 7834.4 | 97.75 | 80.15 | 17.69 | 0.9048 | 5000 | 73.3
P77R1YJS | Shenzhen Luxman Light Co.Ltd | Luxman | LX-FL210W-YT (5000K) | Outdoor Luminaires | High Output | Architectural Flood and Spot Luminaires | Standard | FALSE | [9 empty] | 42793 | Not Dimmable | Not Dimmable | No |  | 4.1 | 21667 | 101.6 | 213.3 | 15.36 | 0.9226 | 5000 | 74
P75X7V28 | Shenzhen Luxman Light Co.Ltd | Luxman | LX-FL140W-YT (4500K) | Outdoor Luminaires | High Output | Architectural Flood and Spot Luminaires | Standard | FALSE | [9 empty] | 42793 | Not Dimmable | Not Dimmable | No |  | 4.1 | 14476 | 104.31 | 138.8 | 15.35 | 0.9051 | 4500 | 73.7
P7DXHD2J | Shenzhen Luxman Light Co.Ltd | Luxman | LX-FL30W-YT (4500K) | Outdoor Luminaires | Low Output | Architectural Flood and Spot Luminaires | Standard | FALSE | [9 empty] | 42793 | Not Dimmable | Not Dimmable | No |  | 4.1 | 3124 | 99 | 31.55 | 19.75 | 0.9036 | 4500 | 73.6
PKFRF79E | Shenzhen Luxman Light Co.Ltd | Luxman | LX-FL50W-YT (4500K) | Outdoor Luminaires | Low Output | Architectural Flood and Spot Luminaires | Standard | FALSE | [9 empty] | 42793 | Not Dimmable | Not Dimmable | No |  | 4.1 | 4926.4 | 98.95 | 49.79 | 15.95 | 0.945 | 4500 | 73.6
PNZ3CC3F | Shenzhen Luxman Light Co.Ltd | Luxman | LX-FL100W-YT (4500K) | Outdoor Luminaires | High Output | Architectural Flood and Spot Luminaires | Standard | FALSE | [9 empty] | 42793 | Not Dimmable | Not Dimmable | No |  | 4.1 | 9953.9 | 99.61 | 99.93 | 14.97 | 0.9119 | 4500 | 73.4
PXWNPBKG | Shenzhen Luxman Light Co.Ltd | Luxman | LX-FL80W-YT (4500K) | Outdoor Luminaires | Mid Output | Architectural Flood and Spot Luminaires | Standard | FALSE | [9 empty] | 42793 | Not Dimmable | Not Dimmable | No |  | 4.1 | 7834.4 | 97.75 | 80.15 | 17.69 | 0.9048 | 4500 | 73.3
P9UHGRCM | Shenzhen Luxman Light Co.Ltd | Luxman | LX-FL210W-YT (4500K) | Outdoor Luminaires | High Output | Architectural Flood and Spot Luminaires | Standard | FALSE | [9 empty] | 42793 | Not Dimmable | Not Dimmable | No |  | 4.1 | 21667 | 101.6 | 213.3 | 15.36 | 0.9226 | 4500 | 74
P5CGY6MP | Shenzhen Luxman Light Co.Ltd | Luxman | LX-FL140W-YT (4000K) | Outdoor Luminaires | High Output | Architectural Flood and Spot Luminaires | Standard | FALSE | [9 empty] | 42793 | Not Dimmable | Not Dimmable | No |  | 4.1 | 14476 | 104.31 | 138.8 | 15.35 | 0.9051 | 4000 | 73.7
P7U9DG4G | Shenzhen Luxman Light Co.Ltd | Luxman | LX-FL30W-YT (4000K) | Outdoor Luminaires | Low Output | Architectural Flood and Spot Luminaires | Standard | FALSE | [9 empty] | 42793 | Not Dimmable | Not Dimmable | No |  | 4.1 | 3124 | 99 | 31.55 | 19.75 | 0.9036 | 4000 | 73.6
PQY2TPCC | Shenzhen Luxman Light Co.Ltd | Luxman | LX-FL50W-YT (4000K) | Outdoor Luminaires | Low Output | Architectural Flood and Spot Luminaires | Standard | FALSE | [9 empty] | 42793 | Not Dimmable | Not Dimmable | No |  | 4.1 | 4926.4 | 98.95 | 49.79 | 15.95 | 0.945 | 4000 | 73.6
PAJXGAEC | Shenzhen Luxman Light Co.Ltd | Luxman | LX-FL100W-YT (4000K) | Outdoor Luminaires | High Output | Architectural Flood and Spot Luminaires | Standard | FALSE | [9 empty] | 42793 | Not Dimmable | Not Dimmable | No |  | 4.1 | 9953.9 | 99.61 | 99.93 | 14.97 | 0.9119 | 4000 | 73.4
P1UCAWX2 | Shenzhen Luxman Light Co.Ltd | Luxman | LX-FL80W-YT (4000K) | Outdoor Luminaires | Mid Output | Architectural Flood and Spot Luminaires | Standard | FALSE | [9 empty] | 42793 | Not Dimmable | Not Dimmable | No |  | 4.1 | 7834.4 | 97.75 | 80.15 | 17.69 | 0.9048 | 4000 | 73.3
PK86K6V3 | Shenzhen Luxman Light Co.Ltd | Luxman | LX-FL210W-YT (4000K) | Outdoor Luminaires | High Output | Architectural Flood and Spot Luminaires | Standard | FALSE | [9 empty] | 42793 | Not Dimmable | Not Dimmable | No |  | 4.1 | 21667 | 101.6 | 213.3 | 15.36 | 0.9226 | 4000 | 74
PVTRXWVU | Shenzhen Luxman Light Co.Ltd | Luxman | LX-FL140W-YT (3500K) | Outdoor Luminaires | High Output | Architectural Flood and Spot Luminaires | Standard | FALSE | [9 empty] | 42793 | Not Dimmable | Not Dimmable | No |  | 4.1 | 14476 | 104.31 | 138.8 | 15.35 | 0.9051 | 3500 | 73.7
PDFAKWYG | Shenzhen Luxman Light Co.Ltd | Luxman | LX-FL30W-YT (3500K) | Outdoor Luminaires | Low Output | Architectural Flood and Spot Luminaires | Standard | FALSE | [9 empty] | 42793 | Not Dimmable | Not Dimmable | No |  | 4.1 | 3124 | 99 | 31.55 | 19.75 | 0.9036 | 3500 | 73.6
PUZGGQS8 | Shenzhen Luxman Light Co.Ltd | Luxman | LX-FL50W-YT (3500K) | Outdoor Luminaires | Low Output | Architectural Flood and Spot Luminaires | Standard | FALSE | [9 empty] | 42793 | Not Dimmable | Not Dimmable | No |  | 4.1 | 4926.4 | 98.95 | 49.79 | 15.95 | 0.945 | 3500 | 73.6
PC6FV3ZT | Shenzhen Luxman Light Co.Ltd | Luxman | LX-FL100W-YT (3500K) | Outdoor Luminaires | High Output | Architectural Flood and Spot Luminaires | Standard | FALSE | [9 empty] | 42793 | Not Dimmable | Not Dimmable | No |  | 4.1 | 9953.9 | 99.61 | 99.93 | 14.97 | 0.9119 | 3500 | 73.4
PDFA9ZY8 | Shenzhen Luxman Light Co.Ltd | Luxman | LX-FL80W-YT (3500K) | Outdoor Luminaires | Mid Output | Architectural Flood and Spot Luminaires | Standard | FALSE | [9 empty] | 42793 | Not Dimmable | Not Dimmable | No |  | 4.1 | 7834.4 | 97.75 | 80.15 | 17.69 | 0.9048 | 3500 | 73.3
PP6XZQV8 | Shenzhen Luxman Light Co.Ltd | Luxman | LX-FL210W-YT (3500K) | Outdoor Luminaires | High Output | Architectural Flood and Spot Luminaires | Standard | FALSE | [9 empty] | 42793 | Not Dimmable | Not Dimmable | No |  | 4.1 | 21667 | 101.6 | 213.3 | 15.36 | 0.9226 | 3500 | 74
PNQAH4YA | Shenzhen Minglight Co. Ltd | Minglight | ML-FL30W-30-X | Outdoor Luminaires | Low Output | Architectural Flood and Spot Luminaires | Standard | TRUE | 2830.94 | 94.02 | 30.11 | 18.2 | 0.916 | 2979 | 83 | 5 | 50000 | 42793 | Not Dimmable | Not Dimmable | No |  | 4.1 | 2922.17 | 94.81 | 30.82 | 18.2 | 0.92 | 2979 | 83
PDK9UW6R | Shenzhen Minglight Co. Ltd | Minglight | ML-FL30W-57-X | Outdoor Luminaires | Low Output | Architectural Flood and Spot Luminaires | Standard | FALSE | [9 empty] | 42793 | Not Dimmable | Not Dimmable | No |  | 4.1 | 3051.9 | 98.77 | 30.9 | 19.8 | 0.93 | 5448 | 83.3
PMWKBSSS | Shenzhen Minglight Co. Ltd | Minglight | ML-FL30W-50-X | Outdoor Luminaires | Low Output | Architectural Flood and Spot Luminaires | Standard | FALSE | [9 empty] | 42793 | Not Dimmable | Not Dimmable | No |  | 4.1 | 2922.17 | 94.81 | 30.82 | 18.2 | 0.92 | 5000 | 83
PUAAAZHY | Shenzhen Minglight Co. Ltd | Minglight | ML-FL30W-45-X | Outdoor Luminaires | Low Output | Architectural Flood and Spot Luminaires | Standard | FALSE | [9 empty] | 42793 | Not Dimmable | Not Dimmable | No |  | 4.1 | 2922.17 | 94.81 | 30.82 | 18.2 | 0.92 | 4500 | 83
P54BDT5R | Shenzhen Minglight Co. Ltd | Minglight | ML-FL30W-40-X | Outdoor Luminaires | Low Output | Architectural Flood and Spot Luminaires | Standard | FALSE | [9 empty] | 42793 | Not Dimmable | Not Dimmable | No |  | 4.1 | 2922.17 | 94.81 | 30.82 | 18.2 | 0.92 | 4000 | 83
PRGA888H | Shenzhen Minglight Co. Ltd | Minglight | ML-FL30W-35-X | Outdoor Luminaires | Low Output | Architectural Flood and Spot Luminaires | Standard | FALSE | [9 empty] | 42793 | Not Dimmable | Not Dimmable | No |  | 4.1 | 2922.17 | 94.81 | 30.82 | 18.2 | 0.92 | 3500 | 83
P66G47SU | Shenzhen Minglight Co. Ltd | Minglight | ML-FL50W-30-X | Outdoor Luminaires | Mid Output | Architectural Flood and Spot Luminaires | Standard | TRUE | 5459.056 | 106.166 | 51.42 | 17.7 | 0.921 | 2999 | 82.8 | 5 | 50000 | 42793 | Not Dimmable | Not Dimmable | No |  | 4.1 | 5459.06 | 106.17 | 51.42 | 17.7 | 0.92 | 2999 | 82.8
PA3PP277 | Shenzhen Minglight Co. Ltd | Minglight | ML-FL50W-57-X | Outdoor Luminaires | Mid Output | Architectural Flood and Spot Luminaires | Standard | FALSE | [9 empty] | 42793 | Not Dimmable | Not Dimmable | No |  | 4.1 | 6046.88 | 111.57 | 54.2 | 19.2 | 0.93 | 5550 | 83.7
PWFZ1X9F | Shenzhen Minglight Co. Ltd | Minglight | ML-FL50W-50-X | Outdoor Luminaires | Mid Output | Architectural Flood and Spot Luminaires | Standard | FALSE | [9 empty] | 42793 | Not Dimmable | Not Dimmable | No |  | 4.1 | 5459.06 | 106.17 | 51.42 | 17.7 | 0.92 | 5000 | 82.8
PEFQ5Z5R | Shenzhen Minglight Co. Ltd | Minglight | ML-FL50W-45-X | Outdoor Luminaires | Mid Output | Architectural Flood and Spot Luminaires | Standard | FALSE | [9 empty] | 42793 | Not Dimmable | Not Dimmable | No |  | 4.1 | 5459.06 | 106.17 | 51.42 | 17.7 | 0.92 | 4500 | 82.8
P3BWSYJZ | Shenzhen Minglight Co. Ltd | Minglight | ML-FL50W-40-X | Outdoor Luminaires | Mid Output | Architectural Flood and Spot Luminaires | Standard | FALSE | [9 empty] | 42793 | Not Dimmable | Not Dimmable | No |  | 4.1 | 5459.06 | 106.17 | 51.42 | 17.7 | 0.92 | 4000 | 82.8
PBW4UCJE | Shenzhen Minglight Co. Ltd | Minglight | ML-FL50W-35-X | Outdoor Luminaires | Mid Output | Architectural Flood and Spot Luminaires | Standard | FALSE | [9 empty] | 42793 | Not Dimmable | Not Dimmable | No |  | 4.1 | 5459.06 | 106.17 | 51.42 | 17.7 | 0.92 | 3500 | 82.8
PHSAGSE7 | Mester LED Limited | MESTER | FD250W[27V48V]40KB[BDWSG][BlankP3P4]B77[TRSPWM] | Outdoor Luminaires | Very High Output | Architectural Flood and Spot Luminaires | Standard | TRUE | 35055.4 | 138.21 | 253.6 | 6.9 | 0.9686 | 4003 | 73.9 | 5 | 50000 | 42790 | Dimmable | Continuous Below 10 | Yes |  | 4.1 | 35000 | 140 | 250 | 7 | 0.9 | 4000 | 70
PZVPZ9E2 | Mester LED Limited | MESTER | FD250W[27V48V]50KB[BDWSG][BlankP3P4]B77[TRSPWM] | Outdoor Luminaires | Very High Output | Architectural Flood and Spot Luminaires | Standard | FALSE | [9 empty] | 42790 | Dimmable | Continuous Below 10 | Yes |  | 4.1 | 36500 | 146 | 250 | 7 | 0.9 | 5000 | 70
PJXPV7BN | Mester LED Limited | MESTER | FD300W[27V48V]30KB[BDWSG][BlankP3P4]B77[TRSPWM] | Outdoor Luminaires | Very High Output | Architectural Flood and Spot Luminaires | Standard | TRUE | 37855 | 129.73 | 291.8 | 6.37 | 0.9656 | 3033 | 74.4 | 5 | 50000 | 42790 | Dimmable | Continuous Below 10 | Yes |  | 4.1 | 38000 | 127 | 300 | 6 | 0.9 | 3000 | 70
PM1HX6NX | Mester LED Limited | MESTER | FD300W[27V48V]50KB[BDWSG][BlankP3P4]B77[TRSPWM] | Outdoor Luminaires | Very High Output | Architectural Flood and Spot Luminaires | Standard | FALSE | [9 empty] | 42790 | Dimmable | Continuous Below 10 | Yes |  | 4.1 | 40000 | 133 | 300 | 6 | 0.9 | 5000 | 70
PVAVGGET | Mester LED Limited | MESTER | FD300W[27V48V]40KB[BDWSG][BlankP3P4]B77[TRSPWM] | Outdoor Luminaires | Very High Output | Architectural Flood and Spot Luminaires | Standard | FALSE | [9 empty] | 42790 | Dimmable | Continuous Below 10 | Yes |  | 4.1 | 40000 | 133 | 300 | 6 | 0.9 | 4000 | 70
PXRPNWXH | Mester LED Limited | MESTER | FD300W[27V48V]35KB[BDWSG][BlankP3P4]B77[TRSPWM] | Outdoor Luminaires | Very High Output | Architectural Flood and Spot Luminaires | Standard | FALSE | [9 empty] | 42790 | Dimmable | Continuous Below 10 | Yes |  | 4.1 | 38000 | 127 | 300 | 6 | 0.9 | 3500 | 70
PN14713M | ESL Vision LLC | ESL Vision | ESL-MFL-30W-130-YY | Outdoor Luminaires | Low Output | Architectural Flood and Spot Luminaires | Standard | TRUE | 2693.3 | 95 | 28.35 | 12.84 | 0.967 | 2992 | 73.4 | 5 | 50000 | 42789 | Not Yet Verified | Not Yet Verified | NotYetVerified |  | 4.1 | 2700 | 90 | 30 | 20 | 0.9 | 3000 | 70
P9NR4XTF | ESL Vision LLC | ESL Vision | ESL-MFL-15W-130-YY | Outdoor Luminaires | Low Output | Architectural Flood and Spot Luminaires | Standard | TRUE | 1373.2 | 93.41 | 14.7 | 10.05 | 0.959 | 2977 | 73.5 | 5 | 50000 | 42789 | Not Yet Verified | Not Yet Verified | NotYetVerified |  | 4.1 | 1370 | 91 | 15 | 20 | 0.9 | 3000 | 70
PMVWM3VR | ESL Vision LLC | ESL Vision | ESL-MFL-30W-150-YY | Outdoor Luminaires | Low Output | Architectural Flood and Spot Luminaires | Standard | FALSE | [9 empty] | 42789 | Not Yet Verified | Not Yet Verified | NotYetVerified |  | 4.1 | 3000 | 100 | 30 | 20 | 0.9 | 5000 | 70
P24DE22K | ESL Vision LLC | ESL Vision | ESL-MFL-15W-150-YY | Outdoor Luminaires | Low Output | Architectural Flood and Spot Luminaires | Standard | FALSE | [9 empty] | 42789 | Not Yet Verified | Not Yet Verified | NotYetVerified |  | 4.1 | 1500 | 100 | 15 | 20 | 0.9 | 5000 | 70
PK1ZUVR3 | ESL Vision LLC | ESL Vision | ESL-MFL-30W-140-YY | Outdoor Luminaires | Low Output | Architectural Flood and Spot Luminaires | Standard | FALSE | [9 empty] | 42789 | Not Yet Verified | Not Yet Verified | NotYetVerified |  | 4.1 | 3000 | 100 | 30 | 20 | 0.9 | 4000 | 70
PWZUTNYW | ESL Vision LLC | ESL Vision | ESL-MFL-15W-140-YY | Outdoor Luminaires | Low Output | Architectural Flood and Spot Luminaires | Standard | FALSE | [9 empty] | 42789 | Not Yet Verified | Not Yet Verified | NotYetVerified |  | 4.1 | 1500 | 100 | 15 | 20 | 0.9 | 4000 | 70
P2JB5S4G | Ledsion Lighting Technology CO.LTD | LEDSION | LS-FLCN10W | Outdoor Luminaires | Low Output | Architectural Flood and Spot Luminaires | Standard | TRUE | 1107 | 127.5 | 8.7 | 21.1 | 0.898 | 5112 | 74.1 | 5 | 50000 | 42789 | Not Dimmable | Not Dimmable | No |  | 4.1 | 1000 | 100 | 10 | 15 | 0.9 | 5000 | 70
PTYKFKDG | Ledsion Lighting Technology CO.LTD | LEDSION | LS-FLCN20W | Outdoor Luminaires | Low Output | Architectural Flood and Spot Luminaires | Standard | TRUE | 2521 | 127.99 | 19.7 | 17.6 | 0.953 | 5117 | 72.9 | 5 | 50000 | 42789 | Not Dimmable | Not Dimmable | NotDimmable |  | 4.1 | 2000 | 100 | 20 | 15 | 0.9 | 5000 | 70
PSBKR5CA | Ledsion Lighting Technology CO.LTD | LEDSION | LS-FLCN30W | Outdoor Luminaires | Low Output | Architectural Flood and Spot Luminaires | Standard | TRUE | 3242 | 110.84 | 29.3 | 11.4 | 0.938 | 4983 | 81.4 | 5 | 50000 | 42789 | Not Dimmable | Not Dimmable | No |  | 4.1 | 3000 | 100 | 30 | 15 | 0.9 | 5000 | 70
P7WKDK1G | Ledsion Lighting Technology CO.LTD | LEDSION | LS-FLCN50W | Outdoor Luminaires | Mid Output | Architectural Flood and Spot Luminaires | Standard | TRUE | 5227 | 102.35 | 51.1 | 10.7 | 0.952 | 5070 | 82.1 | 5 | 50000 | 42789 | Not Dimmable | Not Dimmable | No |  | 4.1 | 5000 | 100 | 50 | 15 | 0.9 | 5000 | 70
PY9QZJHT | Ledsion Lighting Technology CO.LTD | LEDSION | LS-FLCN100W | Outdoor Luminaires | High Output | Architectural Flood and Spot Luminaires | Standard | TRUE | 10226.2 | 102.49 | 99.78 | 14.9 | 0.933 | 5299 | 74.9 | 5 | 50000 | 42789 | Not Dimmable | Not Dimmable | No |  | 4.1 | 10000 | 100 | 100 | 15 | 0.9 | 5000 | 70
PKMUMA6A | Ledsion Lighting Technology CO.LTD | LEDSION | LS-FLCN80W | Outdoor Luminaires | Mid Output | Architectural Flood and Spot Luminaires | Standard | TRUE | 8711.43 | 114.79 | 75.89 | 15 | 0.904 | 5240 | 74.1 | 5 | 50000 | 42789 | Not Dimmable | Not Dimmable | No |  | 4.1 | 8000 | 100 | 80 | 15 | 0.9 | 5000 | 70
P248VQGP | Ledsion Lighting Technology CO.LTD | LEDSION | LS-FLCN150W | Outdoor Luminaires | High Output | Architectural Flood and Spot Luminaires | Standard | TRUE | 14456 | 98.16 | 147.3 | 8.9 | 0.942 | 5267 | 75.2 | 5 | 50000 | 42789 | Not Dimmable | Not Dimmable | No |  | 4.1 | 15000 | 100 | 150 | 15 | 0.9 | 5000 | 70
PB1VUQHB | Teslights LLC | Teslights | FLAP200M160C50 | Outdoor Luminaires | Very High Output | Architectural Flood and Spot Luminaires | Premium | TRUE | 30888 | 157.35 | 196.3 | 12.57 | 0.9317 | 5135 | 81.9 | 5 |  | 42787 |  |  | No |  | 4.1 | 30888 | 157.35 | 196.3 | 12.57 | 0.93 | 5000 | 81.9
PVEVV232 | RC Lighting | RC Lighting | FXLED78[TSF] [blank.W]/347/[PCT3 7PRS 7PRS/PCT3] RCL | Outdoor Luminaires | Mid Output | Architectural Flood and Spot Luminaires | Premium | TRUE | 9559 | 126.3 | 75.7 | 14.1 | 0.937 | 4956 | 71 | 5 | 50000 | 42787 |  |  | Yes |  | 4.1 | 9879 | 125.6 | 78.27 | 12.36 | 0.99 | 5045 | 72
PHY49RRF | RC Lighting | RC Lighting | FXLED78[TSF]Y [blank.W]/347/[PCT3 7PRS 7PRS/PCT3] RCL | Outdoor Luminaires | Mid Output | Architectural Flood and Spot Luminaires | Premium | TRUE | 9516 | 124.9 | 76.2 | 13.8 | 0.936 | 3132 | 71 | 5 | 50000 | 42787 |  |  | Yes |  | 4.1 | 9834 | 124.2 | 78.8 | 12.1 | 0.99 | 3133 | 71
PZJBFSCH | RC Lighting | RC Lighting | FXLED125[TSF] [blank.W]/347/[PCT3 7PRS 7PRS/PCT3] RCL | Outdoor Luminaires | High Output | Architectural Flood and Spot Luminaires | Premium | FALSE | [9 empty] | 42787 |  |  | Yes |  | 4.1 | 17148 | 130.5 | 131.4 | 8.1 | 0.99 | 5045 | 72
PW2B2GQX | RC Lighting | RC Lighting | FXLED105[TSF] [blank.W]/347/[PCT3 7PRS 7PRS/PCT3] RCL | Outdoor Luminaires | High Output | Architectural Flood and Spot Luminaires | Premium | FALSE | [9 empty] | 42787 |  |  | Yes |  | 4.1 | 13757.07 | 131.04 | 104.98 | 8.1 | 0.97 | 5045 | 72
PMWPP7UK | RC Lighting | RC Lighting | FXLED78[TSF]N [blank.W]/347/[PCT3 7PRS 7PRS/PCT3] RCL | Outdoor Luminaires | High Output | Architectural Flood and Spot Luminaires | Premium | FALSE | [9 empty] | 42787 |  |  | Yes |  | 4.1 | 10042 | 125.9 | 79.33 | 12.36 | 1 | 4051 | 71
PC72GSV9 | RC Lighting | RC Lighting | FXLED125[TSF]N [blank.W]/347/[PCT3 7PRS 7PRS/PCT3] RCL | Outdoor Luminaires | High Output | Architectural Flood and Spot Luminaires | Premium | FALSE | [9 empty] | 42787 |  |  | Yes |  | 4.1 | 17571 | 132.69 | 132.42 | 8.1 | 0.99 | 4051 | 71
PTASCJSB | RC Lighting | RC Lighting | FXLED105[TSF]N [blank.W]/347/[PCT3 7PRS 7PRS/PCT3] RCL | Outdoor Luminaires | High Output | Architectural Flood and Spot Luminaires | Premium | FALSE | [9 empty] | 42787 |  |  | Yes |  | 4.1 | 14096 | 133.23 | 105.8 | 8.1 | 0.97 | 4051 | 71
PNU3UPE4 | RC Lighting | RC Lighting | FXLED125[TSF]Y [blank.W]/347/[PCT3 7PRS 7PRS/PCT3] RCL | Outdoor Luminaires | High Output | Architectural Flood and Spot Luminaires | Premium | FALSE | [9 empty] | 42787 |  |  | Yes |  | 4.1 | 16700 | 127.76 | 130.72 | 8.1 | 0.99 | 3133 | 71
P5G7V6RD | RC Lighting | RC Lighting | FXLED105[TSF]Y [blank.W]/347/[PCT3 7PRS 7PRS/PCT3] RCL | Outdoor Luminaires | High Output | Architectural Flood and Spot Luminaires | Premium | FALSE | [9 empty] | 42787 |  |  | Yes |  | 4.1 | 13397.16 | 128.28 | 104.44 | 8.1 | 0.97 | 3133 | 71
PSWJW7KK | NJZ Lighting Technology Co Ltd | NJZ | NJZ-FEL-C-150-V0[1 or 4]-RZ-120Â°-1 | Outdoor Luminaires | High Output | Architectural Flood and Spot Luminaires | Standard | TRUE | 17518.77 | 120.22 | 145.72 | 11 | 0.9303 | 5183 | 70.24 | 5 | 50000 | 42781 |  |  | No |  | 4.1 | 19500 | 130 | 150 | 0.11 | 0.95 | 5000 | 70
PZHK4FDY | NJZ Lighting Technology Co Ltd | NJZ | NJZ-FEL-C-080-V0[1 or 4]-RZ-120Â°-1 | Outdoor Luminaires | High Output | Architectural Flood and Spot Luminaires | Standard | TRUE | 9239.175 | 125.72 | 73.491 | 17.7 | 0.9052 | 5032 | 70.29 | 5 | 50000 | 42781 |  |  | No |  | 4.1 | 10400 | 130 | 80 | 0.1 | 0.95 | 5000 | 70
PW7BJWJ8 | NJZ Lighting Technology Co Ltd | NJZ | NJZ-FEL-C-100-V0[1 or 4]-RZ-120Â°-1 | Outdoor Luminaires | High Output | Architectural Flood and Spot Luminaires | Standard | FALSE | [9 empty] | 42781 |  |  | No |  | 4.1 | 13000 | 130 | 100 | 0.08 | 0.95 | 5000 | 70
PYPBCKK6 | NJZ Lighting Technology Co Ltd | NJZ | NJZ-FEL-C-150-V0[1 or 4]-RZ-60Â°-1 | Outdoor Luminaires | High Output | Architectural Flood and Spot Luminaires | Standard | FALSE | [9 empty] | 42781 |  |  | No |  | 4.1 | 19500 | 130 | 150 | 0.11 | 0.95 | 5000 | 70
P6U72D4P | NJZ Lighting Technology Co Ltd | NJZ | NJZ-FEL-C-080-V0[1 or 4]-RZ-60Â°-1 | Outdoor Luminaires | High Output | Architectural Flood and Spot Luminaires | Standard | FALSE | [9 empty] | 42781 |  |  | No |  | 4.1 | 10400 | 130 | 80 | 0.1 | 0.95 | 5000 | 70
PQE1V26C | NJZ Lighting Technology Co Ltd | NJZ | NJZ-FEL-C-100-V0[1 or 4]-RZ-60Â°-1 | Outdoor Luminaires | High Output | Architectural Flood and Spot Luminaires | Standard | FALSE | [9 empty] | 42781 |  |  | No |  | 4.1 | 13000 | 130 | 100 | 0.08 | 0.95 | 5000 | 70
PFSDH824 | NJZ Lighting Technology Co Ltd | NJZ | NJZ-FEL-C-150-V0[1 or 4]-RZ-25Â°-1 | Outdoor Luminaires | High Output | Architectural Flood and Spot Luminaires | Standard | FALSE | [9 empty] | 42781 |  |  | No |  | 4.1 | 19500 | 130 | 150 | 0.11 | 0.95 | 5000 | 70
P87DUQRU | NJZ Lighting Technology Co Ltd | NJZ | NJZ-FEL-C-080-V0[1 or 4]-RZ-25Â°-1 | Outdoor Luminaires | High Output | Architectural Flood and Spot Luminaires | Standard | FALSE | [9 empty] | 42781 |  |  | No |  | 4.1 | 10400 | 130 | 80 | 0.1 | 0.95 | 5000 | 70
P6CH4K4F | NJZ Lighting Technology Co Ltd | NJZ | NJZ-FEL-C-100-V0[1 or 4]-RZ-25Â°-1 | Outdoor Luminaires | High Output | Architectural Flood and Spot Luminaires | Standard | FALSE | [9 empty] | 42781 |  |  | No |  | 4.1 | 13000 | 130 | 100 | 0.08 | 0.95 | 5000 | 70
PW2FCWRV | Teslights LLC | Teslights | FLAP050M150C50 | Outdoor Luminaires | Mid Output | Architectural Flood and Spot Luminaires | Premium | TRUE | 6997.3 | 143.68 | 48.7 | 17.65 | 0.9411 | 5198 | 82 | 5 |  | 42781 |  |  | No |  | 4.1 | 7024.1 | 143.97 | 48.79 | 17.65 | 0.94 | 5000 | 82
PC1GG4MK | Teslights LLC | Teslights | FLAP150M160C50 | Outdoor Luminaires | High Output | Architectural Flood and Spot Luminaires | Premium | TRUE | 24739 | 154.52 | 160.1 | 14.39 | 0.9346 | 5206 | 82.1 | 5 |  | 42781 |  |  | No |  | 4.1 | 24739 | 154.52 | 160.1 | 14.39 | 0.93 | 5000 | 82.1
PWH5JHV6 | Teslights LLC | Teslights | FLAP100M150C50 | Outdoor Luminaires | High Output | Architectural Flood and Spot Luminaires | Premium | TRUE | 14982 | 145.88 | 102.7 | 14.3 | 0.9314 | 5227 | 82.2 | 5 |  | 42781 |  |  | No |  | 4.1 | 14982 | 145.88 | 102.7 | 14.3 | 0.93 | 5000 | 82.2
P9XRFXMF | Ampco Lighting Ltd | Ampco | LFWW-29-4 | Outdoor Luminaires | Low Output | Architectural Flood and Spot Luminaires | Standard | TRUE | 3268.199 | 109.745 | 29.78 | 14.92 | 0.9158 | 4109 | 70.3 | 5 | 50000 | 42781 |  |  | No |  | 4.1 | 3260 | 112.4 | 29 | 20 | 0.9 | 4000 | 70
P56H84CV | Ampco Lighting Ltd | Ampco | LFWW-50-4 | Outdoor Luminaires | Mid Output | Architectural Flood and Spot Luminaires | Standard | TRUE | 5508.787 | 110.198 | 49.99 | 23.5 | 0.888 | 3989 | 71.2 | 5 | 50000 | 42781 |  |  | No |  | 4.1 | 5500 | 110 | 50 | 20 | 0.9 | 4000 | 70
PJRCKKVF | Ampco Lighting Ltd | Ampco | LFWW-50-5 | Outdoor Luminaires | Mid Output | Architectural Flood and Spot Luminaires | Standard | FALSE | [9 empty] | 42781 |  |  | No |  | 4.1 | 5500 | 110 | 50 | 20 | 0.9 | 5000 | 70
PFCR2AZ6 | Ampco Lighting Ltd | Ampco | LFWW-29-5 | Outdoor Luminaires | Low Output | Architectural Flood and Spot Luminaires | Standard | FALSE | [9 empty] | 42781 |  |  | No |  | 4.1 | 3260 | 112.4 | 29 | 20 | 0.9 | 5000 | 70
P6V3UACC | US LED | QubeFlood | QF4-x-UNV[LH]-5-50-150 | Outdoor Luminaires | High Output | Architectural Flood and Spot Luminaires | Premium | TRUE | 16306 | 116.7 | 139.7 | 5.1 | 0.98 | 4950 | 73 | 5 | 50000 | 42776 |  |  | No |  | 4.1 | 16109 | 116.5 | 138.6 | 8 | 0.98 | 5032 | 72
PY42793N | US LED | QubeFlood | QF4-x-UNVL-2-50-150 | Outdoor Luminaires | High Output | Architectural Flood and Spot Luminaires | Standard | TRUE | 16109 | 115.1 | 140 | 4.8 | 0.98 | 5020 | 73 | 5 | 50000 | 42776 |  |  | No |  | 4.1 | 16109 | 115.1 | 140 | 4.8 | 0.98 | 5020 | 73
PQQCZR3B | US LED | QubeFlood | QF4-x-UNV[LH]-12-50-150 | Outdoor Luminaires | High Output | Architectural Flood and Spot Luminaires | Premium | TRUE | 17008 | 121.5 | 140 | 4.7 | 0.98 | 4940 | 73 | 5 | 50000 | 42776 |  |  | No |  | 4.1 | 16636 | 119.3 | 139.8 | 6 | 0.98 | 5084 | 72
PV7XRKPK | US LED | QubeFlood | QF4-x-UNV[LH]-5-50-65 | Outdoor Luminaires | Mid Output | Architectural Flood and Spot Luminaires | Premium | TRUE | 8137 | 133.8 | 60.8 | 14.9 | 0.91 | 4840 | 73 | 5 | 50000 | 42776 |  |  | No |  | 4.1 | 8137 | 133.8 | 60.8 | 14.9 | 0.91 | 4840 | 73
PDV4SS6T | US LED | QubeFlood | QF4-x-UNVH-2-50-150 | Outdoor Luminaires | High Output | Architectural Flood and Spot Luminaires | Premium | FALSE | [9 empty] | 42776 |  |  | No |  | 4.1 | 16780 | 120 | 140.4 | 7 | 0.98 | 5079 | 72
PV2HGRPF | US LED | QubeFlood | QF4-x-UNV[LH]-12-50-80 | Outdoor Luminaires | Mid Output | Architectural Flood and Spot Luminaires | Premium | FALSE | [9 empty] | 42776 |  |  | No |  | 4.1 | 9634 | 132 | 73.25 | 13 | 0.97 | 5035 | 71
PVDW2YS9 | US LED | QubeFlood | QF4-x-UNV[LH]-12-50-100 | Outdoor Luminaires | High Output | Architectural Flood and Spot Luminaires | Premium | FALSE | [9 empty] | 42776 |  |  | No |  | 4.1 | 11752 | 127 | 92.78 | 11 | 0.98 | 5035 | 71
PBYF8W1J | US LED | QubeFlood | QF4-x-UNV[LH]-12-50-120 | Outdoor Luminaires | High Output | Architectural Flood and Spot Luminaires | Premium | FALSE | [9 empty] | 42776 |  |  | No |  | 4.1 | 13758 | 122 | 112.8 | 9 | 0.98 | 5035 | 71
PDXD9B1U | US LED | QubeFlood | QF4-x-UNV[LH]-12-50-140 | Outdoor Luminaires | High Output | Architectural Flood and Spot Luminaires | Premium | FALSE | [9 empty] | 42776 |  |  | No |  | 4.1 | 15872 | 120 | 131.77 | 7 | 0.98 | 5035 | 71
PW8EVGXP | US LED | QubeFlood | QF4-x-UNV[LH]-2-50-80 | Outdoor Luminaires | Mid Output | Architectural Flood and Spot Luminaires | Premium | FALSE | [9 empty] | 42776 |  |  | No |  | 4.1 | 9306 | 127 | 73.25 | 14 | 0.95 | 4990 | 72
PP4EU5WQ | US LED | QubeFlood | QF4-x-UNV[LH]-2-50-100 | Outdoor Luminaires | High Output | Architectural Flood and Spot Luminaires | Premium | FALSE | [9 empty] | 42776 |  |  | No |  | 4.1 | 11352 | 122 | 92.78 | 12 | 0.96 | 4990 | 72
P61NN6PE | US LED | QubeFlood | QF4-x-UNV[LH]-2-50-120 | Outdoor Luminaires | High Output | Architectural Flood and Spot Luminaires | Premium | FALSE | [9 empty] | 42776 |  |  | No |  | 4.1 | 13316 | 118 | 112.8 | 10 | 0.97 | 4990 | 72
PYTCHY83 | US LED | QubeFlood | QF4-x-UNV[LH]-2-50-140 | Outdoor Luminaires | High Output | Architectural Flood and Spot Luminaires | Premium | FALSE | [9 empty] | 42776 |  |  | No |  | 4.1 | 15426 | 117 | 131.77 | 9 | 0.97 | 4990 | 72
PJVWDEHN | US LED | QubeFlood | QF4-x-UNV[LH]-12-50-65 | Outdoor Luminaires | Mid Output | Architectural Flood and Spot Luminaires | Premium | FALSE | [9 empty] | 42776 |  |  | No |  | 4.1 | 8419 | 134.1 | 62.9 | 16 | 0.91 | 4966 | 71
P653VNNB | US LED | QubeFlood | QF4-x-UNV[LH]-2-50-65 | Outdoor Luminaires | Mid Output | Architectural Flood and Spot Luminaires | Premium | FALSE | [9 empty] | 42776 |  |  | No |  | 4.1 | 8470 | 135.9 | 62.48 | 16 | 0.91 | 4964 | 71
PMCJXYXX | US LED | QubeFlood | QF4-x-UNV[LH]-5-50-80 | Outdoor Luminaires | Mid Output | Architectural Flood and Spot Luminaires | Premium | FALSE | [9 empty] | 42776 |  |  | No |  | 4.1 | 9396 | 128 | 73.25 | 14 | 0.95 | 4936 | 72
P4H2H5G6 | US LED | QubeFlood | QF4-x-UNV[LH]-5-50-100 | Outdoor Luminaires | High Output | Architectural Flood and Spot Luminaires | Premium | FALSE | [9 empty] | 42776 |  |  | No |  | 4.1 | 11459 | 124 | 92.78 | 12 | 0.96 | 4936 | 72
PHF83RPJ | US LED | QubeFlood | QF4-x-UNV[LH]-5-50-120 | Outdoor Luminaires | High Output | Architectural Flood and Spot Luminaires | Premium | FALSE | [9 empty] | 42776 |  |  | No |  | 4.1 | 13441 | 119 | 112.8 | 10 | 0.97 | 4936 | 72
PHKBNZ6A | US LED | QubeFlood | QF4-x-UNV[LH]-5-50-140 | Outdoor Luminaires | High Output | Architectural Flood and Spot Luminaires | Premium | FALSE | [9 empty] | 42776 |  |  | No |  | 4.1 | 15337 | 118 | 130.35 | 9 | 0.97 | 4936 | 72
PDV8JBT5 | ASD Lighting Corp | ASD | ASD-CSFL-A2027 | Outdoor Luminaires | Low Output | Architectural Flood and Spot Luminaires | Standard | TRUE | 1698 | 88.76 | 19.13 | 13.3 | 0.9082 | 2792 | 79.9 | 5 | 50000 | 42775 |  |  | No |  | 4 | 1698 | 88.76 | 19.13 | 13.3 | 0.9082 | 2700 | 79.9
PNGS75SU | ASD Lighting Corp | ASD | ASD-CSFL-A3027 | Outdoor Luminaires | Low Output | Architectural Flood and Spot Luminaires | Standard | TRUE | 2670.7 | 89.1 | 29.97 | 13.09 | 0.9073 | 2748 | 80.2 | 5 | 50000 | 42775 |  |  | No |  | 4 | 2670.7 | 89.1 | 29.97 | 13.09 | 0.9073 | 2700 | 80.2
P3YXTMGT | ASD Lighting Corp | ASD | ASD-CSFL-A5027 | Outdoor Luminaires | Low Output | Architectural Flood and Spot Luminaires | Standard | TRUE | 4163.6 | 87.73 | 47.46 | 13.22 | 0.9043 | 2788 | 80.1 | 5 | 50000 | 42775 |  |  | No |  | 4 | 4163.6 | 87.73 | 47.46 | 13.22 | 0.9043 | 2700 | 80.1
PPM8R7WJ | ASD Lighting Corp | ASD | ASD-CSFL-A1027 | Outdoor Luminaires | Low Output | Architectural Flood and Spot Luminaires | Standard | TRUE | 909.3 | 87.52 | 10.39 | 13.3 | 0.9017 | 2795 | 80 | 5 | 50000 | 42775 |  |  | No |  | 4 | 909.3 | 87.52 | 10.39 | 13.3 | 0.9017 | 2700 | 80
P2AF5CQB | ASD Lighting Corp | ASD | ASD-CSFL-A3050 | Outdoor Luminaires | Low Output | Architectural Flood and Spot Luminaires | Standard | FALSE | [9 empty] | 42775 |  |  | No |  | 4 | 2810 | 93.32 | 30.11 | 13.09 | 0.9073 | 5000 | 80.2
PPRNFBKD | ASD Lighting Corp | ASD | ASD-CSFL-A5050 | Outdoor Luminaires | Low Output | Architectural Flood and Spot Luminaires | Standard | FALSE | [9 empty] | 42775 |  |  | No |  | 4 | 4364 | 91.28 | 47.81 | 13.22 | 0.9043 | 5000 | 80.1
PVB5TMPV | ASD Lighting Corp | ASD | ASD-CSFL-A1050 | Outdoor Luminaires | Low Output | Architectural Flood and Spot Luminaires | Standard | FALSE | [9 empty] | 42775 |  |  | No |  | 4 | 954.2 | 91.93 | 10.38 | 13.3 | 0.9017 | 5000 | 80
PBDE81MK | ASD Lighting Corp | ASD | ASD-CSFL-A2050 | Outdoor Luminaires | Low Output | Architectural Flood and Spot Luminaires | Standard | FALSE | [9 empty] | 42775 |  |  | No |  | 4 | 1781 | 92.51 | 19.26 | 13.3 | 0.9082 | 5000 | 79.9
PBYJV7KK | ASD Lighting Corp | ASD | ASD-CSFL-A3040 | Outdoor Luminaires | Low Output | Architectural Flood and Spot Luminaires | Standard | FALSE | [9 empty] | 42775 |  |  | No |  | 4 | 2754 | 91.46 | 30.11 | 13.09 | 0.9073 | 4000 | 80.2
P8ZUWCK1 | ASD Lighting Corp | ASD | ASD-CSFL-A5040 | Outdoor Luminaires | Low Output | Architectural Flood and Spot Luminaires | Standard | FALSE | [9 empty] | 42775 |  |  | No |  | 4 | 4284 | 89.6 | 47.81 | 13.22 | 0.9043 | 4000 | 80.1
PG6NPC6K | ASD Lighting Corp | ASD | ASD-CSFL-A1040 | Outdoor Luminaires | Low Output | Architectural Flood and Spot Luminaires | Standard | FALSE | [9 empty] | 42775 |  |  | No |  | 4 | 936.3 | 90.2 | 10.38 | 13.3 | 0.9017 | 4000 | 80
PEDZ2VUC | ASD Lighting Corp | ASD | ASD-CSFL-A2040 | Outdoor Luminaires | Low Output | Architectural Flood and Spot Luminaires | Standard | FALSE | [9 empty] | 42775 |  |  | No |  | 4 | 1748 | 90.78 | 19.26 | 13.3 | 0.9082 | 4000 | 79.9
PCDHSFWU | Cree Inc. | E-Conolight E-SBA Series | E-SBA7L110C* | Outdoor Luminaires | High Output | Architectural Flood and Spot Luminaires | Premium | FALSE | [9 empty] | 42774 | Not Dimmable | Not Dimmable | No |  | 4.1 | 16900 | 142 | 119 | 20 | 0.9 | 5000 | 70
PD397NCN | Cree Inc. | E-Conolight E-SBA Series | E-SBA7L110N* | Outdoor Luminaires | High Output | Architectural Flood and Spot Luminaires | Premium | FALSE | [9 empty] | 42774 | Not Dimmable | Not Dimmable | No |  | 4.1 | 16900 | 142 | 119 | 20 | 0.9 | 4000 | 70
PGPG55NK | RAB Lighting | RAB Lighting | FXLED105[TSF] [blank.W]/480/[PCT4 7PRS 7PRS/PCT4] | Outdoor Luminaires | High Output | Architectural Flood and Spot Luminaires | Premium | FALSE | [9 empty] | 42774 | Not Dimmable | Not Dimmable | Yes |  | 4.1 | 13757.07 | 127.9 | 107.56 | 14.7 | 0.91 | 5045 | 72
P6MR6RH7 | RAB Lighting | RAB Lighting | FXLED78[TSF] [blank.W]/480/[PCT4 7PRS 7PRS/PCT4] | Outdoor Luminaires | Mid Output | Architectural Flood and Spot Luminaires | Premium | FALSE | [9 empty] | 42774 | Not Dimmable | Not Dimmable | Yes |  | 4.1 | 9879 | 125.6 | 78.6 | 13.4 | 0.99 | 5045 | 72
PWM2PHGR | RAB Lighting | RAB Lighting | FXLED125[TSF] [blank.W]/480/[PCT4 7PRS 7PRS/PCT4] | Outdoor Luminaires | High Output | Architectural Flood and Spot Luminaires | Premium | FALSE | [9 empty] | 42774 | Not Dimmable | Not Dimmable | Yes |  | 4.1 | 17148 | 128.2 | 133.8 | 13 | 0.94 | 5045 | 72
PQNXCTA6 | RAB Lighting | RAB Lighting | FXLED150[TSF] [blank.W]/D10/[PCT 7PRS 7PRS/PCT] LC] | Outdoor Luminaires | High Output | Architectural Flood and Spot Luminaires | Premium | FALSE | [9 empty] | 42774 | Dimmable | Continuous Below 10 | Yes |  | 4.1 | 18754.65 | 121.63 | 154.2 | 4.9 | 1 | 5027 | 72
P45X4X7E | RAB Lighting | RAB Lighting | FXLED78[TSF] [blank.W]/BL/[PCT 7PRS 7PRS/PCT] | Outdoor Luminaires | Mid Output | Architectural Flood and Spot Luminaires | Premium | FALSE | [9 empty] | 42774 | Dimmable | Stepped | Yes |  | 4.1 | 9559 | 126.3 | 75.66 | 5 | 1 | 4956 | 71
P8YVKUMS | RAB Lighting | RAB Lighting | FXLED105[TSF] [blank.W]/D10/[PCT 7PRS 7PRS/PCT] LC] | Outdoor Luminaires | High Output | Architectural Flood and Spot Luminaires | Premium | FALSE | [9 empty] | 42774 | Dimmable | Continuous Below 10 | Yes |  | 4.1 | 13603.84 | 128.3 | 105.98 | 6.6 | 0.99 | 4956 | 71
PA64B7Z8 | RAB Lighting | RAB Lighting | FXLED105[TSF]N [blank.W]/D10/[PCT 7PRS 7PRS/PCT] LC] | Outdoor Luminaires | High Output | Architectural Flood and Spot Luminaires | Premium | FALSE | [9 empty] | 42774 | Dimmable | Continuous Below 10 | Yes |  | 4.1 | 13939 | 130.5 | 106.8 | 6.6 | 0.99 | 4060 | 71
PMMJ33PV | RAB Lighting | RAB Lighting | FXLED150[TSF]N [blank.W]/D10/[PCT 7PRS 7PRS/PCT] LC] | Outdoor Luminaires | High Output | Architectural Flood and Spot Luminaires | Premium | FALSE | [9 empty] | 42774 | Dimmable | Continuous Below 10 | Yes |  | 4.1 | 19216.71 | 123.66 | 155.4 | 4.9 | 1 | 4060 | 71
PTSRP5G7 | RAB Lighting | RAB Lighting | FXLED105[TSF]N [blank.W]/480/[PCT4 7PRS 7PRS/PCT4] | Outdoor Luminaires | High Output | Architectural Flood and Spot Luminaires | Premium | FALSE | [9 empty] | 42774 | Not Dimmable | Not Dimmable | Yes |  | 4.1 | 14096 | 130 | 108.4 | 14.7 | 0.91 | 4051 | 71
PUTE3M8E | RAB Lighting | RAB Lighting | FXLED78[TSF]N [blank.W]/480/[PCT4 7PRS 7PRS/PCT4] | Outdoor Luminaires | High Output | Architectural Flood and Spot Luminaires | Premium | FALSE | [9 empty] | 42774 | Not Dimmable | Not Dimmable | Yes |  | 4.1 | 10042 | 125.9 | 79.7 | 13.4 | 0.99 | 4051 | 71
PTSPYVH2 | RAB Lighting | RAB Lighting | FXLED125[TSF]N [blank.W]/480/[PCT4 7PRS 7PRS/PCT4] | Outdoor Luminaires | High Output | Architectural Flood and Spot Luminaires | Premium | FALSE | [9 empty] | 42774 | Not Dimmable | Not Dimmable | Yes |  | 4.1 | 17571 | 130.31 | 134.84 | 13 | 0.94 | 4051 | 71
PRZUAF3T | RAB Lighting | RAB Lighting | FXLED78[TSF]N [blank.W]/BL/[PCT 7PRS 7PRS/PCT] | Outdoor Luminaires | Mid Output | Architectural Flood and Spot Luminaires | Premium | FALSE | [9 empty] | 42774 | Dimmable | Stepped | Yes |  | 4.1 | 9717 | 126.7 | 76.72 | 4.9 | 1 | 3964 | 71
PCQRXF59 | RAB Lighting | RAB Lighting | FXLED150[TSF]Y [blank.W]/D10/[PCT 7PRS 7PRS/PCT] LC] | Outdoor Luminaires | High Output | Architectural Flood and Spot Luminaires | Premium | FALSE | [9 empty] | 42774 | Dimmable | Continuous Below 10 | Yes |  | 4.1 | 18264 | 119.1 | 153.4 | 4.9 | 1 | 3148 | 71
PY5W76QT | RAB Lighting | RAB Lighting | FXLED105[TSF]Y [blank.W]/480/[PCT4 7PRS 7PRS/PCT4] | Outdoor Luminaires | High Output | Architectural Flood and Spot Luminaires | Premium | FALSE | [9 empty] | 42774 | Not Dimmable | Not Dimmable | Yes |  | 4.1 | 13397.16 | 125.2 | 107 | 14.7 | 0.91 | 3133 | 71
P91QVN3D | RAB Lighting | RAB Lighting | FXLED78[TSF]Y [blank.W]/480/[PCT4 7PRS 7PRS/PCT4] | Outdoor Luminaires | Mid Output | Architectural Flood and Spot Luminaires | Premium | FALSE | [9 empty] | 42774 | Not Dimmable | Not Dimmable | Yes |  | 4.1 | 9834 | 124.2 | 79.17 | 13.4 | 0.99 | 3133 | 71
PJPRY8GS | RAB Lighting | RAB Lighting | FXLED125[TSF]Y [blank.W]/480/[PCT4 7PRS 7PRS/PCT4] | Outdoor Luminaires | High Output | Architectural Flood and Spot Luminaires | Premium | FALSE | [9 empty] | 42774 | Not Dimmable | Not Dimmable | Yes |  | 4.1 | 16700 | 125.46 | 133.11 | 13 | 0.94 | 3133 | 71
PJH6A2YM | RAB Lighting | RAB Lighting | FXLED78[TSF]Y [blank.W]/BL/[PCT 7PRS 7PRS/PCT] | Outdoor Luminaires | Mid Output | Architectural Flood and Spot Luminaires | Premium | FALSE | [9 empty] | 42774 | Dimmable | Stepped | Yes |  | 4.1 | 9516 | 124.9 | 76.17 | 5 | 1 | 3132 | 71
PUG7FZH6 | RAB Lighting | RAB Lighting | FXLED105[TSF]Y [blank.W]/D10/[PCT 7PRS 7PRS/PCT] LC] | Outdoor Luminaires | High Output | Architectural Flood and Spot Luminaires | Premium | FALSE | [9 empty] | 42774 | Dimmable | Continuous Below 10 | Yes |  | 4.1 | 13247.94 | 125.7 | 105.43 | 6.6 | 0.99 | 3132 | 71
PKFVW7Q3 | Sarin Energy Inc. | SES | SES-WPR-4000-80 | Outdoor Luminaires | High Output | Architectural Flood and Spot Luminaires | Premium | TRUE | 10598 | 133.36 | 79.47 | 12.32 | 0.9374 | 3822 | 73.6 | 5 | 50000 | 42773 | Not Dimmable | Not Dimmable | No |  | 4.1 | 10598 | 133.36 | 79.47 | 12.32 | 0.94 | 4000 | 73.6
PKRR4H5T | Sarin Energy Inc. | SES | SES-WPR-4000-40 | Outdoor Luminaires | Mid Output | Architectural Flood and Spot Luminaires | Premium | TRUE | 5238.3 | 126.19 | 41.51 | 18.95 | 0.9078 | 3765 | 73.5 | 5 | 50000 | 42773 | Not Dimmable | Not Dimmable | No |  | 4.1 | 5131.2 | 128.18 | 40.03 | 18.95 | 0.91 | 4000 | 73.5
PP6G486B | Sarin Energy Inc. | SES | SES-WPR-4000-60 | Outdoor Luminaires | Mid Output | Architectural Flood and Spot Luminaires | Premium | TRUE | 7809.3 | 128.46 | 60.79 | 12.31 | 0.9071 | 3810 | 73.8 | 5 | 50000 | 42773 | Not Dimmable | Not Dimmable | No |  | 4.1 | 7853.9 | 129.43 | 60.68 | 12.31 | 0.91 | 4000 | 73.8
PXPPCUBB | Sarin Energy Inc. | SES | SES-WPR-4000-25 | Outdoor Luminaires | Low Output | Architectural Flood and Spot Luminaires | Premium | TRUE | 3324.5 | 126.99 | 26.18 | 14.07 | 0.9053 | 3808 | 73.5 | 5 | 50000 | 42773 | Not Dimmable | Not Dimmable | No |  | 4.1 | 3280.3 | 129.66 | 25.3 | 14.07 | 0.91 | 4000 | 73.5
P87HMFUW | Sarin Energy Inc. | SES | SES-WPR-5700-60 | Outdoor Luminaires | Mid Output | Architectural Flood and Spot Luminaires | Premium | FALSE | [9 empty] | 42773 | Not Dimmable | Not Dimmable | No |  | 4.1 | 8090 | 132.52 | 61.05 | 12.92 | 0.91 | 5700 | 73.1
PDR831GZ | Sarin Energy Inc. | SES | SES-WPR-5700-25 | Outdoor Luminaires | Low Output | Architectural Flood and Spot Luminaires | Premium | FALSE | [9 empty] | 42773 | Not Dimmable | Not Dimmable | No |  | 4.1 | 3383 | 132.19 | 25.59 | 14.52 | 0.91 | 5700 | 73
PUJAJ9RV | Sarin Energy Inc. | SES | SES-WPR-5700-80 | Outdoor Luminaires | High Output | Architectural Flood and Spot Luminaires | Premium | FALSE | [9 empty] | 42773 | Not Dimmable | Not Dimmable | No |  | 4.1 | 10876 | 135.86 | 80.05 | 12.92 | 0.94 | 5700 | 73
PMSUZAMR | Sarin Energy Inc. | SES | SES-WPR-5700-40 | Outdoor Luminaires | Mid Output | Architectural Flood and Spot Luminaires | Premium | FALSE | [9 empty] | 42773 | Not Dimmable | Not Dimmable | No |  | 4.1 | 5341 | 131.59 | 40.59 | 19.83 | 0.91 | 5700 | 73.1
PEGR9QWM | Sarin Energy Inc. | SES | SES-WPR-5000-60 | Outdoor Luminaires | Mid Output | Architectural Flood and Spot Luminaires | Premium | FALSE | [9 empty] | 42773 | Not Dimmable | Not Dimmable | No |  | 4.1 | 7853.9 | 129.43 | 60.68 | 12.31 | 0.91 | 5000 | 73.8
P9QC16H7 | Sarin Energy Inc. | SES | SES-WPR-5000-80 | Outdoor Luminaires | High Output | Architectural Flood and Spot Luminaires | Premium | FALSE | [9 empty] | 42773 | Not Dimmable | Not Dimmable | No |  | 4.1 | 10598 | 133.36 | 79.47 | 12.32 | 0.94 | 5000 | 73.6
PMCEWDSW | Sarin Energy Inc. | SES | SES-WPR-5000-25 | Outdoor Luminaires | Low Output | Architectural Flood and Spot Luminaires | Premium | FALSE | [9 empty] | 42773 | Not Dimmable | Not Dimmable | No |  | 4.1 | 3280.3 | 129.66 | 25.3 | 14.07 | 0.91 | 5000 | 73.5
PZ28ASVG | Sarin Energy Inc. | SES | SES-WPR-5000-40 | Outdoor Luminaires | Mid Output | Architectural Flood and Spot Luminaires | Premium | FALSE | [9 empty] | 42773 | Not Dimmable | Not Dimmable | No |  | 4.1 | 5131.2 | 128.18 | 40.03 | 18.95 | 0.91 | 5000 | 73.5
P438HHJW | Beyond LED Technology | Beyond | BLTRWP80W4K | Outdoor Luminaires | High Output | Architectural Flood and Spot Luminaires | Premium | TRUE | 10598 | 133.36 | 79.47 | 12.32 | 0.9374 | 3822 | 73.6 | 5 | 50000 | 42773 | Not Dimmable | Not Dimmable | No |  | 4.1 | 10598 | 133.36 | 79.47 | 12.32 | 0.94 | 4000 | 73.6
PVHCAPJ9 | Beyond LED Technology | Beyond | BLTRWP60W4K | Outdoor Luminaires | Mid Output | Architectural Flood and Spot Luminaires | Premium | TRUE | 7809.3 | 128.46 | 60.79 | 12.31 | 0.9071 | 3810 | 73.8 | 5 | 50000 | 42773 | Not Dimmable | Not Dimmable | No |  | 4.1 | 7853.9 | 129.43 | 60.68 | 12.31 | 0.91 | 4000 | 73.8
PJ7J67WR | Beyond LED Technology | Beyond | BLTRWP60W57K | Outdoor Luminaires | Mid Output | Architectural Flood and Spot Luminaires | Premium | FALSE | [9 empty] | 42773 | Not Dimmable | Not Dimmable | No |  | 4.1 | 8090 | 132.52 | 61.05 | 12.92 | 0.91 | 5700 | 73.1
PHUQS1E4 | Beyond LED Technology | Beyond | BLTRWP80W57K | Outdoor Luminaires | High Output | Architectural Flood and Spot Luminaires | Premium | FALSE | [9 empty] | 42773 | Not Dimmable | Not Dimmable | No |  | 4.1 | 10876 | 135.86 | 80.05 | 12.92 | 0.94 | 5700 | 73
PP422DM2 | Beyond LED Technology | Beyond | BLTRWP60W5K | Outdoor Luminaires | Mid Output | Architectural Flood and Spot Luminaires | Premium | FALSE | [9 empty] | 42773 | Not Dimmable | Not Dimmable | No |  | 4.1 | 7853.9 | 129.43 | 60.68 | 12.31 | 0.91 | 5000 | 73.8
PWWA74C3 | Beyond LED Technology | Beyond | BLTRWP80W5K | Outdoor Luminaires | High Output | Architectural Flood and Spot Luminaires | Premium | FALSE | [9 empty] | 42773 | Not Dimmable | Not Dimmable | No |  | 4.1 | 10598 | 133.36 | 79.47 | 12.32 | 0.94 | 5000 | 73.6
P8GENRAA | E2 Lighting International Inc. | E2 Lighting | E2FL200W40K | Outdoor Luminaires | High Output | Architectural Flood and Spot Luminaires | Premium | TRUE | 23430 | 117.38 | 199.6 | 10.23 | 0.9578 | 3813 | 74.5 | 5 | 50000 | 42772 |  |  | Yes |  | 4 | 23400 | 117 | 200 | 10 | 0.9 | 4000 | 72
PSR7ZNHG | E2 Lighting International Inc. | E2 Lighting | E2FL140W40K | Outdoor Luminaires | High Output | Architectural Flood and Spot Luminaires | Premium | TRUE | 16401 | 117.37 | 139.7 | 19.28 | 0.9218 | 3923 | 73.9 | 5 | 50000 | 42772 |  |  | Yes |  | 4 | 16400 | 117 | 140 | 20 | 0.9 | 4000 | 72
PR5BZFG1 | E2 Lighting International Inc. | E2 Lighting | E2FL140W50K | Outdoor Luminaires | High Output | Architectural Flood and Spot Luminaires | Premium | FALSE | [9 empty] | 42772 |  |  | Yes |  | 4 | 16700 | 119 | 140 | 20 | 0.9 | 5000 | 72
P7X8HRM9 | E2 Lighting International Inc. | E2 Lighting | E2FL200W50K | Outdoor Luminaires | High Output | Architectural Flood and Spot Luminaires | Premium | FALSE | [9 empty] | 42772 |  |  | Yes |  | 4 | 24000 | 120 | 200 | 10 | 0.9 | 5000 | 72
PPX4ZE4T | E2 Lighting International Inc. | E2 Lighting International Inc. | E2-RWP-80WA1 4000K | Outdoor Luminaires | High Output | Architectural Flood and Spot Luminaires | Premium | TRUE | 10598 | 133.36 | 79.47 | 12.32 | 0.9374 | 3822 | 73.6 | 5 | 50000 | 42769 | Not Dimmable | Not Dimmable | No |  | 4.1 | 10598 | 133.36 | 79.47 | 12.32 | 0.94 | 4000 | 73.6
P9H9DM4H | E2 Lighting International Inc. | E2 Lighting International Inc. | E2-RWP-40WA1 4000K | Outdoor Luminaires | Mid Output | Architectural Flood and Spot Luminaires | Premium | TRUE | 5238.3 | 126.19 | 41.51 | 18.95 | 0.9078 | 3765 | 73.5 | 5 | 50000 | 42769 | Not Dimmable | Not Dimmable | No |  | 4.1 | 5131.2 | 128.18 | 40.03 | 18.95 | 0.91 | 4000 | 73.5
PR9ZANG8 | E2 Lighting International Inc. | E2 Lighting International Inc. | E2-RWP-60WA1 4000K | Outdoor Luminaires | Mid Output | Architectural Flood and Spot Luminaires | Premium | TRUE | 7809.3 | 128.46 | 60.79 | 12.31 | 0.9071 | 3810 | 73.8 | 5 | 50000 | 42769 | Not Dimmable | Not Dimmable | No |  | 4.1 | 7853.9 | 129.43 | 60.68 | 12.31 | 0.91 | 4000 | 73.8
PQZNXBXV | E2 Lighting International Inc. | E2 Lighting International Inc. | E2-RWP-25WA1 4000K | Outdoor Luminaires | Low Output | Architectural Flood and Spot Luminaires | Premium | TRUE | 3324.5 | 126.99 | 26.18 | 14.07 | 0.9053 | 3808 | 73.5 | 5 | 50000 | 42769 | Not Dimmable | Not Dimmable | No |  | 4.1 | 3280.3 | 129.66 | 25.3 | 14.07 | 0.91 | 4000 | 73.5
PRPUZ4NN | E2 Lighting International Inc. | E2 Lighting International Inc. | E2-RWP-60WA1 5700K | Outdoor Luminaires | Mid Output | Architectural Flood and Spot Luminaires | Premium | FALSE | [9 empty] | 42769 | Not Dimmable | Not Dimmable | No |  | 4.1 | 8090 | 132.52 | 61.05 | 12.92 | 0.91 | 5700 | 73.1
PXRHQXWY | E2 Lighting International Inc. | E2 Lighting International Inc. | E2-RWP-25WA1 5700K | Outdoor Luminaires | Low Output | Architectural Flood and Spot Luminaires | Premium | FALSE | [9 empty] | 42769 | Not Dimmable | Not Dimmable | No |  | 4.1 | 3383 | 132.19 | 25.59 | 14.52 | 0.91 | 5700 | 73
PJJC9WKD | E2 Lighting International Inc. | E2 Lighting International Inc. | E2-RWP-80WA1 5700K | Outdoor Luminaires | High Output | Architectural Flood and Spot Luminaires | Premium | FALSE | [9 empty] | 42769 | Not Dimmable | Not Dimmable | No |  | 4.1 | 10876 | 135.86 | 80.05 | 12.92 | 0.94 | 5700 | 73
PD4SSMJU | E2 Lighting International Inc. | E2 Lighting International Inc. | E2-RWP-40WA1 5700K | Outdoor Luminaires | Mid Output | Architectural Flood and Spot Luminaires | Premium | FALSE | [9 empty] | 42769 | Not Dimmable | Not Dimmable | No |  | 4.1 | 5341 | 131.59 | 40.59 | 19.83 | 0.91 | 5700 | 73.1
PHXBTHER | E2 Lighting International Inc. | E2 Lighting International Inc. | E2-RWP-60WA1 5000K | Outdoor Luminaires | Mid Output | Architectural Flood and Spot Luminaires | Premium | FALSE | [9 empty] | 42769 | Not Dimmable | Not Dimmable | No |  | 4.1 | 7853.9 | 129.43 | 60.68 | 12.31 | 0.91 | 5000 | 73.8
PW17KNET | E2 Lighting International Inc. | E2 Lighting International Inc. | E2-RWP-80WA1 5000K | Outdoor Luminaires | High Output | Architectural Flood and Spot Luminaires | Premium | FALSE | [9 empty] | 42769 | Not Dimmable | Not Dimmable | No |  | 4.1 | 10598 | 133.36 | 79.47 | 12.32 | 0.94 | 5000 | 73.6
PZY43U6V | E2 Lighting International Inc. | E2 Lighting International Inc. | E2-RWP-25WA1 5000K | Outdoor Luminaires | Low Output | Architectural Flood and Spot Luminaires | Premium | FALSE | [9 empty] | 42769 | Not Dimmable | Not Dimmable | No |  | 4.1 | 3280.3 | 129.66 | 25.3 | 14.07 | 0.91 | 5000 | 73.5
PNKF8512 | E2 Lighting International Inc. | E2 Lighting International Inc. | E2-RWP-40WA1 5000K | Outdoor Luminaires | Mid Output | Architectural Flood and Spot Luminaires | Premium | FALSE | [9 empty] | 42769 | Not Dimmable | Not Dimmable | No |  | 4.1 | 5131.2 | 128.18 | 40.03 | 18.95 | 0.91 | 5000 | 73.5
P19AEFA6 | Orbit Industries Inc. | ORBIT | LFL13-80W-NW (Y) | Outdoor Luminaires | Mid Output | Architectural Flood and Spot Luminaires | Standard | TRUE | 9652 | 123.89 | 77.91 | 9.79 | 0.9522 | 3920 | 82.8 | 5 | 50000 | 42768 | Dimmable | Continuous Below 10 | No |  | 4.1 | 9684 | 124.07 | 78.05 | 9.79 | 0.95 | 4000 | 82.8
PZ5FMJ5E | Orbit Industries Inc. | ORBIT | LFL13-100W-NW (Y) | Outdoor Luminaires | High Output | Architectural Flood and Spot Luminaires | Standard | TRUE | 11667 | 115.74 | 100.8 | 9.1 | 0.9264 | 3908 | 82.5 | 5 | 50000 | 42768 | Dimmable | Continuous Below 10 | No |  | 4.1 | 11745 | 118.19 | 99.37 | 9.1 | 0.93 | 4000 | 82.5
PBUGZ7T3 | Orbit Industries Inc. | ORBIT | LFL13-150W-NW (Y) | Outdoor Luminaires | High Output | Architectural Flood and Spot Luminaires | Standard | TRUE | 17029 | 111.37 | 152.9 | 12.57 | 0.9237 | 4051 | 82 | 5 | 50000 | 42768 | Dimmable | Continuous Below 10 | No |  | 4.1 | 17029 | 111.37 | 152.9 | 12.57 | 0.92 | 4000 | 82
PW59B922 | Orbit Industries Inc. | ORBIT | LFL13-12W-WW (X) | Outdoor Luminaires | Low Output | Architectural Flood and Spot Luminaires | Standard | TRUE | 1270.3 | 102.11 | 12.44 | 11.34 | 0.9178 | 3062 | 82.9 | 5 | 50000 | 42768 | Not Dimmable | Not Dimmable | No |  | 4.1 | 1302.5 | 109.55 | 11.89 | 11.34 | 0.92 | 3000 | 82.9
P5RHX2QV | Orbit Industries Inc. | ORBIT | LFL13-30W-WW (X) | Outdoor Luminaires | Low Output | Architectural Flood and Spot Luminaires | Standard | TRUE | 3131.5 | 109.15 | 28.69 | 11.39 | 0.9013 | 3069 | 83.3 | 5 | 50000 | 42768 | Not Dimmable | Not Dimmable | No |  | 4.1 | 3228.7 | 111.57 | 28.94 | 11.39 | 0.9 | 3000 | 83.3
PWP2DGTD | Orbit Industries Inc. | ORBIT | LFL13-50W-WW (X) | Outdoor Luminaires | Mid Output | Architectural Flood and Spot Luminaires | Standard | TRUE | 5411.2 | 109.96 | 49.21 | 16.04 | 0.9001 | 3120 | 83.8 | 5 | 50000 | 42768 | Not Dimmable | Not Dimmable | No |  | 4.1 | 5638.4 | 110.62 | 50.97 | 16.04 | 0.9 | 3000 | 83.8
PZPYRBTB | Orbit Industries Inc. | ORBIT | LFL13-50W-CW (X) | Outdoor Luminaires | Mid Output | Architectural Flood and Spot Luminaires | Standard | FALSE | [9 empty] | 42768 | Not Dimmable | Not Dimmable | No |  | 4.1 | 6103 | 120.54 | 50.63 | 16.09 | 0.9 | 5000 | 82.7
PUFE6YT7 | Orbit Industries Inc. | ORBIT | LFL13-30W-CW (X) | Outdoor Luminaires | Low Output | Architectural Flood and Spot Luminaires | Standard | FALSE | [9 empty] | 42768 | Not Dimmable | Not Dimmable | No |  | 4.1 | 3538 | 121.04 | 29.23 | 11.35 | 0.9 | 5000 | 82.5
PYSZDPBC | Orbit Industries Inc. | ORBIT | LFL13-80W-CW (Y) | Outdoor Luminaires | Mid Output | Architectural Flood and Spot Luminaires | Standard | FALSE | [9 empty] | 42768 | Dimmable | Continuous Below 10 | No |  | 4.1 | 10142 | 130.31 | 77.83 | 7.87 | 0.9 | 5000 | 83
PGD2SSB7 | Orbit Industries Inc. | ORBIT | LFL13-150W-CW (Y) | Outdoor Luminaires | High Output | Architectural Flood and Spot Luminaires | Standard | FALSE | [9 empty] | 42768 | Dimmable | Continuous Below 10 | No |  | 4.1 | 17993 | 118.84 | 151.4 | 12.64 | 0.92 | 5000 | 82.8
P1E41MYA | Orbit Industries Inc. | ORBIT | LFL13-12W-CW (X) | Outdoor Luminaires | Low Output | Architectural Flood and Spot Luminaires | Standard | FALSE | [9 empty] | 42768 | Not Dimmable | Not Dimmable | No |  | 4.1 | 1423 | 118.98 | 11.96 | 11.31 | 0.92 | 5000 | 82.4
P2BXEF7F | Orbit Industries Inc. | ORBIT | LFL13-100W-CW (Y) | Outdoor Luminaires | High Output | Architectural Flood and Spot Luminaires | Standard | FALSE | [9 empty] | 42768 | Dimmable | Continuous Below 10 | No |  | 4.1 | 12316 | 124.38 | 99.02 | 9.14 | 0.9 | 5000 | 83.2
P6MWCJMB | NJZ Lighting Technology Co Ltd | NJZ | NJZ-FEL-C-080-V04-RZ-120°-0 | Outdoor Luminaires | High Output | Architectural Flood and Spot Luminaires | Premium | TRUE | 9131.678 | 117.98 | 77.4 | 9.8 | 0.9025 | 4969 | 70.42 | 5 | 50000 | 42767 | Not Dimmable | Not Dimmable | No |  | 4.1 | 10400 | 130 | 80 | 10 | 0.95 | 5000 | 70
PYF5ZM83 | NJZ Lighting Technology Co Ltd | NJZ | NJZ-FEL-C-080-V01-RZ-120°-0 | Outdoor Luminaires | High Output | Architectural Flood and Spot Luminaires | Premium | FALSE | [9 empty] | 42767 |  |  | No |  | 4.1 | 10400 | 130 | 80 | 17 | 0.95 | 5000 | 70
PPW71PDW | NJZ Lighting Technology Co Ltd | NJZ | NJZ-FEL-C-100-V01-RZ-120°-0 | Outdoor Luminaires | High Output | Architectural Flood and Spot Luminaires | Premium | FALSE | [9 empty] | 42767 |  |  | No |  | 4.1 | 13000 | 130 | 100 | 14 | 0.95 | 5000 | 70
PPCB7FVC | NJZ Lighting Technology Co Ltd | NJZ | NJZ-FEL-C-150-V01-RZ-120°-0 | Outdoor Luminaires | High Output | Architectural Flood and Spot Luminaires | Premium | FALSE | [9 empty] | 42767 |  |  | No |  | 4.1 | 19500 | 130 | 150 | 12 | 0.95 | 5000 | 70
P2K6UUJC | NJZ Lighting Technology Co Ltd | NJZ | NJZ-FEL-C-150-V04-RZ-120°-0 | Outdoor Luminaires | High Output | Architectural Flood and Spot Luminaires | Premium | FALSE | [9 empty] | 42767 | Not Dimmable | Not Dimmable | No |  | 4.1 | 19500 | 130 | 150 | 9 | 0.95 | 5000 | 70
PDV7R4R6 | NJZ Lighting Technology Co Ltd | NJZ | NJZ-FEL-C-100-V04-RZ-120°-0 | Outdoor Luminaires | High Output | Architectural Flood and Spot Luminaires | Premium | FALSE | [9 empty] | 42767 | Not Dimmable | Not Dimmable | No |  | 4.1 | 13000 | 130 | 100 | 8 | 0.95 | 5000 | 70
PPSMZUKN | NJZ Lighting Technology Co Ltd | NJZ | NJZ-FEL-C-080-V01-RZ-60°-0 | Outdoor Luminaires | High Output | Architectural Flood and Spot Luminaires | Premium | FALSE | [9 empty] | 42767 |  |  | No |  | 4.1 | 10400 | 130 | 80 | 17 | 0.95 | 5000 | 70
P6F1TBD8 | NJZ Lighting Technology Co Ltd | NJZ | NJZ-FEL-C-100-V01-RZ-60°-0 | Outdoor Luminaires | High Output | Architectural Flood and Spot Luminaires | Premium | FALSE | [9 empty] | 42767 |  |  | No |  | 4.1 | 13000 | 130 | 100 | 14 | 0.95 | 5000 | 70
P1YM5GQ4 | NJZ Lighting Technology Co Ltd | NJZ | NJZ-FEL-C-150-V01-RZ-60°-0 | Outdoor Luminaires | High Output | Architectural Flood and Spot Luminaires | Premium | FALSE | [9 empty] | 42767 |  |  | No |  | 4.1 | 19500 | 130 | 150 | 12 | 0.95 | 5000 | 70
P2UFSNQP | NJZ Lighting Technology Co Ltd | NJZ | NJZ-FEL-C-080-V04-RZ-60°-0 | Outdoor Luminaires | High Output | Architectural Flood and Spot Luminaires | Premium | FALSE | [9 empty] | 42767 | Not Dimmable | Not Dimmable | No |  | 4.1 | 10400 | 130 | 80 | 10 | 0.95 | 5000 | 70
PAAKUYZT | NJZ Lighting Technology Co Ltd | NJZ | NJZ-FEL-C-150-V04-RZ-60°-0 | Outdoor Luminaires | High Output | Architectural Flood and Spot Luminaires | Premium | FALSE | [9 empty] | 42767 | Not Dimmable | Not Dimmable | No |  | 4.1 | 19500 | 130 | 150 | 9 | 0.95 | 5000 | 70
P4JXBX2R | NJZ Lighting Technology Co Ltd | NJZ | NJZ-FEL-C-100-V04-RZ-60°-0 | Outdoor Luminaires | High Output | Architectural Flood and Spot Luminaires | Premium | FALSE | [9 empty] | 42767 | Not Dimmable | Not Dimmable | No |  | 4.1 | 13000 | 130 | 100 | 8 | 0.95 | 5000 | 70
PEBTCAN7 | NJZ Lighting Technology Co Ltd | NJZ | NJZ-FEL-C-080-V01-RZ-25°-0 | Outdoor Luminaires | High Output | Architectural Flood and Spot Luminaires | Premium | FALSE | [9 empty] | 42767 |  |  | No |  | 4.1 | 10400 | 130 | 80 | 17 | 0.95 | 5000 | 70
P1VMH3EN | NJZ Lighting Technology Co Ltd | NJZ | NJZ-FEL-C-100-V01-RZ-25°-0 | Outdoor Luminaires | High Output | Architectural Flood and Spot Luminaires | Premium | FALSE | [9 empty] | 42767 |  |  | No |  | 4.1 | 13000 | 130 | 100 | 14 | 0.95 | 5000 | 70
PPQ8KMQS | NJZ Lighting Technology Co Ltd | NJZ | NJZ-FEL-C-150-V01-RZ-25°-0 | Outdoor Luminaires | High Output | Architectural Flood and Spot Luminaires | Premium | FALSE | [9 empty] | 42767 |  |  | No |  | 4.1 | 19500 | 130 | 150 | 12 | 0.95 | 5000 | 70
PGY7EJ93 | NJZ Lighting Technology Co Ltd | NJZ | NJZ-FEL-C-080-V04-RZ-25°-0 | Outdoor Luminaires | High Output | Architectural Flood and Spot Luminaires | Premium | FALSE | [9 empty] | 42767 |  |  | No |  | 4.1 | 10400 | 130 | 80 | 10 | 0.95 | 5000 | 70
P7DSQMSK | NJZ Lighting Technology Co Ltd | NJZ | NJZ-FEL-C-150-V04-RZ-25°-0 | Outdoor Luminaires | High Output | Architectural Flood and Spot Luminaires | Premium | FALSE | [9 empty] | 42767 | Not Dimmable | Not Dimmable | No |  | 4.1 | 19500 | 130 | 150 | 9 | 0.95 | 5000 | 70
P7FHG692 | NJZ Lighting Technology Co Ltd | NJZ | NJZ-FEL-C-100-V04-RZ-25°-0 | Outdoor Luminaires | High Output | Architectural Flood and Spot Luminaires | Premium | FALSE | [9 empty] | 42767 | Not Dimmable | Not Dimmable | No |  | 4.1 | 13000 | 130 | 100 | 8 | 0.95 | 5000 | 70
P8R5R5QK | P.Q.L. Inc. | Superior LifeÂ® | 83268 | Outdoor Luminaires | Mid Output | Architectural Flood and Spot Luminaires | Standard | TRUE | 5152.2 | 114.61 | 44.95 | 17.44 | 0.9489 | 2981 | 72.9 | 5 | 50000 | 42766 |  |  | No |  | 4.1 | 5150 | 114 | 45 | 17 | 0.9 | 3000 | 70
PH4XBJQF | P.Q.L. Inc. | Superior LifeÂ® | 83267 | Outdoor Luminaires | Mid Output | Architectural Flood and Spot Luminaires | Standard | FALSE | [9 empty] | 42766 |  |  | No |  | 4.1 | 5400 | 120 | 45 | 17 | 0.9 | 4000 | 70
P9ZK5JY1 | Shenzhen Yaorong Technology Co.Ltd | YAORONG | YR-FL675-W600(3000K) | Outdoor Luminaires | Very High Output | Architectural Flood and Spot Luminaires | Standard | TRUE | 57909 | 97.79 | 592.2 | 10.51 | 0.9345 | 3138 | 73.6 | 5 |  | 42766 |  |  | No |  | 4.1 | 57909 | 97.79 | 592.2 | 10.51 | 0.93 | 3000 | 73.6
PPBFUKGS | Shenzhen Yaorong Technology Co.Ltd | YAORONG | YR-FL675-W600(5700K) | Outdoor Luminaires | Very High Output | Architectural Flood and Spot Luminaires | Standard | FALSE | [9 empty] | 42766 |  |  | No |  | 4.1 | 60014 | 101.05 | 593.9 | 11.39 | 0.93 | 5700 | 72.8
P71MBFKC | Shenzhen Yaorong Technology Co.Ltd | YAORONG | YR-FL675-W600(5000K) | Outdoor Luminaires | Very High Output | Architectural Flood and Spot Luminaires | Standard | FALSE | [9 empty] | 42766 |  |  | No |  | 4.1 | 57909 | 97.79 | 592.2 | 10.51 | 0.93 | 5000 | 73.6
PDR8SBN2 | Shenzhen Yaorong Technology Co.Ltd | YAORONG | YR-FL675-W600(4500K) | Outdoor Luminaires | Very High Output | Architectural Flood and Spot Luminaires | Standard | FALSE | [9 empty] | 42766 |  |  | No |  | 4.1 | 57909 | 97.79 | 592.2 | 10.51 | 0.93 | 4500 | 73.6
PV7JGVFB | Shenzhen Yaorong Technology Co.Ltd | YAORONG | YR-FL675-W600(4000K) | Outdoor Luminaires | Very High Output | Architectural Flood and Spot Luminaires | Standard | FALSE | [9 empty] | 42766 |  |  | No |  | 4.1 | 57909 | 97.79 | 592.2 | 10.51 | 0.93 | 4000 | 73.6
PZAJF61E | Shenzhen Yaorong Technology Co.Ltd | YAORONG | YR-FL675-W600(3500K) | Outdoor Luminaires | Very High Output | Architectural Flood and Spot Luminaires | Standard | FALSE | [9 empty] | 42766 |  |  | No |  | 4.1 | 57909 | 97.79 | 592.2 | 10.51 | 0.93 | 3500 | 73.6
P1BJ1QJG | Best Lighting Products | BEST LIGHTING | LEDSL28W-K-3K-30 | Outdoor Luminaires | Low Output | Architectural Flood and Spot Luminaires | Standard | TRUE | 2723.6 | 106 | 25.69 | 18.41 | 0.9089 | 3094 | 83.5 | 5 | 50000 | 42766 |  |  | No |  | 4 | 3200 | 114.3 | 28 | 17.22 | 0.91 | 3000 | 80
PUXUZU9V | Best Lighting Products | BEST LIGHTING | LEDSL15W-K-3K-30 | Outdoor Luminaires | Low Output | Architectural Flood and Spot Luminaires | Standard | TRUE | 1536 | 106.5 | 14.42 | 17.62 | 0.8994 | 3088 | 83.5 | 5 | 50000 | 42766 |  |  | No |  | 4 | 1700 | 113.3 | 15 | 17.62 | 0.8994 | 3000 | 80
P7NHNSVT | Best Lighting Products | BEST LIGHTING | LEDSL42W-K-3K-60 | Outdoor Luminaires | Low Output | Architectural Flood and Spot Luminaires | Standard | TRUE | 4204.1 | 106.9 | 39.32 | 19.19 | 0.8914 | 3077 | 83.4 | 5 | 50000 | 42766 |  |  | No |  | 4 | 4800 | 114.3 | 42 | 19.19 | 0.8914 | 3000 | 80
P3HSMYTY | Best Lighting Products | BEST LIGHTING | LEDSL28W-K-5K-30 | Outdoor Luminaires | Low Output | Architectural Flood and Spot Luminaires | Standard | FALSE | [9 empty] | 42766 |  |  | No |  | 4 | 3200 | 114.3 | 28 | 17.22 | 0.91 | 5000 | 80
PZAUN3S9 | Best Lighting Products | BEST LIGHTING | LEDSL42W-K-5K-60 | Outdoor Luminaires | Low Output | Architectural Flood and Spot Luminaires | Standard | FALSE | [9 empty] | 42766 |  |  | No |  | 4 | 4800 | 114.3 | 42 | 19.19 | 0.8914 | 5000 | 80
PQ4KSDUX | Best Lighting Products | BEST LIGHTING | LEDSL15W-K-5K-30 | Outdoor Luminaires | Low Output | Architectural Flood and Spot Luminaires | Standard | FALSE | [9 empty] | 42766 |  |  | No |  | 4 | 1700 | 113.3 | 15 | 17.62 | 0.8994 | 5000 | 80
PDX4JQE4 | MS Electrical Distribution Inc | DIVA LITE | TFL-45W-UV-50K-THK | Outdoor Luminaires | Low Output | Architectural Flood and Spot Luminaires | Standard | TRUE | 4572.993 | 101.94 | 44.86 | 20.45 | 0.9545 | 4773 | 81.3 | 5 | 50000 | 42766 | Not Dimmable | Not Dimmable | No |  | 3.1 | 4578 | 101.73 | 45 | 20.45 | 0.95 | 5000 | 80
P8XF6ASK | MS Electrical Distribution Inc | DIVA LITE | TFL-70W-UV-50K-THK | Outdoor Luminaires | Mid Output | Architectural Flood and Spot Luminaires | Standard | TRUE | 6796.19 | 95.82 | 70.93 | 18.26 | 0.9317 | 4877 | 81.5 | 5 | 50000 | 42766 | Not Dimmable | Not Dimmable | No |  | 3.1 | 6800 | 97.14 | 70 | 18.26 | 0.95 | 5000 | 80
P8Q2K1X1 | Grandlite International Corp | Grandlite International | LED-2330-30W-4K | Outdoor Luminaires | Low Output | Architectural Flood and Spot Luminaires | Standard | TRUE | 3218.4 | 114.19 | 28.18 | 13.82 | 0.9273 | 3987 | 83.4 | 5 | 50000 | 42765 | Not Dimmable | Not Dimmable | No |  | 4.1 | 3218.4 | 114.19 | 28.18 | 5.87 | 1 | 3987 | 83.4
PC86T1ZX | Grandlite International Corp | Grandlite International | LED-2350-50W-5K | Outdoor Luminaires | Mid Output | Architectural Flood and Spot Luminaires | Standard | FALSE | [9 empty] | 42765 | Not Dimmable | Not Dimmable | No |  | 4.1 | 5562.7 | 116.04 | 47.94 | 13.26 | 0.99 | 4981 | 83
PURAUKJA | Grandlite International Corp | Grandlite International | LED-2330-30W-5K | Outdoor Luminaires | Low Output | Architectural Flood and Spot Luminaires | Standard | FALSE | [9 empty] | 42765 | Not Dimmable | Not Dimmable | No |  | 4.1 | 3307.9 | 117.29 | 28.2 | 5.87 | 1 | 4935 | 82.3
PY68CNGP | Grandlite International Corp | Grandlite International | LED-2350-50W-4K | Outdoor Luminaires | Mid Output | Architectural Flood and Spot Luminaires | Standard | FALSE | [9 empty] | 42765 | Not Dimmable | Not Dimmable | No |  | 4.1 | 5457.2 | 114.91 | 47.49 | 13.26 | 0.99 | 3972 | 83.1
PEC8CF8J | CenterPoint Lighting | CenterPoint Lighting | FL300-3K-MNT | Outdoor Luminaires | Very High Output | Architectural Flood and Spot Luminaires | Standard | TRUE | 30857 | 101.45 | 304.2 | 7.88 | 0.947 | 3056 | 83.5 | 5 | 50000 | 42762 |  |  | No |  | 3 | 30857 | 101.45 | 304.2 | 7.88 | 0.947 | 3000 | 83.5
PTRYZ6Q8 | CenterPoint Lighting | CenterPoint Lighting | FL15-3K-MNT | Outdoor Luminaires | Low Output | Architectural Flood and Spot Luminaires | Standard | TRUE | 1467.8 | 96.19 | 15.26 | 16.52 | 0.9079 | 3042 | 82.9 | 5 | 50000 | 42762 |  |  | NotYetVerified |  | 3 | 1467.8 | 96.19 | 15.26 | 20 | 0.9 | 3000 | 82.9
PWX1CJK2 | CenterPoint Lighting | CenterPoint Lighting | FL100-6K-MNT | Outdoor Luminaires | Mid Output | Architectural Flood and Spot Luminaires | Standard | TRUE | 9889.9 | 101.4 | 97.57 | 20.56 | 0.9055 | 5843 | 84.5 | 5 | 50000 | 42762 |  |  | No |  | 3 | 11000 | 110 | 100 | 20 | 0.9 | 5700 | 75
P2MPK4ZV | CenterPoint Lighting | CenterPoint Lighting | FL30-3K-MNT | Outdoor Luminaires | Low Output | Architectural Flood and Spot Luminaires | Standard | TRUE | 2899.1 | 98.84 | 29.33 | 16.49 | 0.9049 | 3041 | 83.2 | 5 | 50000 | 42762 |  |  | NotYetVerified |  | 3 | 2899.1 | 98.84 | 29.33 | 20 | 0.9 | 3000 | 83.2
PTREV1H5 | CenterPoint Lighting | CenterPoint Lighting | FL50-3K-MNT | Outdoor Luminaires | Low Output | Architectural Flood and Spot Luminaires | Standard | TRUE | 4906.5 | 102.12 | 48.05 | 17.63 | 0.9031 | 3042 | 83.3 | 5 | 50000 | 42762 |  |  | NotYetVerified |  | 3 | 4906.5 | 102.12 | 48.05 | 20 | 0.9 | 3000 | 83.3
PR23AMS1 | CenterPoint Lighting | CenterPoint Lighting | FL100-3K-MNT | Outdoor Luminaires | High Output | Architectural Flood and Spot Luminaires | Standard | TRUE | 10035 | 103.53 | 96.93 | 19.07 | 0.9024 | 3058 | 82 | 5 | 50000 | 42762 |  |  | No |  | 3 | 10035 | 103.53 | 96.93 | 19.07 | 0.9024 | 3000 | 82
PK1QZQWS | CenterPoint Lighting | CenterPoint Lighting | FL150-3K-MNT | Outdoor Luminaires | High Output | Architectural Flood and Spot Luminaires | Standard | TRUE | 15131 | 98.1 | 154.3 | 6.27 | 0.9017 | 3055 | 83.2 | 5 | 50000 | 42762 |  |  | No |  | 3 | 15131 | 98.1 | 154.3 | 6.27 | 0.9017 | 3000 | 83.2
PT5WT3ND | CenterPoint Lighting | CenterPoint Lighting | FL30-6K-MNT | Outdoor Luminaires | Low Output | Architectural Flood and Spot Luminaires | Standard | FALSE | [9 empty] | 42762 |  |  | NotYetVerified |  | 3 | 2985 | 103.11 | 28.95 | 20 | 0.9 | 5700 | 84.5
P2EQFA4J | CenterPoint Lighting | CenterPoint Lighting | FL50-6K-MNT | Outdoor Luminaires | Low Output | Architectural Flood and Spot Luminaires | Standard | FALSE | [9 empty] | 42762 |  |  | NotYetVerified |  | 3 | 5053 | 105.64 | 47.83 | 20 | 0.9 | 5700 | 84.3
PQ7HVKZZ | CenterPoint Lighting | CenterPoint Lighting | FL15-6K-MNT | Outdoor Luminaires | Low Output | Architectural Flood and Spot Luminaires | Standard | FALSE | [9 empty] | 42762 |  |  | NotYetVerified |  | 3 | 1511 | 101.21 | 14.93 | 20 | 0.9 | 5700 | 84.1
PZZ42GX2 | CenterPoint Lighting | CenterPoint Lighting | FL300-6K-MNT | Outdoor Luminaires | Very High Output | Architectural Flood and Spot Luminaires | Standard | FALSE | [9 empty] | 42762 |  |  | No |  | 3 | 34017 | 111.97 | 303.8 | 7.68 | 0.9398 | 5700 | 83.7
PUQQT1D4 | CenterPoint Lighting | CenterPoint Lighting | FL150-6K-MNT | Outdoor Luminaires | High Output | Architectural Flood and Spot Luminaires | Standard | FALSE | [9 empty] | 42762 |  |  | No |  | 3 | 16423 | 106.71 | 153.9 | 6.08 | 0.9035 | 5700 | 83.5
PNH931D3 | CenterPoint Lighting | CenterPoint Lighting | FL50-5K-MNT | Outdoor Luminaires | Low Output | Architectural Flood and Spot Luminaires | Standard | FALSE | [9 empty] | 42762 |  |  | NotYetVerified |  | 3 | 4906.5 | 102.12 | 48.05 | 20 | 0.9 | 5000 | 83.3
PXFCEEZ5 | CenterPoint Lighting | CenterPoint Lighting | FL30-5K-MNT | Outdoor Luminaires | Low Output | Architectural Flood and Spot Luminaires | Standard | FALSE | [9 empty] | 42762 |  |  | NotYetVerified |  | 3 | 2899.1 | 98.84 | 29.33 | 20 | 0.9 | 5000 | 83.2
PANRWJSV | CenterPoint Lighting | CenterPoint Lighting | FL15-5K-MNT | Outdoor Luminaires | Low Output | Architectural Flood and Spot Luminaires | Standard | FALSE | [9 empty] | 42762 |  |  | NotYetVerified |  | 3 | 1467.8 | 96.19 | 15.26 | 20 | 0.9 | 5000 | 82.9
PXWA1TDE | CenterPoint Lighting | CenterPoint Lighting | FL100-5K-MNT | Outdoor Luminaires | High Output | Architectural Flood and Spot Luminaires | Standard | FALSE | [9 empty] | 42762 |  |  | No |  | 3 | 11021 | 111.95 | 98.45 | 18.87 | 0.9062 | 5000 | 83.8
P76Z3CNQ | CenterPoint Lighting | CenterPoint Lighting | FL300-5K-MNT | Outdoor Luminaires | Very High Output | Architectural Flood and Spot Luminaires | Standard | FALSE | [9 empty] | 42762 |  |  | No |  | 3 | 30857 | 101.45 | 304.2 | 7.88 | 0.947 | 5000 | 83.5
PF7AHSDE | CenterPoint Lighting | CenterPoint Lighting | FL150-5K-MNT | Outdoor Luminaires | High Output | Architectural Flood and Spot Luminaires | Standard | FALSE | [9 empty] | 42762 |  |  | No |  | 3 | 15131 | 98.1 | 154.3 | 6.27 | 0.9017 | 5000 | 83.2
P8TSEPF2 | CenterPoint Lighting | CenterPoint Lighting | FL50-4K-MNT | Outdoor Luminaires | Low Output | Architectural Flood and Spot Luminaires | Standard | FALSE | [9 empty] | 42762 |  |  | NotYetVerified |  | 3 | 4906.5 | 102.12 | 48.05 | 20 | 0.9 | 4000 | 83.3
PHAGXS1S | CenterPoint Lighting | CenterPoint Lighting | FL30-4K-MNT | Outdoor Luminaires | Low Output | Architectural Flood and Spot Luminaires | Standard | FALSE | [9 empty] | 42762 |  |  | NotYetVerified |  | 3 | 2899.1 | 98.84 | 29.33 | 20 | 0.9 | 4000 | 83.2
PXJ639D2 | CenterPoint Lighting | CenterPoint Lighting | FL15-4K-MNT | Outdoor Luminaires | Low Output | Architectural Flood and Spot Luminaires | Standard | FALSE | [9 empty] | 42762 |  |  | NotYetVerified |  | 3 | 1467.8 | 96.19 | 15.26 | 20 | 0.9 | 4000 | 82.9
PMXBCAG6 | CenterPoint Lighting | CenterPoint Lighting | FL300-4K-MNT | Outdoor Luminaires | Very High Output | Architectural Flood and Spot Luminaires | Standard | FALSE | [9 empty] | 42762 |  |  | No |  | 3 | 30857 | 101.45 | 304.2 | 7.88 | 0.947 | 4000 | 83.5
P1ZDBZB2 | CenterPoint Lighting | CenterPoint Lighting | FL150-4K-MNT | Outdoor Luminaires | High Output | Architectural Flood and Spot Luminaires | Standard | FALSE | [9 empty] | 42762 |  |  | No |  | 3 | 15131 | 98.1 | 154.3 | 6.27 | 0.9017 | 4000 | 83.2
PVBB2SWZ | CenterPoint Lighting | CenterPoint Lighting | FL100-4K-MNT | Outdoor Luminaires | High Output | Architectural Flood and Spot Luminaires | Standard | FALSE | [9 empty] | 42762 |  |  | No |  | 3 | 10035 | 103.53 | 96.93 | 19.07 | 0.9024 | 4000 | 82
P4Y25MAN | TGL Inc. | TGL Premium | TGL-FLF120-300W-3000K-YYZZ | Outdoor Luminaires | Very High Output | Architectural Flood and Spot Luminaires | Standard | TRUE | 30857 | 101.45 | 304.2 | 7.88 | 0.947 | 3056 | 83.5 | 5 | 50000 | 42762 |  |  | No |  | 3 | 30857 | 101.45 | 304.2 | 7.88 | 0.947 | 3000 | 83.5
PPD24SFD | TGL Inc. | TGL Premium | TGL-FLF120-220W-3000K-YYZZ | Outdoor Luminaires | High Output | Architectural Flood and Spot Luminaires | Standard | TRUE | 21495 | 99.51 | 216 | 18.31 | 0.9301 | 3110 | 83.6 | 5 | 50000 | 42762 |  |  | No |  | 3 | 21578 | 96.75 | 223 | 18.31 | 0.9301 | 3000 | 83.6
PQF9ZVX6 | TGL Inc. | TGL Premium | TGL-FLF120-100W-3000K-YYZZ | Outdoor Luminaires | High Output | Architectural Flood and Spot Luminaires | Standard | TRUE | 10035 | 103.53 | 96.93 | 19.07 | 0.9024 | 3058 | 82 | 5 | 50000 | 42762 |  |  | No |  | 3 | 10035 | 103.53 | 96.93 | 19.07 | 0.9024 | 3000 | 82
PR6NJ3BU | TGL Inc. | TGL Premium | TGL-FLF120-150W-3000K-YYZZ | Outdoor Luminaires | High Output | Architectural Flood and Spot Luminaires | Standard | TRUE | 15131 | 98.1 | 154.3 | 6.27 | 0.9017 | 3055 | 83.2 | 5 | 50000 | 42762 |  |  | No |  | 3 | 15131 | 98.1 | 154.3 | 6.27 | 0.9017 | 3000 | 83.2
PAJN5HDH | TGL Inc. | TGL Premium | TGL-FLF120-300W-5000K-YYZZ | Outdoor Luminaires | Very High Output | Architectural Flood and Spot Luminaires | Standard | FALSE | [9 empty] | 42762 |  |  | No |  | 3 | 30857 | 101.45 | 304.2 | 7.88 | 0.947 | 5000 | 83.5
P1DJQRDK | TGL Inc. | TGL Premium | TGL-FLF120-220W-5000K-YYZZ | Outdoor Luminaires | High Output | Architectural Flood and Spot Luminaires | Standard | FALSE | [9 empty] | 42762 |  |  | No |  | 3 | 25684 | 116.82 | 219.9 | 19.02 | 0.9276 | 5000 | 84.7
PGRDYP9F | TGL Inc. | TGL Premium | TGL-FLF120-150W-5000K-YYZZ | Outdoor Luminaires | High Output | Architectural Flood and Spot Luminaires | Standard | FALSE | [9 empty] | 42762 |  |  | No |  | 3 | 15131 | 98.1 | 154.3 | 6.27 | 0.9017 | 5000 | 83.2
PSHD7CTB | TGL Inc. | TGL Premium | TGL-FLF120-100W-5000K-YYZZ | Outdoor Luminaires | High Output | Architectural Flood and Spot Luminaires | Standard | FALSE | [9 empty] | 42762 |  |  | No |  | 3 | 11021 | 111.95 | 98.45 | 18.87 | 0.9062 | 5000 | 83.8
P98E5UX9 | Mester LED Limited | MESTER | FD150W48V40KB[BDWSG][BlankP3P4]B77[TRSPYKWM] | Outdoor Luminaires | High Output | Architectural Flood and Spot Luminaires | Premium | TRUE | 21288 | 137.79 | 154.5 | 5.23 | 0.96 | 3970 | 73.2 | 5 | 50000 | 42762 |  |  | Yes |  | 4.1 | 21000 | 140 | 150 | 5 | 0.9 | 4000 | 70
PT2NQ45U | Mester LED Limited | MESTER | FD150W48V50KB[BDWSG][BlankP3P4]B77[TRSPYKWM] | Outdoor Luminaires | High Output | Architectural Flood and Spot Luminaires | Premium | FALSE | [9 empty] | 42762 |  |  | Yes |  | 4.1 | 21000 | 140 | 150 | 5 | 0.9 | 5000 | 70
P5FJ586Z | Mester LED Limited | MESTER | FD200W48V30KB[BDWSG][BlankP3P4]B77[TRSPYKWM] | Outdoor Luminaires | High Output | Architectural Flood and Spot Luminaires | Standard | TRUE | 24844 | 120.87 | 205.5 | 6.89 | 0.9589 | 3048 | 73.8 | 5 | 50000 | 42762 |  |  | Yes |  | 4.1 | 24000 | 120 | 200 | 7 | 0.9 | 3000 | 70
PAY76JS6 | Mester LED Limited | MESTER | FD200W48V50KB[BDWSG][BlankP3P4]B77[TRSPYKWM] | Outdoor Luminaires | High Output | Architectural Flood and Spot Luminaires | Standard | FALSE | [9 empty] | 42762 |  |  | Yes |  | 4.1 | 25000 | 125 | 200 | 7 | 0.9 | 5000 | 70
PQ8F2Y7W | Mester LED Limited | MESTER | FD200W48V40KB[BDWSG][BlankP3P4]B77[TRSPYKWM] | Outdoor Luminaires | High Output | Architectural Flood and Spot Luminaires | Standard | FALSE | [9 empty] | 42762 |  |  | Yes |  | 4.1 | 25000 | 125 | 200 | 7 | 0.9 | 4000 | 70
PZGN9AW1 | Mester LED Limited | MESTER | FD200W48V35KB[BDWSG][BlankP3P4]B77[TRSPYKWM] | Outdoor Luminaires | High Output | Architectural Flood and Spot Luminaires | Standard | FALSE | [9 empty] | 42762 |  |  | Yes |  | 4.1 | 24000 | 120 | 200 | 7 | 0.9 | 3500 | 70
PPQYEHXH | Mester LED Limited | MESTER | FD110W48V30KB[BDWSG][BlankP3P4]B77[TRSPYKWM][BlankS] | Outdoor Luminaires | High Output | Architectural Flood and Spot Luminaires | Standard | TRUE | 13063 | 116.15 | 112.5 | 13.04 | 0.9939 | 3045 | 73.3 | 5 | 50000 | 42762 |  |  | Yes |  | 4.1 | 13000 | 118 | 110 | 13 | 0.9 | 3000 | 70
P3GXF785 | Mester LED Limited | MESTER | FD110W48V50KB[BDWSG][BlankP3P4]B77[TRSPYKWM][BlankS] | Outdoor Luminaires | High Output | Architectural Flood and Spot Luminaires | Standard | FALSE | [9 empty] | 42762 |  |  | Yes |  | 4.1 | 13400 | 122 | 110 | 13 | 0.9 | 5000 | 70
P225UAJD | Mester LED Limited | MESTER | FD110W48V40KB[BDWSG][BlankP3P4]B77[TRSPYKWM][BlankS] | Outdoor Luminaires | High Output | Architectural Flood and Spot Luminaires | Standard | FALSE | [9 empty] | 42762 |  |  | Yes |  | 4.1 | 13400 | 122 | 110 | 13 | 0.9 | 4000 | 70
PAD3GK7K | Mester LED Limited | MESTER | FD110W48V35KB[BDWSG][BlankP3P4]B77[TRSPYKWM][BlankS] | Outdoor Luminaires | High Output | Architectural Flood and Spot Luminaires | Standard | FALSE | [9 empty] | 42762 |  |  | Yes |  | 4.1 | 13000 | 118 | 110 | 13 | 0.9 | 3500 | 70
PXVBJRHU | Ningbo Splendid Lighting Technology Co. Ltd | Splendid | SP-AS8005-C-F-4K-[1227 3448] | Outdoor Luminaires | Very High Output | Architectural Flood and Spot Luminaires | Standard | TRUE | 38729.7 | 128.07 | 302.4 | 8.2 | 0.9624 | 3867 | 75.1 | 5 | 50000 | 42762 |  |  | No |  | 4.1 | 38700 | 127.9 | 302.5 | 20 | 0.9 | 4000 | 70
PC711ESU | Ningbo Splendid Lighting Technology Co. Ltd | Splendid | SP-AS8003-D-F-4K-[1227 3448] | Outdoor Luminaires | High Output | Architectural Flood and Spot Luminaires | Standard | TRUE | 23804.2 | 117.77 | 202.1 | 10.79 | 0.9506 | 3906 | 74.6 | 5 | 50000 | 42762 |  |  | No |  | 4.1 | 23800 | 117.5 | 202.5 | 20 | 0.9 | 4000 | 70
PAY625UC | Ningbo Splendid Lighting Technology Co. Ltd | Splendid | SP-AS8003-B-F-4K-[1227 3448] | Outdoor Luminaires | High Output | Architectural Flood and Spot Luminaires | Standard | TRUE | 19060.2 | 126.61 | 150.5 | 12.01 | 0.9428 | 3869 | 74.5 | 5 | 50000 | 42762 |  |  | No |  | 4.1 | 19000 | 126.2 | 150.5 | 20 | 0.9 | 4000 | 70
PT6327JF | Ningbo Splendid Lighting Technology Co. Ltd | Splendid | SP-AS8003-A-F-4K-[1227 3448] | Outdoor Luminaires | High Output | Architectural Flood and Spot Luminaires | Standard | TRUE | 12512.5 | 136.4 | 91.74 | 7.23 | 0.9404 | 3852 | 74.5 | 5 | 50000 | 42762 |  |  | No |  | 4.1 | 12500 | 135.8 | 92 | 20 | 0.9 | 4000 | 70
PHDB3S7W | Ningbo Splendid Lighting Technology Co. Ltd | Splendid | SP-AS8004-B-F-4K-[1227 3448] | Outdoor Luminaires | Mid Output | Architectural Flood and Spot Luminaires | Standard | TRUE | 5291.72 | 128.99 | 41.03 | 19.07 | 0.9394 | 3865 | 74.3 | 5 | 50000 | 42762 |  |  | No |  | 4.1 | 5250 | 126.5 | 41.5 | 20 | 0.9 | 4000 | 70
PU79JG6N | Ningbo Splendid Lighting Technology Co. Ltd | Splendid | SP-AS8004-C-F-4K-[1227 3448] | Outdoor Luminaires | Mid Output | Architectural Flood and Spot Luminaires | Standard | TRUE | 7350.8 | 116.4 | 63.15 | 17.1 | 0.9205 | 3889 | 74.3 | 5 | 50000 | 42762 |  |  | No |  | 4.1 | 7350 | 115.7 | 63.5 | 20 | 0.9 | 4000 | 70
PE32PPFW | Ningbo Splendid Lighting Technology Co. Ltd | Splendid | SP-AS8005-C-F-5K-[1227 3448] | Outdoor Luminaires | Very High Output | Architectural Flood and Spot Luminaires | Standard | FALSE | [9 empty] | 42762 |  |  | No |  | 4.1 | 38700 | 127.9 | 302.5 | 20 | 0.9 | 5000 | 70
PD5S22FD | Ningbo Splendid Lighting Technology Co. Ltd | Splendid | SP-AS8004-C-F-5K-[1227 3448] | Outdoor Luminaires | Mid Output | Architectural Flood and Spot Luminaires | Standard | FALSE | [9 empty] | 42762 |  |  | No |  | 4.1 | 7350 | 115.7 | 63.5 | 20 | 0.9 | 5000 | 70
PRWR8WZY | Ningbo Splendid Lighting Technology Co. Ltd | Splendid | SP-AS8004-B-F-5K-[1227 3448] | Outdoor Luminaires | Mid Output | Architectural Flood and Spot Luminaires | Standard | FALSE | [9 empty] | 42762 |  |  | No |  | 4.1 | 5250 | 126.5 | 41.5 | 20 | 0.9 | 5000 | 70
PG4JNVZV | Ningbo Splendid Lighting Technology Co. Ltd | Splendid | SP-AS8003-D-F-5K-[1227 3448] | Outdoor Luminaires | High Output | Architectural Flood and Spot Luminaires | Standard | FALSE | [9 empty] | 42762 |  |  | No |  | 4.1 | 23800 | 117.5 | 202.5 | 20 | 0.9 | 5000 | 70
P5AXHYBM | Ningbo Splendid Lighting Technology Co. Ltd | Splendid | SP-AS8003-B-F-5K-[1227 3448] | Outdoor Luminaires | High Output | Architectural Flood and Spot Luminaires | Standard | FALSE | [9 empty] | 42762 |  |  | No |  | 4.1 | 19000 | 126.2 | 150.5 | 20 | 0.9 | 5000 | 70
PEPVZETB | Ningbo Splendid Lighting Technology Co. Ltd | Splendid | SP-AS8003-A-F-5K-[1227 3448] | Outdoor Luminaires | High Output | Architectural Flood and Spot Luminaires | Standard | FALSE | [9 empty] | 42762 |  |  | No |  | 4.1 | 12500 | 135.8 | 92 | 20 | 0.9 | 5000 | 70
P4YM2V8V | Tamlite Lighting |  | TABFL3028-xx | Outdoor Luminaires | Low Output | Architectural Flood and Spot Luminaires | Standard | TRUE | 2723.6 | 106 | 25.69 | 18.41 | 0.9089 | 3094 | 83.5 | 5 | 50000 | 42762 | Not Dimmable | Not Dimmable | No |  | 4 | 3200 | 114.3 | 28 | 17.22 | 0.91 | 3000 | 80
P7PAHV9Q | Tamlite Lighting |  | TABFL3015-xx | Outdoor Luminaires | Low Output | Architectural Flood and Spot Luminaires | Standard | TRUE | 1536 | 106.5 | 14.42 | 17.62 | 0.8994 | 3088 | 83.5 | 5 | 50000 | 42762 | Not Dimmable | Not Dimmable | No |  | 4 | 1700 | 113.3 | 15 | 17.62 | 0.8994 | 3000 | 80
P43WYK2Q | Tamlite Lighting |  | TABFL3042-xx | Outdoor Luminaires | Low Output | Architectural Flood and Spot Luminaires | Standard | TRUE | 4204.1 | 106.9 | 39.32 | 19.19 | 0.8914 | 3077 | 83.4 | 5 | 50000 | 42762 | Not Dimmable | Not Dimmable | No |  | 4 | 4800 | 114.3 | 42 | 19.19 | 0.8914 | 3000 | 80
PD1BPZKT | Tamlite Lighting |  | TABFL5028-xx | Outdoor Luminaires | Low Output | Architectural Flood and Spot Luminaires | Standard | FALSE | [9 empty] | 42762 | Not Dimmable | Not Dimmable | No |  | 4 | 3200 | 114.3 | 28 | 17.22 | 0.91 | 5000 | 80
PUEJSMAK | Tamlite Lighting |  | TABFL5042-xx | Outdoor Luminaires | Low Output | Architectural Flood and Spot Luminaires | Standard | FALSE | [9 empty] | 42762 | Not Dimmable | Not Dimmable | No |  | 4 | 4800 | 114.3 | 42 | 19.19 | 0.8914 | 5000 | 80
P9RHMMDY | Tamlite Lighting |  | TABFL5015-xx | Outdoor Luminaires | Low Output | Architectural Flood and Spot Luminaires | Standard | FALSE | [9 empty] | 42762 | Not Dimmable | Not Dimmable | No |  | 4 | 1700 | 113.3 | 15 | 17.62 | 0.8994 | 5000 | 80
PRFD131R | Newtronics Developments Limited | Newtronics Developments | ND-ST-T3Y200W50K | Outdoor Luminaires | High Output | Architectural Flood and Spot Luminaires | Standard | TRUE | 21430.96 | 110.092 | 194.66 | 5.56 | 0.9658 | 4952 | 82.7 | 5 | 50000 | 42761 |  |  | No |  | 3.1 | 22100 | 110.5 | 200 | 5.67 | 0.95 | 5000 | 80
PRAVXN55 | RHYNO LED Lighting Solutions Inc. | Rhyno Brand LED | RL-150-120-03-4K | Outdoor Luminaires | High Output | Architectural Flood and Spot Luminaires | Premium | TRUE | 17124 | 120.44 | 142.2 | 12.44 | 0.9347 | 3894 | 73.2 | 5 | 50000 | 42761 |  |  | Yes |  | 4.1 | 17124 | 120.44 | 142.2 | 9.38 | 0.99 | 3894 | 73.2
PQPPG75F | RHYNO LED Lighting Solutions Inc. | Rhyno Brand LED | RL-150-120-03 | Outdoor Luminaires | High Output | Architectural Flood and Spot Luminaires | Premium | FALSE | [9 empty] | 42761 |  |  | Yes |  | 4.1 | 17443 | 121.31 | 143.8 | 9.38 | 0.99 | 4949 | 73.6
PPCZGDKC | WISDOM OPTOELECTRONICS TECHNOLOGY CO.LIMITED | WISDOM | WSD-SB30W27-40K-Z-T3-U-Y-# | Outdoor Luminaires | Very High Output | Architectural Flood and Spot Luminaires | Standard | TRUE | 35458 | 120.06 | 295.3 | 14.78 | 0.9481 | 4041 | 82.7 | 5 | 50000 | 42761 |  |  | Yes |  | 4.1 | 36000 | 120 | 300 | 15 | 0.95 | 4000 | 80
PZRSTERK | WISDOM OPTOELECTRONICS TECHNOLOGY CO.LIMITED | WISDOM | WSD-SB10W48-40K-Z-T5-U-Y | Outdoor Luminaires | High Output | Architectural Flood and Spot Luminaires | Standard | FALSE | [9 empty] | 42761 |  |  | Yes |  | 4.1 | 12479 | 125 | 100 | 17 | 0.95 | 4000 | 80
PXUF4WTN | WISDOM OPTOELECTRONICS TECHNOLOGY CO.LIMITED | WISDOM | WSD-SB10W48-40K-Z-T3-U-Y | Outdoor Luminaires | High Output | Architectural Flood and Spot Luminaires | Standard | FALSE | [9 empty] | 42761 |  |  | Yes |  | 4.1 | 12479 | 125 | 100 | 17 | 0.95 | 4000 | 80
PQVTFKSM | WISDOM OPTOELECTRONICS TECHNOLOGY CO.LIMITED | WISDOM | WSD-SB10W48-40K-Z-T2-U-Y | Outdoor Luminaires | High Output | Architectural Flood and Spot Luminaires | Standard | FALSE | [9 empty] | 42761 |  |  | Yes |  | 4.1 | 12479 | 125 | 100 | 17 | 0.95 | 4000 | 80
PJ53UH3H | WISDOM OPTOELECTRONICS TECHNOLOGY CO.LIMITED | WISDOM | WSD-SB10W27-40K-Z-T2-U-Y-# | Outdoor Luminaires | High Output | Architectural Flood and Spot Luminaires | Standard | FALSE | [9 empty] | 42761 |  |  | Yes |  | 4.1 | 12479 | 125 | 100 | 17 | 0.95 | 4000 | 80
PBEGMBM2 | WISDOM OPTOELECTRONICS TECHNOLOGY CO.LIMITED | WISDOM | WSD-SB10W27-40K-Z-T3-U-Y-# | Outdoor Luminaires | High Output | Architectural Flood and Spot Luminaires | Standard | FALSE | [9 empty] | 42761 |  |  | Yes |  | 4.1 | 12479 | 125 | 100 | 17 | 0.95 | 4000 | 80
P5594FH7 | WISDOM OPTOELECTRONICS TECHNOLOGY CO.LIMITED | WISDOM | WSD-SB10W27-40K-Z-T5-U-Y-# | Outdoor Luminaires | High Output | Architectural Flood and Spot Luminaires | Standard | FALSE | [9 empty] | 42761 |  |  | Yes |  | 4.1 | 12479 | 125 | 100 | 17 | 0.95 | 4000 | 80
PU81CGE2 | WISDOM OPTOELECTRONICS TECHNOLOGY CO.LIMITED | WISDOM | WSD-SB06W27-40K-Z-T2-U-Y-# | Outdoor Luminaires | Mid Output | Architectural Flood and Spot Luminaires | Standard | FALSE | [9 empty] | 42761 |  |  | Yes |  | 4.1 | 7550 | 126 | 60 | 16 | 0.95 | 4000 | 80
PPGQZYX8 | WISDOM OPTOELECTRONICS TECHNOLOGY CO.LIMITED | WISDOM | WSD-SB06W27-40K-Z-T5-U-Y-# | Outdoor Luminaires | Mid Output | Architectural Flood and Spot Luminaires | Standard | FALSE | [9 empty] | 42761 |  |  | Yes |  | 4.1 | 7550 | 126 | 60 | 16 | 0.95 | 4000 | 80
PP5X3VRG | WISDOM OPTOELECTRONICS TECHNOLOGY CO.LIMITED | WISDOM | WSD-SB06W27-40K-Z-T3-U-Y-# | Outdoor Luminaires | Mid Output | Architectural Flood and Spot Luminaires | Standard | FALSE | [9 empty] | 42761 |  |  | Yes |  | 4.1 | 7550 | 126 | 60 | 16 | 0.95 | 4000 | 80
PWZT3PWR | WISDOM OPTOELECTRONICS TECHNOLOGY CO.LIMITED | WISDOM | WSD-SB30W48-40K-Z-T3-U-Y | Outdoor Luminaires | Very High Output | Architectural Flood and Spot Luminaires | Standard | FALSE | [9 empty] | 42761 |  |  | Yes |  | 4.1 | 36000 | 120 | 300 | 15 | 0.95 | 4000 | 80
PS66ANEH | WISDOM OPTOELECTRONICS TECHNOLOGY CO.LIMITED | WISDOM | WSD-SB30W27-40K-Z-T5-U-Y-# | Outdoor Luminaires | Very High Output | Architectural Flood and Spot Luminaires | Standard | FALSE | [9 empty] | 42761 |  |  | Yes |  | 4.1 | 36000 | 120 | 300 | 15 | 0.95 | 4000 | 80
PRVKJA1J | WISDOM OPTOELECTRONICS TECHNOLOGY CO.LIMITED | WISDOM | WSD-SB30W48-40K-Z-T2-U-Y | Outdoor Luminaires | Very High Output | Architectural Flood and Spot Luminaires | Standard | FALSE | [9 empty] | 42761 |  |  | Yes |  | 4.1 | 36000 | 120 | 300 | 15 | 0.95 | 4000 | 80
PQXQRN2W | WISDOM OPTOELECTRONICS TECHNOLOGY CO.LIMITED | WISDOM | WSD-SB30W27-40K-Z-T2-U-Y-# | Outdoor Luminaires | Very High Output | Architectural Flood and Spot Luminaires | Standard | FALSE | [9 empty] | 42761 |  |  | Yes |  | 4.1 | 36000 | 120 | 300 | 15 | 0.95 | 4000 | 80
P1WAH47R | WISDOM OPTOELECTRONICS TECHNOLOGY CO.LIMITED | WISDOM | WSD-SB30W48-40K-Z-T5-U-Y | Outdoor Luminaires | Very High Output | Architectural Flood and Spot Luminaires | Standard | FALSE | [9 empty] | 42761 |  |  | Yes |  | 4.1 | 36000 | 120 | 300 | 15 | 0.95 | 4000 | 80
PWX4J84C | WISDOM OPTOELECTRONICS TECHNOLOGY CO.LIMITED | WISDOM | WSD-SB15W48-40K-Z-T5-U-Y | Outdoor Luminaires | High Output | Architectural Flood and Spot Luminaires | Standard | FALSE | [9 empty] | 42761 |  |  | Yes |  | 4.1 | 18670 | 124 | 150 | 14 | 0.95 | 4000 | 80
PVASR4P4 | WISDOM OPTOELECTRONICS TECHNOLOGY CO.LIMITED | WISDOM | WSD-SB15W27-40K-Z-T5-U-Y-# | Outdoor Luminaires | High Output | Architectural Flood and Spot Luminaires | Standard | FALSE | [9 empty] | 42761 |  |  | Yes |  | 4.1 | 18670 | 124 | 150 | 14 | 0.95 | 4000 | 80
PPSMB3WU | WISDOM OPTOELECTRONICS TECHNOLOGY CO.LIMITED | WISDOM | WSD-SB15W48-40K-Z-T2-U-Y | Outdoor Luminaires | High Output | Architectural Flood and Spot Luminaires | Standard | FALSE | [9 empty] | 42761 |  |  | Yes |  | 4.1 | 18670 | 124 | 150 | 14 | 0.95 | 4000 | 80
PNR5SPBQ | WISDOM OPTOELECTRONICS TECHNOLOGY CO.LIMITED | WISDOM | WSD-SB15W27-40K-Z-T2-U-Y-# | Outdoor Luminaires | High Output | Architectural Flood and Spot Luminaires | Standard | FALSE | [9 empty] | 42761 |  |  | Yes |  | 4.1 | 18670 | 124 | 150 | 14 | 0.95 | 4000 | 80
PJJP7K7E | WISDOM OPTOELECTRONICS TECHNOLOGY CO.LIMITED | WISDOM | WSD-SB15W48-40K-Z-T3-U-Y | Outdoor Luminaires | High Output | Architectural Flood and Spot Luminaires | Standard | FALSE | [9 empty] | 42761 |  |  | Yes |  | 4.1 | 18670 | 124 | 150 | 14 | 0.95 | 4000 | 80
PC8U9MUU | WISDOM OPTOELECTRONICS TECHNOLOGY CO.LIMITED | WISDOM | WSD-SB15W27-40K-Z-T3-U-Y-# | Outdoor Luminaires | High Output | Architectural Flood and Spot Luminaires | Standard | FALSE | [9 empty] | 42761 |  |  | Yes |  | 4.1 | 18670 | 124 | 150 | 14 | 0.95 | 4000 | 80
PYFBAWQ8 | WISDOM OPTOELECTRONICS TECHNOLOGY CO.LIMITED | WISDOM | WSD-SB20W27-40K-Z-T5-U-Y-# | Outdoor Luminaires | High Output | Architectural Flood and Spot Luminaires | Standard | FALSE | [9 empty] | 42761 |  |  | Yes |  | 4.1 | 24200 | 121 | 200 | 11 | 0.95 | 4000 | 80
PWZA5A98 | WISDOM OPTOELECTRONICS TECHNOLOGY CO.LIMITED | WISDOM | WSD-SB20W48-40K-Z-T5-U-Y | Outdoor Luminaires | High Output | Architectural Flood and Spot Luminaires | Standard | FALSE | [9 empty] | 42761 |  |  | Yes |  | 4.1 | 24200 | 121 | 200 | 11 | 0.95 | 4000 | 80
PR9CKCR3 | WISDOM OPTOELECTRONICS TECHNOLOGY CO.LIMITED | WISDOM | WSD-SB20W27-40K-Z-T2-U-Y-# | Outdoor Luminaires | High Output | Architectural Flood and Spot Luminaires | Standard | FALSE | [9 empty] | 42761 |  |  | Yes |  | 4.1 | 24200 | 121 | 200 | 11 | 0.95 | 4000 | 80
PPYF5V1E | WISDOM OPTOELECTRONICS TECHNOLOGY CO.LIMITED | WISDOM | WSD-SB20W48-40K-Z-T2-U-Y | Outdoor Luminaires | High Output | Architectural Flood and Spot Luminaires | Standard | FALSE | [9 empty] | 42761 |  |  | Yes |  | 4.1 | 24200 | 121 | 200 | 11 | 0.95 | 4000 | 80
PEYY7R6E | WISDOM OPTOELECTRONICS TECHNOLOGY CO.LIMITED | WISDOM | WSD-SB20W27-40K-Z-T3-U-Y-# | Outdoor Luminaires | High Output | Architectural Flood and Spot Luminaires | Standard | FALSE | [9 empty] | 42761 |  |  | Yes |  | 4.1 | 24200 | 121 | 200 | 11 | 0.95 | 4000 | 80
P9TRVQ59 | WISDOM OPTOELECTRONICS TECHNOLOGY CO.LIMITED | WISDOM | WSD-SB20W48-40K-Z-T3-U-Y | Outdoor Luminaires | High Output | Architectural Flood and Spot Luminaires | Standard | FALSE | [9 empty] | 42761 |  |  | Yes |  | 4.1 | 24200 | 121 | 200 | 11 | 0.95 | 4000 | 80
PHCD5QXZ | Torshare Ltd | TORSHARE | DMD15S-150W-A-S(4000K) | Outdoor Luminaires | High Output | Architectural Flood and Spot Luminaires | Standard | TRUE | 16404 | 104.55 | 156.9 | 10.62 | 0.8788 | 4082 | 82.8 | 5 | 50000 | 42760 |  |  | No |  | 4.1 | 16404 | 104.55 | 156.9 | 10.62 | 0.88 | 4000 | 82.8
P7CA6E54 | Torshare Ltd | TORSHARE | DMD15S-150W-A-S(5700K) | Outdoor Luminaires | High Output | Architectural Flood and Spot Luminaires | Standard | FALSE | [9 empty] | 42760 |  |  | No |  | 4.1 | 16769 | 107.63 | 155.8 | 12.61 | 0.91 | 5700 | 81.8
PEH2RWPB | Torshare Ltd | TORSHARE | DMD15S-150W-A-S(5000K) | Outdoor Luminaires | High Output | Architectural Flood and Spot Luminaires | Standard | FALSE | [9 empty] | 42760 |  |  | No |  | 4.1 | 16647 | 106.47 | 156.35 | 10.62 | 0.88 | 5000 | 82.8
P7XJPBXJ | Torshare Ltd | TORSHARE | DMD15S-150W-A-S(4500K) | Outdoor Luminaires | High Output | Architectural Flood and Spot Luminaires | Standard | FALSE | [9 empty] | 42760 |  |  | No |  | 4.1 | 16526 | 105.7 | 156.35 | 10.62 | 0.88 | 4500 | 82.8
P00001IXI | Shenzhen Zoweer Optoelectronic Technology Co. Ltd. | Zoweer | ZR-HFL-500WCBM(4000K)Â | Outdoor Luminaires | Very High Output | Architectural Flood and Spot Luminaires | Standard | TRUE | 58536.137 | 121.065 | 483.51 | 16.6 | 0.939 | 3843 | 70.4 | 5 | 50000 | 42760 |  |  | No | Product updated on 1/25/2017 | 4.1 | 58536.1 | 121 | 483.5 | 16.6 | 0.94 | 3843 | 70.4
P00001IXG | Shenzhen Zoweer Optoelectronic Technology Co. Ltd. | Zoweer | ZR-HFL-300WCBM(4000K)Â | Outdoor Luminaires | Very High Output | Architectural Flood and Spot Luminaires | Standard | TRUE | 34498.156 | 120.383 | 286.57 | 15.9 | 0.931 | 3855 | 70.5 | 5 | 50000 | 42760 |  |  | No | Product updated on 1/26/2017 | 4.1 | 34498.1 | 120.3 | 286.5 | 15.9 | 0.93 | 3855 | 70.5
P00001IXJ | Shenzhen Zoweer Optoelectronic Technology Co. Ltd. | Zoweer | ZR-HFL-500WCBM(5700K) | Outdoor Luminaires | Very High Output | Architectural Flood and Spot Luminaires | Standard | FALSE | [9 empty] | 42760 |  |  | No | Product updated on 1/25/2017 | 4.1 | 59640.7 | 125.2 | 476.1 | 17.2 | 0.95 | 5662 | 71.9
P00001IXH | Shenzhen Zoweer Optoelectronic Technology Co. Ltd. | Zoweer | ZR-HFL-300WCBM(5700K) | Outdoor Luminaires | Very High Output | Architectural Flood and Spot Luminaires | Standard | FALSE | [9 empty] | 42760 |  |  | No | Product updated on 1/26/2017 | 4.1 | 36177.9 | 126.1 | 286.7 | 16.7 | 0.95 | 5502 | 71
PEQRU88S | Shenzhen Zoweer Optoelectronic Technology Co. Ltd. | Zoweer | ZR-HFL-300WCBM(5000K)Â | Outdoor Luminaires | Very High Output | Architectural Flood and Spot Luminaires | Standard | FALSE | [9 empty] | 42760 |  |  | No | Product updated on 1/26/2017 | 4.1 | 34498.1 | 120.3 | 286.5 | 15.9 | 0.93 | 5000 | 70.5
PUNCFPX4 | Shenzhen Zoweer Optoelectronic Technology Co. Ltd. | Zoweer | ZR-HFL-500WCBM(5000K)Â | Outdoor Luminaires | Very High Output | Architectural Flood and Spot Luminaires | Standard | FALSE | [9 empty] | 42760 |  |  | No | Product updated on 1/25/2017 | 4.1 | 58536.1 | 121 | 483.5 | 16.6 | 0.94 | 5000 | 70.4
PHCM1JAE | Shenzhen Zoweer Optoelectronic Technology Co. Ltd. | Zoweer | ZR-HFL-300WCBM(4500K)Â | Outdoor Luminaires | Very High Output | Architectural Flood and Spot Luminaires | Standard | FALSE | [9 empty] | 42760 |  |  | No | Product updated on 1/26/2017 | 4.1 | 34498.1 | 120.3 | 286.5 | 15.9 | 0.93 | 4500 | 70.5
P4HG799X | Shenzhen Zoweer Optoelectronic Technology Co. Ltd. | Zoweer | ZR-HFL-500WCBM(4500K)Â | Outdoor Luminaires | Very High Output | Architectural Flood and Spot Luminaires | Standard | FALSE | [9 empty] | 42760 |  |  | No | Product updated on 1/25/2017 | 4.1 | 58536.1 | 121 | 483.5 | 16.6 | 0.94 | 4500 | 70.4
PXWABXM6 | Appleton Group | Areamaster | iAMLHL3WG7BUoo | Outdoor Luminaires | Very High Output | Architectural Flood and Spot Luminaires | Standard | TRUE | 30346 | 102.8 | 295.1 | 10.89 | 0.951 | 3235 | 84.1 | 5 | 50000 | 42760 | Not Dimmable | Not Dimmable | No |  | 4.1 | 30346 | 102.83 | 295.1 | 8.23 | 0.99 | 3235 | 84.1
PKMBE5H7 | Appleton Group | Areamaster | iAMLHL1WG7BUoo | Outdoor Luminaires | High Output | Architectural Flood and Spot Luminaires | Standard | TRUE | 19753 | 111.6 | 177 | 13.35 | 0.949 | 3235 | 84.1 | 5 | 50000 | 42760 | Not Dimmable | Not Dimmable | No |  | 4.1 | 19753 | 111.6 | 177 | 10.67 | 0.99 | 3235 | 84.1
P56TF2DD | Appleton Group | Areamaster | iAMLHL1CF6BUoo | Outdoor Luminaires | High Output | Architectural Flood and Spot Luminaires | Premium | TRUE | 20799 | 117.6 | 176.9 | 13.3 | 0.949 | 5274 | 73.2 | 5 | 50000 | 42760 | Not Dimmable | Not Dimmable | No |  | 4.1 | 20799 | 117.57 | 176.9 | 10.65 | 0.99 | 5274 | 73.2
PJTSD3FZ | Appleton Group | Areamaster | iAMLHL1CG6BUoo | Outdoor Luminaires | High Output | Architectural Flood and Spot Luminaires | Premium | FALSE | [9 empty] | 42760 | Not Dimmable | Not Dimmable | No |  | 4.1 | 23457 | 134.89 | 173.9 | 10.65 | 0.99 | 5274 | 73.2
P3ZE4EKK | Appleton Group | Areamaster | iAMLHL1CG7BUoo | Outdoor Luminaires | High Output | Architectural Flood and Spot Luminaires | Premium | FALSE | [9 empty] | 42760 | Not Dimmable | Not Dimmable | No |  | 4.1 | 22661 | 127.45 | 177.8 | 10.65 | 0.99 | 5274 | 73.2
PQERWEG9 | Appleton Group | Areamaster | iAMLHL2CG6BHoo | Outdoor Luminaires | Very High Output | Architectural Flood and Spot Luminaires | Premium | FALSE | [9 empty] | 42760 | Not Dimmable | Not Dimmable | No |  | 4.1 | 30372 | 135.41 | 224.3 | 9.48 | 0.99 | 5274 | 73.2
PS8ZNBYR | Appleton Group | Areamaster | iAMLHL2CG7BHoo | Outdoor Luminaires | High Output | Architectural Flood and Spot Luminaires | Premium | FALSE | [9 empty] | 42760 | Not Dimmable | Not Dimmable | No |  | 4.1 | 28063 | 125.11 | 224.3 | 9.48 | 0.99 | 5274 | 73.2
P4VBK3WU | Appleton Group | Areamaster | iAMLHL2CF6BHoo | Outdoor Luminaires | High Output | Architectural Flood and Spot Luminaires | Standard | FALSE | [9 empty] | 42760 | Not Dimmable | Not Dimmable | No |  | 4.1 | 25977 | 115.81 | 224.3 | 9.48 | 0.99 | 5274 | 73.2
PRKUS59R | Appleton Group | Areamaster | iAMLHL1CG6BHoo | Outdoor Luminaires | High Output | Architectural Flood and Spot Luminaires | Premium | FALSE | [9 empty] | 42760 | Not Dimmable | Not Dimmable | No |  | 4.1 | 23457 | 129.6 | 181 | 9.03 | 0.99 | 5274 | 73.2
P39C9EQR | Appleton Group | Areamaster | iAMLHL1CG7BHoo | Outdoor Luminaires | High Output | Architectural Flood and Spot Luminaires | Premium | FALSE | [9 empty] | 42760 | Not Dimmable | Not Dimmable | No |  | 4.1 | 22661 | 125.2 | 181 | 9.03 | 0.99 | 5274 | 73.2
PUUQKAK1 | Appleton Group | Areamaster | iAMLHL1CF6BHoo | Outdoor Luminaires | High Output | Architectural Flood and Spot Luminaires | Standard | FALSE | [9 empty] | 42760 | Not Dimmable | Not Dimmable | No |  | 4.1 | 20799 | 114.91 | 181 | 9.03 | 0.99 | 5274 | 73.2
P8ET9QQW | Appleton Group | Areamaster | iAMLHL2CG6BUoo | Outdoor Luminaires | Very High Output | Architectural Flood and Spot Luminaires | Premium | FALSE | [9 empty] | 42760 | Not Dimmable | Not Dimmable | No |  | 4.1 | 30372 | 134.21 | 226.3 | 8.55 | 0.99 | 5274 | 73.2
P8GGPMH9 | Appleton Group | Areamaster | iAMLHL2CG7BUoo | Outdoor Luminaires | High Output | Architectural Flood and Spot Luminaires | Premium | FALSE | [9 empty] | 42760 | Not Dimmable | Not Dimmable | No |  | 4.1 | 28063 | 123.95 | 226.4 | 8.55 | 0.99 | 5274 | 73.2
PWQXZZEN | Appleton Group | Areamaster | iAMLHL2CF6BUoo | Outdoor Luminaires | High Output | Architectural Flood and Spot Luminaires | Standard | FALSE | [9 empty] | 42760 | Not Dimmable | Not Dimmable | No |  | 4.1 | 25977 | 114.54 | 226.8 | 8.55 | 0.99 | 5274 | 73.2
PWSPNYH6 | Appleton Group | Areamaster | iAMLHL3CG6BUoo | Outdoor Luminaires | Very High Output | Architectural Flood and Spot Luminaires | Premium | FALSE | [9 empty] | 42760 | Not Dimmable | Not Dimmable | No |  | 4.1 | 37039 | 122.24 | 303 | 8.21 | 0.99 | 5274 | 73.2
P1Z9Q24J | Appleton Group | Areamaster | iAMLHL3CG7BUoo | Outdoor Luminaires | Very High Output | Architectural Flood and Spot Luminaires | Standard | FALSE | [9 empty] | 42760 | Not Dimmable | Not Dimmable | No |  | 4.1 | 35430 | 115.6 | 306.5 | 8.21 | 0.99 | 5274 | 73.2
PG3WP1F5 | Appleton Group | Areamaster | iAMLHL3CF6BUoo | Outdoor Luminaires | Very High Output | Architectural Flood and Spot Luminaires | Standard | FALSE | [9 empty] | 42760 | Not Dimmable | Not Dimmable | No |  | 4.1 | 31600 | 104.43 | 302.6 | 8.21 | 0.99 | 5274 | 73.2
PGGKM1NH | Appleton Group | Areamaster | iAMLHL3CG6BHoo | Outdoor Luminaires | Very High Output | Architectural Flood and Spot Luminaires | Premium | FALSE | [9 empty] | 42760 | Not Dimmable | Not Dimmable | No |  | 4.1 | 37039 | 122.32 | 302.8 | 7.6 | 1 | 5274 | 73.2
PX7RA5Z9 | Appleton Group | Areamaster | iAMLHL3CG7BHoo | Outdoor Luminaires | Very High Output | Architectural Flood and Spot Luminaires | Standard | FALSE | [9 empty] | 42760 | Not Dimmable | Not Dimmable | No |  | 4.1 | 35430 | 117.01 | 302.8 | 7.6 | 1 | 5274 | 73.2
PYDUBK3S | Appleton Group | Areamaster | iAMLHL3CF6BHoo | Outdoor Luminaires | Very High Output | Architectural Flood and Spot Luminaires | Standard | FALSE | [9 empty] | 42760 | Not Dimmable | Not Dimmable | No |  | 4.1 | 31600 | 104.36 | 302.8 | 7.6 | 1 | 5274 | 73.2
PVD41Y8P | Appleton Group | Areamaster | iAMLHL1CG5BUoo | Outdoor Luminaires | High Output | Architectural Flood and Spot Luminaires | Premium | FALSE | [9 empty] | 42760 | Not Dimmable | Not Dimmable | No |  | 4.1 | 24138 | 136.45 | 176.9 | 10.65 | 0.99 | 5274 | 73.2
PF5M8NT3 | Appleton Group | Areamaster | iAMLHL2CG5BHoo | Outdoor Luminaires | High Output | Architectural Flood and Spot Luminaires | Premium | FALSE | [9 empty] | 42760 | Not Dimmable | Not Dimmable | No |  | 4.1 | 29996 | 133.73 | 224.3 | 9.48 | 0.99 | 5274 | 73.2
P4MANMNW | Appleton Group | Areamaster | iAMLHL1CG5BHoo | Outdoor Luminaires | High Output | Architectural Flood and Spot Luminaires | Premium | FALSE | [9 empty] | 42760 | Not Dimmable | Not Dimmable | No |  | 4.1 | 24138 | 133.36 | 181 | 9.03 | 0.99 | 5274 | 73.2
PEJ34E69 | Appleton Group | Areamaster | iAMLHL2CG5BUoo | Outdoor Luminaires | High Output | Architectural Flood and Spot Luminaires | Premium | FALSE | [9 empty] | 42760 | Not Dimmable | Not Dimmable | No |  | 4.1 | 29996 | 131.5 | 228.1 | 8.55 | 0.99 | 5274 | 73.2
P4ZKTYET | Appleton Group | Areamaster | iAMLHL3CG5BUoo | Outdoor Luminaires | Very High Output | Architectural Flood and Spot Luminaires | Premium | FALSE | [9 empty] | 42760 | Not Dimmable | Not Dimmable | No |  | 4.1 | 38350 | 126.57 | 303 | 8.21 | 0.99 | 5274 | 73.2
PY6BEKKN | Appleton Group | Areamaster | iAMLHL3CG5BHoo | Outdoor Luminaires | Very High Output | Architectural Flood and Spot Luminaires | Premium | FALSE | [9 empty] | 42760 | Not Dimmable | Not Dimmable | No |  | 4.1 | 38350 | 126.65 | 302.8 | 7.6 | 1 | 5274 | 73.2
P3TJTF73 | Appleton Group | Areamaster | iAMLHL2WG7BUoo | Outdoor Luminaires | High Output | Architectural Flood and Spot Luminaires | Standard | FALSE | [9 empty] | 42760 | Not Dimmable | Not Dimmable | No |  | 4.1 | 23532 | 109.91 | 214.1 | 10.12 | 0.99 | 3235 | 84.1
PE12UT8Y | Appleton Group | Areamaster | iAMLHL2WG7BHoo | Outdoor Luminaires | High Output | Architectural Flood and Spot Luminaires | Standard | FALSE | [9 empty] | 42760 | Not Dimmable | Not Dimmable | No |  | 4.1 | 23532 | 110.01 | 213.9 | 9.52 | 0.99 | 3235 | 84.1
P5BTY1R2 | Appleton Group | Areamaster | iAMLHL1WG7BHoo | Outdoor Luminaires | High Output | Architectural Flood and Spot Luminaires | Standard | FALSE | [9 empty] | 42760 | Not Dimmable | Not Dimmable | No |  | 4.1 | 19753 | 109.74 | 180 | 9.51 | 0.99 | 3235 | 84.1
PDNG9Z9G | Appleton Group | Areamaster | iAMLHL3WG7BHoo | Outdoor Luminaires | Very High Output | Architectural Flood and Spot Luminaires | Standard | FALSE | [9 empty] | 42760 | Not Dimmable | Not Dimmable | No |  | 4.1 | 30346 | 104.5 | 290.4 | 7.91 | 1 | 3235 | 84.1
PJEZSFS6 | Appleton Group | Areamaster | iAMLHL1WG5BUoo | Outdoor Luminaires | High Output | Architectural Flood and Spot Luminaires | Premium | FALSE | [9 empty] | 42760 | Not Dimmable | Not Dimmable | No |  | 4.1 | 21642 | 122.76 | 176.3 | 10.67 | 0.99 | 3235 | 84.1
P7Z7BSPC | Appleton Group | Areamaster | iAMLHL2WG5BUoo | Outdoor Luminaires | High Output | Architectural Flood and Spot Luminaires | Premium | FALSE | [9 empty] | 42760 | Not Dimmable | Not Dimmable | No |  | 4.1 | 25779 | 120.07 | 214.7 | 10.12 | 0.99 | 3235 | 84.1
PH53FKKU | Appleton Group | Areamaster | iAMLHL2WG5BHoo | Outdoor Luminaires | High Output | Architectural Flood and Spot Luminaires | Premium | FALSE | [9 empty] | 42760 | Not Dimmable | Not Dimmable | No |  | 4.1 | 25779 | 120.52 | 213.9 | 9.52 | 0.99 | 3235 | 84.1
PHMPNAQF | Appleton Group | Areamaster | iAMLHL1WG5BHoo | Outdoor Luminaires | High Output | Architectural Flood and Spot Luminaires | Premium | FALSE | [9 empty] | 42760 | Not Dimmable | Not Dimmable | No |  | 4.1 | 21642 | 120.23 | 180 | 9.51 | 0.99 | 3235 | 84.1
PUM2MXU5 | Appleton Group | Areamaster | iAMLHL3WG5BUoo | Outdoor Luminaires | Very High Output | Architectural Flood and Spot Luminaires | Standard | FALSE | [9 empty] | 42760 | Not Dimmable | Not Dimmable | No |  | 4.1 | 33333 | 112.73 | 295.7 | 8.23 | 0.99 | 3235 | 84.1
PQUMNF7Z | Appleton Group | Areamaster | iAMLHL3WG5BHoo | Outdoor Luminaires | Very High Output | Architectural Flood and Spot Luminaires | Standard | FALSE | [9 empty] | 42760 | Not Dimmable | Not Dimmable | No |  | 4.1 | 33333 | 114.78 | 290.4 | 7.91 | 1 | 3235 | 84.1
PY5SJ57Q | Shenzhen Lighting Inc | Shenzhen Lighting | SZ-SS20W2-[150H 180H 240H G Blank] 2700K | Outdoor Luminaires | Low Output | Architectural Flood and Spot Luminaires | Standard | TRUE | 1680.3 | 90.04 | 18.66 | 13.49 | 0.985 | 2699 | 81.9 | 5 | 50000 | 42759 | Not Yet Verified | Not Yet Verified | No |  | 3.1 | 1790 | 90 | 20 | 13 | 0.9 | 2700 | 80
P47EH626 | Shenzhen Lighting Inc | Shenzhen Lighting | SZ-SS30W3-[150H 180H 240H G Blank] 2700K | Outdoor Luminaires | Low Output | Architectural Flood and Spot Luminaires | Standard | TRUE | 2433.2 | 89.36 | 27.23 | 12.03 | 0.983 | 2766 | 81.6 | 5 | 50000 | 42759 | Not Yet Verified | Not Yet Verified | No |  | 3.1 | 2700 | 90 | 30 | 12 | 0.9 | 2700 | 80
PBN2TH1P | Shenzhen Lighting Inc | Shenzhen Lighting | SZ-SS20W2-[150H 180H 240H G Blank] 5700K | Outdoor Luminaires | Low Output | Architectural Flood and Spot Luminaires | Standard | FALSE | [9 empty] | 42759 | Not Yet Verified | Not Yet Verified | No |  | 3.1 | 1820 | 91 | 20 | 13 | 0.9 | 5700 | 80
P4G8V5V7 | Shenzhen Lighting Inc | Shenzhen Lighting | SZ-SS30W3-[150H 180H 240H G Blank] 5700K | Outdoor Luminaires | Low Output | Architectural Flood and Spot Luminaires | Standard | FALSE | [9 empty] | 42759 | Not Yet Verified | Not Yet Verified | No |  | 3.1 | 2730 | 91 | 30 | 12 | 0.9 | 5700 | 80
PK91ESCG | Shenzhen Lighting Inc | Shenzhen Lighting | SZ-SS20W2-[150H 180H 240H G Blank] 5000K | Outdoor Luminaires | Low Output | Architectural Flood and Spot Luminaires | Standard | FALSE | [9 empty] | 42759 | Not Yet Verified | Not Yet Verified | No |  | 3.1 | 1815 | 91 | 20 | 13 | 0.9 | 5000 | 80
PW5H7XXJ | Shenzhen Lighting Inc | Shenzhen Lighting | SZ-SS30W3-[150H 180H 240H G Blank] 5000K | Outdoor Luminaires | Low Output | Architectural Flood and Spot Luminaires | Standard | FALSE | [9 empty] | 42759 | Not Yet Verified | Not Yet Verified | No |  | 3.1 | 2725 | 91 | 30 | 12 | 0.9 | 5000 | 80
PDT9S4PU | Shenzhen Lighting Inc | Shenzhen Lighting | SZ-SS20W2-[150H 180H 240H G Blank] 4500K | Outdoor Luminaires | Low Output | Architectural Flood and Spot Luminaires | Standard | FALSE | [9 empty] | 42759 | Not Yet Verified | Not Yet Verified | No |  | 3.1 | 1810 | 91 | 20 | 13 | 0.9 | 4500 | 80
PRVHRK4K | Shenzhen Lighting Inc | Shenzhen Lighting | SZ-SS30W3-[150H 180H 240H G Blank] 4500K | Outdoor Luminaires | Low Output | Architectural Flood and Spot Luminaires | Standard | FALSE | [9 empty] | 42759 | Not Yet Verified | Not Yet Verified | No |  | 3.1 | 2720 | 91 | 30 | 12 | 0.9 | 4500 | 80
P23M1YAG | Shenzhen Lighting Inc | Shenzhen Lighting | SZ-SS20W2-[150H 180H 240H G Blank] 4000K | Outdoor Luminaires | Low Output | Architectural Flood and Spot Luminaires | Standard | FALSE | [9 empty] | 42759 | Not Yet Verified | Not Yet Verified | No |  | 3.1 | 1805 | 90 | 20 | 13 | 0.9 | 4000 | 80
PBMXY4TZ | Shenzhen Lighting Inc | Shenzhen Lighting | SZ-SS30W3-[150H 180H 240H G Blank] 4000K | Outdoor Luminaires | Low Output | Architectural Flood and Spot Luminaires | Standard | FALSE | [9 empty] | 42759 | Not Yet Verified | Not Yet Verified | No |  | 3.1 | 2715 | 91 | 30 | 12 | 0.9 | 4000 | 80
PRBB3F7Z | Shenzhen Lighting Inc | Shenzhen Lighting | SZ-SS20W2-[150H 180H 240H G Blank] 3500K | Outdoor Luminaires | Low Output | Architectural Flood and Spot Luminaires | Standard | FALSE | [9 empty] | 42759 | Not Yet Verified | Not Yet Verified | No |  | 3.1 | 1800 | 90 | 20 | 13 | 0.9 | 3500 | 80
PEU183PE | Shenzhen Lighting Inc | Shenzhen Lighting | SZ-SS30W3-[150H 180H 240H G Blank] 3500K | Outdoor Luminaires | Low Output | Architectural Flood and Spot Luminaires | Standard | FALSE | [9 empty] | 42759 | Not Yet Verified | Not Yet Verified | No |  | 3.1 | 2710 | 90 | 30 | 12 | 0.9 | 3500 | 80
P1YTH3G8 | Shenzhen Lighting Inc | Shenzhen Lighting | SZ-SS20W2-[150H 180H 240H G Blank] 3000K | Outdoor Luminaires | Low Output | Architectural Flood and Spot Luminaires | Standard | FALSE | [9 empty] | 42759 | Not Yet Verified | Not Yet Verified | No |  | 3.1 | 1795 | 90 | 20 | 13 | 0.9 | 3000 | 80
PBFTG7HW | Shenzhen Lighting Inc | Shenzhen Lighting | SZ-SS30W3-[150H 180H 240H G Blank] 3000K | Outdoor Luminaires | Low Output | Architectural Flood and Spot Luminaires | Standard | FALSE | [9 empty] | 42759 | Not Yet Verified | Not Yet Verified | No |  | 3.1 | 2705 | 90 | 30 | 12 | 0.9 | 3000 | 80
P3P8WWYR | Appleton Group | Areamaster | [IAMLGAMLG]L8WG7BUoo | Outdoor Luminaires | High Output | Architectural Flood and Spot Luminaires | Standard | TRUE | 15558 | 105 | 148.2 | 10.15 | 0.951 | 3235 | 84.1 | 5 | 50000 | 42759 | Not Dimmable | Not Dimmable | No |  | 4.1 | 15558 | 104.98 | 148.2 | 8.04 | 0.99 | 3235 | 84.1
PQ621Y65 | Appleton Group | Areamaster | [IAMLGAMLG]L6WG7BUoo | Outdoor Luminaires | Mid Output | Architectural Flood and Spot Luminaires | Premium | TRUE | 8112 | 117 | 69.36 | 13.94 | 0.924 | 3235 | 84.1 | 5 | 50000 | 42759 | Not Dimmable | Not Dimmable | No |  | 4.1 | 8112 | 116.96 | 69.36 | 12 | 0.99 | 3235 | 84.1
PWU8PUPH | Appleton Group | Areamaster | [IAMLGAMLG]L6CF6BUoo | Outdoor Luminaires | Mid Output | Architectural Flood and Spot Luminaires | Premium | TRUE | 8168 | 116.6 | 70.08 | 13.93 | 0.924 | 5274 | 73.2 | 5 | 50000 | 42759 | Not Dimmable | Not Dimmable | No |  | 4.1 | 8168 | 116.55 | 70.08 | 10.65 | 0.99 | 5274 | 73.2
PQ1SFJGC | Appleton Group | Areamaster | [IAMLGAMLG]L6CG6BUoo | Outdoor Luminaires | Mid Output | Architectural Flood and Spot Luminaires | Premium | FALSE | [9 empty] | 42759 | Not Dimmable | Not Dimmable | No |  | 4.1 | 9967 | 143.78 | 69.32 | 10.65 | 0.99 | 5274 | 73.2
P9MSZUFX | Appleton Group | Areamaster | [IAMLGAMLG]L6CG6BHoo | Outdoor Luminaires | Mid Output | Architectural Flood and Spot Luminaires | Premium | FALSE | [9 empty] | 42759 | Not Dimmable | Not Dimmable | No |  | 4.1 | 9967 | 136.52 | 73.01 | 10.11 | 0.98 | 5274 | 73.2
PK1AHSV3 | Appleton Group | Areamaster | [IAMLGAMLG]L6CF6BHoo | Outdoor Luminaires | Mid Output | Architectural Flood and Spot Luminaires | Standard | FALSE | [9 empty] | 42759 | Not Dimmable | Not Dimmable | No |  | 4.1 | 8168 | 111.88 | 73.01 | 10.11 | 0.98 | 5274 | 73.2
P7TAWC1T | Appleton Group | Areamaster | [IAMLGAMLG]L6CG7BUoo | Outdoor Luminaires | Mid Output | Architectural Flood and Spot Luminaires | Premium | FALSE | [9 empty] | 42759 | Not Dimmable | Not Dimmable | No |  | 4.1 | 9087 | 131.09 | 69.32 | 9.16 | 0.99 | 5274 | 73.2
P4RDRRE3 | Appleton Group | Areamaster | [IAMLGAMLG]L7CG6BUoo | Outdoor Luminaires | High Output | Architectural Flood and Spot Luminaires | Premium | FALSE | [9 empty] | 42759 | Not Dimmable | Not Dimmable | No |  | 4.1 | 15327 | 134.8 | 113.7 | 9.16 | 0.99 | 5274 | 73.2
P1S3RYMP | Appleton Group | Areamaster | [IAMLGAMLG]L7CG7BUoo | Outdoor Luminaires | High Output | Architectural Flood and Spot Luminaires | Premium | FALSE | [9 empty] | 42759 | Not Dimmable | Not Dimmable | No |  | 4.1 | 14208 | 126.29 | 112.5 | 9.16 | 0.99 | 5274 | 73.2
PJ2U3XCF | Appleton Group | Areamaster | [IAMLGAMLG]L7CF6BUoo | Outdoor Luminaires | High Output | Architectural Flood and Spot Luminaires | Standard | FALSE | [9 empty] | 42759 | Not Dimmable | Not Dimmable | No |  | 4.1 | 12821 | 112.17 | 114.3 | 9.16 | 0.99 | 5274 | 73.2
PDSAQNV9 | Appleton Group | Areamaster | [IAMLGAMLG]L6CG7BHoo | Outdoor Luminaires | Mid Output | Architectural Flood and Spot Luminaires | Premium | FALSE | [9 empty] | 42759 | Not Dimmable | Not Dimmable | No |  | 4.1 | 9087 | 124.46 | 73.01 | 9.09 | 0.99 | 5274 | 73.2
P2DAFUR6 | Appleton Group | Areamaster | [IAMLGAMLG]L7CG6BHoo | Outdoor Luminaires | High Output | Architectural Flood and Spot Luminaires | Premium | FALSE | [9 empty] | 42759 | Not Dimmable | Not Dimmable | No |  | 4.1 | 15327 | 136 | 112.7 | 9.09 | 0.99 | 5274 | 73.2
P9MQE9AY | Appleton Group | Areamaster | [IAMLGAMLG]L7CG7BHoo | Outdoor Luminaires | High Output | Architectural Flood and Spot Luminaires | Premium | FALSE | [9 empty] | 42759 | Not Dimmable | Not Dimmable | No |  | 4.1 | 14208 | 126.07 | 112.7 | 9.09 | 0.99 | 5274 | 73.2
PJ94DA3B | Appleton Group | Areamaster | [IAMLGAMLG]L7CF6BHoo | Outdoor Luminaires | High Output | Architectural Flood and Spot Luminaires | Standard | FALSE | [9 empty] | 42759 | Not Dimmable | Not Dimmable | No |  | 4.1 | 12821 | 113.76 | 112.7 | 9.09 | 0.99 | 5274 | 73.2
PXP9A3PD | Appleton Group | Areamaster | [IAMLGAMLG]L8CG6BUoo | Outdoor Luminaires | High Output | Architectural Flood and Spot Luminaires | Premium | FALSE | [9 empty] | 42759 | Not Dimmable | Not Dimmable | No |  | 4.1 | 20096 | 128.99 | 155.8 | 7.77 | 0.99 | 5274 | 73.2
PYYQQ814 | Appleton Group | Areamaster | [IAMLGAMLG]L8CG7BUoo | Outdoor Luminaires | High Output | Architectural Flood and Spot Luminaires | Premium | FALSE | [9 empty] | 42759 | Not Dimmable | Not Dimmable | No |  | 4.1 | 18470 | 119.08 | 155.1 | 7.77 | 0.99 | 5274 | 73.2
PBVU2RGS | Appleton Group | Areamaster | [IAMLGAMLG]L8CF6BUoo | Outdoor Luminaires | High Output | Architectural Flood and Spot Luminaires | Standard | FALSE | [9 empty] | 42759 | Not Dimmable | Not Dimmable | No |  | 4.1 | 16578 | 106.13 | 156.2 | 7.77 | 0.99 | 5274 | 73.2
P9KA24P3 | Appleton Group | Areamaster | [IAMLGAMLG]L8CG6BHoo | Outdoor Luminaires | High Output | Architectural Flood and Spot Luminaires | Premium | FALSE | [9 empty] | 42759 | Not Dimmable | Not Dimmable | No |  | 4.1 | 20096 | 130.75 | 153.7 | 7.35 | 1 | 5274 | 73.2
PV9DY6T8 | Appleton Group | Areamaster | [IAMLGAMLG]L8CG7BHoo | Outdoor Luminaires | High Output | Architectural Flood and Spot Luminaires | Premium | FALSE | [9 empty] | 42759 | Not Dimmable | Not Dimmable | No |  | 4.1 | 18470 | 120.17 | 153.7 | 7.35 | 1 | 5274 | 73.2
PXTWCXJJ | Appleton Group | Areamaster | [IAMLGAMLG]L8CF6BHoo | Outdoor Luminaires | High Output | Architectural Flood and Spot Luminaires | Standard | FALSE | [9 empty] | 42759 | Not Dimmable | Not Dimmable | No |  | 4.1 | 16578 | 107.86 | 153.7 | 7.35 | 1 | 5274 | 73.2
PQ9JZB4E | Appleton Group | Areamaster | [IAMLGAMLG]L6WG7BHoo | Outdoor Luminaires | Mid Output | Architectural Flood and Spot Luminaires | Standard | FALSE | [9 empty] | 42759 | Not Dimmable | Not Dimmable | No |  | 4.1 | 8112 | 110.74 | 73.25 | 10.02 | 0.98 | 3235 | 84.1
PGSY9GW9 | Appleton Group | Areamaster | [IAMLGAMLG]L7WG7BUoo | Outdoor Luminaires | High Output | Architectural Flood and Spot Luminaires | Standard | FALSE | [9 empty] | 42759 | Not Dimmable | Not Dimmable | No |  | 4.1 | 11974 | 111.7 | 107.2 | 9.83 | 0.99 | 3235 | 84.1
PX8NECYW | Appleton Group | Areamaster | [IAMLGAMLG]L7WG7BHoo | Outdoor Luminaires | High Output | Architectural Flood and Spot Luminaires | Standard | FALSE | [9 empty] | 42759 | Not Dimmable | Not Dimmable | No |  | 4.1 | 11974 | 111.28 | 107.6 | 9.44 | 0.99 | 3235 | 84.1
P9UAC5VP | Appleton Group | Areamaster | [IAMLGAMLG]L8WG7BHoo | Outdoor Luminaires | High Output | Architectural Flood and Spot Luminaires | Standard | FALSE | [9 empty] | 42759 | Not Dimmable | Not Dimmable | No |  | 4.1 | 15558 | 105.62 | 147.3 | 7.69 | 1 | 3235 | 84.1
PYSYE39R | Grandlite International Corp | Grandlite International | LED-2315-13W-4K | Outdoor Luminaires | Low Output | Architectural Flood and Spot Luminaires | Standard | TRUE | 1463.5 | 124.49 | 11.76 | 15.56 | 0.8846 | 3917 | 83.2 | 5 | 50000 | 42759 | Not Dimmable | Not Dimmable | No |  | 4.1 | 1463.5 | 124.49 | 11.76 | 6.88 | 0.99 | 3917 | 83.2
PYHYNS9T | Grandlite International Corp | Grandlite International | LED-2315-13W-5K | Outdoor Luminaires | Low Output | Architectural Flood and Spot Luminaires | Standard | FALSE | [9 empty] | 42759 | Not Dimmable | Not Dimmable | No |  | 4.1 | 1474.6 | 127.24 | 11.59 | 6.88 | 0.99 | 4898 | 82.4
PUAJBZXY | Mester LED Limited | MESTER | FD150W27V40KB[BDWSG][BlankP0P1]B77[TRSPYKWM] | Outdoor Luminaires | High Output | Architectural Flood and Spot Luminaires | Premium | TRUE | 20981 | 135.96 | 154.3 | 4.67 | 0.9766 | 3947 | 73 | 5 | 50000 | 42759 | Dimmable | Continuous Below 10 | Yes |  | 4.1 | 20500 | 137 | 150 | 6 | 0.9 | 4000 | 70
PQ5CD961 | Mester LED Limited | MESTER | FD200W27V30KB[BDWSG][BlankP0P1]B77[TRSPYKWM] | Outdoor Luminaires | High Output | Architectural Flood and Spot Luminaires | Standard | TRUE | 24078 | 117.83 | 204.3 | 4.86 | 0.9552 | 3046 | 73.9 | 5 | 50000 | 42759 | Dimmable | Continuous Below 10 | Yes |  | 4.1 | 24000 | 120 | 200 | 5 | 0.9 | 3000 | 70
PXFEHNZW | Mester LED Limited | MESTER | FD105W27V30KB[BDWSG][BlankP0P1]B77[TRSPYKWM][BlankS] | Outdoor Luminaires | High Output | Architectural Flood and Spot Luminaires | Standard | TRUE | 13031 | 124.17 | 104.9 | 10.8 | 0.942 | 3040 | 73.9 | 5 | 50000 | 42759 | Dimmable | Continuous Below 10 | Yes |  | 4.1 | 13000 | 124 | 105 | 11 | 0.9 | 3000 | 70
PWWD8MA9 | Mester LED Limited | MESTER | FD105W27V50KB[BDWSG][BlankP0P1]B77[TRSPYKWM][BlankS] | Outdoor Luminaires | High Output | Architectural Flood and Spot Luminaires | Standard | FALSE | [9 empty] | 42759 | Dimmable | Continuous Below 10 | Yes |  | 4.1 | 13400 | 128 | 105 | 11 | 0.9 | 5000 | 70
P1UAYXB8 | Mester LED Limited | MESTER | FD150W27V50KB[BDWSG][BlankP0P1]B77[TRSPYKWM] | Outdoor Luminaires | High Output | Architectural Flood and Spot Luminaires | Premium | FALSE | [9 empty] | 42759 | Dimmable | Continuous Below 10 | Yes |  | 4.1 | 21000 | 140 | 150 | 6 | 0.9 | 5000 | 70
PF8SP98B | Mester LED Limited | MESTER | FD200W27V50KB[BDWSG][BlankP0P1]B77[TRSPYKWM] | Outdoor Luminaires | High Output | Architectural Flood and Spot Luminaires | Standard | FALSE | [9 empty] | 42759 | Dimmable | Continuous Below 10 | Yes |  | 4.1 | 24500 | 123 | 200 | 5 | 0.9 | 5000 | 70
PAMG2KAX | Mester LED Limited | MESTER | FD105W27V40KB[BDWSG][BlankP0P1]B77[TRSPYKWM][BlankS] | Outdoor Luminaires | High Output | Architectural Flood and Spot Luminaires | Standard | FALSE | [9 empty] | 42759 | Dimmable | Continuous Below 10 | Yes |  | 4.1 | 13400 | 128 | 105 | 11 | 0.9 | 4000 | 70
P5F1AN5H | Mester LED Limited | MESTER | FD200W27V40KB[BDWSG][BlankP0P1]B77[TRSPYKWM] | Outdoor Luminaires | High Output | Architectural Flood and Spot Luminaires | Standard | FALSE | [9 empty] | 42759 | Dimmable | Continuous Below 10 | Yes |  | 4.1 | 24500 | 123 | 200 | 5 | 0.9 | 4000 | 70
PDVWEYU2 | Mester LED Limited | MESTER | FD105W27V35KB[BDWSG][BlankP0P1]B77[TRSPYKWM][BlankS] | Outdoor Luminaires | High Output | Architectural Flood and Spot Luminaires | Standard | FALSE | [9 empty] | 42759 | Dimmable | Continuous Below 10 | Yes |  | 4.1 | 13000 | 124 | 105 | 11 | 0.9 | 3500 | 70
PCAXP462 | Mester LED Limited | MESTER | FD200W27V35KB[BDWSG][BlankP0P1]B77[TRSPYKWM] | Outdoor Luminaires | High Output | Architectural Flood and Spot Luminaires | Standard | FALSE | [9 empty] | 42759 | Dimmable | Continuous Below 10 | Yes |  | 4.1 | 24000 | 120 | 200 | 5 | 0.9 | 3500 | 70
P38FQGHP | Hubbell Lighting | Hubbell Outdoor Lighting | FLL-28L4K | Outdoor Luminaires | High Output | Architectural Flood and Spot Luminaires | Standard | TRUE | 10291 | 105.66 | 97.38 | 14.01 | 0.9503 | 3992 | 75.9 | 5 | 50000 | 42758 | Not Dimmable | Not Dimmable | No |  | 4.1 | 10291 | 105.66 | 97.4 | 14.01 | 0.95 | 4000 | 70
PR4YD37Y | shenzhen ccclighting limited | ccclighting | FL02-5701 | Outdoor Luminaires | High Output | Architectural Flood and Spot Luminaires | Premium | TRUE | 29450 | 116.91 | 251.9 | 10.63 | 0.9442 | 5861 | 74.6 | 5 | 50000 | 42758 | Not Dimmable | Not Dimmable | No |  | 4.1 | 28894 | 117.12 | 246.7 | 10.63 | 0.94 | 5861 | 74.6
PG6DGPRB | shenzhen ccclighting limited | ccclighting | FL03-5701 | Outdoor Luminaires | High Output | Architectural Flood and Spot Luminaires | Premium | TRUE | 17536 | 117.3 | 149.5 | 9.17 | 0.9366 | 5760 | 74.2 | 5 | 50000 | 42758 | Not Dimmable | Not Dimmable | No |  | 4.1 | 17536 | 117.3 | 149.5 | 9.17 | 0.94 | 5760 | 74.2
PJKPMYHW | Torshare Ltd | TORSHARE | DMD10S-100W-A-S(4000K) | Outdoor Luminaires | High Output | Architectural Flood and Spot Luminaires | Standard | TRUE | 9526.6 | 97.24 | 97.97 | 12.87 | 0.9324 | 4028 | 82.5 | 5 | 50000 | 42758 | Not Dimmable | Not Dimmable | No |  | 4.1 | 9621.4 | 97.63 | 98.55 | 12.87 | 0.93 | 4000 | 82.5
PW1JDA48 | Torshare Ltd | TORSHARE | DMD10S-100W-A-S(5700K) | Outdoor Luminaires | High Output | Architectural Flood and Spot Luminaires | Standard | FALSE | [9 empty] | 42758 | Not Dimmable | Not Dimmable | No |  | 4.1 | 10035 | 100.72 | 99.63 | 13.75 | 0.95 | 5700 | 82.5
P77U44F6 | Torshare Ltd | TORSHARE | DMD10S-100W-A-S(5000K) | Outdoor Luminaires | High Output | Architectural Flood and Spot Luminaires | Standard | FALSE | [9 empty] | 42758 | Not Dimmable | Not Dimmable | No |  | 4.1 | 9897 | 99.88 | 99.09 | 12.87 | 0.93 | 5000 | 82.5
PCJB7J9T | Torshare Ltd | TORSHARE | DMD10S-100W-A-S(4500K) | Outdoor Luminaires | High Output | Architectural Flood and Spot Luminaires | Standard | FALSE | [9 empty] | 42758 | Not Dimmable | Not Dimmable | No |  | 4.1 | 9759 | 98.49 | 99.09 | 12.87 | 0.93 | 4500 | 82.5
PGFYXDU9 | S LITE CO. LTD. | S LITE | AL215HL-HV-2404-70-30K-N4-Optional include[BA00]-Optional include[WHBKDBSLXX]-Optional include[P3P5P700]-Optional include[PMSCPSSCMSMCMSC00]-00-SF-CR-IVT | Outdoor Luminaires | High Output | Architectural Flood and Spot Luminaires | Standard | TRUE | 24342 | 100.26 | 242.8 | 11.3 | 0.9571 | 3170 | 83.6 | 5 | 50000 | 42758 | Dimmable | Continuous Above 10 | Yes |  | 4.1 | 23614 | 100 | 242.8 | 11.03 | 0.96 | 3000 | 83.6
P99T95XN | S LITE CO. LTD. | S LITE | AL215HL-HV-2404-70-50K-T4m-Optional include[BA00]-Optional include[WHBKDBSLXX]-Optional include[P3P5P700]-Optional include[PMSCPSSCMSMCMSC00]-00-SF-CR-IVT | Outdoor Luminaires | High Output | Architectural Flood and Spot Luminaires | Standard | FALSE | [9 empty] | 42758 | Dimmable | Continuous Above 10 | Yes |  | 4.1 | 25895 | 107 | 242 | 11.03 | 0.96 | 5000 | 74.6
P18N3A9P | S LITE CO. LTD. | S LITE | AL215HL-HV-2404-70-50K-T3m-Optional include[BA00]-Optional include[WHBKDBSLXX]-Optional include[P3P5P700]-Optional include[PMSCPSSCMSMCMSC00]-00-SF-CR-IVT | Outdoor Luminaires | High Output | Architectural Flood and Spot Luminaires | Standard | FALSE | [9 empty] | 42758 | Dimmable | Continuous Above 10 | Yes |  | 4.1 | 26975 | 110.78 | 243.5 | 10.98 | 0.96 | 5000 | 74.5
PDJ11UCE | S LITE CO. LTD. | S LITE | AL215HL-HV-2404-70-50K-T5s-Optional include[BA00]-Optional include[WHBKDBSLXX]-Optional include[P3P5P700]-Optional include[PMSCPSSCMSMCMSC00]-00-SF-CR-IVT | Outdoor Luminaires | High Output | Architectural Flood and Spot Luminaires | Standard | FALSE | [9 empty] | 42758 | Dimmable | Continuous Above 10 | Yes |  | 4.1 | 26756 | 109.43 | 244.5 | 11.62 | 0.96 | 5000 | 74
PX35SE1U | S LITE CO. LTD. | S LITE | AL215HL-UNV-4006-70-50K-T3m-Optional include[BA00]-Optional include[WHBKDBSLXX]-Optional include[P3P5P700]-Optional include[PMSCPSSCMSMCMSC00]-00-SF-CR-IVT | Outdoor Luminaires | Very High Output | Architectural Flood and Spot Luminaires | Standard | FALSE | [9 empty] | 42758 | Dimmable | Continuous Above 10 | Yes |  | 4.1 | 43277.37 | 113.11 | 382.6 | 11.98 | 0.95 | 5000 | 70
P3VWYHS2 | S LITE CO. LTD. | S LITE | AL215HL-UNV-4006-70-50K-T5s-Optional include[BA00]-Optional include[WHBKDBSLXX]-Optional include[P3P5P700]-Optional include[PMSCPSSCMSMCMSC00]-00-SF-CR-IVT | Outdoor Luminaires | Very High Output | Architectural Flood and Spot Luminaires | Standard | FALSE | [9 empty] | 42758 | Dimmable | Continuous Above 10 | Yes |  | 4.1 | 42659.71 | 111.5 | 382.6 | 11.98 | 0.95 | 5000 | 70
PARVEB12 | S LITE CO. LTD. | S LITE | AL215HL-UNV-4006-70-50K-T4m-Optional include[BA00]-Optional include[WHBKDBSLXX]-Optional include[P3P5P700]-Optional include[PMSCPSSCMSMCMSC00]-00-SF-CR-IVT | Outdoor Luminaires | Very High Output | Architectural Flood and Spot Luminaires | Standard | FALSE | [9 empty] | 42758 | Dimmable | Continuous Above 10 | Yes |  | 4.1 | 41712.63 | 109.02 | 382.6 | 11.98 | 0.95 | 5000 | 70
PGG82KST | S LITE CO. LTD. | S LITE | AL215HL-HV-4006-70-50K-T3m-Optional include[BA00]-Optional include[WHBKDBSLXX]-Optional include[P3P5P700]-Optional include[PMSCPSSCMSMCMSC00]-00-SF-CR-IVT | Outdoor Luminaires | Very High Output | Architectural Flood and Spot Luminaires | Standard | FALSE | [9 empty] | 42758 | Dimmable | Continuous Above 10 | Yes |  | 4.1 | 41647.98 | 110.36 | 377.4 | 11.2 | 0.94 | 5000 | 70
PJV11RVG | S LITE CO. LTD. | S LITE | AL215HL-HV-4006-70-50K-T5s-Optional include[BA00]-Optional include[WHBKDBSLXX]-Optional include[P3P5P700]-Optional include[PMSCPSSCMSMCMSC00]-00-SF-CR-IVT | Outdoor Luminaires | Very High Output | Architectural Flood and Spot Luminaires | Standard | FALSE | [9 empty] | 42758 | Dimmable | Continuous Above 10 | Yes |  | 4.1 | 41053.57 | 108.78 | 377.4 | 11.2 | 0.94 | 5000 | 70
PPKDC3KA | S LITE CO. LTD. | S LITE | AL215HL-HV-4006-70-50K-T4m-Optional include[BA00]-Optional include[WHBKDBSLXX]-Optional include[P3P5P700]-Optional include[PMSCPSSCMSMCMSC00]-00-SF-CR-IVT | Outdoor Luminaires | Very High Output | Architectural Flood and Spot Luminaires | Standard | FALSE | [9 empty] | 42758 | Dimmable | Continuous Above 10 | Yes |  | 4.1 | 40142.15 | 106.37 | 377.4 | 11.2 | 0.94 | 5000 | 70
PGN6XABN | S LITE CO. LTD. | S LITE | AL215HL-HV-3205-70-50K-T3m-Optional include[BA00]-Optional include[WHBKDBSLXX]-Optional include[P3P5P700]-Optional include[PMSCPSSCMSMCMSC00]-00-SF-CR-IVT | Outdoor Luminaires | Very High Output | Architectural Flood and Spot Luminaires | Standard | FALSE | [9 empty] | 42758 | Dimmable | Continuous Above 10 | Yes |  | 4.1 | 33022.84 | 106.94 | 308.8 | 10.38 | 0.94 | 5000 | 70
P3WA3579 | S LITE CO. LTD. | S LITE | AL215HL-HV-3205-70-50K-T5s-Optional include[BA00]-Optional include[WHBKDBSLXX]-Optional include[P3P5P700]-Optional include[PMSCPSSCMSMCMSC00]-00-SF-CR-IVT | Outdoor Luminaires | Very High Output | Architectural Flood and Spot Luminaires | Standard | FALSE | [9 empty] | 42758 | Dimmable | Continuous Above 10 | Yes |  | 4.1 | 32551.53 | 105.41 | 308.8 | 10.38 | 0.94 | 5000 | 70
P6RG14WQ | S LITE CO. LTD. | S LITE | AL215HL-HV-3205-70-50K-T4m-Optional include[BA00]-Optional include[WHBKDBSLXX]-Optional include[P3P5P700]-Optional include[PMSCPSSCMSMCMSC00]-00-SF-CR-IVT | Outdoor Luminaires | Very High Output | Architectural Flood and Spot Luminaires | Standard | FALSE | [9 empty] | 42758 | Dimmable | Continuous Above 10 | Yes |  | 4.1 | 31828.87 | 103.07 | 308.8 | 10.38 | 0.94 | 5000 | 70
PQC38XQF | S LITE CO. LTD. | S LITE | AL215HL-UNV-3205-70-50K-T3m-Optional include[BA00]-Optional include[WHBKDBSLXX]-Optional include[P3P5P700]-Optional include[PMSCPSSCMSMCMSC00]-00-SF-CR-IVT | Outdoor Luminaires | Very High Output | Architectural Flood and Spot Luminaires | Standard | FALSE | [9 empty] | 42758 | Dimmable | Continuous Above 10 | Yes |  | 4.1 | 33640.15 | 109.61 | 306.9 | 9.49 | 0.95 | 5000 | 70
PGFGYFUT | S LITE CO. LTD. | S LITE | AL215HL-UNV-3205-70-50K-T5s-Optional include[BA00]-Optional include[WHBKDBSLXX]-Optional include[P3P5P700]-Optional include[PMSCPSSCMSMCMSC00]-00-SF-CR-IVT | Outdoor Luminaires | Very High Output | Architectural Flood and Spot Luminaires | Standard | FALSE | [9 empty] | 42758 | Dimmable | Continuous Above 10 | Yes |  | 4.1 | 33160.03 | 108.05 | 306.9 | 9.49 | 0.95 | 5000 | 70
P8GBCAKU | S LITE CO. LTD. | S LITE | AL215HL-UNV-3205-70-50K-T4m-Optional include[BA00]-Optional include[WHBKDBSLXX]-Optional include[P3P5P700]-Optional include[PMSCPSSCMSMCMSC00]-00-SF-CR-IVT | Outdoor Luminaires | Very High Output | Architectural Flood and Spot Luminaires | Standard | FALSE | [9 empty] | 42758 | Dimmable | Continuous Above 10 | Yes |  | 4.1 | 32423.85 | 105.65 | 306.9 | 9.49 | 0.95 | 5000 | 70
PGFXGD6H | S LITE CO. LTD. | S LITE | AL215AL-UNV-2404-70-50K-T3m-Optional include[BA00]-Optional include[WHBKDBSLXX]-Optional include[P3P5P700]-Optional include[PMSCPSSCMSMCMSC00]-00-SF-CR-IVT | Outdoor Luminaires | High Output | Architectural Flood and Spot Luminaires | Standard | FALSE | [9 empty] | 42758 | Dimmable | Continuous Above 10 | Yes |  | 4.1 | 28103.5 | 113.55 | 247.5 | 6.29 | 0.95 | 5000 | 70
PGFV8KYX | S LITE CO. LTD. | S LITE | AL215AL-UNV-2404-70-50K-T5s-Optional include[BA00]-Optional include[WHBKDBSLXX]-Optional include[P3P5P700]-Optional include[PMSCPSSCMSMCMSC00]-00-SF-CR-IVT | Outdoor Luminaires | High Output | Architectural Flood and Spot Luminaires | Standard | FALSE | [9 empty] | 42758 | Dimmable | Continuous Above 10 | Yes |  | 4.1 | 27761.02 | 112.17 | 247.5 | 6.29 | 0.95 | 5000 | 70
PHV78VJ9 | S LITE CO. LTD. | S LITE | AL215AL-UNV-2404-70-50K-T4m-Optional include[BA00]-Optional include[WHBKDBSLXX]-Optional include[P3P5P700]-Optional include[PMSCPSSCMSMCMSC00]-00-SF-CR-IVT | Outdoor Luminaires | High Output | Architectural Flood and Spot Luminaires | Standard | FALSE | [9 empty] | 42758 | Dimmable | Continuous Above 10 | Yes |  | 4.1 | 27144.56 | 109.68 | 247.5 | 6.29 | 0.95 | 5000 | 70
P13UWYNA | S LITE CO. LTD. | S LITE | AL215HL-HV-4807-70-50K-T3m-Optional include[BA00]-Optional include[WHBKDBSLXX]-Optional include[P3P5P700]-Optional include[PMSCPSSCMSMCMSC00]-00-SF-CR-IVT | Outdoor Luminaires | Very High Output | Architectural Flood and Spot Luminaires | Standard | FALSE | [9 empty] | 42758 | Dimmable | Continuous Above 10 | Yes |  | 4.1 | 53831.38 | 111.41 | 483.2 | 0.95 | 10.5 | 5000 | 70
PAR1SAS9 | S LITE CO. LTD. | S LITE | AL215HL-HV-4807-70-50K-T5s-Optional include[BA00]-Optional include[WHBKDBSLXX]-Optional include[P3P5P700]-Optional include[PMSCPSSCMSMCMSC00]-00-SF-CR-IVT | Outdoor Luminaires | Very High Output | Architectural Flood and Spot Luminaires | Standard | FALSE | [9 empty] | 42758 | Dimmable | Continuous Above 10 | Yes |  | 4.1 | 53063.09 | 109.82 | 483.2 | 0.95 | 10.5 | 5000 | 70
PVX81JX6 | S LITE CO. LTD. | S LITE | AL215HL-HV-4807-70-50K-T4m-Optional include[BA00]-Optional include[WHBKDBSLXX]-Optional include[P3P5P700]-Optional include[PMSCPSSCMSMCMSC00]-00-SF-CR-IVT | Outdoor Luminaires | Very High Output | Architectural Flood and Spot Luminaires | Standard | FALSE | [9 empty] | 42758 | Dimmable | Continuous Above 10 | Yes |  | 4.1 | 51885.05 | 107.38 | 483.2 | 0.95 | 10.5 | 5000 | 70
PR8676BE | S LITE CO. LTD. | S LITE | AL215HL-UNV-4807-70-50K-T3m-Optional include[BA00]-Optional include[WHBKDBSLXX]-Optional include[P3P5P700]-Optional include[PMSCPSSCMSMCMSC00]-00-SF-CR-IVT | Outdoor Luminaires | Very High Output | Architectural Flood and Spot Luminaires | Standard | FALSE | [9 empty] | 42758 | Dimmable | Continuous Above 10 | Yes |  | 4.1 | 55051.55 | 114.19 | 482.1 | 0.94 | 15.98 | 5000 | 70
PC5UJWFH | S LITE CO. LTD. | S LITE | AL215HL-UNV-4807-70-50K-T5s-Optional include[BA00]-Optional include[WHBKDBSLXX]-Optional include[P3P5P700]-Optional include[PMSCPSSCMSMCMSC00]-00-SF-CR-IVT | Outdoor Luminaires | Very High Output | Architectural Flood and Spot Luminaires | Standard | FALSE | [9 empty] | 42758 | Dimmable | Continuous Above 10 | Yes |  | 4.1 | 54265.85 | 112.56 | 482.1 | 0.94 | 15.98 | 5000 | 70
P2Y8HE93 | S LITE CO. LTD. | S LITE | AL215HL-UNV-4807-70-50K-T4m-Optional include[BA00]-Optional include[WHBKDBSLXX]-Optional include[P3P5P700]-Optional include[PMSCPSSCMSMCMSC00]-00-SF-CR-IVT | Outdoor Luminaires | Very High Output | Architectural Flood and Spot Luminaires | Standard | FALSE | [9 empty] | 42758 | Dimmable | Continuous Above 10 | Yes |  | 4.1 | 53061.11 | 110.06 | 482.1 | 0.94 | 15.98 | 5000 | 70
PD3XT1B9 | S LITE CO. LTD. | S LITE | AL215HL-HV-2404-70-50K-N6-Optional include[BA00]-Optional include[WHBKDBSLXX]-Optional include[P3P5P700]-Optional include[PMSCPSSCMSMCMSC00]-00-SF-CR-IVT | Outdoor Luminaires | High Output | Architectural Flood and Spot Luminaires | Standard | FALSE | [9 empty] | 42758 | Dimmable | Continuous Above 10 | Yes |  | 4.1 | 27303 | 112.27 | 243.2 | 11.38 | 0.95 | 5000 | 74.5
P2XDTF49 | S LITE CO. LTD. | S LITE | AL215HL-HV-2404-70-50K-T5vs-Optional include[BA00]-Optional include[WHBKDBSLXX]-Optional include[P3P5P700]-Optional include[PMSCPSSCMSMCMSC00]-00-SF-CR-IVT | Outdoor Luminaires | High Output | Architectural Flood and Spot Luminaires | Standard | FALSE | [9 empty] | 42758 | Dimmable | Continuous Above 10 | Yes |  | 4.1 | 27294 | 111.18 | 245.5 | 11.07 | 0.96 | 5000 | 74
PCGA6QGD | S LITE CO. LTD. | S LITE | AL215HL-UNV-4006-70-50K-N6-Optional include[BA00]-Optional include[WHBKDBSLXX]-Optional include[P3P5P700]-Optional include[PMSCPSSCMSMCMSC00]-00-SF-CR-IVT | Outdoor Luminaires | Very High Output | Architectural Flood and Spot Luminaires | Standard | FALSE | [9 empty] | 42758 | Dimmable | Continuous Above 10 | Yes |  | 4.1 | 43771.5 | 114.41 | 382.6 | 11.98 | 0.95 | 5000 | 70
P71AYUAZ | S LITE CO. LTD. | S LITE | AL215HL-UNV-4006-70-50K-T5vs-Optional include[BA00]-Optional include[WHBKDBSLXX]-Optional include[P3P5P700]-Optional include[PMSCPSSCMSMCMSC00]-00-SF-CR-IVT | Outdoor Luminaires | Very High Output | Architectural Flood and Spot Luminaires | Standard | FALSE | [9 empty] | 42758 | Dimmable | Continuous Above 10 | Yes |  | 4.1 | 43236.19 | 113.01 | 382.6 | 11.98 | 0.95 | 5000 | 70
P84UUW7Z | S LITE CO. LTD. | S LITE | AL215HL-HV-4006-70-50K-N6-Optional include[BA00]-Optional include[WHBKDBSLXX]-Optional include[P3P5P700]-Optional include[PMSCPSSCMSMCMSC00]-00-SF-CR-IVT | Outdoor Luminaires | Very High Output | Architectural Flood and Spot Luminaires | Standard | FALSE | [9 empty] | 42758 | Dimmable | Continuous Above 10 | Yes |  | 4.1 | 42123.5 | 111.62 | 377.4 | 11.2 | 0.94 | 5000 | 70
PFW9MNJJ | S LITE CO. LTD. | S LITE | AL215HL-HV-4006-70-50K-T5vs-Optional include[BA00]-Optional include[WHBKDBSLXX]-Optional include[P3P5P700]-Optional include[PMSCPSSCMSMCMSC00]-00-SF-CR-IVT | Outdoor Luminaires | Very High Output | Architectural Flood and Spot Luminaires | Standard | FALSE | [9 empty] | 42758 | Dimmable | Continuous Above 10 | Yes |  | 4.1 | 41608.35 | 110.25 | 377.4 | 11.2 | 0.94 | 5000 | 70
PQGQW5C1 | S LITE CO. LTD. | S LITE | AL215HL-HV-3205-70-50K-N6-Optional include[BA00]-Optional include[WHBKDBSLXX]-Optional include[P3P5P700]-Optional include[PMSCPSSCMSMCMSC00]-00-SF-CR-IVT | Outdoor Luminaires | Very High Output | Architectural Flood and Spot Luminaires | Standard | FALSE | [9 empty] | 42758 | Dimmable | Continuous Above 10 | Yes |  | 4.1 | 33399.89 | 108.16 | 308.8 | 10.38 | 0.94 | 5000 | 70
P7DYD88G | S LITE CO. LTD. | S LITE | AL215HL-HV-3205-70-50K-T5vs-Optional include[BA00]-Optional include[WHBKDBSLXX]-Optional include[P3P5P700]-Optional include[PMSCPSSCMSMCMSC00]-00-SF-CR-IVT | Outdoor Luminaires | Very High Output | Architectural Flood and Spot Luminaires | Standard | FALSE | [9 empty] | 42758 | Dimmable | Continuous Above 10 | Yes |  | 4.1 | 32991.42 | 106.84 | 308.8 | 10.38 | 0.94 | 5000 | 70
PZ3JSW3M | S LITE CO. LTD. | S LITE | AL215HL-UNV-3205-70-50K-N6-Optional include[BA00]-Optional include[WHBKDBSLXX]-Optional include[P3P5P700]-Optional include[PMSCPSSCMSMCMSC00]-00-SF-CR-IVT | Outdoor Luminaires | Very High Output | Architectural Flood and Spot Luminaires | Standard | FALSE | [9 empty] | 42758 | Dimmable | Continuous Above 10 | Yes |  | 4.1 | 34024.24 | 110.86 | 306.9 | 9.49 | 0.95 | 5000 | 70
PPEUPDCG | S LITE CO. LTD. | S LITE | AL215HL-UNV-3205-70-50K-T5vs-Optional include[BA00]-Optional include[WHBKDBSLXX]-Optional include[P3P5P700]-Optional include[PMSCPSSCMSMCMSC00]-00-SF-CR-IVT | Outdoor Luminaires | Very High Output | Architectural Flood and Spot Luminaires | Standard | FALSE | [9 empty] | 42758 | Dimmable | Continuous Above 10 | Yes |  | 4.1 | 33608.14 | 109.51 | 306.9 | 9.49 | 0.95 | 5000 | 70
PSCRAP51 | S LITE CO. LTD. | S LITE | AL215AL-UNV-2404-70-50K-N6-Optional include[BA00]-Optional include[WHBKDBSLXX]-Optional include[P3P5P700]-Optional include[PMSCPSSCMSMCMSC00]-00-SF-CR-IVT | Outdoor Luminaires | High Output | Architectural Flood and Spot Luminaires | Standard | FALSE | [9 empty] | 42758 | Dimmable | Continuous Above 10 | Yes |  | 4.1 | 28481.5 | 115.08 | 247.5 | 6.29 | 0.95 | 5000 | 70
PTYY37P6 | S LITE CO. LTD. | S LITE | AL215AL-UNV-2404-70-50K-T5vs-Optional include[BA00]-Optional include[WHBKDBSLXX]-Optional include[P3P5P700]-Optional include[PMSCPSSCMSMCMSC00]-00-SF-CR-IVT | Outdoor Luminaires | High Output | Architectural Flood and Spot Luminaires | Standard | FALSE | [9 empty] | 42758 | Dimmable | Continuous Above 10 | Yes |  | 4.1 | 28204.98 | 113.96 | 247.5 | 6.29 | 0.95 | 5000 | 70
PZ989UTV | S LITE CO. LTD. | S LITE | AL215HL-HV-4807-70-50K-N6-Optional include[BA00]-Optional include[WHBKDBSLXX]-Optional include[P3P5P700]-Optional include[PMSCPSSCMSMCMSC00]-00-SF-CR-IVT | Outdoor Luminaires | Very High Output | Architectural Flood and Spot Luminaires | Standard | FALSE | [9 empty] | 42758 | Dimmable | Continuous Above 10 | Yes |  | 4.1 | 54446.01 | 112.68 | 483.2 | 0.95 | 10.5 | 5000 | 70
P85N8FPK | S LITE CO. LTD. | S LITE | AL215HL-HV-4807-70-50K-T5vs-Optional include[BA00]-Optional include[WHBKDBSLXX]-Optional include[P3P5P700]-Optional include[PMSCPSSCMSMCMSC00]-00-SF-CR-IVT | Outdoor Luminaires | Very High Output | Architectural Flood and Spot Luminaires | Standard | FALSE | [9 empty] | 42758 | Dimmable | Continuous Above 10 | Yes |  | 4.1 | 53780.16 | 111.3 | 483.2 | 0.95 | 10.5 | 5000 | 70
PB217U56 | S LITE CO. LTD. | S LITE | AL215HL-UNV-4807-70-50K-N6-Optional include[BA00]-Optional include[WHBKDBSLXX]-Optional include[P3P5P700]-Optional include[PMSCPSSCMSMCMSC00]-00-SF-CR-IVT | Outdoor Luminaires | Very High Output | Architectural Flood and Spot Luminaires | Standard | FALSE | [9 empty] | 42758 | Dimmable | Continuous Above 10 | Yes |  | 4.1 | 55680.12 | 115.49 | 482.1 | 0.94 | 15.98 | 5000 | 70
P3FQ1WQS | S LITE CO. LTD. | S LITE | AL215HL-UNV-4807-70-50K-T5vs-Optional include[BA00]-Optional include[WHBKDBSLXX]-Optional include[P3P5P700]-Optional include[PMSCPSSCMSMCMSC00]-00-SF-CR-IVT | Outdoor Luminaires | Very High Output | Architectural Flood and Spot Luminaires | Standard | FALSE | [9 empty] | 42758 | Dimmable | Continuous Above 10 | Yes |  | 4.1 | 54999.17 | 114.08 | 482.1 | 0.94 | 15.98 | 5000 | 70
PHEEW6KH | S LITE CO. LTD. | S LITE | AL215HL-HV-2404-70-50K-N5-Optional include[BA00]-Optional include[WHBKDBSLXX]-Optional include[P3P5P700]-Optional include[PMSCPSSCMSMCMSC00]-00-SF-CR-IVT | Outdoor Luminaires | High Output | Architectural Flood and Spot Luminaires | Standard | FALSE | [9 empty] | 42758 | Dimmable | Continuous Above 10 | Yes |  | 4.1 | 27440 | 111.41 | 246.3 | 11.6 | 0.96 | 5000 | 74.7
PCHVGASM | S LITE CO. LTD. | S LITE | AL215HL-UNV-4006-70-50K-N5-Optional include[BA00]-Optional include[WHBKDBSLXX]-Optional include[P3P5P700]-Optional include[PMSCPSSCMSMCMSC00]-00-SF-CR-IVT | Outdoor Luminaires | Very High Output | Architectural Flood and Spot Luminaires | Standard | FALSE | [9 empty] | 42758 | Dimmable | Continuous Above 10 | Yes |  | 4.1 | 43730.32 | 114.3 | 382.6 | 11.98 | 0.95 | 5000 | 70
P62AGNZ2 | S LITE CO. LTD. | S LITE | AL215HL-HV-4006-70-50K-N5-Optional include[BA00]-Optional include[WHBKDBSLXX]-Optional include[P3P5P700]-Optional include[PMSCPSSCMSMCMSC00]-00-SF-CR-IVT | Outdoor Luminaires | Very High Output | Architectural Flood and Spot Luminaires | Standard | FALSE | [9 empty] | 42758 | Dimmable | Continuous Above 10 | Yes |  | 4.1 | 42083.87 | 111.51 | 377.4 | 11.2 | 0.94 | 5000 | 70
PNTGMK9D | S LITE CO. LTD. | S LITE | AL215HL-HV-3205-70-50K-N5-Optional include[BA00]-Optional include[WHBKDBSLXX]-Optional include[P3P5P700]-Optional include[PMSCPSSCMSMCMSC00]-00-SF-CR-IVT | Outdoor Luminaires | Very High Output | Architectural Flood and Spot Luminaires | Standard | FALSE | [9 empty] | 42758 | Dimmable | Continuous Above 10 | Yes |  | 4.1 | 33368.46 | 108.06 | 308.8 | 10.38 | 0.94 | 5000 | 70
P1SCPXD5 | S LITE CO. LTD. | S LITE | AL215HL-UNV-3205-70-50K-N5-Optional include[BA00]-Optional include[WHBKDBSLXX]-Optional include[P3P5P700]-Optional include[PMSCPSSCMSMCMSC00]-00-SF-CR-IVT | Outdoor Luminaires | Very High Output | Architectural Flood and Spot Luminaires | Standard | FALSE | [9 empty] | 42758 | Dimmable | Continuous Above 10 | Yes |  | 4.1 | 33992.23 | 110.76 | 306.9 | 9.49 | 0.95 | 5000 | 70
PPKTVABM | S LITE CO. LTD. | S LITE | AL215AL-UNV-2404-70-50K-N5-Optional include[BA00]-Optional include[WHBKDBSLXX]-Optional include[P3P5P700]-Optional include[PMSCPSSCMSMCMSC00]-00-SF-CR-IVT | Outdoor Luminaires | High Output | Architectural Flood and Spot Luminaires | Standard | FALSE | [9 empty] | 42758 | Dimmable | Continuous Above 10 | Yes |  | 4.1 | 28263.32 | 114.2 | 247.5 | 6.29 | 0.95 | 5000 | 70
PY9USB3M | S LITE CO. LTD. | S LITE | AL215HL-HV-4807-70-50K-N5-Optional include[BA00]-Optional include[WHBKDBSLXX]-Optional include[P3P5P700]-Optional include[PMSCPSSCMSMCMSC00]-00-SF-CR-IVT | Outdoor Luminaires | Very High Output | Architectural Flood and Spot Luminaires | Standard | FALSE | [9 empty] | 42758 | Dimmable | Continuous Above 10 | Yes |  | 4.1 | 54394.79 | 112.57 | 483.2 | 0.95 | 10.5 | 5000 | 70
PCKWV9QS | S LITE CO. LTD. | S LITE | AL215HL-UNV-4807-70-50K-N5-Optional include[BA00]-Optional include[WHBKDBSLXX]-Optional include[P3P5P700]-Optional include[PMSCPSSCMSMCMSC00]-00-SF-CR-IVT | Outdoor Luminaires | Very High Output | Architectural Flood and Spot Luminaires | Standard | FALSE | [9 empty] | 42758 | Dimmable | Continuous Above 10 | Yes |  | 4.1 | 55627.74 | 115.39 | 482.1 | 0.94 | 15.98 | 5000 | 70
P1EQ6D84 | S LITE CO. LTD. | S LITE | AL215HL-HV-2404-70-50K-N4-Optional include[BA00]-Optional include[WHBKDBSLXX]-Optional include[P3P5P700]-Optional include[PMSCPSSCMSMCMSC00]-00-SF-CR-IVT | Outdoor Luminaires | High Output | Architectural Flood and Spot Luminaires | Standard | FALSE | [9 empty] | 42758 | Dimmable | Continuous Above 10 | Yes |  | 4.1 | 26595 | 109.76 | 242.3 | 10.96 | 0.96 | 5000 | 74.6
P4WPG3RR | S LITE CO. LTD. | S LITE | AL215HL-UNV-4006-70-50K-N4-Optional include[BA00]-Optional include[WHBKDBSLXX]-Optional include[P3P5P700]-Optional include[PMSCPSSCMSMCMSC00]-00-SF-CR-IVT | Outdoor Luminaires | Very High Output | Architectural Flood and Spot Luminaires | Standard | FALSE | [9 empty] | 42758 | Dimmable | Continuous Above 10 | Yes |  | 4.1 | 42783.24 | 111.82 | 382.6 | 11.98 | 0.95 | 5000 | 70
P1HTHE39 | S LITE CO. LTD. | S LITE | AL215HL-HV-4006-70-50K-N4-Optional include[BA00]-Optional include[WHBKDBSLXX]-Optional include[P3P5P700]-Optional include[PMSCPSSCMSMCMSC00]-00-SF-CR-IVT | Outdoor Luminaires | Very High Output | Architectural Flood and Spot Luminaires | Standard | FALSE | [9 empty] | 42758 | Dimmable | Continuous Above 10 | Yes |  | 4.1 | 41172.45 | 109.1 | 377.4 | 11.2 | 0.94 | 5000 | 70
PBV3HU88 | S LITE CO. LTD. | S LITE | AL215HL-HV-3205-70-50K-N4-Optional include[BA00]-Optional include[WHBKDBSLXX]-Optional include[P3P5P700]-Optional include[PMSCPSSCMSMCMSC00]-00-SF-CR-IVT | Outdoor Luminaires | Very High Output | Architectural Flood and Spot Luminaires | Standard | FALSE | [9 empty] | 42758 | Dimmable | Continuous Above 10 | Yes |  | 4.1 | 32645.8 | 105.72 | 308.8 | 10.38 | 0.94 | 5000 | 70
PRMG5F88 | S LITE CO. LTD. | S LITE | AL215HL-UNV-3205-70-50K-N4-Optional include[BA00]-Optional include[WHBKDBSLXX]-Optional include[P3P5P700]-Optional include[PMSCPSSCMSMCMSC00]-00-SF-CR-IVT | Outdoor Luminaires | Very High Output | Architectural Flood and Spot Luminaires | Standard | FALSE | [9 empty] | 42758 | Dimmable | Continuous Above 10 | Yes |  | 4.1 | 33256.05 | 108.36 | 306.9 | 9.49 | 0.95 | 5000 | 70
P5RT69VH | S LITE CO. LTD. | S LITE | AL215AL-UNV-2404-70-50K-N4-Optional include[BA00]-Optional include[WHBKDBSLXX]-Optional include[P3P5P700]-Optional include[PMSCPSSCMSMCMSC00]-00-SF-CR-IVT | Outdoor Luminaires | High Output | Architectural Flood and Spot Luminaires | Standard | FALSE | [9 empty] | 42758 | Dimmable | Continuous Above 10 | Yes |  | 4.1 | 27844.74 | 112.5 | 247.5 | 6.29 | 0.95 | 5000 | 70
PTQTB4VB | S LITE CO. LTD. | S LITE | AL215HL-HV-4807-70-50K-N4-Optional include[BA00]-Optional include[WHBKDBSLXX]-Optional include[P3P5P700]-Optional include[PMSCPSSCMSMCMSC00]-00-SF-CR-IVT | Outdoor Luminaires | Very High Output | Architectural Flood and Spot Luminaires | Standard | FALSE | [9 empty] | 42758 | Dimmable | Continuous Above 10 | Yes |  | 4.1 | 53216.75 | 110.13 | 483.2 | 0.95 | 10.5 | 5000 | 70
P1VDTMEG | S LITE CO. LTD. | S LITE | AL215HL-UNV-4807-70-50K-N4-Optional include[BA00]-Optional include[WHBKDBSLXX]-Optional include[P3P5P700]-Optional include[PMSCPSSCMSMCMSC00]-00-SF-CR-IVT | Outdoor Luminaires | Very High Output | Architectural Flood and Spot Luminaires | Standard | FALSE | [9 empty] | 42758 | Dimmable | Continuous Above 10 | Yes |  | 4.1 | 54422.99 | 112.89 | 482.1 | 0.94 | 15.98 | 5000 | 70
PVMSRZJM | S LITE CO. LTD. | S LITE | AL215HL-HV-4006-70-50K-N3-Optional include[BA00]-Optional include[WHBKDBSLXX]-Optional include[P3P5P700]-Optional include[PMSCPSSCMSMCMSC00]-00-SF-CR-IVT | Outdoor Luminaires | Very High Output | Architectural Flood and Spot Luminaires | Standard | FALSE | [9 empty] | 42758 | Dimmable | Continuous Above 10 | Yes |  | 4.1 | 39228 | 105 | 373.6 | 10.38 | 0.96 | 5000 | 74.6
PWMBD5ER | S LITE CO. LTD. | S LITE | AL215AL-UNV-2404-70-50K-N3-Optional include[BA00]-Optional include[WHBKDBSLXX]-Optional include[P3P5P700]-Optional include[PMSCPSSCMSMCMSC00]-00-SF-CR-IVT | Outdoor Luminaires | High Output | Architectural Flood and Spot Luminaires | Standard | FALSE | [9 empty] | 42758 | Dimmable | Continuous Above 10 | Yes |  | 4.1 | 26487 | 107.32 | 246.8 | 6.55 | 0.95 | 5000 | 74.6
P7FWXCV2 | S LITE CO. LTD. | S LITE | AL215HL-HV-2404-70-50K-N3-Optional include[BA00]-Optional include[WHBKDBSLXX]-Optional include[P3P5P700]-Optional include[PMSCPSSCMSMCMSC00]-00-SF-CR-IVT | Outdoor Luminaires | High Output | Architectural Flood and Spot Luminaires | Standard | FALSE | [9 empty] | 42758 | Dimmable | Continuous Above 10 | Yes |  | 4.1 | 25788 | 105.56 | 244.3 | 11.48 | 0.96 | 5000 | 74.2
PW649SCN | S LITE CO. LTD. | S LITE | AL215HL-HV-3205-70-50K-N3-Optional include[BA00]-Optional include[WHBKDBSLXX]-Optional include[P3P5P700]-Optional include[PMSCPSSCMSMCMSC00]-00-SF-CR-IVT | Outdoor Luminaires | Very High Output | Architectural Flood and Spot Luminaires | Standard | FALSE | [9 empty] | 42758 | Dimmable | Continuous Above 10 | Yes |  | 4.1 | 31329 | 101.75 | 307.9 | 10.47 | 0.94 | 5000 | 73.9
PR5S662Y | S LITE CO. LTD. | S LITE | AL215HL-UNV-4006-70-50K-N3-Optional include[BA00]-Optional include[WHBKDBSLXX]-Optional include[P3P5P700]-Optional include[PMSCPSSCMSMCMSC00]-00-SF-CR-IVT | Outdoor Luminaires | Very High Output | Architectural Flood and Spot Luminaires | Standard | FALSE | [9 empty] | 42758 | Dimmable | Continuous Above 10 | Yes |  | 4.1 | 41177.33 | 107.63 | 382.6 | 11.98 | 0.95 | 5000 | 70
P7AGGFAD | S LITE CO. LTD. | S LITE | AL215HL-UNV-3205-70-50K-N3-Optional include[BA00]-Optional include[WHBKDBSLXX]-Optional include[P3P5P700]-Optional include[PMSCPSSCMSMCMSC00]-00-SF-CR-IVT | Outdoor Luminaires | Very High Output | Architectural Flood and Spot Luminaires | Standard | FALSE | [9 empty] | 42758 | Dimmable | Continuous Above 10 | Yes |  | 4.1 | 32007.75 | 104.29 | 306.9 | 9.49 | 0.95 | 5000 | 70
P6HMPNHG | S LITE CO. LTD. | S LITE | AL215HL-HV-4807-70-50K-N3-Optional include[BA00]-Optional include[WHBKDBSLXX]-Optional include[P3P5P700]-Optional include[PMSCPSSCMSMCMSC00]-00-SF-CR-IVT | Outdoor Luminaires | Very High Output | Architectural Flood and Spot Luminaires | Standard | FALSE | [9 empty] | 42758 | Dimmable | Continuous Above 10 | Yes |  | 4.1 | 48542 | 106 | 481.9 | 0.96 | 10.38 | 5000 | 70
P6FZF7SX | S LITE CO. LTD. | S LITE | AL215HL-UNV-4807-70-50K-N3-Optional include[BA00]-Optional include[WHBKDBSLXX]-Optional include[P3P5P700]-Optional include[PMSCPSSCMSMCMSC00]-00-SF-CR-IVT | Outdoor Luminaires | Very High Output | Architectural Flood and Spot Luminaires | Standard | FALSE | [9 empty] | 42758 | Dimmable | Continuous Above 10 | Yes |  | 4.1 | 52380.17 | 108.65 | 482.1 | 0.94 | 15.98 | 5000 | 70
PKKP9K9F | S LITE CO. LTD. | S LITE | AL215HL-HV-2404-70-45K-T5s-Optional include[BA00]-Optional include[WHBKDBSLXX]-Optional include[P3P5P700]-Optional include[PMSCPSSCMSMCMSC00]-00-SF-CR-IVT | Outdoor Luminaires | High Output | Architectural Flood and Spot Luminaires | Standard | FALSE | [9 empty] | 42758 | Dimmable | Continuous Above 10 | Yes |  | 4.1 | 26705 | 108.69 | 245.7 | 10.93 | 0.96 | 4500 | 76.4
PPQG37KV | S LITE CO. LTD. | S LITE | AL215HL-HV-2404-70-45K-T4m-Optional include[BA00]-Optional include[WHBKDBSLXX]-Optional include[P3P5P700]-Optional include[PMSCPSSCMSMCMSC00]-00-SF-CR-IVT | Outdoor Luminaires | High Output | Architectural Flood and Spot Luminaires | Standard | FALSE | [9 empty] | 42758 | Dimmable | Continuous Above 10 | Yes |  | 4.1 | 25823 | 106.31 | 242.9 | 11.25 | 0.96 | 4500 | 76.3
PJD99W9A | S LITE CO. LTD. | S LITE | AL215HL-HV-2404-70-45K-T3m-Optional include[BA00]-Optional include[WHBKDBSLXX]-Optional include[P3P5P700]-Optional include[PMSCPSSCMSMCMSC00]-00-SF-CR-IVT | Outdoor Luminaires | High Output | Architectural Flood and Spot Luminaires | Standard | FALSE | [9 empty] | 42758 | Dimmable | Continuous Above 10 | Yes |  | 4.1 | 26867 | 110.15 | 243.9 | 11.43 | 1 | 4500 | 75.8
PV9XSXGJ | S LITE CO. LTD. | S LITE | AL215HL-UNV-4006-70-45K-T3m-Optional include[BA00]-Optional include[WHBKDBSLXX]-Optional include[P3P5P700]-Optional include[PMSCPSSCMSMCMSC00]-00-SF-CR-IVT | Outdoor Luminaires | Very High Output | Architectural Flood and Spot Luminaires | Standard | FALSE | [9 empty] | 42758 | Dimmable | Continuous Above 10 | Yes |  | 4.1 | 42246.96 | 110.42 | 382.6 | 11.98 | 0.95 | 4500 | 70
PARTVQW5 | S LITE CO. LTD. | S LITE | AL215HL-UNV-4006-70-45K-T5s-Optional include[BA00]-Optional include[WHBKDBSLXX]-Optional include[P3P5P700]-Optional include[PMSCPSSCMSMCMSC00]-00-SF-CR-IVT | Outdoor Luminaires | Very High Output | Architectural Flood and Spot Luminaires | Standard | FALSE | [9 empty] | 42758 | Dimmable | Continuous Above 10 | Yes |  | 4.1 | 41644 | 108.84 | 382.6 | 11.98 | 0.95 | 4500 | 70
P3T47HJV | S LITE CO. LTD. | S LITE | AL215HL-UNV-4006-70-45K-T4m-Optional include[BA00]-Optional include[WHBKDBSLXX]-Optional include[P3P5P700]-Optional include[PMSCPSSCMSMCMSC00]-00-SF-CR-IVT | Outdoor Luminaires | Very High Output | Architectural Flood and Spot Luminaires | Standard | FALSE | [9 empty] | 42758 | Dimmable | Continuous Above 10 | Yes |  | 4.1 | 40719.47 | 106.43 | 382.6 | 11.98 | 0.95 | 4500 | 70
PH5TZEJ8 | S LITE CO. LTD. | S LITE | AL215HL-HV-4006-70-45K-T3m-Optional include[BA00]-Optional include[WHBKDBSLXX]-Optional include[P3P5P700]-Optional include[PMSCPSSCMSMCMSC00]-00-SF-CR-IVT | Outdoor Luminaires | Very High Output | Architectural Flood and Spot Luminaires | Standard | FALSE | [9 empty] | 42758 | Dimmable | Continuous Above 10 | Yes |  | 4.1 | 40656.36 | 107.73 | 377.4 | 11.2 | 0.94 | 4500 | 70
PMSEEZFF | S LITE CO. LTD. | S LITE | AL215HL-HV-4006-70-45K-T5s-Optional include[BA00]-Optional include[WHBKDBSLXX]-Optional include[P3P5P700]-Optional include[PMSCPSSCMSMCMSC00]-00-SF-CR-IVT | Outdoor Luminaires | Very High Output | Architectural Flood and Spot Luminaires | Standard | FALSE | [9 empty] | 42758 | Dimmable | Continuous Above 10 | Yes |  | 4.1 | 40076.11 | 106.19 | 377.4 | 11.2 | 0.94 | 4500 | 70
PXQWHVD1 | S LITE CO. LTD. | S LITE | AL215HL-HV-4006-70-45K-T4m-Optional include[BA00]-Optional include[WHBKDBSLXX]-Optional include[P3P5P700]-Optional include[PMSCPSSCMSMCMSC00]-00-SF-CR-IVT | Outdoor Luminaires | Very High Output | Architectural Flood and Spot Luminaires | Standard | FALSE | [9 empty] | 42758 | Dimmable | Continuous Above 10 | Yes |  | 4.1 | 39186.39 | 103.83 | 377.4 | 11.2 | 0.94 | 4500 | 70
P9U6BCWE | S LITE CO. LTD. | S LITE | AL215HL-HV-3205-70-45K-T3m-Optional include[BA00]-Optional include[WHBKDBSLXX]-Optional include[P3P5P700]-Optional include[PMSCPSSCMSMCMSC00]-00-SF-CR-IVT | Outdoor Luminaires | Very High Output | Architectural Flood and Spot Luminaires | Standard | FALSE | [9 empty] | 42758 | Dimmable | Continuous Above 10 | Yes |  | 4.1 | 32714.52 | 105.94 | 308.8 | 10.38 | 0.94 | 4500 | 70
PAX1DEBJ | S LITE CO. LTD. | S LITE | AL215HL-HV-3205-70-45K-T5s-Optional include[BA00]-Optional include[WHBKDBSLXX]-Optional include[P3P5P700]-Optional include[PMSCPSSCMSMCMSC00]-00-SF-CR-IVT | Outdoor Luminaires | Very High Output | Architectural Flood and Spot Luminaires | Standard | FALSE | [9 empty] | 42758 | Dimmable | Continuous Above 10 | Yes |  | 4.1 | 32247.61 | 104.43 | 308.8 | 10.38 | 0.94 | 4500 | 70
PZ81PUSA | S LITE CO. LTD. | S LITE | AL215HL-HV-3205-70-45K-T4m-Optional include[BA00]-Optional include[WHBKDBSLXX]-Optional include[P3P5P700]-Optional include[PMSCPSSCMSMCMSC00]-00-SF-CR-IVT | Outdoor Luminaires | Very High Output | Architectural Flood and Spot Luminaires | Standard | FALSE | [9 empty] | 42758 | Dimmable | Continuous Above 10 | Yes |  | 4.1 | 31531.69 | 102.11 | 308.8 | 10.38 | 0.94 | 4500 | 70
PQS4234N | S LITE CO. LTD. | S LITE | AL215HL-UNV-3205-70-45K-T3m-Optional include[BA00]-Optional include[WHBKDBSLXX]-Optional include[P3P5P700]-Optional include[PMSCPSSCMSMCMSC00]-00-SF-CR-IVT | Outdoor Luminaires | Very High Output | Architectural Flood and Spot Luminaires | Standard | FALSE | [9 empty] | 42758 | Dimmable | Continuous Above 10 | Yes |  | 4.1 | 33326.06 | 108.59 | 306.9 | 9.49 | 0.95 | 4500 | 70
PK8ZDDYS | S LITE CO. LTD. | S LITE | AL215HL-UNV-3205-70-45K-T5s-Optional include[BA00]-Optional include[WHBKDBSLXX]-Optional include[P3P5P700]-Optional include[PMSCPSSCMSMCMSC00]-00-SF-CR-IVT | Outdoor Luminaires | Very High Output | Architectural Flood and Spot Luminaires | Standard | FALSE | [9 empty] | 42758 | Dimmable | Continuous Above 10 | Yes |  | 4.1 | 32850.43 | 107.04 | 306.9 | 9.49 | 0.95 | 4500 | 70
P9WR17UQ | S LITE CO. LTD. | S LITE | AL215HL-UNV-3205-70-45K-T4m-Optional include[BA00]-Optional include[WHBKDBSLXX]-Optional include[P3P5P700]-Optional include[PMSCPSSCMSMCMSC00]-00-SF-CR-IVT | Outdoor Luminaires | Very High Output | Architectural Flood and Spot Luminaires | Standard | FALSE | [9 empty] | 42758 | Dimmable | Continuous Above 10 | Yes |  | 4.1 | 32121.12 | 104.66 | 306.9 | 9.49 | 0.95 | 4500 | 70
PF323PSF | S LITE CO. LTD. | S LITE | AL215AL-UNV-2404-70-45K-T3m-Optional include[BA00]-Optional include[WHBKDBSLXX]-Optional include[P3P5P700]-Optional include[PMSCPSSCMSMCMSC00]-00-SF-CR-IVT | Outdoor Luminaires | High Output | Architectural Flood and Spot Luminaires | Standard | FALSE | [9 empty] | 42758 | Dimmable | Continuous Above 10 | Yes |  | 4.1 | 27943.68 | 112.9 | 247.5 | 6.29 | 0.95 | 4500 | 70
P9JFSNWB | S LITE CO. LTD. | S LITE | AL215AL-UNV-2404-70-45K-T5s-Optional include[BA00]-Optional include[WHBKDBSLXX]-Optional include[P3P5P700]-Optional include[PMSCPSSCMSMCMSC00]-00-SF-CR-IVT | Outdoor Luminaires | High Output | Architectural Flood and Spot Luminaires | Standard | FALSE | [9 empty] | 42758 | Dimmable | Continuous Above 10 | Yes |  | 4.1 | 27573.29 | 111.41 | 247.5 | 6.29 | 0.95 | 4500 | 70
PAV8N35R | S LITE CO. LTD. | S LITE | AL215AL-UNV-2404-70-45K-T4m-Optional include[BA00]-Optional include[WHBKDBSLXX]-Optional include[P3P5P700]-Optional include[PMSCPSSCMSMCMSC00]-00-SF-CR-IVT | Outdoor Luminaires | High Output | Architectural Flood and Spot Luminaires | Standard | FALSE | [9 empty] | 42758 | Dimmable | Continuous Above 10 | Yes |  | 4.1 | 26969.52 | 108.97 | 247.5 | 6.29 | 0.95 | 4500 | 70
PZPGHTBH | S LITE CO. LTD. | S LITE | AL215HL-HV-4807-70-45K-T3m-Optional include[BA00]-Optional include[WHBKDBSLXX]-Optional include[P3P5P700]-Optional include[PMSCPSSCMSMCMSC00]-00-SF-CR-IVT | Outdoor Luminaires | Very High Output | Architectural Flood and Spot Luminaires | Standard | FALSE | [9 empty] | 42758 | Dimmable | Continuous Above 10 | Yes |  | 4.1 | 52307.85 | 108.25 | 483.2 | 0.95 | 10.5 | 4500 | 70
PCYPQNP6 | S LITE CO. LTD. | S LITE | AL215HL-HV-4807-70-45K-T5s-Optional include[BA00]-Optional include[WHBKDBSLXX]-Optional include[P3P5P700]-Optional include[PMSCPSSCMSMCMSC00]-00-SF-CR-IVT | Outdoor Luminaires | Very High Output | Architectural Flood and Spot Luminaires | Standard | FALSE | [9 empty] | 42758 | Dimmable | Continuous Above 10 | Yes |  | 4.1 | 51561.31 | 106.71 | 483.2 | 0.95 | 10.5 | 4500 | 70
P7EU267Y | S LITE CO. LTD. | S LITE | AL215HL-HV-4807-70-45K-T4m-Optional include[BA00]-Optional include[WHBKDBSLXX]-Optional include[P3P5P700]-Optional include[PMSCPSSCMSMCMSC00]-00-SF-CR-IVT | Outdoor Luminaires | Very High Output | Architectural Flood and Spot Luminaires | Standard | FALSE | [9 empty] | 42758 | Dimmable | Continuous Above 10 | Yes |  | 4.1 | 50416.6 | 104.34 | 483.2 | 0.95 | 10.5 | 4500 | 70
P1RXF2ZV | S LITE CO. LTD. | S LITE | AL215HL-UNV-4807-70-45K-T3m-Optional include[BA00]-Optional include[WHBKDBSLXX]-Optional include[P3P5P700]-Optional include[PMSCPSSCMSMCMSC00]-00-SF-CR-IVT | Outdoor Luminaires | Very High Output | Architectural Flood and Spot Luminaires | Standard | FALSE | [9 empty] | 42758 | Dimmable | Continuous Above 10 | Yes |  | 4.1 | 53493.49 | 110.96 | 482.1 | 0.94 | 15.98 | 4500 | 70
PNMT6BSJ | S LITE CO. LTD. | S LITE | AL215HL-UNV-4807-70-45K-T5s-Optional include[BA00]-Optional include[WHBKDBSLXX]-Optional include[P3P5P700]-Optional include[PMSCPSSCMSMCMSC00]-00-SF-CR-IVT | Outdoor Luminaires | Very High Output | Architectural Flood and Spot Luminaires | Standard | FALSE | [9 empty] | 42758 | Dimmable | Continuous Above 10 | Yes |  | 4.1 | 52730.02 | 109.38 | 482.1 | 0.94 | 15.98 | 4500 | 70
PMWW65MZ | S LITE CO. LTD. | S LITE | AL215HL-UNV-4807-70-45K-T4m-Optional include[BA00]-Optional include[WHBKDBSLXX]-Optional include[P3P5P700]-Optional include[PMSCPSSCMSMCMSC00]-00-SF-CR-IVT | Outdoor Luminaires | Very High Output | Architectural Flood and Spot Luminaires | Standard | FALSE | [9 empty] | 42758 | Dimmable | Continuous Above 10 | Yes |  | 4.1 | 51559.38 | 106.95 | 482.1 | 0.94 | 15.98 | 4500 | 70
PK6RVMSA | S LITE CO. LTD. | S LITE | AL215HL-HV-2404-70-45K-T5vs-Optional include[BA00]-Optional include[WHBKDBSLXX]-Optional include[P3P5P700]-Optional include[PMSCPSSCMSMCMSC00]-00-SF-CR-IVT | Outdoor Luminaires | High Output | Architectural Flood and Spot Luminaires | Standard | FALSE | [9 empty] | 42758 | Dimmable | Continuous Above 10 | Yes |  | 4.1 | 27096 | 110.32 | 245.6 | 11.55 | 0.96 | 4500 | 76.6
PH99E761 | S LITE CO. LTD. | S LITE | AL215HL-HV-2404-70-45K-N6-Optional include[BA00]-Optional include[WHBKDBSLXX]-Optional include[P3P5P700]-Optional include[PMSCPSSCMSMCMSC00]-00-SF-CR-IVT | Outdoor Luminaires | High Output | Architectural Flood and Spot Luminaires | Standard | FALSE | [9 empty] | 42758 | Dimmable | Continuous Above 10 | Yes |  | 4.1 | 27256 | 111.54 | 244.4 | 11.52 | 0.95 | 4500 | 75.8
PM3RJ1UX | S LITE CO. LTD. | S LITE | AL215HL-UNV-4006-70-45K-N6-Optional include[BA00]-Optional include[WHBKDBSLXX]-Optional include[P3P5P700]-Optional include[PMSCPSSCMSMCMSC00]-00-SF-CR-IVT | Outdoor Luminaires | Very High Output | Architectural Flood and Spot Luminaires | Standard | FALSE | [9 empty] | 42758 | Dimmable | Continuous Above 10 | Yes |  | 4.1 | 42729.32 | 111.68 | 382.6 | 11.98 | 0.95 | 4500 | 70
P3Y6FCCR | S LITE CO. LTD. | S LITE | AL215HL-UNV-4006-70-45K-T5vs-Optional include[BA00]-Optional include[WHBKDBSLXX]-Optional include[P3P5P700]-Optional include[PMSCPSSCMSMCMSC00]-00-SF-CR-IVT | Outdoor Luminaires | Very High Output | Architectural Flood and Spot Luminaires | Standard | FALSE | [9 empty] | 42758 | Dimmable | Continuous Above 10 | Yes |  | 4.1 | 42206.76 | 110.32 | 382.6 | 11.98 | 0.95 | 4500 | 70
PP5R2V8V | S LITE CO. LTD. | S LITE | AL215HL-HV-4006-70-45K-N6-Optional include[BA00]-Optional include[WHBKDBSLXX]-Optional include[P3P5P700]-Optional include[PMSCPSSCMSMCMSC00]-00-SF-CR-IVT | Outdoor Luminaires | Very High Output | Architectural Flood and Spot Luminaires | Standard | FALSE | [9 empty] | 42758 | Dimmable | Continuous Above 10 | Yes |  | 4.1 | 41120.56 | 108.96 | 377.4 | 11.2 | 0.94 | 4500 | 70
PZM3M6RZ | S LITE CO. LTD. | S LITE | AL215HL-HV-4006-70-45K-T5vs-Optional include[BA00]-Optional include[WHBKDBSLXX]-Optional include[P3P5P700]-Optional include[PMSCPSSCMSMCMSC00]-00-SF-CR-IVT | Outdoor Luminaires | Very High Output | Architectural Flood and Spot Luminaires | Standard | FALSE | [9 empty] | 42758 | Dimmable | Continuous Above 10 | Yes |  | 4.1 | 40617.68 | 107.63 | 377.4 | 11.2 | 0.94 | 4500 | 70
PED5VHCQ | S LITE CO. LTD. | S LITE | AL215HL-HV-3205-70-45K-N6-Optional include[BA00]-Optional include[WHBKDBSLXX]-Optional include[P3P5P700]-Optional include[PMSCPSSCMSMCMSC00]-00-SF-CR-IVT | Outdoor Luminaires | Very High Output | Architectural Flood and Spot Luminaires | Standard | FALSE | [9 empty] | 42758 | Dimmable | Continuous Above 10 | Yes |  | 4.1 | 33088.04 | 107.15 | 308.8 | 10.38 | 0.94 | 4500 | 70
PXPV5BPF | S LITE CO. LTD. | S LITE | AL215HL-HV-3205-70-45K-T5vs-Optional include[BA00]-Optional include[WHBKDBSLXX]-Optional include[P3P5P700]-Optional include[PMSCPSSCMSMCMSC00]-00-SF-CR-IVT | Outdoor Luminaires | Very High Output | Architectural Flood and Spot Luminaires | Standard | FALSE | [9 empty] | 42758 | Dimmable | Continuous Above 10 | Yes |  | 4.1 | 32683.39 | 105.84 | 308.8 | 10.38 | 0.94 | 4500 | 70
PYA62YMB | S LITE CO. LTD. | S LITE | AL215HL-UNV-3205-70-45K-N6-Optional include[BA00]-Optional include[WHBKDBSLXX]-Optional include[P3P5P700]-Optional include[PMSCPSSCMSMCMSC00]-00-SF-CR-IVT | Outdoor Luminaires | Very High Output | Architectural Flood and Spot Luminaires | Standard | FALSE | [9 empty] | 42758 | Dimmable | Continuous Above 10 | Yes |  | 4.1 | 33706.57 | 109.83 | 306.9 | 9.49 | 0.95 | 4500 | 70
PEAKV2ZK | S LITE CO. LTD. | S LITE | AL215HL-UNV-3205-70-45K-T5vs-Optional include[BA00]-Optional include[WHBKDBSLXX]-Optional include[P3P5P700]-Optional include[PMSCPSSCMSMCMSC00]-00-SF-CR-IVT | Outdoor Luminaires | Very High Output | Architectural Flood and Spot Luminaires | Standard | FALSE | [9 empty] | 42758 | Dimmable | Continuous Above 10 | Yes |  | 4.1 | 33294.35 | 108.49 | 306.9 | 9.49 | 0.95 | 4500 | 70
PS2PVDAN | S LITE CO. LTD. | S LITE | AL215AL-UNV-2404-70-45K-N6-Optional include[BA00]-Optional include[WHBKDBSLXX]-Optional include[P3P5P700]-Optional include[PMSCPSSCMSMCMSC00]-00-SF-CR-IVT | Outdoor Luminaires | High Output | Architectural Flood and Spot Luminaires | Standard | FALSE | [9 empty] | 42758 | Dimmable | Continuous Above 10 | Yes |  | 4.1 | 28296.3 | 114.33 | 247.5 | 6.29 | 0.95 | 4500 | 70
P8CFU6H1 | S LITE CO. LTD. | S LITE | AL215AL-UNV-2404-70-45K-T5vs-Optional include[BA00]-Optional include[WHBKDBSLXX]-Optional include[P3P5P700]-Optional include[PMSCPSSCMSMCMSC00]-00-SF-CR-IVT | Outdoor Luminaires | High Output | Architectural Flood and Spot Luminaires | Standard | FALSE | [9 empty] | 42758 | Dimmable | Continuous Above 10 | Yes |  | 4.1 | 27986.81 | 113.08 | 247.5 | 6.29 | 0.95 | 4500 | 70
PY9U3SPG | S LITE CO. LTD. | S LITE | AL215HL-HV-4807-70-45K-N6-Optional include[BA00]-Optional include[WHBKDBSLXX]-Optional include[P3P5P700]-Optional include[PMSCPSSCMSMCMSC00]-00-SF-CR-IVT | Outdoor Luminaires | Very High Output | Architectural Flood and Spot Luminaires | Standard | FALSE | [9 empty] | 42758 | Dimmable | Continuous Above 10 | Yes |  | 4.1 | 52905.08 | 109.49 | 483.2 | 0.95 | 10.5 | 4500 | 70
P3FKXPN1 | S LITE CO. LTD. | S LITE | AL215HL-HV-4807-70-45K-T5vs-Optional include[BA00]-Optional include[WHBKDBSLXX]-Optional include[P3P5P700]-Optional include[PMSCPSSCMSMCMSC00]-00-SF-CR-IVT | Outdoor Luminaires | Very High Output | Architectural Flood and Spot Luminaires | Standard | FALSE | [9 empty] | 42758 | Dimmable | Continuous Above 10 | Yes |  | 4.1 | 52258.08 | 108.15 | 483.2 | 0.95 | 10.5 | 4500 | 70
P28TZC1M | S LITE CO. LTD. | S LITE | AL215HL-UNV-4807-70-45K-N6-Optional include[BA00]-Optional include[WHBKDBSLXX]-Optional include[P3P5P700]-Optional include[PMSCPSSCMSMCMSC00]-00-SF-CR-IVT | Outdoor Luminaires | Very High Output | Architectural Flood and Spot Luminaires | Standard | FALSE | [9 empty] | 42758 | Dimmable | Continuous Above 10 | Yes |  | 4.1 | 54104.26 | 112.23 | 482.1 | 0.94 | 15.98 | 4500 | 70
PJ4WC67H | S LITE CO. LTD. | S LITE | AL215HL-UNV-4807-70-45K-T5vs-Optional include[BA00]-Optional include[WHBKDBSLXX]-Optional include[P3P5P700]-Optional include[PMSCPSSCMSMCMSC00]-00-SF-CR-IVT | Outdoor Luminaires | Very High Output | Architectural Flood and Spot Luminaires | Standard | FALSE | [9 empty] | 42758 | Dimmable | Continuous Above 10 | Yes |  | 4.1 | 53442.59 | 110.85 | 482.1 | 0.94 | 15.98 | 4500 | 70
PVFNQMNN | S LITE CO. LTD. | S LITE | AL215HL-HV-2404-70-45K-N5-Optional include[BA00]-Optional include[WHBKDBSLXX]-Optional include[P3P5P700]-Optional include[PMSCPSSCMSMCMSC00]-00-SF-CR-IVT | Outdoor Luminaires | High Output | Architectural Flood and Spot Luminaires | Standard | FALSE | [9 empty] | 42758 | Dimmable | Continuous Above 10 | Yes |  | 4.1 | 27341 | 111.07 | 246.2 | 11.61 | 0.96 | 4500 | 76.3
PERWECTN | S LITE CO. LTD. | S LITE | AL215HL-UNV-4006-70-45K-N5-Optional include[BA00]-Optional include[WHBKDBSLXX]-Optional include[P3P5P700]-Optional include[PMSCPSSCMSMCMSC00]-00-SF-CR-IVT | Outdoor Luminaires | Very High Output | Architectural Flood and Spot Luminaires | Standard | FALSE | [9 empty] | 42758 | Dimmable | Continuous Above 10 | Yes |  | 4.1 | 42689.12 | 111.58 | 382.6 | 11.98 | 0.95 | 4500 | 70
P83W4KJN | S LITE CO. LTD. | S LITE | AL215HL-HV-4006-70-45K-N5-Optional include[BA00]-Optional include[WHBKDBSLXX]-Optional include[P3P5P700]-Optional include[PMSCPSSCMSMCMSC00]-00-SF-CR-IVT | Outdoor Luminaires | Very High Output | Architectural Flood and Spot Luminaires | Standard | FALSE | [9 empty] | 42758 | Dimmable | Continuous Above 10 | Yes |  | 4.1 | 41081.88 | 108.86 | 377.4 | 11.2 | 0.94 | 4500 | 70
PS191AXV | S LITE CO. LTD. | S LITE | AL215HL-HV-3205-70-45K-N5-Optional include[BA00]-Optional include[WHBKDBSLXX]-Optional include[P3P5P700]-Optional include[PMSCPSSCMSMCMSC00]-00-SF-CR-IVT | Outdoor Luminaires | Very High Output | Architectural Flood and Spot Luminaires | Standard | FALSE | [9 empty] | 42758 | Dimmable | Continuous Above 10 | Yes |  | 4.1 | 33056.92 | 107.05 | 308.8 | 10.38 | 0.94 | 4500 | 70
PE1JQVYN | S LITE CO. LTD. | S LITE | AL215HL-UNV-3205-70-45K-N5-Optional include[BA00]-Optional include[WHBKDBSLXX]-Optional include[P3P5P700]-Optional include[PMSCPSSCMSMCMSC00]-00-SF-CR-IVT | Outdoor Luminaires | Very High Output | Architectural Flood and Spot Luminaires | Standard | FALSE | [9 empty] | 42758 | Dimmable | Continuous Above 10 | Yes |  | 4.1 | 33674.86 | 109.73 | 306.9 | 9.49 | 0.95 | 4500 | 70
PXUYK4QM | S LITE CO. LTD. | S LITE | AL215AL-UNV-2404-70-45K-N5-Optional include[BA00]-Optional include[WHBKDBSLXX]-Optional include[P3P5P700]-Optional include[PMSCPSSCMSMCMSC00]-00-SF-CR-IVT | Outdoor Luminaires | High Output | Architectural Flood and Spot Luminaires | Standard | FALSE | [9 empty] | 42758 | Dimmable | Continuous Above 10 | Yes |  | 4.1 | 28177.07 | 113.85 | 247.5 | 6.29 | 0.95 | 4500 | 70
P2TT4TMD | S LITE CO. LTD. | S LITE | AL215HL-HV-4807-70-45K-N5-Optional include[BA00]-Optional include[WHBKDBSLXX]-Optional include[P3P5P700]-Optional include[PMSCPSSCMSMCMSC00]-00-SF-CR-IVT | Outdoor Luminaires | Very High Output | Architectural Flood and Spot Luminaires | Standard | FALSE | [9 empty] | 42758 | Dimmable | Continuous Above 10 | Yes |  | 4.1 | 52855.32 | 109.39 | 483.2 | 0.95 | 10.5 | 4500 | 70
P7JVYT9H | S LITE CO. LTD. | S LITE | AL215HL-UNV-4807-70-45K-N5-Optional include[BA00]-Optional include[WHBKDBSLXX]-Optional include[P3P5P700]-Optional include[PMSCPSSCMSMCMSC00]-00-SF-CR-IVT | Outdoor Luminaires | Very High Output | Architectural Flood and Spot Luminaires | Standard | FALSE | [9 empty] | 42758 | Dimmable | Continuous Above 10 | Yes |  | 4.1 | 54053.37 | 112.12 | 482.1 | 0.94 | 15.98 | 4500 | 70
PT54Q879 | S LITE CO. LTD. | S LITE | AL215HL-HV-2404-70-45K-N4-Optional include[BA00]-Optional include[WHBKDBSLXX]-Optional include[P3P5P700]-Optional include[PMSCPSSCMSMCMSC00]-00-SF-CR-IVT | Outdoor Luminaires | High Output | Architectural Flood and Spot Luminaires | Standard | FALSE | [9 empty] | 42758 | Dimmable | Continuous Above 10 | Yes |  | 4.1 | 26482 | 109.02 | 242.9 | 11.35 | 0.96 | 4500 | 75.1
PAEZJVZ6 | S LITE CO. LTD. | S LITE | AL215HL-UNV-4006-70-45K-N4-Optional include[BA00]-Optional include[WHBKDBSLXX]-Optional include[P3P5P700]-Optional include[PMSCPSSCMSMCMSC00]-00-SF-CR-IVT | Outdoor Luminaires | Very High Output | Architectural Flood and Spot Luminaires | Standard | FALSE | [9 empty] | 42758 | Dimmable | Continuous Above 10 | Yes |  | 4.1 | 41764.59 | 109.16 | 382.6 | 11.98 | 0.95 | 4500 | 70
P1BGRJMA | S LITE CO. LTD. | S LITE | AL215HL-HV-4006-70-45K-N4-Optional include[BA00]-Optional include[WHBKDBSLXX]-Optional include[P3P5P700]-Optional include[PMSCPSSCMSMCMSC00]-00-SF-CR-IVT | Outdoor Luminaires | Very High Output | Architectural Flood and Spot Luminaires | Standard | FALSE | [9 empty] | 42758 | Dimmable | Continuous Above 10 | Yes |  | 4.1 | 40192.16 | 106.5 | 377.4 | 11.2 | 0.94 | 4500 | 70
PDSW3C4A | S LITE CO. LTD. | S LITE | AL215HL-HV-3205-70-45K-N4-Optional include[BA00]-Optional include[WHBKDBSLXX]-Optional include[P3P5P700]-Optional include[PMSCPSSCMSMCMSC00]-00-SF-CR-IVT | Outdoor Luminaires | Very High Output | Architectural Flood and Spot Luminaires | Standard | FALSE | [9 empty] | 42758 | Dimmable | Continuous Above 10 | Yes |  | 4.1 | 32340.99 | 104.73 | 308.8 | 10.38 | 0.94 | 4500 | 70
PYPHRYCS | S LITE CO. LTD. | S LITE | AL215HL-UNV-3205-70-45K-N4-Optional include[BA00]-Optional include[WHBKDBSLXX]-Optional include[P3P5P700]-Optional include[PMSCPSSCMSMCMSC00]-00-SF-CR-IVT | Outdoor Luminaires | Very High Output | Architectural Flood and Spot Luminaires | Standard | FALSE | [9 empty] | 42758 | Dimmable | Continuous Above 10 | Yes |  | 4.1 | 32945.56 | 107.35 | 306.9 | 9.49 | 0.95 | 4500 | 70
P9X2G8UW | S LITE CO. LTD. | S LITE | AL215AL-UNV-2404-70-45K-N4-Optional include[BA00]-Optional include[WHBKDBSLXX]-Optional include[P3P5P700]-Optional include[PMSCPSSCMSMCMSC00]-00-SF-CR-IVT | Outdoor Luminaires | High Output | Architectural Flood and Spot Luminaires | Standard | FALSE | [9 empty] | 42758 | Dimmable | Continuous Above 10 | Yes |  | 4.1 | 27657.01 | 111.75 | 247.5 | 6.29 | 0.95 | 4500 | 70
P1988TCM | S LITE CO. LTD. | S LITE | AL215HL-HV-4807-70-45K-N4-Optional include[BA00]-Optional include[WHBKDBSLXX]-Optional include[P3P5P700]-Optional include[PMSCPSSCMSMCMSC00]-00-SF-CR-IVT | Outdoor Luminaires | Very High Output | Architectural Flood and Spot Luminaires | Standard | FALSE | [9 empty] | 42758 | Dimmable | Continuous Above 10 | Yes |  | 4.1 | 51710.61 | 107.02 | 483.2 | 0.95 | 10.5 | 4500 | 70
P1KM9AN9 | S LITE CO. LTD. | S LITE | AL215HL-UNV-4807-70-45K-N4-Optional include[BA00]-Optional include[WHBKDBSLXX]-Optional include[P3P5P700]-Optional include[PMSCPSSCMSMCMSC00]-00-SF-CR-IVT | Outdoor Luminaires | Very High Output | Architectural Flood and Spot Luminaires | Standard | FALSE | [9 empty] | 42758 | Dimmable | Continuous Above 10 | Yes |  | 4.1 | 52882.72 | 109.69 | 482.1 | 0.94 | 15.98 | 4500 | 70
PRPMT77Q | S LITE CO. LTD. | S LITE | AL215HL-HV-4006-70-45K-N3-Optional include[BA00]-Optional include[WHBKDBSLXX]-Optional include[P3P5P700]-Optional include[PMSCPSSCMSMCMSC00]-00-SF-CR-IVT | Outdoor Luminaires | Very High Output | Architectural Flood and Spot Luminaires | Standard | FALSE | [9 empty] | 42758 | Dimmable | Continuous Above 10 | Yes |  | 4.1 | 38488.75 | 102.5 | 375.5 | 10.5 | 0.95 | 4500 | 76.3
PKZDQH4H | S LITE CO. LTD. | S LITE | AL215HL-HV-2404-70-45K-N3-Optional include[BA00]-Optional include[WHBKDBSLXX]-Optional include[P3P5P700]-Optional include[PMSCPSSCMSMCMSC00]-00-SF-CR-IVT | Outdoor Luminaires | High Output | Architectural Flood and Spot Luminaires | Standard | FALSE | [9 empty] | 42758 | Dimmable | Continuous Above 10 | Yes |  | 4.1 | 25566 | 104.91 | 243.7 | 11.1 | 0.96 | 4500 | 75.2
P5NSVPXC | S LITE CO. LTD. | S LITE | AL215AL-UNV-2404-70-45K-N3-Optional include[BA00]-Optional include[WHBKDBSLXX]-Optional include[P3P5P700]-Optional include[PMSCPSSCMSMCMSC00]-00-SF-CR-IVT | Outdoor Luminaires | High Output | Architectural Flood and Spot Luminaires | Standard | FALSE | [9 empty] | 42758 | Dimmable | Continuous Above 10 | Yes |  | 4.1 | 26468 | 107.09 | 247.2 | 6.29 | 0.95 | 4500 | 75.1
PRN3YVY1 | S LITE CO. LTD. | S LITE | AL215HL-HV-3205-70-45K-N3-Optional include[BA00]-Optional include[WHBKDBSLXX]-Optional include[P3P5P700]-Optional include[PMSCPSSCMSMCMSC00]-00-SF-CR-IVT | Outdoor Luminaires | Very High Output | Architectural Flood and Spot Luminaires | Standard | FALSE | [9 empty] | 42758 | Dimmable | Continuous Above 10 | Yes |  | 4.1 | 31081 | 100.8 | 308.4 | 10.38 | 0.94 | 4500 | 75
PFQCDDSW | S LITE CO. LTD. | S LITE | AL215HL-UNV-4006-70-45K-N3-Optional include[BA00]-Optional include[WHBKDBSLXX]-Optional include[P3P5P700]-Optional include[PMSCPSSCMSMCMSC00]-00-SF-CR-IVT | Outdoor Luminaires | Very High Output | Architectural Flood and Spot Luminaires | Standard | FALSE | [9 empty] | 42758 | Dimmable | Continuous Above 10 | Yes |  | 4.1 | 40196.91 | 105.06 | 382.6 | 11.98 | 0.95 | 4500 | 70
PA85SHE4 | S LITE CO. LTD. | S LITE | AL215HL-UNV-3205-70-45K-N3-Optional include[BA00]-Optional include[WHBKDBSLXX]-Optional include[P3P5P700]-Optional include[PMSCPSSCMSMCMSC00]-00-SF-CR-IVT | Outdoor Luminaires | Very High Output | Architectural Flood and Spot Luminaires | Standard | FALSE | [9 empty] | 42758 | Dimmable | Continuous Above 10 | Yes |  | 4.1 | 31708.91 | 103.32 | 306.9 | 9.49 | 0.95 | 4500 | 70
PCRAJFCD | S LITE CO. LTD. | S LITE | AL215HL-HV-4807-70-45K-N3-Optional include[BA00]-Optional include[WHBKDBSLXX]-Optional include[P3P5P700]-Optional include[PMSCPSSCMSMCMSC00]-00-SF-CR-IVT | Outdoor Luminaires | Very High Output | Architectural Flood and Spot Luminaires | Standard | FALSE | [9 empty] | 42758 | Dimmable | Continuous Above 10 | Yes |  | 4.1 | 49707.8 | 103 | 482.6 | 0.95 | 10.5 | 4500 | 70
PDXW4Y2T | S LITE CO. LTD. | S LITE | AL215HL-UNV-4807-70-45K-N3-Optional include[BA00]-Optional include[WHBKDBSLXX]-Optional include[P3P5P700]-Optional include[PMSCPSSCMSMCMSC00]-00-SF-CR-IVT | Outdoor Luminaires | Very High Output | Architectural Flood and Spot Luminaires | Standard | FALSE | [9 empty] | 42758 | Dimmable | Continuous Above 10 | Yes |  | 4.1 | 50897.71 | 105.58 | 482.1 | 0.94 | 15.98 | 4500 | 70
P6E3GAT3 | S LITE CO. LTD. | S LITE | AL215HL-HV-2404-70-40K-T5s-Optional include[BA00]-Optional include[WHBKDBSLXX]-Optional include[P3P5P700]-Optional include[PMSCPSSCMSMCMSC00]-00-SF-CR-IVT | Outdoor Luminaires | High Output | Architectural Flood and Spot Luminaires | Standard | FALSE | [9 empty] | 42758 | Dimmable | Continuous Above 10 | Yes |  | 4.1 | 26653 | 107.95 | 246.9 | 10.93 | 0.96 | 4000 | 76.4
PG7A9XG6 | S LITE CO. LTD. | S LITE | AL215HL-HV-2404-70-40K-T4m-Optional include[BA00]-Optional include[WHBKDBSLXX]-Optional include[P3P5P700]-Optional include[PMSCPSSCMSMCMSC00]-00-SF-CR-IVT | Outdoor Luminaires | High Output | Architectural Flood and Spot Luminaires | Standard | FALSE | [9 empty] | 42758 | Dimmable | Continuous Above 10 | Yes |  | 4.1 | 25750 | 105.62 | 243.8 | 11.25 | 0.96 | 4000 | 76.3
PHSQHPSW | S LITE CO. LTD. | S LITE | AL215HL-HV-2404-70-40K-T3m-Optional include[BA00]-Optional include[WHBKDBSLXX]-Optional include[P3P5P700]-Optional include[PMSCPSSCMSMCMSC00]-00-SF-CR-IVT | Outdoor Luminaires | High Output | Architectural Flood and Spot Luminaires | Standard | FALSE | [9 empty] | 42758 | Dimmable | Continuous Above 10 | Yes |  | 4.1 | 26758 | 109.53 | 244.3 | 11.43 | 1 | 4000 | 75.8
P9ACYRCK | S LITE CO. LTD. | S LITE | AL215HL-UNV-4006-70-40K-T3m-Optional include[BA00]-Optional include[WHBKDBSLXX]-Optional include[P3P5P700]-Optional include[PMSCPSSCMSMCMSC00]-00-SF-CR-IVT | Outdoor Luminaires | Very High Output | Architectural Flood and Spot Luminaires | Standard | FALSE | [9 empty] | 42758 | Dimmable | Continuous Above 10 | Yes |  | 4.1 | 41216.54 | 107.73 | 382.6 | 11.98 | 0.95 | 4000 | 70
PWSAG6E4 | S LITE CO. LTD. | S LITE | AL215HL-UNV-4006-70-40K-T5s-Optional include[BA00]-Optional include[WHBKDBSLXX]-Optional include[P3P5P700]-Optional include[PMSCPSSCMSMCMSC00]-00-SF-CR-IVT | Outdoor Luminaires | Very High Output | Architectural Flood and Spot Luminaires | Standard | FALSE | [9 empty] | 42758 | Dimmable | Continuous Above 10 | Yes |  | 4.1 | 40628.29 | 106.19 | 382.6 | 11.98 | 0.95 | 4000 | 70
PCGV1A79 | S LITE CO. LTD. | S LITE | AL215HL-UNV-4006-70-40K-T4m-Optional include[BA00]-Optional include[WHBKDBSLXX]-Optional include[P3P5P700]-Optional include[PMSCPSSCMSMCMSC00]-00-SF-CR-IVT | Outdoor Luminaires | Very High Output | Architectural Flood and Spot Luminaires | Standard | FALSE | [9 empty] | 42758 | Dimmable | Continuous Above 10 | Yes |  | 4.1 | 39726.31 | 103.83 | 382.6 | 11.98 | 0.95 | 4000 | 70
PQNWETZU | S LITE CO. LTD. | S LITE | AL215HL-HV-4006-70-40K-T3m-Optional include[BA00]-Optional include[WHBKDBSLXX]-Optional include[P3P5P700]-Optional include[PMSCPSSCMSMCMSC00]-00-SF-CR-IVT | Outdoor Luminaires | Very High Output | Architectural Flood and Spot Luminaires | Standard | FALSE | [9 empty] | 42758 | Dimmable | Continuous Above 10 | Yes |  | 4.1 | 39664.74 | 105.1 | 377.4 | 11.2 | 0.94 | 4000 | 70
PS1TWV8H | S LITE CO. LTD. | S LITE | AL215HL-HV-4006-70-40K-T5s-Optional include[BA00]-Optional include[WHBKDBSLXX]-Optional include[P3P5P700]-Optional include[PMSCPSSCMSMCMSC00]-00-SF-CR-IVT | Outdoor Luminaires | Very High Output | Architectural Flood and Spot Luminaires | Standard | FALSE | [9 empty] | 42758 | Dimmable | Continuous Above 10 | Yes |  | 4.1 | 39098.64 | 103.6 | 377.4 | 11.2 | 0.94 | 4000 | 70
P2866KTJ | S LITE CO. LTD. | S LITE | AL215HL-HV-4006-70-40K-T4m-Optional include[BA00]-Optional include[WHBKDBSLXX]-Optional include[P3P5P700]-Optional include[PMSCPSSCMSMCMSC00]-00-SF-CR-IVT | Outdoor Luminaires | Very High Output | Architectural Flood and Spot Luminaires | Standard | FALSE | [9 empty] | 42758 | Dimmable | Continuous Above 10 | Yes |  | 4.1 | 38230.62 | 101.3 | 377.4 | 11.2 | 0.94 | 4000 | 70
PQZ2WHMH | S LITE CO. LTD. | S LITE | AL215HL-HV-3205-70-40K-T3m-Optional include[BA00]-Optional include[WHBKDBSLXX]-Optional include[P3P5P700]-Optional include[PMSCPSSCMSMCMSC00]-00-SF-CR-IVT | Outdoor Luminaires | Very High Output | Architectural Flood and Spot Luminaires | Standard | FALSE | [9 empty] | 42758 | Dimmable | Continuous Above 10 | Yes |  | 4.1 | 32458.13 | 105.11 | 308.8 | 10.38 | 0.94 | 4000 | 70
PNT1R4X1 | S LITE CO. LTD. | S LITE | AL215HL-HV-3205-70-40K-T5s-Optional include[BA00]-Optional include[WHBKDBSLXX]-Optional include[P3P5P700]-Optional include[PMSCPSSCMSMCMSC00]-00-SF-CR-IVT | Outdoor Luminaires | Very High Output | Architectural Flood and Spot Luminaires | Standard | FALSE | [9 empty] | 42758 | Dimmable | Continuous Above 10 | Yes |  | 4.1 | 31994.88 | 103.61 | 308.8 | 10.38 | 0.94 | 4000 | 70
P2KT9E4Y | S LITE CO. LTD. | S LITE | AL215HL-HV-3205-70-40K-T4m-Optional include[BA00]-Optional include[WHBKDBSLXX]-Optional include[P3P5P700]-Optional include[PMSCPSSCMSMCMSC00]-00-SF-CR-IVT | Outdoor Luminaires | Very High Output | Architectural Flood and Spot Luminaires | Standard | FALSE | [9 empty] | 42758 | Dimmable | Continuous Above 10 | Yes |  | 4.1 | 31284.57 | 101.31 | 308.8 | 10.38 | 0.94 | 4000 | 70
PP916616 | S LITE CO. LTD. | S LITE | AL215HL-UNV-3205-70-40K-T3m-Optional include[BA00]-Optional include[WHBKDBSLXX]-Optional include[P3P5P700]-Optional include[PMSCPSSCMSMCMSC00]-00-SF-CR-IVT | Outdoor Luminaires | Very High Output | Architectural Flood and Spot Luminaires | Standard | FALSE | [9 empty] | 42758 | Dimmable | Continuous Above 10 | Yes |  | 4.1 | 33064.88 | 107.74 | 306.9 | 9.49 | 0.95 | 4000 | 70
PKPGJZ4A | S LITE CO. LTD. | S LITE | AL215HL-UNV-3205-70-40K-T5s-Optional include[BA00]-Optional include[WHBKDBSLXX]-Optional include[P3P5P700]-Optional include[PMSCPSSCMSMCMSC00]-00-SF-CR-IVT | Outdoor Luminaires | Very High Output | Architectural Flood and Spot Luminaires | Standard | FALSE | [9 empty] | 42758 | Dimmable | Continuous Above 10 | Yes |  | 4.1 | 32592.97 | 106.2 | 306.9 | 9.49 | 0.95 | 4000 | 70
P2U1U93U | S LITE CO. LTD. | S LITE | AL215HL-UNV-3205-70-40K-T4m-Optional include[BA00]-Optional include[WHBKDBSLXX]-Optional include[P3P5P700]-Optional include[PMSCPSSCMSMCMSC00]-00-SF-CR-IVT | Outdoor Luminaires | Very High Output | Architectural Flood and Spot Luminaires | Standard | FALSE | [9 empty] | 42758 | Dimmable | Continuous Above 10 | Yes |  | 4.1 | 31869.38 | 103.84 | 306.9 | 9.49 | 0.95 | 4000 | 70
PSQCFNHT | S LITE CO. LTD. | S LITE | AL215AL-UNV-2404-70-40K-T3m-Optional include[BA00]-Optional include[WHBKDBSLXX]-Optional include[P3P5P700]-Optional include[PMSCPSSCMSMCMSC00]-00-SF-CR-IVT | Outdoor Luminaires | High Output | Architectural Flood and Spot Luminaires | Standard | FALSE | [9 empty] | 42758 | Dimmable | Continuous Above 10 | Yes |  | 4.1 | 27786.39 | 112.27 | 247.5 | 6.29 | 0.95 | 4000 | 70
PQQ29FHK | S LITE CO. LTD. | S LITE | AL215AL-UNV-2404-70-40K-T5s-Optional include[BA00]-Optional include[WHBKDBSLXX]-Optional include[P3P5P700]-Optional include[PMSCPSSCMSMCMSC00]-00-SF-CR-IVT | Outdoor Luminaires | High Output | Architectural Flood and Spot Luminaires | Standard | FALSE | [9 empty] | 42758 | Dimmable | Continuous Above 10 | Yes |  | 4.1 | 27385.57 | 110.65 | 247.5 | 6.29 | 0.95 | 4000 | 70
PBD9PPX9 | S LITE CO. LTD. | S LITE | AL215AL-UNV-2404-70-40K-T4m-Optional include[BA00]-Optional include[WHBKDBSLXX]-Optional include[P3P5P700]-Optional include[PMSCPSSCMSMCMSC00]-00-SF-CR-IVT | Outdoor Luminaires | High Output | Architectural Flood and Spot Luminaires | Standard | FALSE | [9 empty] | 42758 | Dimmable | Continuous Above 10 | Yes |  | 4.1 | 26794.47 | 108.26 | 247.5 | 6.29 | 0.95 | 4000 | 70
PE742598 | S LITE CO. LTD. | S LITE | AL215HL-HV-4807-70-40K-T3m-Optional include[BA00]-Optional include[WHBKDBSLXX]-Optional include[P3P5P700]-Optional include[PMSCPSSCMSMCMSC00]-00-SF-CR-IVT | Outdoor Luminaires | Very High Output | Architectural Flood and Spot Luminaires | Standard | FALSE | [9 empty] | 42758 | Dimmable | Continuous Above 10 | Yes |  | 4.1 | 50784.32 | 105.1 | 483.2 | 0.95 | 10.5 | 4000 | 70
P5UVMN2Q | S LITE CO. LTD. | S LITE | AL215HL-HV-4807-70-40K-T5s-Optional include[BA00]-Optional include[WHBKDBSLXX]-Optional include[P3P5P700]-Optional include[PMSCPSSCMSMCMSC00]-00-SF-CR-IVT | Outdoor Luminaires | Very High Output | Architectural Flood and Spot Luminaires | Standard | FALSE | [9 empty] | 42758 | Dimmable | Continuous Above 10 | Yes |  | 4.1 | 50059.52 | 103.6 | 483.2 | 0.95 | 10.5 | 4000 | 70
P6KQPCVQ | S LITE CO. LTD. | S LITE | AL215HL-HV-4807-70-40K-T4m-Optional include[BA00]-Optional include[WHBKDBSLXX]-Optional include[P3P5P700]-Optional include[PMSCPSSCMSMCMSC00]-00-SF-CR-IVT | Outdoor Luminaires | Very High Output | Architectural Flood and Spot Luminaires | Standard | FALSE | [9 empty] | 42758 | Dimmable | Continuous Above 10 | Yes |  | 4.1 | 48948.16 | 101.3 | 483.2 | 0.95 | 10.5 | 4000 | 70
P2MEFNBJ | S LITE CO. LTD. | S LITE | AL215HL-UNV-4807-70-40K-T3m-Optional include[BA00]-Optional include[WHBKDBSLXX]-Optional include[P3P5P700]-Optional include[PMSCPSSCMSMCMSC00]-00-SF-CR-IVT | Outdoor Luminaires | Very High Output | Architectural Flood and Spot Luminaires | Standard | FALSE | [9 empty] | 42758 | Dimmable | Continuous Above 10 | Yes |  | 4.1 | 51935.43 | 107.73 | 482.1 | 0.94 | 15.98 | 4000 | 70
P18JGC5V | S LITE CO. LTD. | S LITE | AL215HL-UNV-4807-70-40K-T5s-Optional include[BA00]-Optional include[WHBKDBSLXX]-Optional include[P3P5P700]-Optional include[PMSCPSSCMSMCMSC00]-00-SF-CR-IVT | Outdoor Luminaires | Very High Output | Architectural Flood and Spot Luminaires | Standard | FALSE | [9 empty] | 42758 | Dimmable | Continuous Above 10 | Yes |  | 4.1 | 51194.2 | 106.19 | 482.1 | 0.94 | 15.98 | 4000 | 70
P59RJ6W1 | S LITE CO. LTD. | S LITE | AL215HL-UNV-4807-70-40K-T4m-Optional include[BA00]-Optional include[WHBKDBSLXX]-Optional include[P3P5P700]-Optional include[PMSCPSSCMSMCMSC00]-00-SF-CR-IVT | Outdoor Luminaires | Very High Output | Architectural Flood and Spot Luminaires | Standard | FALSE | [9 empty] | 42758 | Dimmable | Continuous Above 10 | Yes |  | 4.1 | 50057.65 | 103.83 | 482.1 | 0.94 | 15.98 | 4000 | 70
PJTVKG3X | S LITE CO. LTD. | S LITE | AL215HL-HV-2404-70-40K-T5vs-Optional include[BA00]-Optional include[WHBKDBSLXX]-Optional include[P3P5P700]-Optional include[PMSCPSSCMSMCMSC00]-00-SF-CR-IVT | Outdoor Luminaires | High Output | Architectural Flood and Spot Luminaires | Standard | FALSE | [9 empty] | 42758 | Dimmable | Continuous Above 10 | Yes |  | 4.1 | 26897 | 109.47 | 245.7 | 11.55 | 0.96 | 4000 | 76.6
PUD36AYP | S LITE CO. LTD. | S LITE | AL215HL-HV-2404-70-40K-N6-Optional include[BA00]-Optional include[WHBKDBSLXX]-Optional include[P3P5P700]-Optional include[PMSCPSSCMSMCMSC00]-00-SF-CR-IVT | Outdoor Luminaires | High Output | Architectural Flood and Spot Luminaires | Standard | FALSE | [9 empty] | 42758 | Dimmable | Continuous Above 10 | Yes |  | 4.1 | 27209 | 110.83 | 245.5 | 11.52 | 0.95 | 4000 | 75.8
P7NP71X5 | S LITE CO. LTD. | S LITE | AL215HL-UNV-4006-70-40K-N6-Optional include[BA00]-Optional include[WHBKDBSLXX]-Optional include[P3P5P700]-Optional include[PMSCPSSCMSMCMSC00]-00-SF-CR-IVT | Outdoor Luminaires | Very High Output | Architectural Flood and Spot Luminaires | Standard | FALSE | [9 empty] | 42758 | Dimmable | Continuous Above 10 | Yes |  | 4.1 | 41687.14 | 108.96 | 382.6 | 11.98 | 0.95 | 4000 | 70
PQSWY2TT | S LITE CO. LTD. | S LITE | AL215HL-UNV-4006-70-40K-T5vs-Optional include[BA00]-Optional include[WHBKDBSLXX]-Optional include[P3P5P700]-Optional include[PMSCPSSCMSMCMSC00]-00-SF-CR-IVT | Outdoor Luminaires | Very High Output | Architectural Flood and Spot Luminaires | Standard | FALSE | [9 empty] | 42758 | Dimmable | Continuous Above 10 | Yes |  | 4.1 | 41177.33 | 107.63 | 382.6 | 11.98 | 0.95 | 4000 | 70
PKQ2RHRZ | S LITE CO. LTD. | S LITE | AL215HL-HV-4006-70-40K-N6-Optional include[BA00]-Optional include[WHBKDBSLXX]-Optional include[P3P5P700]-Optional include[PMSCPSSCMSMCMSC00]-00-SF-CR-IVT | Outdoor Luminaires | Very High Output | Architectural Flood and Spot Luminaires | Standard | FALSE | [9 empty] | 42758 | Dimmable | Continuous Above 10 | Yes |  | 4.1 | 40117.62 | 106.3 | 377.4 | 11.2 | 0.94 | 4000 | 70
PAN98E7X | S LITE CO. LTD. | S LITE | AL215HL-HV-4006-70-40K-T5vs-Optional include[BA00]-Optional include[WHBKDBSLXX]-Optional include[P3P5P700]-Optional include[PMSCPSSCMSMCMSC00]-00-SF-CR-IVT | Outdoor Luminaires | Very High Output | Architectural Flood and Spot Luminaires | Standard | FALSE | [9 empty] | 42758 | Dimmable | Continuous Above 10 | Yes |  | 4.1 | 39627 | 105 | 377.4 | 11.2 | 0.94 | 4000 | 70
PMRKXXRG | S LITE CO. LTD. | S LITE | AL215HL-HV-3205-70-40K-N6-Optional include[BA00]-Optional include[WHBKDBSLXX]-Optional include[P3P5P700]-Optional include[PMSCPSSCMSMCMSC00]-00-SF-CR-IVT | Outdoor Luminaires | Very High Output | Architectural Flood and Spot Luminaires | Standard | FALSE | [9 empty] | 42758 | Dimmable | Continuous Above 10 | Yes |  | 4.1 | 32828.72 | 106.31 | 308.8 | 10.38 | 0.94 | 4000 | 70
P7YFWVYB | S LITE CO. LTD. | S LITE | AL215HL-HV-3205-70-40K-T5vs-Optional include[BA00]-Optional include[WHBKDBSLXX]-Optional include[P3P5P700]-Optional include[PMSCPSSCMSMCMSC00]-00-SF-CR-IVT | Outdoor Luminaires | Very High Output | Architectural Flood and Spot Luminaires | Standard | FALSE | [9 empty] | 42758 | Dimmable | Continuous Above 10 | Yes |  | 4.1 | 32427.24 | 105.01 | 308.8 | 10.38 | 0.94 | 4000 | 70
PACSK4UZ | S LITE CO. LTD. | S LITE | AL215HL-UNV-3205-70-40K-N6-Optional include[BA00]-Optional include[WHBKDBSLXX]-Optional include[P3P5P700]-Optional include[PMSCPSSCMSMCMSC00]-00-SF-CR-IVT | Outdoor Luminaires | Very High Output | Architectural Flood and Spot Luminaires | Standard | FALSE | [9 empty] | 42758 | Dimmable | Continuous Above 10 | Yes |  | 4.1 | 33442.4 | 108.97 | 306.9 | 9.49 | 0.95 | 4000 | 70
PXJ2QG35 | S LITE CO. LTD. | S LITE | AL215HL-UNV-3205-70-40K-T5vs-Optional include[BA00]-Optional include[WHBKDBSLXX]-Optional include[P3P5P700]-Optional include[PMSCPSSCMSMCMSC00]-00-SF-CR-IVT | Outdoor Luminaires | Very High Output | Architectural Flood and Spot Luminaires | Standard | FALSE | [9 empty] | 42758 | Dimmable | Continuous Above 10 | Yes |  | 4.1 | 33033.42 | 107.64 | 306.9 | 9.49 | 0.95 | 4000 | 70
PBJCFYYV | S LITE CO. LTD. | S LITE | AL215AL-UNV-2404-70-40K-N6-Optional include[BA00]-Optional include[WHBKDBSLXX]-Optional include[P3P5P700]-Optional include[PMSCPSSCMSMCMSC00]-00-SF-CR-IVT | Outdoor Luminaires | High Output | Architectural Flood and Spot Luminaires | Standard | FALSE | [9 empty] | 42758 | Dimmable | Continuous Above 10 | Yes |  | 4.1 | 28116.19 | 113.6 | 247.5 | 6.29 | 0.95 | 4000 | 70
PARWC53V | S LITE CO. LTD. | S LITE | AL215AL-UNV-2404-70-40K-T5vs-Optional include[BA00]-Optional include[WHBKDBSLXX]-Optional include[P3P5P700]-Optional include[PMSCPSSCMSMCMSC00]-00-SF-CR-IVT | Outdoor Luminaires | High Output | Architectural Flood and Spot Luminaires | Standard | FALSE | [9 empty] | 42758 | Dimmable | Continuous Above 10 | Yes |  | 4.1 | 27771.17 | 112.21 | 247.5 | 6.29 | 0.95 | 4000 | 70
PEXKAWRM | S LITE CO. LTD. | S LITE | AL215HL-HV-4807-70-40K-N6-Optional include[BA00]-Optional include[WHBKDBSLXX]-Optional include[P3P5P700]-Optional include[PMSCPSSCMSMCMSC00]-00-SF-CR-IVT | Outdoor Luminaires | Very High Output | Architectural Flood and Spot Luminaires | Standard | FALSE | [9 empty] | 42758 | Dimmable | Continuous Above 10 | Yes |  | 4.1 | 51364.16 | 106.3 | 483.2 | 0.95 | 10.5 | 4000 | 70
PFDU6DY2 | S LITE CO. LTD. | S LITE | AL215HL-HV-4807-70-40K-T5vs-Optional include[BA00]-Optional include[WHBKDBSLXX]-Optional include[P3P5P700]-Optional include[PMSCPSSCMSMCMSC00]-00-SF-CR-IVT | Outdoor Luminaires | Very High Output | Architectural Flood and Spot Luminaires | Standard | FALSE | [9 empty] | 42758 | Dimmable | Continuous Above 10 | Yes |  | 4.1 | 50736 | 105 | 483.2 | 0.95 | 10.5 | 4000 | 70
P4RZQZSF | S LITE CO. LTD. | S LITE | AL215HL-UNV-4807-70-40K-N6-Optional include[BA00]-Optional include[WHBKDBSLXX]-Optional include[P3P5P700]-Optional include[PMSCPSSCMSMCMSC00]-00-SF-CR-IVT | Outdoor Luminaires | Very High Output | Architectural Flood and Spot Luminaires | Standard | FALSE | [9 empty] | 42758 | Dimmable | Continuous Above 10 | Yes |  | 4.1 | 52528.41 | 108.96 | 482.1 | 0.94 | 15.98 | 4000 | 70
PX5P5Q8M | S LITE CO. LTD. | S LITE | AL215HL-UNV-4807-70-40K-T5vs-Optional include[BA00]-Optional include[WHBKDBSLXX]-Optional include[P3P5P700]-Optional include[PMSCPSSCMSMCMSC00]-00-SF-CR-IVT | Outdoor Luminaires | Very High Output | Architectural Flood and Spot Luminaires | Standard | FALSE | [9 empty] | 42758 | Dimmable | Continuous Above 10 | Yes |  | 4.1 | 51886.01 | 107.63 | 482.1 | 0.94 | 15.98 | 4000 | 70
PSVSFTDB | S LITE CO. LTD. | S LITE | AL215HL-HV-2404-70-40K-N5-Optional include[BA00]-Optional include[WHBKDBSLXX]-Optional include[P3P5P700]-Optional include[PMSCPSSCMSMCMSC00]-00-SF-CR-IVT | Outdoor Luminaires | High Output | Architectural Flood and Spot Luminaires | Standard | FALSE | [9 empty] | 42758 | Dimmable | Continuous Above 10 | Yes |  | 4.1 | 27241 | 110.74 | 246 | 11.61 | 0.96 | 4000 | 76.3
PDKH22YX | S LITE CO. LTD. | S LITE | AL215HL-UNV-4006-70-40K-N5-Optional include[BA00]-Optional include[WHBKDBSLXX]-Optional include[P3P5P700]-Optional include[PMSCPSSCMSMCMSC00]-00-SF-CR-IVT | Outdoor Luminaires | Very High Output | Architectural Flood and Spot Luminaires | Standard | FALSE | [9 empty] | 42758 | Dimmable | Continuous Above 10 | Yes |  | 4.1 | 41647.92 | 108.86 | 382.6 | 11.98 | 0.95 | 4000 | 70
PRAZZGBA | S LITE CO. LTD. | S LITE | AL215HL-HV-4006-70-40K-N5-Optional include[BA00]-Optional include[WHBKDBSLXX]-Optional include[P3P5P700]-Optional include[PMSCPSSCMSMCMSC00]-00-SF-CR-IVT | Outdoor Luminaires | Very High Output | Architectural Flood and Spot Luminaires | Standard | FALSE | [9 empty] | 42758 | Dimmable | Continuous Above 10 | Yes |  | 4.1 | 40079.88 | 106.2 | 377.4 | 11.2 | 0.94 | 4000 | 70
PPA5MMGJ | S LITE CO. LTD. | S LITE | AL215HL-HV-3205-70-40K-N5-Optional include[BA00]-Optional include[WHBKDBSLXX]-Optional include[P3P5P700]-Optional include[PMSCPSSCMSMCMSC00]-00-SF-CR-IVT | Outdoor Luminaires | Very High Output | Architectural Flood and Spot Luminaires | Standard | FALSE | [9 empty] | 42758 | Dimmable | Continuous Above 10 | Yes |  | 4.1 | 32797.84 | 106.21 | 308.8 | 10.38 | 0.94 | 4000 | 70
PTZAMC4Q | S LITE CO. LTD. | S LITE | AL215HL-UNV-3205-70-40K-N5-Optional include[BA00]-Optional include[WHBKDBSLXX]-Optional include[P3P5P700]-Optional include[PMSCPSSCMSMCMSC00]-00-SF-CR-IVT | Outdoor Luminaires | Very High Output | Architectural Flood and Spot Luminaires | Standard | FALSE | [9 empty] | 42758 | Dimmable | Continuous Above 10 | Yes |  | 4.1 | 33410.94 | 108.87 | 306.9 | 9.49 | 0.95 | 4000 | 70
PGQ8YYPU | S LITE CO. LTD. | S LITE | AL215AL-UNV-2404-70-40K-N5-Optional include[BA00]-Optional include[WHBKDBSLXX]-Optional include[P3P5P700]-Optional include[PMSCPSSCMSMCMSC00]-00-SF-CR-IVT | Outdoor Luminaires | High Output | Architectural Flood and Spot Luminaires | Standard | FALSE | [9 empty] | 42758 | Dimmable | Continuous Above 10 | Yes |  | 4.1 | 28093.35 | 113.51 | 247.5 | 6.29 | 0.95 | 4000 | 70
P1BNGH73 | S LITE CO. LTD. | S LITE | AL215HL-HV-4807-70-40K-N5-Optional include[BA00]-Optional include[WHBKDBSLXX]-Optional include[P3P5P700]-Optional include[PMSCPSSCMSMCMSC00]-00-SF-CR-IVT | Outdoor Luminaires | Very High Output | Architectural Flood and Spot Luminaires | Standard | FALSE | [9 empty] | 42758 | Dimmable | Continuous Above 10 | Yes |  | 4.1 | 51315.84 | 106.2 | 483.2 | 0.95 | 10.5 | 4000 | 70
PKT92MA9 | S LITE CO. LTD. | S LITE | AL215HL-UNV-4807-70-40K-N5-Optional include[BA00]-Optional include[WHBKDBSLXX]-Optional include[P3P5P700]-Optional include[PMSCPSSCMSMCMSC00]-00-SF-CR-IVT | Outdoor Luminaires | Very High Output | Architectural Flood and Spot Luminaires | Standard | FALSE | [9 empty] | 42758 | Dimmable | Continuous Above 10 | Yes |  | 4.1 | 52479 | 108.86 | 482.1 | 0.94 | 15.98 | 4000 | 70
PYTWR9RU | S LITE CO. LTD. | S LITE | AL215HL-HV-2404-70-40K-N4-Optional include[BA00]-Optional include[WHBKDBSLXX]-Optional include[P3P5P700]-Optional include[PMSCPSSCMSMCMSC00]-00-SF-CR-IVT | Outdoor Luminaires | High Output | Architectural Flood and Spot Luminaires | Standard | FALSE | [9 empty] | 42758 | Dimmable | Continuous Above 10 | Yes |  | 4.1 | 26369 | 108.29 | 243.5 | 11.35 | 0.96 | 4000 | 75.1
PBGPQF4R | S LITE CO. LTD. | S LITE | AL215HL-UNV-4006-70-40K-N4-Optional include[BA00]-Optional include[WHBKDBSLXX]-Optional include[P3P5P700]-Optional include[PMSCPSSCMSMCMSC00]-00-SF-CR-IVT | Outdoor Luminaires | Very High Output | Architectural Flood and Spot Luminaires | Standard | FALSE | [9 empty] | 42758 | Dimmable | Continuous Above 10 | Yes |  | 4.1 | 40745.94 | 106.5 | 382.6 | 11.98 | 0.95 | 4000 | 70
P1WV718V | S LITE CO. LTD. | S LITE | AL215HL-HV-4006-70-40K-N4-Optional include[BA00]-Optional include[WHBKDBSLXX]-Optional include[P3P5P700]-Optional include[PMSCPSSCMSMCMSC00]-00-SF-CR-IVT | Outdoor Luminaires | Very High Output | Architectural Flood and Spot Luminaires | Standard | FALSE | [9 empty] | 42758 | Dimmable | Continuous Above 10 | Yes |  | 4.1 | 39211.86 | 103.9 | 377.4 | 11.2 | 0.94 | 4000 | 70
PKY6AYH5 | S LITE CO. LTD. | S LITE | AL215HL-HV-3205-70-40K-N4-Optional include[BA00]-Optional include[WHBKDBSLXX]-Optional include[P3P5P700]-Optional include[PMSCPSSCMSMCMSC00]-00-SF-CR-IVT | Outdoor Luminaires | Very High Output | Architectural Flood and Spot Luminaires | Standard | FALSE | [9 empty] | 42758 | Dimmable | Continuous Above 10 | Yes |  | 4.1 | 32087.53 | 103.91 | 308.8 | 10.38 | 0.94 | 4000 | 70
PSYRKGVC | S LITE CO. LTD. | S LITE | AL215HL-UNV-3205-70-40K-N4-Optional include[BA00]-Optional include[WHBKDBSLXX]-Optional include[P3P5P700]-Optional include[PMSCPSSCMSMCMSC00]-00-SF-CR-IVT | Outdoor Luminaires | Very High Output | Architectural Flood and Spot Luminaires | Standard | FALSE | [9 empty] | 42758 | Dimmable | Continuous Above 10 | Yes |  | 4.1 | 32687.35 | 106.51 | 306.9 | 9.49 | 0.95 | 4000 | 70
PNSHKRR4 | S LITE CO. LTD. | S LITE | AL215AL-UNV-2404-70-40K-N4-Optional include[BA00]-Optional include[WHBKDBSLXX]-Optional include[P3P5P700]-Optional include[PMSCPSSCMSMCMSC00]-00-SF-CR-IVT | Outdoor Luminaires | High Output | Architectural Flood and Spot Luminaires | Standard | FALSE | [9 empty] | 42758 | Dimmable | Continuous Above 10 | Yes |  | 4.1 | 27471.82 | 111 | 247.5 | 6.29 | 0.95 | 4000 | 70
PMEJ6FYE | S LITE CO. LTD. | S LITE | AL215HL-HV-4807-70-40K-N4-Optional include[BA00]-Optional include[WHBKDBSLXX]-Optional include[P3P5P700]-Optional include[PMSCPSSCMSMCMSC00]-00-SF-CR-IVT | Outdoor Luminaires | Very High Output | Architectural Flood and Spot Luminaires | Standard | FALSE | [9 empty] | 42758 | Dimmable | Continuous Above 10 | Yes |  | 4.1 | 50204.48 | 103.9 | 483.2 | 0.95 | 10.5 | 4000 | 70
P1BK8YVJ | S LITE CO. LTD. | S LITE | AL215HL-UNV-4807-70-40K-N4-Optional include[BA00]-Optional include[WHBKDBSLXX]-Optional include[P3P5P700]-Optional include[PMSCPSSCMSMCMSC00]-00-SF-CR-IVT | Outdoor Luminaires | Very High Output | Architectural Flood and Spot Luminaires | Standard | FALSE | [9 empty] | 42758 | Dimmable | Continuous Above 10 | Yes |  | 4.1 | 51342.44 | 106.5 | 482.1 | 0.94 | 15.98 | 4000 | 70
PJA5B6KC | S LITE CO. LTD. | S LITE | AL215HL-HV-4006-70-40K-N3-Optional include[BA00]-Optional include[WHBKDBSLXX]-Optional include[P3P5P700]-Optional include[PMSCPSSCMSMCMSC00]-00-SF-CR-IVT | Outdoor Luminaires | Very High Output | Architectural Flood and Spot Luminaires | Standard | FALSE | [9 empty] | 42758 | Dimmable | Continuous Above 10 | Yes |  | 4.1 | 37740 | 100 | 377.4 | 10.5 | 0.95 | 4000 | 76.3
PKPJX1NM | S LITE CO. LTD. | S LITE | AL215HL-HV-2404-70-40K-N3-Optional include[BA00]-Optional include[WHBKDBSLXX]-Optional include[P3P5P700]-Optional include[PMSCPSSCMSMCMSC00]-00-SF-CR-IVT | Outdoor Luminaires | High Output | Architectural Flood and Spot Luminaires | Standard | FALSE | [9 empty] | 42758 | Dimmable | Continuous Above 10 | Yes |  | 4.1 | 25343 | 104.25 | 243.1 | 11.1 | 0.96 | 4000 | 75.2
P64MZJP4 | S LITE CO. LTD. | S LITE | AL215AL-UNV-2404-70-40K-N3-Optional include[BA00]-Optional include[WHBKDBSLXX]-Optional include[P3P5P700]-Optional include[PMSCPSSCMSMCMSC00]-00-SF-CR-IVT | Outdoor Luminaires | High Output | Architectural Flood and Spot Luminaires | Standard | FALSE | [9 empty] | 42758 | Dimmable | Continuous Above 10 | Yes |  | 4.1 | 26448 | 106.86 | 247.5 | 6.29 | 0.95 | 4000 | 75.1
P3CDC24D | S LITE CO. LTD. | S LITE | AL215HL-HV-3205-70-40K-N3-Optional include[BA00]-Optional include[WHBKDBSLXX]-Optional include[P3P5P700]-Optional include[PMSCPSSCMSMCMSC00]-00-SF-CR-IVT | Outdoor Luminaires | Very High Output | Architectural Flood and Spot Luminaires | Standard | FALSE | [9 empty] | 42758 | Dimmable | Continuous Above 10 | Yes |  | 4.1 | 30833 | 100.01 | 308.8 | 10.38 | 0.94 | 4000 | 75
P4XMF1UK | S LITE CO. LTD. | S LITE | AL215HL-UNV-4006-70-40K-N3-Optional include[BA00]-Optional include[WHBKDBSLXX]-Optional include[P3P5P700]-Optional include[PMSCPSSCMSMCMSC00]-00-SF-CR-IVT | Outdoor Luminaires | Very High Output | Architectural Flood and Spot Luminaires | Standard | FALSE | [9 empty] | 42758 | Dimmable | Continuous Above 10 | Yes |  | 4.1 | 39216.5 | 102.5 | 382.6 | 11.98 | 0.95 | 4000 | 70
PG9X4WXJ | S LITE CO. LTD. | S LITE | AL215HL-UNV-3205-70-40K-N3-Optional include[BA00]-Optional include[WHBKDBSLXX]-Optional include[P3P5P700]-Optional include[PMSCPSSCMSMCMSC00]-00-SF-CR-IVT | Outdoor Luminaires | Very High Output | Architectural Flood and Spot Luminaires | Standard | FALSE | [9 empty] | 42758 | Dimmable | Continuous Above 10 | Yes |  | 4.1 | 31460.4 | 102.51 | 306.9 | 9.49 | 0.95 | 4000 | 70
PGYSEJYH | S LITE CO. LTD. | S LITE | AL215HL-HV-4807-70-40K-N3-Optional include[BA00]-Optional include[WHBKDBSLXX]-Optional include[P3P5P700]-Optional include[PMSCPSSCMSMCMSC00]-00-SF-CR-IVT | Outdoor Luminaires | Very High Output | Architectural Flood and Spot Luminaires | Standard | FALSE | [9 empty] | 42758 | Dimmable | Continuous Above 10 | Yes |  | 4.1 | 48320 | 100 | 483.2 | 0.95 | 10.5 | 4000 | 70
PRD7UC3R | S LITE CO. LTD. | S LITE | AL215HL-UNV-4807-70-40K-N3-Optional include[BA00]-Optional include[WHBKDBSLXX]-Optional include[P3P5P700]-Optional include[PMSCPSSCMSMCMSC00]-00-SF-CR-IVT | Outdoor Luminaires | Very High Output | Architectural Flood and Spot Luminaires | Standard | FALSE | [9 empty] | 42758 | Dimmable | Continuous Above 10 | Yes |  | 4.1 | 49415.25 | 102.5 | 482.1 | 0.94 | 15.98 | 4000 | 70
PG5C7N3H | S LITE CO. LTD. | S LITE | AL215HL-HV-2404-70-35K-T3m-Optional include[BA00]-Optional include[WHBKDBSLXX]-Optional include[P3P5P700]-Optional include[PMSCPSSCMSMCMSC00]-00-SF-CR-IVT | Outdoor Luminaires | High Output | Architectural Flood and Spot Luminaires | Standard | FALSE | [9 empty] | 42758 | Dimmable | Continuous Above 10 | Yes |  | 4.1 | 25229 | 103.55 | 243.7 | 11.35 | 0.95 | 3500 | 83.7
PZDX995G | S LITE CO. LTD. | S LITE | AL215HL-HV-2404-70-35K-T5s-Optional include[BA00]-Optional include[WHBKDBSLXX]-Optional include[P3P5P700]-Optional include[PMSCPSSCMSMCMSC00]-00-SF-CR-IVT | Outdoor Luminaires | High Output | Architectural Flood and Spot Luminaires | Standard | FALSE | [9 empty] | 42758 | Dimmable | Continuous Above 10 | Yes |  | 4.1 | 25189 | 102.58 | 245.6 | 11.11 | 0.96 | 3500 | 83.7
PP5E3K4E | S LITE CO. LTD. | S LITE | AL215HL-HV-2404-70-35K-T4m-Optional include[BA00]-Optional include[WHBKDBSLXX]-Optional include[P3P5P700]-Optional include[PMSCPSSCMSMCMSC00]-00-SF-CR-IVT | Outdoor Luminaires | High Output | Architectural Flood and Spot Luminaires | Standard | FALSE | [9 empty] | 42758 | Dimmable | Continuous Above 10 | Yes |  | 4.1 | 24700 | 101.37 | 243.7 | 11.46 | 0.96 | 3500 | 83.1
P96C786M | S LITE CO. LTD. | S LITE | AL215HL-UNV-4006-70-35K-T3m-Optional include[BA00]-Optional include[WHBKDBSLXX]-Optional include[P3P5P700]-Optional include[PMSCPSSCMSMCMSC00]-00-SF-CR-IVT | Outdoor Luminaires | Very High Output | Architectural Flood and Spot Luminaires | Standard | FALSE | [9 empty] | 42758 | Dimmable | Continuous Above 10 | Yes |  | 4.1 | 40216.52 | 105.11 | 382.6 | 11.98 | 0.95 | 3500 | 70
PGA9XMU9 | S LITE CO. LTD. | S LITE | AL215HL-UNV-4006-70-35K-T5s-Optional include[BA00]-Optional include[WHBKDBSLXX]-Optional include[P3P5P700]-Optional include[PMSCPSSCMSMCMSC00]-00-SF-CR-IVT | Outdoor Luminaires | Very High Output | Architectural Flood and Spot Luminaires | Standard | FALSE | [9 empty] | 42758 | Dimmable | Continuous Above 10 | Yes |  | 4.1 | 39922.4 | 104.35 | 382.6 | 11.98 | 0.95 | 3500 | 70
P2ZCMNYR | S LITE CO. LTD. | S LITE | AL215HL-UNV-4006-70-35K-T4m-Optional include[BA00]-Optional include[WHBKDBSLXX]-Optional include[P3P5P700]-Optional include[PMSCPSSCMSMCMSC00]-00-SF-CR-IVT | Outdoor Luminaires | Very High Output | Architectural Flood and Spot Luminaires | Standard | FALSE | [9 empty] | 42758 | Dimmable | Continuous Above 10 | Yes |  | 4.1 | 39471.41 | 103.17 | 382.6 | 11.98 | 0.95 | 3500 | 70
PVG1QUNG | S LITE CO. LTD. | S LITE | AL215HL-HV-4006-70-35K-T3m-Optional include[BA00]-Optional include[WHBKDBSLXX]-Optional include[P3P5P700]-Optional include[PMSCPSSCMSMCMSC00]-00-SF-CR-IVT | Outdoor Luminaires | Very High Output | Architectural Flood and Spot Luminaires | Standard | FALSE | [9 empty] | 42758 | Dimmable | Continuous Above 10 | Yes |  | 4.1 | 38702.37 | 102.55 | 377.4 | 11.2 | 0.94 | 3500 | 70
P58USGTV | S LITE CO. LTD. | S LITE | AL215HL-HV-4006-70-35K-T5s-Optional include[BA00]-Optional include[WHBKDBSLXX]-Optional include[P3P5P700]-Optional include[PMSCPSSCMSMCMSC00]-00-SF-CR-IVT | Outdoor Luminaires | Very High Output | Architectural Flood and Spot Luminaires | Standard | FALSE | [9 empty] | 42758 | Dimmable | Continuous Above 10 | Yes |  | 4.1 | 38419.32 | 101.8 | 377.4 | 11.2 | 0.94 | 3500 | 70
PYVNG2XS | S LITE CO. LTD. | S LITE | AL215HL-HV-4006-70-35K-T4m-Optional include[BA00]-Optional include[WHBKDBSLXX]-Optional include[P3P5P700]-Optional include[PMSCPSSCMSMCMSC00]-00-SF-CR-IVT | Outdoor Luminaires | Very High Output | Architectural Flood and Spot Luminaires | Standard | FALSE | [9 empty] | 42758 | Dimmable | Continuous Above 10 | Yes |  | 4.1 | 37985.31 | 100.65 | 377.4 | 11.2 | 0.94 | 3500 | 70
PMESHZGU | S LITE CO. LTD. | S LITE | AL215HL-HV-3205-70-35K-T3m-Optional include[BA00]-Optional include[WHBKDBSLXX]-Optional include[P3P5P700]-Optional include[PMSCPSSCMSMCMSC00]-00-SF-CR-IVT | Outdoor Luminaires | Very High Output | Architectural Flood and Spot Luminaires | Standard | FALSE | [9 empty] | 42758 | Dimmable | Continuous Above 10 | Yes |  | 4.1 | 31669.06 | 102.56 | 308.8 | 10.38 | 0.94 | 3500 | 70
PGYVKYAW | S LITE CO. LTD. | S LITE | AL215HL-HV-3205-70-35K-T5s-Optional include[BA00]-Optional include[WHBKDBSLXX]-Optional include[P3P5P700]-Optional include[PMSCPSSCMSMCMSC00]-00-SF-CR-IVT | Outdoor Luminaires | Very High Output | Architectural Flood and Spot Luminaires | Standard | FALSE | [9 empty] | 42758 | Dimmable | Continuous Above 10 | Yes |  | 4.1 | 31437.44 | 101.81 | 308.8 | 10.38 | 0.94 | 3500 | 70
PC5FFWCM | S LITE CO. LTD. | S LITE | AL215HL-HV-3205-70-35K-T4m-Optional include[BA00]-Optional include[WHBKDBSLXX]-Optional include[P3P5P700]-Optional include[PMSCPSSCMSMCMSC00]-00-SF-CR-IVT | Outdoor Luminaires | Very High Output | Architectural Flood and Spot Luminaires | Standard | FALSE | [9 empty] | 42758 | Dimmable | Continuous Above 10 | Yes |  | 4.1 | 31082.28 | 100.66 | 308.8 | 10.38 | 0.94 | 3500 | 70
PM14V5K1 | S LITE CO. LTD. | S LITE | AL215HL-UNV-3205-70-35K-T3m-Optional include[BA00]-Optional include[WHBKDBSLXX]-Optional include[P3P5P700]-Optional include[PMSCPSSCMSMCMSC00]-00-SF-CR-IVT | Outdoor Luminaires | Very High Output | Architectural Flood and Spot Luminaires | Standard | FALSE | [9 empty] | 42758 | Dimmable | Continuous Above 10 | Yes |  | 4.1 | 32261.06 | 105.12 | 306.9 | 9.49 | 0.95 | 3500 | 70
P7UKX2TR | S LITE CO. LTD. | S LITE | AL215HL-UNV-3205-70-35K-T5s-Optional include[BA00]-Optional include[WHBKDBSLXX]-Optional include[P3P5P700]-Optional include[PMSCPSSCMSMCMSC00]-00-SF-CR-IVT | Outdoor Luminaires | Very High Output | Architectural Flood and Spot Luminaires | Standard | FALSE | [9 empty] | 42758 | Dimmable | Continuous Above 10 | Yes |  | 4.1 | 32025.11 | 104.35 | 306.9 | 9.49 | 0.95 | 3500 | 70
PS9T4H6E | S LITE CO. LTD. | S LITE | AL215HL-UNV-3205-70-35K-T4m-Optional include[BA00]-Optional include[WHBKDBSLXX]-Optional include[P3P5P700]-Optional include[PMSCPSSCMSMCMSC00]-00-SF-CR-IVT | Outdoor Luminaires | Very High Output | Architectural Flood and Spot Luminaires | Standard | FALSE | [9 empty] | 42758 | Dimmable | Continuous Above 10 | Yes |  | 4.1 | 31663.32 | 103.17 | 306.9 | 9.49 | 0.95 | 3500 | 70
PQBHM9RS | S LITE CO. LTD. | S LITE | AL215AL-UNV-2404-70-35K-T3m-Optional include[BA00]-Optional include[WHBKDBSLXX]-Optional include[P3P5P700]-Optional include[PMSCPSSCMSMCMSC00]-00-SF-CR-IVT | Outdoor Luminaires | High Output | Architectural Flood and Spot Luminaires | Standard | FALSE | [9 empty] | 42758 | Dimmable | Continuous Above 10 | Yes |  | 4.1 | 26269.34 | 106.14 | 247.5 | 6.29 | 0.95 | 3500 | 70
PK5YMDX1 | S LITE CO. LTD. | S LITE | AL215AL-UNV-2404-70-35K-T5s-Optional include[BA00]-Optional include[WHBKDBSLXX]-Optional include[P3P5P700]-Optional include[PMSCPSSCMSMCMSC00]-00-SF-CR-IVT | Outdoor Luminaires | High Output | Architectural Flood and Spot Luminaires | Standard | FALSE | [9 empty] | 42758 | Dimmable | Continuous Above 10 | Yes |  | 4.1 | 26023.26 | 105.14 | 247.5 | 6.29 | 0.95 | 3500 | 70
P9C95Y3R | S LITE CO. LTD. | S LITE | AL215AL-UNV-2404-70-35K-T4m-Optional include[BA00]-Optional include[WHBKDBSLXX]-Optional include[P3P5P700]-Optional include[PMSCPSSCMSMCMSC00]-00-SF-CR-IVT | Outdoor Luminaires | High Output | Architectural Flood and Spot Luminaires | Standard | FALSE | [9 empty] | 42758 | Dimmable | Continuous Above 10 | Yes |  | 4.1 | 25716.3 | 103.9 | 247.5 | 6.29 | 0.95 | 3500 | 70
PN9H4SWU | S LITE CO. LTD. | S LITE | AL215HL-HV-4807-70-35K-T3m-Optional include[BA00]-Optional include[WHBKDBSLXX]-Optional include[P3P5P700]-Optional include[PMSCPSSCMSMCMSC00]-00-SF-CR-IVT | Outdoor Luminaires | Very High Output | Architectural Flood and Spot Luminaires | Standard | FALSE | [9 empty] | 42758 | Dimmable | Continuous Above 10 | Yes |  | 4.1 | 49552.16 | 102.55 | 483.2 | 0.95 | 10.5 | 3500 | 70
PYJCCBNF | S LITE CO. LTD. | S LITE | AL215HL-HV-4807-70-35K-T5s-Optional include[BA00]-Optional include[WHBKDBSLXX]-Optional include[P3P5P700]-Optional include[PMSCPSSCMSMCMSC00]-00-SF-CR-IVT | Outdoor Luminaires | Very High Output | Architectural Flood and Spot Luminaires | Standard | FALSE | [9 empty] | 42758 | Dimmable | Continuous Above 10 | Yes |  | 4.1 | 49189.76 | 101.8 | 483.2 | 0.95 | 10.5 | 3500 | 70
PDNQUH72 | S LITE CO. LTD. | S LITE | AL215HL-HV-4807-70-35K-T4m-Optional include[BA00]-Optional include[WHBKDBSLXX]-Optional include[P3P5P700]-Optional include[PMSCPSSCMSMCMSC00]-00-SF-CR-IVT | Outdoor Luminaires | Very High Output | Architectural Flood and Spot Luminaires | Standard | FALSE | [9 empty] | 42758 | Dimmable | Continuous Above 10 | Yes |  | 4.1 | 48634.08 | 100.65 | 483.2 | 0.95 | 10.5 | 3500 | 70
PEN1MF6Y | S LITE CO. LTD. | S LITE | AL215HL-UNV-4807-70-35K-T3m-Optional include[BA00]-Optional include[WHBKDBSLXX]-Optional include[P3P5P700]-Optional include[PMSCPSSCMSMCMSC00]-00-SF-CR-IVT | Outdoor Luminaires | Very High Output | Architectural Flood and Spot Luminaires | Standard | FALSE | [9 empty] | 42758 | Dimmable | Continuous Above 10 | Yes |  | 4.1 | 50675.34 | 105.11 | 482.1 | 0.94 | 15.98 | 3500 | 70
PUKQWCF5 | S LITE CO. LTD. | S LITE | AL215HL-UNV-4807-70-35K-T5s-Optional include[BA00]-Optional include[WHBKDBSLXX]-Optional include[P3P5P700]-Optional include[PMSCPSSCMSMCMSC00]-00-SF-CR-IVT | Outdoor Luminaires | Very High Output | Architectural Flood and Spot Luminaires | Standard | FALSE | [9 empty] | 42758 | Dimmable | Continuous Above 10 | Yes |  | 4.1 | 50304.72 | 104.35 | 482.1 | 0.94 | 15.98 | 3500 | 70
P4U7ZA8Q | S LITE CO. LTD. | S LITE | AL215HL-UNV-4807-70-35K-T4m-Optional include[BA00]-Optional include[WHBKDBSLXX]-Optional include[P3P5P700]-Optional include[PMSCPSSCMSMCMSC00]-00-SF-CR-IVT | Outdoor Luminaires | Very High Output | Architectural Flood and Spot Luminaires | Standard | FALSE | [9 empty] | 42758 | Dimmable | Continuous Above 10 | Yes |  | 4.1 | 49736.45 | 103.17 | 482.1 | 0.94 | 15.98 | 3500 | 70
PCGZZQHT | S LITE CO. LTD. | S LITE | AL215HL-HV-2404-70-35K-N6-Optional include[BA00]-Optional include[WHBKDBSLXX]-Optional include[P3P5P700]-Optional include[PMSCPSSCMSMCMSC00]-00-SF-CR-IVT | Outdoor Luminaires | High Output | Architectural Flood and Spot Luminaires | Standard | FALSE | [9 empty] | 42758 | Dimmable | Continuous Above 10 | Yes |  | 4.1 | 25700 | 104.86 | 245.1 | 11.59 | 0.95 | 3500 | 83.8
PVTR92GX | S LITE CO. LTD. | S LITE | AL215HL-HV-2404-70-35K-T5vs-Optional include[BA00]-Optional include[WHBKDBSLXX]-Optional include[P3P5P700]-Optional include[PMSCPSSCMSMCMSC00]-00-SF-CR-IVT | Outdoor Luminaires | High Output | Architectural Flood and Spot Luminaires | Standard | FALSE | [9 empty] | 42758 | Dimmable | Continuous Above 10 | Yes |  | 4.1 | 25450 | 103.77 | 245.3 | 11.25 | 0.96 | 3500 | 83.2
PH2GY2TV | S LITE CO. LTD. | S LITE | AL215HL-UNV-4006-70-35K-N6-Optional include[BA00]-Optional include[WHBKDBSLXX]-Optional include[P3P5P700]-Optional include[PMSCPSSCMSMCMSC00]-00-SF-CR-IVT | Outdoor Luminaires | Very High Output | Architectural Flood and Spot Luminaires | Standard | FALSE | [9 empty] | 42758 | Dimmable | Continuous Above 10 | Yes |  | 4.1 | 40451.82 | 105.73 | 382.6 | 11.98 | 0.95 | 3500 | 70
PF3RZ4G3 | S LITE CO. LTD. | S LITE | AL215HL-UNV-4006-70-35K-T5vs-Optional include[BA00]-Optional include[WHBKDBSLXX]-Optional include[P3P5P700]-Optional include[PMSCPSSCMSMCMSC00]-00-SF-CR-IVT | Outdoor Luminaires | Very High Output | Architectural Flood and Spot Luminaires | Standard | FALSE | [9 empty] | 42758 | Dimmable | Continuous Above 10 | Yes |  | 4.1 | 40196.91 | 105.06 | 382.6 | 11.98 | 0.95 | 3500 | 70
PYVXV1M4 | S LITE CO. LTD. | S LITE | AL215HL-HV-4006-70-35K-N6-Optional include[BA00]-Optional include[WHBKDBSLXX]-Optional include[P3P5P700]-Optional include[PMSCPSSCMSMCMSC00]-00-SF-CR-IVT | Outdoor Luminaires | Very High Output | Architectural Flood and Spot Luminaires | Standard | FALSE | [9 empty] | 42758 | Dimmable | Continuous Above 10 | Yes |  | 4.1 | 38928.81 | 103.15 | 377.4 | 11.2 | 0.94 | 3500 | 70
PR2PQRN2 | S LITE CO. LTD. | S LITE | AL215HL-HV-4006-70-35K-T5vs-Optional include[BA00]-Optional include[WHBKDBSLXX]-Optional include[P3P5P700]-Optional include[PMSCPSSCMSMCMSC00]-00-SF-CR-IVT | Outdoor Luminaires | Very High Output | Architectural Flood and Spot Luminaires | Standard | FALSE | [9 empty] | 42758 | Dimmable | Continuous Above 10 | Yes |  | 4.1 | 38683.5 | 102.5 | 377.4 | 11.2 | 0.94 | 3500 | 70
P9Z98CRD | S LITE CO. LTD. | S LITE | AL215HL-HV-3205-70-35K-N6-Optional include[BA00]-Optional include[WHBKDBSLXX]-Optional include[P3P5P700]-Optional include[PMSCPSSCMSMCMSC00]-00-SF-CR-IVT | Outdoor Luminaires | Very High Output | Architectural Flood and Spot Luminaires | Standard | FALSE | [9 empty] | 42758 | Dimmable | Continuous Above 10 | Yes |  | 4.1 | 31854.36 | 103.16 | 308.8 | 10.38 | 0.94 | 3500 | 70
PFEW8RGN | S LITE CO. LTD. | S LITE | AL215HL-HV-3205-70-35K-T5vs-Optional include[BA00]-Optional include[WHBKDBSLXX]-Optional include[P3P5P700]-Optional include[PMSCPSSCMSMCMSC00]-00-SF-CR-IVT | Outdoor Luminaires | Very High Output | Architectural Flood and Spot Luminaires | Standard | FALSE | [9 empty] | 42758 | Dimmable | Continuous Above 10 | Yes |  | 4.1 | 31653.62 | 102.51 | 308.8 | 10.38 | 0.94 | 3500 | 70
PAWUU28E | S LITE CO. LTD. | S LITE | AL215HL-UNV-3205-70-35K-N6-Optional include[BA00]-Optional include[WHBKDBSLXX]-Optional include[P3P5P700]-Optional include[PMSCPSSCMSMCMSC00]-00-SF-CR-IVT | Outdoor Luminaires | Very High Output | Architectural Flood and Spot Luminaires | Standard | FALSE | [9 empty] | 42758 | Dimmable | Continuous Above 10 | Yes |  | 4.1 | 32449.83 | 105.73 | 306.9 | 9.49 | 0.95 | 3500 | 70
PRV81WAE | S LITE CO. LTD. | S LITE | AL215HL-UNV-3205-70-35K-T5vs-Optional include[BA00]-Optional include[WHBKDBSLXX]-Optional include[P3P5P700]-Optional include[PMSCPSSCMSMCMSC00]-00-SF-CR-IVT | Outdoor Luminaires | Very High Output | Architectural Flood and Spot Luminaires | Standard | FALSE | [9 empty] | 42758 | Dimmable | Continuous Above 10 | Yes |  | 4.1 | 32245.33 | 105.07 | 306.9 | 9.49 | 0.95 | 3500 | 70
P38WGDQY | S LITE CO. LTD. | S LITE | AL215AL-UNV-2404-70-35K-N6-Optional include[BA00]-Optional include[WHBKDBSLXX]-Optional include[P3P5P700]-Optional include[PMSCPSSCMSMCMSC00]-00-SF-CR-IVT | Outdoor Luminaires | High Output | Architectural Flood and Spot Luminaires | Standard | FALSE | [9 empty] | 42758 | Dimmable | Continuous Above 10 | Yes |  | 4.1 | 26601.67 | 107.48 | 247.5 | 6.29 | 0.95 | 3500 | 70
PXDAVW9U | S LITE CO. LTD. | S LITE | AL215AL-UNV-2404-70-35K-T5vs-Optional include[BA00]-Optional include[WHBKDBSLXX]-Optional include[P3P5P700]-Optional include[PMSCPSSCMSMCMSC00]-00-SF-CR-IVT | Outdoor Luminaires | High Output | Architectural Flood and Spot Luminaires | Standard | FALSE | [9 empty] | 42758 | Dimmable | Continuous Above 10 | Yes |  | 4.1 | 26325.15 | 106.36 | 247.5 | 6.29 | 0.95 | 3500 | 70
PAQ41UV4 | S LITE CO. LTD. | S LITE | AL215HL-HV-4807-70-35K-N6-Optional include[BA00]-Optional include[WHBKDBSLXX]-Optional include[P3P5P700]-Optional include[PMSCPSSCMSMCMSC00]-00-SF-CR-IVT | Outdoor Luminaires | Very High Output | Architectural Flood and Spot Luminaires | Standard | FALSE | [9 empty] | 42758 | Dimmable | Continuous Above 10 | Yes |  | 4.1 | 49842.08 | 103.15 | 483.2 | 0.95 | 10.5 | 3500 | 70
PP8AUABC | S LITE CO. LTD. | S LITE | AL215HL-HV-4807-70-35K-T5vs-Optional include[BA00]-Optional include[WHBKDBSLXX]-Optional include[P3P5P700]-Optional include[PMSCPSSCMSMCMSC00]-00-SF-CR-IVT | Outdoor Luminaires | Very High Output | Architectural Flood and Spot Luminaires | Standard | FALSE | [9 empty] | 42758 | Dimmable | Continuous Above 10 | Yes |  | 4.1 | 49528 | 102.5 | 483.2 | 0.95 | 10.5 | 3500 | 70
PPEDDWYV | S LITE CO. LTD. | S LITE | AL215HL-UNV-4807-70-35K-N6-Optional include[BA00]-Optional include[WHBKDBSLXX]-Optional include[P3P5P700]-Optional include[PMSCPSSCMSMCMSC00]-00-SF-CR-IVT | Outdoor Luminaires | Very High Output | Architectural Flood and Spot Luminaires | Standard | FALSE | [9 empty] | 42758 | Dimmable | Continuous Above 10 | Yes |  | 4.1 | 50971.83 | 105.73 | 482.1 | 0.94 | 15.98 | 3500 | 70
PXAAMHDB | S LITE CO. LTD. | S LITE | AL215HL-UNV-4807-70-35K-T5vs-Optional include[BA00]-Optional include[WHBKDBSLXX]-Optional include[P3P5P700]-Optional include[PMSCPSSCMSMCMSC00]-00-SF-CR-IVT | Outdoor Luminaires | Very High Output | Architectural Flood and Spot Luminaires | Standard | FALSE | [9 empty] | 42758 | Dimmable | Continuous Above 10 | Yes |  | 4.1 | 50650.63 | 105.06 | 482.1 | 0.94 | 15.98 | 3500 | 70
PMXD97PQ | S LITE CO. LTD. | S LITE | AL215HL-HV-2404-70-35K-N5-Optional include[BA00]-Optional include[WHBKDBSLXX]-Optional include[P3P5P700]-Optional include[PMSCPSSCMSMCMSC00]-00-SF-CR-IVT | Outdoor Luminaires | High Output | Architectural Flood and Spot Luminaires | Standard | FALSE | [9 empty] | 42758 | Dimmable | Continuous Above 10 | Yes |  | 4.1 | 25637 | 104.45 | 245.5 | 11.57 | 0.96 | 3500 | 83.6
PJ7Z47AY | S LITE CO. LTD. | S LITE | AL215HL-UNV-4006-70-35K-N5-Optional include[BA00]-Optional include[WHBKDBSLXX]-Optional include[P3P5P700]-Optional include[PMSCPSSCMSMCMSC00]-00-SF-CR-IVT | Outdoor Luminaires | Very High Output | Architectural Flood and Spot Luminaires | Standard | FALSE | [9 empty] | 42758 | Dimmable | Continuous Above 10 | Yes |  | 4.1 | 40432.21 | 105.68 | 382.6 | 11.98 | 0.95 | 3500 | 70
PDJFQA5Z | S LITE CO. LTD. | S LITE | AL215HL-HV-4006-70-35K-N5-Optional include[BA00]-Optional include[WHBKDBSLXX]-Optional include[P3P5P700]-Optional include[PMSCPSSCMSMCMSC00]-00-SF-CR-IVT | Outdoor Luminaires | Very High Output | Architectural Flood and Spot Luminaires | Standard | FALSE | [9 empty] | 42758 | Dimmable | Continuous Above 10 | Yes |  | 4.1 | 38909.94 | 103.1 | 377.4 | 11.2 | 0.94 | 3500 | 70
P5BTQXR3 | S LITE CO. LTD. | S LITE | AL215HL-HV-3205-70-35K-N5-Optional include[BA00]-Optional include[WHBKDBSLXX]-Optional include[P3P5P700]-Optional include[PMSCPSSCMSMCMSC00]-00-SF-CR-IVT | Outdoor Luminaires | Very High Output | Architectural Flood and Spot Luminaires | Standard | FALSE | [9 empty] | 42758 | Dimmable | Continuous Above 10 | Yes |  | 4.1 | 31838.92 | 103.11 | 308.8 | 10.38 | 0.94 | 3500 | 70
PNJCKJYE | S LITE CO. LTD. | S LITE | AL215HL-UNV-3205-70-35K-N5-Optional include[BA00]-Optional include[WHBKDBSLXX]-Optional include[P3P5P700]-Optional include[PMSCPSSCMSMCMSC00]-00-SF-CR-IVT | Outdoor Luminaires | Very High Output | Architectural Flood and Spot Luminaires | Standard | FALSE | [9 empty] | 42758 | Dimmable | Continuous Above 10 | Yes |  | 4.1 | 32434.1 | 105.68 | 306.9 | 9.49 | 0.95 | 3500 | 70
PDJ2HHXH | S LITE CO. LTD. | S LITE | AL215AL-UNV-2404-70-35K-N5-Optional include[BA00]-Optional include[WHBKDBSLXX]-Optional include[P3P5P700]-Optional include[PMSCPSSCMSMCMSC00]-00-SF-CR-IVT | Outdoor Luminaires | High Output | Architectural Flood and Spot Luminaires | Standard | FALSE | [9 empty] | 42758 | Dimmable | Continuous Above 10 | Yes |  | 4.1 | 26497.66 | 107.06 | 247.5 | 6.29 | 0.95 | 3500 | 70
PQ2MWCUV | S LITE CO. LTD. | S LITE | AL215HL-HV-4807-70-35K-N5-Optional include[BA00]-Optional include[WHBKDBSLXX]-Optional include[P3P5P700]-Optional include[PMSCPSSCMSMCMSC00]-00-SF-CR-IVT | Outdoor Luminaires | Very High Output | Architectural Flood and Spot Luminaires | Standard | FALSE | [9 empty] | 42758 | Dimmable | Continuous Above 10 | Yes |  | 4.1 | 49817.92 | 103.1 | 483.2 | 0.95 | 10.5 | 3500 | 70
PGVQH46M | S LITE CO. LTD. | S LITE | AL215HL-UNV-4807-70-35K-N5-Optional include[BA00]-Optional include[WHBKDBSLXX]-Optional include[P3P5P700]-Optional include[PMSCPSSCMSMCMSC00]-00-SF-CR-IVT | Outdoor Luminaires | Very High Output | Architectural Flood and Spot Luminaires | Standard | FALSE | [9 empty] | 42758 | Dimmable | Continuous Above 10 | Yes |  | 4.1 | 50947.12 | 105.68 | 482.1 | 0.94 | 15.98 | 3500 | 70
PC1Z8MK6 | S LITE CO. LTD. | S LITE | AL215HL-HV-2404-70-35K-N4-Optional include[BA00]-Optional include[WHBKDBSLXX]-Optional include[P3P5P700]-Optional include[PMSCPSSCMSMCMSC00]-00-SF-CR-IVT | Outdoor Luminaires | High Output | Architectural Flood and Spot Luminaires | Standard | FALSE | [9 empty] | 42758 | Dimmable | Continuous Above 10 | Yes |  | 4.1 | 24992 | 102.78 | 243.2 | 11.03 | 0.96 | 3500 | 83.6
PJUF23AH | S LITE CO. LTD. | S LITE | AL215HL-UNV-4006-70-35K-N4-Optional include[BA00]-Optional include[WHBKDBSLXX]-Optional include[P3P5P700]-Optional include[PMSCPSSCMSMCMSC00]-00-SF-CR-IVT | Outdoor Luminaires | Very High Output | Architectural Flood and Spot Luminaires | Standard | FALSE | [9 empty] | 42758 | Dimmable | Continuous Above 10 | Yes |  | 4.1 | 39981.22 | 104.5 | 382.6 | 11.98 | 0.95 | 3500 | 70
P91VPPR7 | S LITE CO. LTD. | S LITE | AL215HL-HV-4006-70-35K-N4-Optional include[BA00]-Optional include[WHBKDBSLXX]-Optional include[P3P5P700]-Optional include[PMSCPSSCMSMCMSC00]-00-SF-CR-IVT | Outdoor Luminaires | Very High Output | Architectural Flood and Spot Luminaires | Standard | FALSE | [9 empty] | 42758 | Dimmable | Continuous Above 10 | Yes |  | 4.1 | 38475.93 | 101.95 | 377.4 | 11.2 | 0.94 | 3500 | 70
PQCCKXK4 | S LITE CO. LTD. | S LITE | AL215HL-HV-3205-70-35K-N4-Optional include[BA00]-Optional include[WHBKDBSLXX]-Optional include[P3P5P700]-Optional include[PMSCPSSCMSMCMSC00]-00-SF-CR-IVT | Outdoor Luminaires | Very High Output | Architectural Flood and Spot Luminaires | Standard | FALSE | [9 empty] | 42758 | Dimmable | Continuous Above 10 | Yes |  | 4.1 | 31483.76 | 101.96 | 308.8 | 10.38 | 0.94 | 3500 | 70
PSHSMT8E | S LITE CO. LTD. | S LITE | AL215HL-UNV-3205-70-35K-N4-Optional include[BA00]-Optional include[WHBKDBSLXX]-Optional include[P3P5P700]-Optional include[PMSCPSSCMSMCMSC00]-00-SF-CR-IVT | Outdoor Luminaires | Very High Output | Architectural Flood and Spot Luminaires | Standard | FALSE | [9 empty] | 42758 | Dimmable | Continuous Above 10 | Yes |  | 4.1 | 32072.3 | 104.5 | 306.9 | 9.49 | 0.95 | 3500 | 70
PPUYC62T | S LITE CO. LTD. | S LITE | AL215AL-UNV-2404-70-35K-N4-Optional include[BA00]-Optional include[WHBKDBSLXX]-Optional include[P3P5P700]-Optional include[PMSCPSSCMSMCMSC00]-00-SF-CR-IVT | Outdoor Luminaires | High Output | Architectural Flood and Spot Luminaires | Standard | FALSE | [9 empty] | 42758 | Dimmable | Continuous Above 10 | Yes |  | 4.1 | 26074 | 105.35 | 247.5 | 6.29 | 0.95 | 3500 | 70
P5YPJ7A9 | S LITE CO. LTD. | S LITE | AL215HL-HV-4807-70-35K-N4-Optional include[BA00]-Optional include[WHBKDBSLXX]-Optional include[P3P5P700]-Optional include[PMSCPSSCMSMCMSC00]-00-SF-CR-IVT | Outdoor Luminaires | Very High Output | Architectural Flood and Spot Luminaires | Standard | FALSE | [9 empty] | 42758 | Dimmable | Continuous Above 10 | Yes |  | 4.1 | 49262.24 | 101.95 | 483.2 | 0.95 | 10.5 | 3500 | 70
PRQE8JM3 | S LITE CO. LTD. | S LITE | AL215HL-UNV-4807-70-35K-N4-Optional include[BA00]-Optional include[WHBKDBSLXX]-Optional include[P3P5P700]-Optional include[PMSCPSSCMSMCMSC00]-00-SF-CR-IVT | Outdoor Luminaires | Very High Output | Architectural Flood and Spot Luminaires | Standard | FALSE | [9 empty] | 42758 | Dimmable | Continuous Above 10 | Yes |  | 4.1 | 50378.85 | 104.5 | 482.1 | 0.94 | 15.98 | 3500 | 70
PS664RQ3 | S LITE CO. LTD. | S LITE | AL215HL-HV-2404-70-30K-T3m-Optional include[BA00]-Optional include[WHBKDBSLXX]-Optional include[P3P5P700]-Optional include[PMSCPSSCMSMCMSC00]-00-SF-CR-IVT | Outdoor Luminaires | High Output | Architectural Flood and Spot Luminaires | Standard | FALSE | [9 empty] | 42758 | Dimmable | Continuous Above 10 | Yes |  | 4.1 | 23700 | 100 | 243 | 11.35 | 0.95 | 3000 | 83.7
PXP1E1TM | S LITE CO. LTD. | S LITE | AL215HL-HV-2404-70-30K-T5s-Optional include[BA00]-Optional include[WHBKDBSLXX]-Optional include[P3P5P700]-Optional include[PMSCPSSCMSMCMSC00]-00-SF-CR-IVT | Outdoor Luminaires | High Output | Architectural Flood and Spot Luminaires | Standard | FALSE | [9 empty] | 42758 | Dimmable | Continuous Above 10 | Yes |  | 4.1 | 23724 | 100 | 244.2 | 11.11 | 0.96 | 3000 | 83.7
PGFFE342 | S LITE CO. LTD. | S LITE | AL215HL-HV-2404-70-30K-T4m-Optional include[BA00]-Optional include[WHBKDBSLXX]-Optional include[P3P5P700]-Optional include[PMSCPSSCMSMCMSC00]-00-SF-CR-IVT | Outdoor Luminaires | High Output | Architectural Flood and Spot Luminaires | Standard | FALSE | [9 empty] | 42758 | Dimmable | Continuous Above 10 | Yes |  | 4.1 | 23649 | 100 | 243.5 | 11.46 | 0.96 | 3000 | 83.1
PQF1FVZ6 | S LITE CO. LTD. | S LITE | AL215HL-UNV-4006-70-30K-T4m-Optional include[BA00]-Optional include[WHBKDBSLXX]-Optional include[P3P5P700]-Optional include[PMSCPSSCMSMCMSC00]-00-SF-CR-IVT | Outdoor Luminaires | Very High Output | Architectural Flood and Spot Luminaires | Standard | FALSE | [9 empty] | 42758 | Dimmable | Continuous Above 10 | Yes |  | 4.1 | 39216.5 | 102.5 | 382.6 | 11.98 | 0.95 | 3000 | 70
PJ66AGXZ | S LITE CO. LTD. | S LITE | AL215HL-UNV-4006-70-30K-T5s-Optional include[BA00]-Optional include[WHBKDBSLXX]-Optional include[P3P5P700]-Optional include[PMSCPSSCMSMCMSC00]-00-SF-CR-IVT | Outdoor Luminaires | Very High Output | Architectural Flood and Spot Luminaires | Standard | FALSE | [9 empty] | 42758 | Dimmable | Continuous Above 10 | Yes |  | 4.1 | 39216.5 | 102.5 | 382.6 | 11.98 | 0.95 | 3000 | 70
PGDQ63TT | S LITE CO. LTD. | S LITE | AL215HL-UNV-4006-70-30K-T3m-Optional include[BA00]-Optional include[WHBKDBSLXX]-Optional include[P3P5P700]-Optional include[PMSCPSSCMSMCMSC00]-00-SF-CR-IVT | Outdoor Luminaires | Very High Output | Architectural Flood and Spot Luminaires | Standard | FALSE | [9 empty] | 42758 | Dimmable | Continuous Above 10 | Yes |  | 4.1 | 39216.5 | 102.5 | 382.6 | 11.98 | 0.95 | 3000 | 70
PZKX4QCT | S LITE CO. LTD. | S LITE | AL215HL-HV-4006-70-30K-T4m-Optional include[BA00]-Optional include[WHBKDBSLXX]-Optional include[P3P5P700]-Optional include[PMSCPSSCMSMCMSC00]-00-SF-CR-IVT | Outdoor Luminaires | Very High Output | Architectural Flood and Spot Luminaires | Standard | FALSE | [9 empty] | 42758 | Dimmable | Continuous Above 10 | Yes |  | 4.1 | 37740 | 100 | 377.4 | 11.2 | 0.94 | 3000 | 70
PW46FB3F | S LITE CO. LTD. | S LITE | AL215HL-HV-4006-70-30K-T5s-Optional include[BA00]-Optional include[WHBKDBSLXX]-Optional include[P3P5P700]-Optional include[PMSCPSSCMSMCMSC00]-00-SF-CR-IVT | Outdoor Luminaires | Very High Output | Architectural Flood and Spot Luminaires | Standard | FALSE | [9 empty] | 42758 | Dimmable | Continuous Above 10 | Yes |  | 4.1 | 37740 | 100 | 377.4 | 11.2 | 0.94 | 3000 | 70
PHAUWAZZ | S LITE CO. LTD. | S LITE | AL215HL-HV-4006-70-30K-T3m-Optional include[BA00]-Optional include[WHBKDBSLXX]-Optional include[P3P5P700]-Optional include[PMSCPSSCMSMCMSC00]-00-SF-CR-IVT | Outdoor Luminaires | Very High Output | Architectural Flood and Spot Luminaires | Standard | FALSE | [9 empty] | 42758 | Dimmable | Continuous Above 10 | Yes |  | 4.1 | 37740 | 100 | 377.4 | 11.2 | 0.94 | 3000 | 70
PT4R9KBS | S LITE CO. LTD. | S LITE | AL215HL-HV-3205-70-30K-T3m-Optional include[BA00]-Optional include[WHBKDBSLXX]-Optional include[P3P5P700]-Optional include[PMSCPSSCMSMCMSC00]-00-SF-CR-IVT | Outdoor Luminaires | Very High Output | Architectural Flood and Spot Luminaires | Standard | FALSE | [9 empty] | 42758 | Dimmable | Continuous Above 10 | Yes |  | 4.1 | 30880 | 100 | 308.8 | 10.38 | 0.94 | 3000 | 70
PR6XRQXG | S LITE CO. LTD. | S LITE | AL215HL-HV-3205-70-30K-T4m-Optional include[BA00]-Optional include[WHBKDBSLXX]-Optional include[P3P5P700]-Optional include[PMSCPSSCMSMCMSC00]-00-SF-CR-IVT | Outdoor Luminaires | Very High Output | Architectural Flood and Spot Luminaires | Standard | FALSE | [9 empty] | 42758 | Dimmable | Continuous Above 10 | Yes |  | 4.1 | 30880 | 100 | 308.8 | 10.38 | 0.94 | 3000 | 70
PM4P5SS9 | S LITE CO. LTD. | S LITE | AL215HL-HV-3205-70-30K-T5s-Optional include[BA00]-Optional include[WHBKDBSLXX]-Optional include[P3P5P700]-Optional include[PMSCPSSCMSMCMSC00]-00-SF-CR-IVT | Outdoor Luminaires | Very High Output | Architectural Flood and Spot Luminaires | Standard | FALSE | [9 empty] | 42758 | Dimmable | Continuous Above 10 | Yes |  | 4.1 | 30880 | 100 | 308.8 | 10.38 | 0.94 | 3000 | 70
P99D93M1 | S LITE CO. LTD. | S LITE | AL215HL-UNV-3205-70-30K-T5s-Optional include[BA00]-Optional include[WHBKDBSLXX]-Optional include[P3P5P700]-Optional include[PMSCPSSCMSMCMSC00]-00-SF-CR-IVT | Outdoor Luminaires | Very High Output | Architectural Flood and Spot Luminaires | Standard | FALSE | [9 empty] | 42758 | Dimmable | Continuous Above 10 | Yes |  | 4.1 | 31457.25 | 102.5 | 306.9 | 9.49 | 0.95 | 3000 | 70
P3FC8TTT | S LITE CO. LTD. | S LITE | AL215HL-UNV-3205-70-30K-T3m-Optional include[BA00]-Optional include[WHBKDBSLXX]-Optional include[P3P5P700]-Optional include[PMSCPSSCMSMCMSC00]-00-SF-CR-IVT | Outdoor Luminaires | Very High Output | Architectural Flood and Spot Luminaires | Standard | FALSE | [9 empty] | 42758 | Dimmable | Continuous Above 10 | Yes |  | 4.1 | 31457.25 | 102.5 | 306.9 | 9.49 | 0.95 | 3000 | 70
P18ZTYRM | S LITE CO. LTD. | S LITE | AL215HL-UNV-3205-70-30K-T4m-Optional include[BA00]-Optional include[WHBKDBSLXX]-Optional include[P3P5P700]-Optional include[PMSCPSSCMSMCMSC00]-00-SF-CR-IVT | Outdoor Luminaires | Very High Output | Architectural Flood and Spot Luminaires | Standard | FALSE | [9 empty] | 42758 | Dimmable | Continuous Above 10 | Yes |  | 4.1 | 31457.25 | 102.5 | 306.9 | 9.49 | 0.95 | 3000 | 70
P4Q5K6VR | S LITE CO. LTD. | S LITE | AL215AL-UNV-2404-70-30K-T5s-Optional include[BA00]-Optional include[WHBKDBSLXX]-Optional include[P3P5P700]-Optional include[PMSCPSSCMSMCMSC00]-00-SF-CR-IVT | Outdoor Luminaires | High Output | Architectural Flood and Spot Luminaires | Standard | FALSE | [9 empty] | 42758 | Dimmable | Continuous Above 10 | Yes |  | 4.1 | 25368.75 | 102.5 | 247.5 | 6.29 | 0.95 | 3000 | 70
P2GPCM3Q | S LITE CO. LTD. | S LITE | AL215AL-UNV-2404-70-30K-T3m-Optional include[BA00]-Optional include[WHBKDBSLXX]-Optional include[P3P5P700]-Optional include[PMSCPSSCMSMCMSC00]-00-SF-CR-IVT | Outdoor Luminaires | High Output | Architectural Flood and Spot Luminaires | Standard | FALSE | [9 empty] | 42758 | Dimmable | Continuous Above 10 | Yes |  | 4.1 | 25368.75 | 102.5 | 247.5 | 6.29 | 0.95 | 3000 | 70
P2GJYFR5 | S LITE CO. LTD. | S LITE | AL215AL-UNV-2404-70-30K-T4m-Optional include[BA00]-Optional include[WHBKDBSLXX]-Optional include[P3P5P700]-Optional include[PMSCPSSCMSMCMSC00]-00-SF-CR-IVT | Outdoor Luminaires | High Output | Architectural Flood and Spot Luminaires | Standard | FALSE | [9 empty] | 42758 | Dimmable | Continuous Above 10 | Yes |  | 4.1 | 25368.75 | 102.5 | 247.5 | 6.29 | 0.95 | 3000 | 70
PPNTGATM | S LITE CO. LTD. | S LITE | AL215HL-HV-4807-70-30K-T5s-Optional include[BA00]-Optional include[WHBKDBSLXX]-Optional include[P3P5P700]-Optional include[PMSCPSSCMSMCMSC00]-00-SF-CR-IVT | Outdoor Luminaires | Very High Output | Architectural Flood and Spot Luminaires | Standard | FALSE | [9 empty] | 42758 | Dimmable | Continuous Above 10 | Yes |  | 4.1 | 48320 | 100 | 483.2 | 0.95 | 10.5 | 3000 | 70
PEPEDN89 | S LITE CO. LTD. | S LITE | AL215HL-HV-4807-70-30K-T3m-Optional include[BA00]-Optional include[WHBKDBSLXX]-Optional include[P3P5P700]-Optional include[PMSCPSSCMSMCMSC00]-00-SF-CR-IVT | Outdoor Luminaires | Very High Output | Architectural Flood and Spot Luminaires | Standard | FALSE | [9 empty] | 42758 | Dimmable | Continuous Above 10 | Yes |  | 4.1 | 48320 | 100 | 483.2 | 0.95 | 10.5 | 3000 | 70
PB3NEPP5 | S LITE CO. LTD. | S LITE | AL215HL-HV-4807-70-30K-T4m-Optional include[BA00]-Optional include[WHBKDBSLXX]-Optional include[P3P5P700]-Optional include[PMSCPSSCMSMCMSC00]-00-SF-CR-IVT | Outdoor Luminaires | Very High Output | Architectural Flood and Spot Luminaires | Standard | FALSE | [9 empty] | 42758 | Dimmable | Continuous Above 10 | Yes |  | 4.1 | 48320 | 100 | 483.2 | 0.95 | 10.5 | 3000 | 70
PX9XAYFF | S LITE CO. LTD. | S LITE | AL215HL-UNV-4807-70-30K-T5s-Optional include[BA00]-Optional include[WHBKDBSLXX]-Optional include[P3P5P700]-Optional include[PMSCPSSCMSMCMSC00]-00-SF-CR-IVT | Outdoor Luminaires | Very High Output | Architectural Flood and Spot Luminaires | Standard | FALSE | [9 empty] | 42758 | Dimmable | Continuous Above 10 | Yes |  | 4.1 | 49415.25 | 102.5 | 482.1 | 0.94 | 15.98 | 3000 | 70
PJUVA9KW | S LITE CO. LTD. | S LITE | AL215HL-UNV-4807-70-30K-T4m-Optional include[BA00]-Optional include[WHBKDBSLXX]-Optional include[P3P5P700]-Optional include[PMSCPSSCMSMCMSC00]-00-SF-CR-IVT | Outdoor Luminaires | Very High Output | Architectural Flood and Spot Luminaires | Standard | FALSE | [9 empty] | 42758 | Dimmable | Continuous Above 10 | Yes |  | 4.1 | 49415.25 | 102.5 | 482.1 | 0.94 | 15.98 | 3000 | 70
PJ5NF2F3 | S LITE CO. LTD. | S LITE | AL215HL-UNV-4807-70-30K-T3m-Optional include[BA00]-Optional include[WHBKDBSLXX]-Optional include[P3P5P700]-Optional include[PMSCPSSCMSMCMSC00]-00-SF-CR-IVT | Outdoor Luminaires | Very High Output | Architectural Flood and Spot Luminaires | Standard | FALSE | [9 empty] | 42758 | Dimmable | Continuous Above 10 | Yes |  | 4.1 | 49415.25 | 102.5 | 482.1 | 0.94 | 15.98 | 3000 | 70
P19N78DM | S LITE CO. LTD. | S LITE | AL215HL-HV-2404-70-30K-N6-Optional include[BA00]-Optional include[WHBKDBSLXX]-Optional include[P3P5P700]-Optional include[PMSCPSSCMSMCMSC00]-00-SF-CR-IVT | Outdoor Luminaires | High Output | Architectural Flood and Spot Luminaires | Standard | FALSE | [9 empty] | 42758 | Dimmable | Continuous Above 10 | Yes |  | 4.1 | 24191 | 100 | 244.7 | 11.59 | 0.95 | 3000 | 83.8
PT3K6A1Q | S LITE CO. LTD. | S LITE | AL215HL-HV-2404-70-30K-T5vs-Optional include[BA00]-Optional include[WHBKDBSLXX]-Optional include[P3P5P700]-Optional include[PMSCPSSCMSMCMSC00]-00-SF-CR-IVT | Outdoor Luminaires | High Output | Architectural Flood and Spot Luminaires | Standard | FALSE | [9 empty] | 42758 | Dimmable | Continuous Above 10 | Yes |  | 4.1 | 24003 | 100 | 244.8 | 11.25 | 0.96 | 3000 | 83.2
PPPBUW64 | S LITE CO. LTD. | S LITE | AL215HL-UNV-4006-70-30K-N6-Optional include[BA00]-Optional include[WHBKDBSLXX]-Optional include[P3P5P700]-Optional include[PMSCPSSCMSMCMSC00]-00-SF-CR-IVT | Outdoor Luminaires | Very High Output | Architectural Flood and Spot Luminaires | Standard | FALSE | [9 empty] | 42758 | Dimmable | Continuous Above 10 | Yes |  | 4.1 | 39216.5 | 102.5 | 382.6 | 11.98 | 0.95 | 3000 | 70
PM6UYGND | S LITE CO. LTD. | S LITE | AL215HL-UNV-4006-70-30K-T5vs-Optional include[BA00]-Optional include[WHBKDBSLXX]-Optional include[P3P5P700]-Optional include[PMSCPSSCMSMCMSC00]-00-SF-CR-IVT | Outdoor Luminaires | Very High Output | Architectural Flood and Spot Luminaires | Standard | FALSE | [9 empty] | 42758 | Dimmable | Continuous Above 10 | Yes |  | 4.1 | 39216.5 | 102.5 | 382.6 | 11.98 | 0.95 | 3000 | 70
PN6PY956 | S LITE CO. LTD. | S LITE | AL215HL-HV-4006-70-30K-N6-Optional include[BA00]-Optional include[WHBKDBSLXX]-Optional include[P3P5P700]-Optional include[PMSCPSSCMSMCMSC00]-00-SF-CR-IVT | Outdoor Luminaires | Very High Output | Architectural Flood and Spot Luminaires | Standard | FALSE | [9 empty] | 42758 | Dimmable | Continuous Above 10 | Yes |  | 4.1 | 37740 | 100 | 377.4 | 11.2 | 0.94 | 3000 | 70
PJFRXBGJ | S LITE CO. LTD. | S LITE | AL215HL-HV-4006-70-30K-T5vs-Optional include[BA00]-Optional include[WHBKDBSLXX]-Optional include[P3P5P700]-Optional include[PMSCPSSCMSMCMSC00]-00-SF-CR-IVT | Outdoor Luminaires | Very High Output | Architectural Flood and Spot Luminaires | Standard | FALSE | [9 empty] | 42758 | Dimmable | Continuous Above 10 | Yes |  | 4.1 | 37740 | 100 | 377.4 | 11.2 | 0.94 | 3000 | 70
PTA3TTYT | S LITE CO. LTD. | S LITE | AL215HL-HV-3205-70-30K-N6-Optional include[BA00]-Optional include[WHBKDBSLXX]-Optional include[P3P5P700]-Optional include[PMSCPSSCMSMCMSC00]-00-SF-CR-IVT | Outdoor Luminaires | Very High Output | Architectural Flood and Spot Luminaires | Standard | FALSE | [9 empty] | 42758 | Dimmable | Continuous Above 10 | Yes |  | 4.1 | 30880 | 100 | 308.8 | 10.38 | 0.94 | 3000 | 70
PGWUT693 | S LITE CO. LTD. | S LITE | AL215HL-HV-3205-70-30K-T5vs-Optional include[BA00]-Optional include[WHBKDBSLXX]-Optional include[P3P5P700]-Optional include[PMSCPSSCMSMCMSC00]-00-SF-CR-IVT | Outdoor Luminaires | Very High Output | Architectural Flood and Spot Luminaires | Standard | FALSE | [9 empty] | 42758 | Dimmable | Continuous Above 10 | Yes |  | 4.1 | 30880 | 100 | 308.8 | 10.38 | 0.94 | 3000 | 70
PJ31WDQK | S LITE CO. LTD. | S LITE | AL215HL-UNV-3205-70-30K-N6-Optional include[BA00]-Optional include[WHBKDBSLXX]-Optional include[P3P5P700]-Optional include[PMSCPSSCMSMCMSC00]-00-SF-CR-IVT | Outdoor Luminaires | Very High Output | Architectural Flood and Spot Luminaires | Standard | FALSE | [9 empty] | 42758 | Dimmable | Continuous Above 10 | Yes |  | 4.1 | 31457.25 | 102.5 | 306.9 | 9.49 | 0.95 | 3000 | 70
P5KKR4VW | S LITE CO. LTD. | S LITE | AL215HL-UNV-3205-70-30K-T5vs-Optional include[BA00]-Optional include[WHBKDBSLXX]-Optional include[P3P5P700]-Optional include[PMSCPSSCMSMCMSC00]-00-SF-CR-IVT | Outdoor Luminaires | Very High Output | Architectural Flood and Spot Luminaires | Standard | FALSE | [9 empty] | 42758 | Dimmable | Continuous Above 10 | Yes |  | 4.1 | 31457.25 | 102.5 | 306.9 | 9.49 | 0.95 | 3000 | 70
P9H1XD3M | S LITE CO. LTD. | S LITE | AL215AL-UNV-2404-70-30K-N6-Optional include[BA00]-Optional include[WHBKDBSLXX]-Optional include[P3P5P700]-Optional include[PMSCPSSCMSMCMSC00]-00-SF-CR-IVT | Outdoor Luminaires | High Output | Architectural Flood and Spot Luminaires | Standard | FALSE | [9 empty] | 42758 | Dimmable | Continuous Above 10 | Yes |  | 4.1 | 25368.75 | 102.5 | 247.5 | 6.29 | 0.95 | 3000 | 70
P36JX89U | S LITE CO. LTD. | S LITE | AL215AL-UNV-2404-70-30K-T5vs-Optional include[BA00]-Optional include[WHBKDBSLXX]-Optional include[P3P5P700]-Optional include[PMSCPSSCMSMCMSC00]-00-SF-CR-IVT | Outdoor Luminaires | High Output | Architectural Flood and Spot Luminaires | Standard | FALSE | [9 empty] | 42758 | Dimmable | Continuous Above 10 | Yes |  | 4.1 | 25368.75 | 102.5 | 247.5 | 6.29 | 0.95 | 3000 | 70
PWWPV7QU | S LITE CO. LTD. | S LITE | AL215HL-HV-4807-70-30K-T5vs-Optional include[BA00]-Optional include[WHBKDBSLXX]-Optional include[P3P5P700]-Optional include[PMSCPSSCMSMCMSC00]-00-SF-CR-IVT | Outdoor Luminaires | Very High Output | Architectural Flood and Spot Luminaires | Standard | FALSE | [9 empty] | 42758 | Dimmable | Continuous Above 10 | Yes |  | 4.1 | 48320 | 100 | 483.2 | 0.95 | 10.5 | 3000 | 70
PJ7NKFY2 | S LITE CO. LTD. | S LITE | AL215HL-HV-4807-70-30K-N6-Optional include[BA00]-Optional include[WHBKDBSLXX]-Optional include[P3P5P700]-Optional include[PMSCPSSCMSMCMSC00]-00-SF-CR-IVT | Outdoor Luminaires | Very High Output | Architectural Flood and Spot Luminaires | Standard | FALSE | [9 empty] | 42758 | Dimmable | Continuous Above 10 | Yes |  | 4.1 | 48320 | 100 | 483.2 | 0.95 | 10.5 | 3000 | 70
PWC9BTEK | S LITE CO. LTD. | S LITE | AL215HL-UNV-4807-70-30K-N6-Optional include[BA00]-Optional include[WHBKDBSLXX]-Optional include[P3P5P700]-Optional include[PMSCPSSCMSMCMSC00]-00-SF-CR-IVT | Outdoor Luminaires | Very High Output | Architectural Flood and Spot Luminaires | Standard | FALSE | [9 empty] | 42758 | Dimmable | Continuous Above 10 | Yes |  | 4.1 | 49415.25 | 102.5 | 482.1 | 0.94 | 15.98 | 3000 | 70
PUK8MCGY | S LITE CO. LTD. | S LITE | AL215HL-UNV-4807-70-30K-T5vs-Optional include[BA00]-Optional include[WHBKDBSLXX]-Optional include[P3P5P700]-Optional include[PMSCPSSCMSMCMSC00]-00-SF-CR-IVT | Outdoor Luminaires | Very High Output | Architectural Flood and Spot Luminaires | Standard | FALSE | [9 empty] | 42758 | Dimmable | Continuous Above 10 | Yes |  | 4.1 | 49415.25 | 102.5 | 482.1 | 0.94 | 15.98 | 3000 | 70
PDG97E4V | S LITE CO. LTD. | S LITE | AL215HL-HV-2404-70-30K-N5-Optional include[BA00]-Optional include[WHBKDBSLXX]-Optional include[P3P5P700]-Optional include[PMSCPSSCMSMCMSC00]-00-SF-CR-IVT | Outdoor Luminaires | High Output | Architectural Flood and Spot Luminaires | Standard | FALSE | [9 empty] | 42758 | Dimmable | Continuous Above 10 | Yes |  | 4.1 | 24032 | 100 | 244.9 | 11.57 | 0.96 | 3000 | 83.6
P4BFFMSZ | S LITE CO. LTD. | S LITE | AL215HL-UNV-4006-70-30K-N5-Optional include[BA00]-Optional include[WHBKDBSLXX]-Optional include[P3P5P700]-Optional include[PMSCPSSCMSMCMSC00]-00-SF-CR-IVT | Outdoor Luminaires | Very High Output | Architectural Flood and Spot Luminaires | Standard | FALSE | [9 empty] | 42758 | Dimmable | Continuous Above 10 | Yes |  | 4.1 | 39216.5 | 102.5 | 382.6 | 11.98 | 0.95 | 3000 | 70
PKR51EB5 | S LITE CO. LTD. | S LITE | AL215HL-HV-4006-70-30K-N5-Optional include[BA00]-Optional include[WHBKDBSLXX]-Optional include[P3P5P700]-Optional include[PMSCPSSCMSMCMSC00]-00-SF-CR-IVT | Outdoor Luminaires | Very High Output | Architectural Flood and Spot Luminaires | Standard | FALSE | [9 empty] | 42758 | Dimmable | Continuous Above 10 | Yes |  | 4.1 | 37740 | 100 | 377.4 | 11.2 | 0.94 | 3000 | 70
PE5MTZ5A | S LITE CO. LTD. | S LITE | AL215HL-HV-3205-70-30K-N5-Optional include[BA00]-Optional include[WHBKDBSLXX]-Optional include[P3P5P700]-Optional include[PMSCPSSCMSMCMSC00]-00-SF-CR-IVT | Outdoor Luminaires | Very High Output | Architectural Flood and Spot Luminaires | Standard | FALSE | [9 empty] | 42758 | Dimmable | Continuous Above 10 | Yes |  | 4.1 | 30880 | 100 | 308.8 | 10.38 | 0.94 | 3000 | 70
PR7BXKPP | S LITE CO. LTD. | S LITE | AL215HL-UNV-3205-70-30K-N5-Optional include[BA00]-Optional include[WHBKDBSLXX]-Optional include[P3P5P700]-Optional include[PMSCPSSCMSMCMSC00]-00-SF-CR-IVT | Outdoor Luminaires | Very High Output | Architectural Flood and Spot Luminaires | Standard | FALSE | [9 empty] | 42758 | Dimmable | Continuous Above 10 | Yes |  | 4.1 | 31457.25 | 102.5 | 306.9 | 9.49 | 0.95 | 3000 | 70
PKDYHN5U | S LITE CO. LTD. | S LITE | AL215AL-UNV-2404-70-30K-N5-Optional include[BA00]-Optional include[WHBKDBSLXX]-Optional include[P3P5P700]-Optional include[PMSCPSSCMSMCMSC00]-00-SF-CR-IVT | Outdoor Luminaires | High Output | Architectural Flood and Spot Luminaires | Standard | FALSE | [9 empty] | 42758 | Dimmable | Continuous Above 10 | Yes |  | 4.1 | 25368.75 | 102.5 | 247.5 | 6.29 | 0.95 | 3000 | 70
PX7XJ4RN | S LITE CO. LTD. | S LITE | AL215HL-HV-4807-70-30K-N5-Optional include[BA00]-Optional include[WHBKDBSLXX]-Optional include[P3P5P700]-Optional include[PMSCPSSCMSMCMSC00]-00-SF-CR-IVT | Outdoor Luminaires | Very High Output | Architectural Flood and Spot Luminaires | Standard | FALSE | [9 empty] | 42758 | Dimmable | Continuous Above 10 | Yes |  | 4.1 | 48320 | 100 | 483.2 | 0.95 | 10.5 | 3000 | 70
P7ZZW3UY | S LITE CO. LTD. | S LITE | AL215HL-UNV-4807-70-30K-N5-Optional include[BA00]-Optional include[WHBKDBSLXX]-Optional include[P3P5P700]-Optional include[PMSCPSSCMSMCMSC00]-00-SF-CR-IVT | Outdoor Luminaires | Very High Output | Architectural Flood and Spot Luminaires | Standard | FALSE | [9 empty] | 42758 | Dimmable | Continuous Above 10 | Yes |  | 4.1 | 49415.25 | 102.5 | 482.1 | 0.94 | 15.98 | 3000 | 70
P3E7EGVM | S LITE CO. LTD. | S LITE | AL215HL-UNV-4006-70-30K-N4-Optional include[BA00]-Optional include[WHBKDBSLXX]-Optional include[P3P5P700]-Optional include[PMSCPSSCMSMCMSC00]-00-SF-CR-IVT | Outdoor Luminaires | Very High Output | Architectural Flood and Spot Luminaires | Standard | FALSE | [9 empty] | 42758 | Dimmable | Continuous Above 10 | Yes |  | 4.1 | 39216.5 | 102.5 | 382.6 | 11.98 | 0.95 | 3000 | 70
PYKU21TU | S LITE CO. LTD. | S LITE | AL215HL-HV-4006-70-30K-N4-Optional include[BA00]-Optional include[WHBKDBSLXX]-Optional include[P3P5P700]-Optional include[PMSCPSSCMSMCMSC00]-00-SF-CR-IVT | Outdoor Luminaires | Very High Output | Architectural Flood and Spot Luminaires | Standard | FALSE | [9 empty] | 42758 | Dimmable | Continuous Above 10 | Yes |  | 4.1 | 37740 | 100 | 377.4 | 11.2 | 0.94 | 3000 | 70
P47XC3HU | S LITE CO. LTD. | S LITE | AL215HL-HV-3205-70-30K-N4-Optional include[BA00]-Optional include[WHBKDBSLXX]-Optional include[P3P5P700]-Optional include[PMSCPSSCMSMCMSC00]-00-SF-CR-IVT | Outdoor Luminaires | Very High Output | Architectural Flood and Spot Luminaires | Standard | FALSE | [9 empty] | 42758 | Dimmable | Continuous Above 10 | Yes |  | 4.1 | 30880 | 100 | 308.8 | 10.38 | 0.94 | 3000 | 70
P31MJXHG | S LITE CO. LTD. | S LITE | AL215HL-UNV-3205-70-30K-N4-Optional include[BA00]-Optional include[WHBKDBSLXX]-Optional include[P3P5P700]-Optional include[PMSCPSSCMSMCMSC00]-00-SF-CR-IVT | Outdoor Luminaires | Very High Output | Architectural Flood and Spot Luminaires | Standard | FALSE | [9 empty] | 42758 | Dimmable | Continuous Above 10 | Yes |  | 4.1 | 31457.25 | 102.5 | 306.9 | 9.49 | 0.95 | 3000 | 70
P4TM17R6 | S LITE CO. LTD. | S LITE | AL215AL-UNV-2404-70-30K-N4-Optional include[BA00]-Optional include[WHBKDBSLXX]-Optional include[P3P5P700]-Optional include[PMSCPSSCMSMCMSC00]-00-SF-CR-IVT | Outdoor Luminaires | High Output | Architectural Flood and Spot Luminaires | Standard | FALSE | [9 empty] | 42758 | Dimmable | Continuous Above 10 | Yes |  | 4.1 | 25368.75 | 102.5 | 247.5 | 6.29 | 0.95 | 3000 | 70
P5UZ2HFY | S LITE CO. LTD. | S LITE | AL215HL-HV-4807-70-30K-N4-Optional include[BA00]-Optional include[WHBKDBSLXX]-Optional include[P3P5P700]-Optional include[PMSCPSSCMSMCMSC00]-00-SF-CR-IVT | Outdoor Luminaires | Very High Output | Architectural Flood and Spot Luminaires | Standard | FALSE | [9 empty] | 42758 | Dimmable | Continuous Above 10 | Yes |  | 4.1 | 48320 | 100 | 483.2 | 0.95 | 10.5 | 3000 | 70
P6NTKZ2J | S LITE CO. LTD. | S LITE | AL215HL-UNV-4807-70-30K-N4-Optional include[BA00]-Optional include[WHBKDBSLXX]-Optional include[P3P5P700]-Optional include[PMSCPSSCMSMCMSC00]-00-SF-CR-IVT | Outdoor Luminaires | Very High Output | Architectural Flood and Spot Luminaires | Standard | FALSE | [9 empty] | 42758 | Dimmable | Continuous Above 10 | Yes |  | 4.1 | 49415.25 | 102.5 | 482.1 | 0.94 | 15.98 | 3000 | 70
PNA8G8YP | Dongguan Kelta | Tii | TT305K-UN1B [120VAC Only] | Outdoor Luminaires | Low Output | Architectural Flood and Spot Luminaires | Standard | FALSE | [9 empty] | 42755 | Not Dimmable | Not Dimmable | No |  | 4.1 | 3870 | 118 | 33 | 18.1 | 0.97 | 5000 | 87
PFGHSB42 | Torshare Ltd | TORSHARE | DMD10S-100W-A-L(4000K) | Outdoor Luminaires | High Output | Architectural Flood and Spot Luminaires | Standard | TRUE | 11305 | 130.17 | 86.81 | 10.63 | 0.9329 | 4021 | 82.9 | 5 | 50000 | 42754 | Not Dimmable | Not Dimmable | No |  | 4.1 | 11379 | 131.08 | 86.81 | 10.63 | 0.93 | 4000 | 82.9
PQTSQHKU | Torshare Ltd | TORSHARE | DMD20S-200W-A-L (4000K) | Outdoor Luminaires | High Output | Architectural Flood and Spot Luminaires | Standard | TRUE | 24914 | 121.65 | 204.8 | 8.61 | 0.9164 | 4125 | 83.6 | 5 | 50000 | 42754 | Not Dimmable | Not Dimmable | No |  | 4.1 | 24914 | 121.65 | 204.8 | 8.61 | 0.92 | 4000 | 83.6
PCCV6U4H | Torshare Ltd | TORSHARE | DMD15S-150W-A-L (4000K) | Outdoor Luminaires | High Output | Architectural Flood and Spot Luminaires | Standard | TRUE | 18803 | 125.19 | 150.2 | 9.52 | 0.9017 | 4100 | 84.1 | 5 | 50000 | 42754 | Not Dimmable | Not Dimmable | No |  | 4.1 | 18803 | 125.19 | 150.2 | 9.52 | 0.9 | 4000 | 84.1
PZXJSWHK | Torshare Ltd | TORSHARE | DMD15S-150W-A-L (5700K) | Outdoor Luminaires | High Output | Architectural Flood and Spot Luminaires | Standard | FALSE | [9 empty] | 42754 | Not Dimmable | Not Dimmable | No |  | 4.1 | 19491 | 129.42 | 150.6 | 10.52 | 0.88 | 5700 | 83.4
PT77GZF2 | Torshare Ltd | TORSHARE | DMD20S-200W-A-L (5700K) | Outdoor Luminaires | High Output | Architectural Flood and Spot Luminaires | Standard | FALSE | [9 empty] | 42754 | Not Dimmable | Not Dimmable | No |  | 4.1 | 25564 | 125.62 | 203.5 | 9.72 | 0.93 | 5700 | 83.4
P5N7BQRC | Torshare Ltd | TORSHARE | DMD10S-100W-A-L(5700K) | Outdoor Luminaires | High Output | Architectural Flood and Spot Luminaires | Standard | FALSE | [9 empty] | 42754 | Not Dimmable | Not Dimmable | No |  | 4.1 | 11844 | 134.65 | 87.96 | 11.68 | 0.94 | 5700 | 82
P85NNATD | Torshare Ltd | TORSHARE | DMD15S-150W-A-L(5000K) | Outdoor Luminaires | High Output | Architectural Flood and Spot Luminaires | Standard | FALSE | [9 empty] | 42754 | Not Dimmable | Not Dimmable | No |  | 4.1 | 19262 | 128.07 | 150.4 | 9.52 | 0.9 | 5000 | 84.1
P2HRYV8M | Torshare Ltd | TORSHARE | DMD20S-200W-A-L (5000K) | Outdoor Luminaires | High Output | Architectural Flood and Spot Luminaires | Standard | FALSE | [9 empty] | 42754 | Not Dimmable | Not Dimmable | No |  | 4.1 | 25347 | 124.16 | 204.15 | 8.61 | 0.92 | 5000 | 83.6
P684US12 | Torshare Ltd | TORSHARE | DMD10S-100W-A-L(5000K) | Outdoor Luminaires | High Output | Architectural Flood and Spot Luminaires | Standard | FALSE | [9 empty] | 42754 | Not Dimmable | Not Dimmable | No |  | 4.1 | 11689 | 133.76 | 87.39 | 10.63 | 0.93 | 5000 | 82.9
PAU1NP6S | Torshare Ltd | TORSHARE | DMD15S-150W-A-L(4500K) | Outdoor Luminaires | High Output | Architectural Flood and Spot Luminaires | Standard | FALSE | [9 empty] | 42754 | Not Dimmable | Not Dimmable | No |  | 4.1 | 19032 | 126.54 | 150.4 | 9.52 | 0.9 | 4500 | 84.1
PCP28PM1 | Torshare Ltd | TORSHARE | DMD20S-200W-A-L (4500K) | Outdoor Luminaires | High Output | Architectural Flood and Spot Luminaires | Standard | FALSE | [9 empty] | 42754 | Not Dimmable | Not Dimmable | No |  | 4.1 | 25131 | 123.1 | 204.15 | 8.61 | 0.92 | 4500 | 83.6
PBTG5QNM | Torshare Ltd | TORSHARE | DMD10S-100W-A-L(4500K) | Outdoor Luminaires | High Output | Architectural Flood and Spot Luminaires | Standard | FALSE | [9 empty] | 42754 | Not Dimmable | Not Dimmable | No |  | 4.1 | 11534 | 131.99 | 87.39 | 10.63 | 0.93 | 4500 | 82.9
PMXTSZKJ | SNC OPTO ELECTRONIC CO LTD. |  | SNC-FL-80WCA1 3000K | Outdoor Luminaires | Mid Output | Architectural Flood and Spot Luminaires | Standard | TRUE | 8780 | 111.01 | 79.09 | 10.08 | 0.9365 | 3000 | 72.6 | 5 | 50000 | 42754 | Not Dimmable | Not Dimmable | No |  | 4.1 | 8780 | 111.01 | 79.09 | 10.08 | 0.94 | 3000 | 72.6
P4BF2EXS | SNC OPTO ELECTRONIC CO LTD. |  | SNC-FL-80WCA1 5700K | Outdoor Luminaires | Mid Output | Architectural Flood and Spot Luminaires | Standard | FALSE | [9 empty] | 42754 | Not Dimmable | Not Dimmable | No |  | 4.1 | 9094 | 113.95 | 79.81 | 11.26 | 0.93 | 5700 | 73
PHHQ5ZTA | SNC OPTO ELECTRONIC CO LTD. |  | SNC-FL-80WCA1 5000K | Outdoor Luminaires | Mid Output | Architectural Flood and Spot Luminaires | Standard | FALSE | [9 empty] | 42754 | Not Dimmable | Not Dimmable | No |  | 4.1 | 8780 | 111.01 | 79.09 | 10.08 | 0.91 | 5000 | 72.6
PKNFMKN9 | SNC OPTO ELECTRONIC CO LTD. |  | SNC-FL-80WCA1 4000K | Outdoor Luminaires | Mid Output | Architectural Flood and Spot Luminaires | Standard | FALSE | [9 empty] | 42754 | Not Dimmable | Not Dimmable | No |  | 4.1 | 8780 | 111.01 | 79.09 | 10.08 | 0.91 | 4000 | 72.6
PBBTGER3 | SNC OPTO ELECTRONIC CO LTD. |  | SNC-FL-80WCA1 3500K | Outdoor Luminaires | Mid Output | Architectural Flood and Spot Luminaires | Standard | FALSE | [9 empty] | 42754 | Not Dimmable | Not Dimmable | No |  | 4.1 | 8780 | 111.01 | 79.09 | 10.08 | 0.91 | 3500 | 72.6
PVZ7S24Z | SNC OPTO ELECTRONIC CO LTD. |  | SNC-FL-40WCA1 3000K | Outdoor Luminaires | Low Output | Architectural Flood and Spot Luminaires | Standard | TRUE | 4328.2 | 105.51 | 41.02 | 14.82 | 0.9085 | 2984 | 72.6 | 5 | 50000 | 42754 | Not Dimmable | Not Dimmable | No |  | 4.1 | 4256.5 | 108.28 | 39.31 | 14.82 | 0.91 | 3000 | 72.6
P6C3S8V1 | SNC OPTO ELECTRONIC CO LTD. |  | SNC-FL-40WCA1 5700K | Outdoor Luminaires | Low Output | Architectural Flood and Spot Luminaires | Standard | FALSE | [9 empty] | 42754 | Not Dimmable | Not Dimmable | No |  | 4.1 | 4492 | 110.86 | 40.52 | 15.29 | 0.91 | 5700 | 72.9
PAFW4JM9 | SNC OPTO ELECTRONIC CO LTD. |  | SNC-FL-40WCA1 5000K | Outdoor Luminaires | Low Output | Architectural Flood and Spot Luminaires | Standard | FALSE | [9 empty] | 42754 | Not Dimmable | Not Dimmable | No |  | 4.1 | 4256.5 | 108.28 | 39.31 | 14.82 | 0.91 | 5000 | 72.6
PWW2BGKY | SNC OPTO ELECTRONIC CO LTD. |  | SNC-FL-40WCA1 4000K | Outdoor Luminaires | Low Output | Architectural Flood and Spot Luminaires | Standard | FALSE | [9 empty] | 42754 | Not Dimmable | Not Dimmable | No |  | 4.1 | 4256.5 | 108.28 | 39.31 | 14.82 | 0.91 | 4000 | 72.6
PFM4TS25 | SNC OPTO ELECTRONIC CO LTD. |  | SNC-FL-40WCA1 3500K | Outdoor Luminaires | Low Output | Architectural Flood and Spot Luminaires | Standard | FALSE | [9 empty] | 42754 | Not Dimmable | Not Dimmable | No |  | 4.1 | 4256.5 | 108.28 | 39.31 | 14.82 | 0.91 | 3500 | 72.6
PA7RZ2PP | SUZHOU WISTA LIGHTING TECHNOLOGY CO.LTD | SUZHOU WISTA LIGHTING TECHNOLOGY CO.LTDÂ | WST-WPL-7-80WA(3000K) | Outdoor Luminaires | Mid Output | Architectural Flood and Spot Luminaires | Standard | TRUE | 8769.8 | 110.04 | 79.7 | 14.4 | 0.942 | 3001 | 72.7 | 5 | 50000 | 42754 | Not Dimmable | Not Dimmable | No |  | 4 | 8769.8 | 110.04 | 79.7 | 14.4 | 0.94 | 3000 | 72.7
P1RD1P5W | SUZHOU WISTA LIGHTING TECHNOLOGY CO.LTD | SUZHOU WISTA LIGHTING TECHNOLOGY CO.LTDÂ | WST-WPL-7-30W(3000K) | Outdoor Luminaires | Low Output | Architectural Flood and Spot Luminaires | Standard | TRUE | 3157.3 | 99.69 | 31.67 | 19.05 | 0.9001 | 3004 | 72.6 | 5 | 50000 | 42754 | Not Dimmable | Not Dimmable | No |  | 4 | 3144.9 | 101.74 | 30.91 | 19.05 | 0.9 | 3000 | 72.6
P4NCCGYR | SUZHOU WISTA LIGHTING TECHNOLOGY CO.LTD | SUZHOU WISTA LIGHTING TECHNOLOGYCO.LTD | WST-WPL-7-80WA(5700K) | Outdoor Luminaires | Mid Output | Architectural Flood and Spot Luminaires | Standard | FALSE | [9 empty] | 42754 | Not Dimmable | Not Dimmable | No |  | 4 | 8924 | 111.16 | 80.28 | 14.31 | 0.94 | 5700 | 82.2
P12GDHF3 | SUZHOU WISTA LIGHTING TECHNOLOGY CO.LTD | SUZHOU WISTA LIGHTING TECHNOLOGY CO.LTDÂ | WST-WPL-7-30W(5700K) | Outdoor Luminaires | Low Output | Architectural Flood and Spot Luminaires | Standard | FALSE | [9 empty] | 42754 | Not Dimmable | Not Dimmable | No |  | 4 | 3215 | 103.21 | 31.15 | 19.01 | 0.9 | 5700 | 72.1
P5VZ6TWU | SUZHOU WISTA LIGHTING TECHNOLOGY CO.LTD | SUZHOU WISTA LIGHTING TECHNOLOGY CO.LTDÂ | WST-WPL-7-80WA(5000K) | Outdoor Luminaires | Mid Output | Architectural Flood and Spot Luminaires | Standard | FALSE | [9 empty] | 42754 | Not Dimmable | Not Dimmable | No |  | 4 | 8769.8 | 110.04 | 79.7 | 14.4 | 0.94 | 5000 | 72.7
P6BGDBZA | SUZHOU WISTA LIGHTING TECHNOLOGY CO.LTD | SUZHOU WISTA LIGHTING TECHNOLOGY CO.LTDÂ | WST-WPL-7-30W(5000K) | Outdoor Luminaires | Low Output | Architectural Flood and Spot Luminaires | Standard | FALSE | [9 empty] | 42754 | Not Dimmable | Not Dimmable | No |  | 4 | 3144.9 | 101.74 | 30.91 | 19.05 | 0.9 | 5000 | 72.6
PFHB2F2E | SUZHOU WISTA LIGHTING TECHNOLOGY CO.LTD | SUZHOU WISTA LIGHTING TECHNOLOGY CO.LTDÂ | WST-WPL-7-80WA(4500K) | Outdoor Luminaires | Mid Output | Architectural Flood and Spot Luminaires | Standard | FALSE | [9 empty] | 42754 | Not Dimmable | Not Dimmable | No |  | 4 | 8769.8 | 110.04 | 79.7 | 14.4 | 0.94 | 4500 | 72.7
P2C8H4D1 | SUZHOU WISTA LIGHTING TECHNOLOGY CO.LTD | SUZHOU WISTA LIGHTING TECHNOLOGY CO.LTDÂ | WST-WPL-7-30W(4500K) | Outdoor Luminaires | Low Output | Architectural Flood and Spot Luminaires | Standard | FALSE | [9 empty] | 42754 | Not Dimmable | Not Dimmable | No |  | 4 | 3144.9 | 101.74 | 30.91 | 19.05 | 0.9 | 4500 | 72.6
PFC16UCT | SUZHOU WISTA LIGHTING TECHNOLOGY CO.LTD | SUZHOU WISTA LIGHTING TECHNOLOGY CO.LTDÂ | WST-WPL-7-80WA(4000K) | Outdoor Luminaires | Mid Output | Architectural Flood and Spot Luminaires | Standard | FALSE | [9 empty] | 42754 | Not Dimmable | Not Dimmable | No |  | 4 | 8769.8 | 110.04 | 79.7 | 14.4 | 0.94 | 4000 | 72.7
PQJU74MC | SUZHOU WISTA LIGHTING TECHNOLOGY CO.LTD | SUZHOU WISTA LIGHTING TECHNOLOGY CO.LTDÂ | WST-WPL-7-30W(4000K) | Outdoor Luminaires | Low Output | Architectural Flood and Spot Luminaires | Standard | FALSE | [9 empty] | 42754 | Not Dimmable | Not Dimmable | No |  | 4 | 3144.9 | 101.74 | 30.91 | 19.05 | 0.9 | 4000 | 72.6
P4HC769C | SUZHOU WISTA LIGHTING TECHNOLOGY CO.LTD | SUZHOU WISTA LIGHTING TECHNOLOGY CO.LTDÂ | WST-WPL-7-80WA(3500K) | Outdoor Luminaires | Mid Output | Architectural Flood and Spot Luminaires | Standard | FALSE | [9 empty] | 42754 | Not Dimmable | Not Dimmable | No |  | 4 | 8769.8 | 110.04 | 79.7 | 14.4 | 0.94 | 3500 | 72.7
PA5VVQGU | SUZHOU WISTA LIGHTING TECHNOLOGY CO.LTD | SUZHOU WISTA LIGHTING TECHNOLOGY CO.LTDÂ | WST-WPL-7-30W(3500K) | Outdoor Luminaires | Low Output | Architectural Flood and Spot Luminaires | Standard | FALSE | [9 empty] | 42754 | Not Dimmable | Not Dimmable | No |  | 4 | 3144.9 | 101.74 | 30.91 | 19.05 | 0.9 | 3500 | 72.6
PEDDX5KH | SUZHOU WISTA LIGHTING TECHNOLOGY CO.LTD | SUZHOU WISTA LIGHTING TECHNOLOGY CO.LTD | WST-WPL-7-60WA(3000K) | Outdoor Luminaires | Mid Output | Architectural Flood and Spot Luminaires | Standard | TRUE | 6543.9 | 111.63 | 58.62 | 14.31 | 0.9653 | 3007 | 72.8 | 5 | 50000 | 42754 | Not Dimmable | Not Dimmable | No |  | 4 | 6543.9 | 111.63 | 58.62 | 14.31 | 0.97 | 3000 | 72.8
P95V93SJ | SUZHOU WISTA LIGHTING TECHNOLOGY CO.LTD | SUZHOU WISTA LIGHTING TECHNOLOGY CO.LTD | WST-WPL-7-60WA(5700K) | Outdoor Luminaires | Mid Output | Architectural Flood and Spot Luminaires | Standard | FALSE | [9 empty] | 42754 | Not Dimmable | Not Dimmable | No |  | 4 | 6712 | 113.94 | 58.91 | 14.12 | 0.96 | 5700 | 78.2
PSM4VEJX | SUZHOU WISTA LIGHTING TECHNOLOGY CO.LTD | SUZHOU WISTA LIGHTING TECHNOLOGY CO.LTD | WST-WPL-7-60WA(5000K) | Outdoor Luminaires | Mid Output | Architectural Flood and Spot Luminaires | Standard | FALSE | [9 empty] | 42754 | Not Dimmable | Not Dimmable | No |  | 4 | 6543.9 | 111.63 | 58.62 | 14.31 | 0.97 | 5000 | 72.8
P4NSNSUZ | SUZHOU WISTA LIGHTING TECHNOLOGY CO.LTD | SUZHOU WISTA LIGHTING TECHNOLOGY CO.LTD | WST-WPL-7-60WA(4500K) | Outdoor Luminaires | Mid Output | Architectural Flood and Spot Luminaires | Standard | FALSE | [9 empty] | 42754 | Not Dimmable | Not Dimmable | No |  | 4 | 6543.9 | 111.63 | 58.62 | 14.31 | 0.97 | 4500 | 72.8
PPETU16E | SUZHOU WISTA LIGHTING TECHNOLOGY CO.LTD | SUZHOU WISTA LIGHTING TECHNOLOGY CO.LTD | WST-WPL-7-60WA(4000K) | Outdoor Luminaires | Mid Output | Architectural Flood and Spot Luminaires | Standard | FALSE | [9 empty] | 42754 | Not Dimmable | Not Dimmable | No |  | 4 | 6543.9 | 111.63 | 58.62 | 14.31 | 0.97 | 4000 | 72.8
PWJYBGZ8 | SUZHOU WISTA LIGHTING TECHNOLOGY CO.LTD | SUZHOU WISTA LIGHTING TECHNOLOGY CO.LTD | WST-WPL-7-60WA(3500K) | Outdoor Luminaires | Mid Output | Architectural Flood and Spot Luminaires | Standard | FALSE | [9 empty] | 42754 | Not Dimmable | Not Dimmable | No |  | 4 | 6543.9 | 111.63 | 58.62 | 14.31 | 0.97 | 3500 | 72.8
PA8MH6HY | GreenTek Energy Systems | GREENTEK | GT-RWP-80WA1 4000K | Outdoor Luminaires | High Output | Architectural Flood and Spot Luminaires | Premium | TRUE | 10598 | 133.36 | 79.47 | 12.32 | 0.9374 | 3822 | 73.6 | 5 | 50000 | 42753 | Not Dimmable | Not Dimmable | No |  | 4.1 | 10598 | 133.36 | 79.47 | 12.32 | 0.94 | 4000 | 73.6
PE3FGD56 | GreenTek Energy Systems | GREENTEK | GT-RWP-40WA1 4000K | Outdoor Luminaires | Mid Output | Architectural Flood and Spot Luminaires | Premium | TRUE | 5238.3 | 126.19 | 41.51 | 18.95 | 0.9078 | 3765 | 73.5 | 5 | 50000 | 42753 | Not Dimmable | Not Dimmable | No |  | 4.1 | 5131.2 | 128.18 | 40.03 | 18.95 | 0.91 | 4000 | 73.5
PCPNKBES | GreenTek Energy Systems | GREENTEK | GT-RWP-60WA1 4000K | Outdoor Luminaires | Mid Output | Architectural Flood and Spot Luminaires | Premium | TRUE | 7809.3 | 128.46 | 60.79 | 12.31 | 0.9071 | 3810 | 73.8 | 5 | 50000 | 42753 | Not Dimmable | Not Dimmable | No |  | 4.1 | 7853.9 | 129.43 | 60.68 | 12.31 | 0.91 | 4000 | 73.8
PMCY16NQ | GreenTek Energy Systems | GREENTEK | GT-RWP-25WA1 4000K | Outdoor Luminaires | Low Output | Architectural Flood and Spot Luminaires | Premium | TRUE | 3324.5 | 126.99 | 26.18 | 14.07 | 0.9053 | 3808 | 73.5 | 5 | 50000 | 42753 | Not Dimmable | Not Dimmable | No |  | 4.1 | 3280.3 | 129.66 | 25.3 | 14.07 | 0.91 | 4000 | 73.5
PKST2TTZ | GreenTek Energy Systems | GREENTEK | GT-RWP-60WA1 5700K | Outdoor Luminaires | Mid Output | Architectural Flood and Spot Luminaires | Premium | FALSE | [9 empty] | 42753 | Not Dimmable | Not Dimmable | No |  | 4.1 | 8090 | 132.52 | 61.05 | 12.92 | 0.91 | 5700 | 73.1
PATYW6JT | GreenTek Energy Systems | GREENTEK | GT-RWP-25WA1 5700K | Outdoor Luminaires | Low Output | Architectural Flood and Spot Luminaires | Premium | FALSE | [9 empty] | 42753 | Not Dimmable | Not Dimmable | No |  | 4.1 | 3383 | 132.19 | 25.59 | 14.52 | 0.91 | 5700 | 73
PQ46BZQK | GreenTek Energy Systems | GREENTEK | GT-RWP-80WA1 5700K | Outdoor Luminaires | High Output | Architectural Flood and Spot Luminaires | Premium | FALSE | [9 empty] | 42753 | Not Dimmable | Not Dimmable | No |  | 4.1 | 10876 | 135.86 | 80.05 | 12.92 | 0.94 | 5700 | 73
PME6T1PD | GreenTek Energy Systems | GREENTEK | GT-RWP-40WA1 5700K | Outdoor Luminaires | Mid Output | Architectural Flood and Spot Luminaires | Premium | FALSE | [9 empty] | 42753 | Not Dimmable | Not Dimmable | No |  | 4.1 | 5341 | 131.59 | 40.59 | 19.83 | 0.91 | 5700 | 73.1
PCR6JACG | GreenTek Energy Systems | GREENTEK | GT-RWP-60WA1 5000K | Outdoor Luminaires | Mid Output | Architectural Flood and Spot Luminaires | Premium | FALSE | [9 empty] | 42753 | Not Dimmable | Not Dimmable | No |  | 4.1 | 7853.9 | 129.43 | 60.68 | 12.31 | 0.91 | 5000 | 73.8
PP3CE5QB | GreenTek Energy Systems | GREENTEK | GT-RWP-80WA1 5000K | Outdoor Luminaires | High Output | Architectural Flood and Spot Luminaires | Premium | FALSE | [9 empty] | 42753 | Not Dimmable | Not Dimmable | No |  | 4.1 | 10598 | 133.36 | 79.47 | 12.32 | 0.94 | 5000 | 73.6
PC32CXQ7 | GreenTek Energy Systems | GREENTEK | GT-RWP-25WA1 5000K | Outdoor Luminaires | Low Output | Architectural Flood and Spot Luminaires | Premium | FALSE | [9 empty] | 42753 | Not Dimmable | Not Dimmable | No |  | 4.1 | 3280.3 | 129.66 | 25.3 | 14.07 | 0.91 | 5000 | 73.5
PP231PUZ | GreenTek Energy Systems | GREENTEK | GT-RWP-40WA1 5000K | Outdoor Luminaires | Mid Output | Architectural Flood and Spot Luminaires | Premium | FALSE | [9 empty] | 42753 | Not Dimmable | Not Dimmable | No |  | 4.1 | 5131.2 | 128.18 | 40.03 | 18.95 | 0.91 | 5000 | 73.5
PH8E8H7T | DONGGUAN THAILIGHT SEMICONDUCTOR LIGHTING CO.LTD. | Thailight | TLFLG123YYZZ-60 | Outdoor Luminaires | Low Output | Architectural Flood and Spot Luminaires | Standard | TRUE | 1316.8 | 106.71 | 12.34 | 11.53 | 0.9133 | 3083 | 83.2 | 5 | 50000 | 42753 | Not Dimmable | Not Dimmable | No |  | 4.1 | 1351.3 | 114.23 | 11.83 | 11.53 | 0.91 | 3000 | 83.2
PPMM9KGY | DONGGUAN THAILIGHT SEMICONDUCTOR LIGHTING CO.LTD. | Thailight | TLFLG323YYZZ-60 | Outdoor Luminaires | Low Output | Architectural Flood and Spot Luminaires | Standard | TRUE | 3645 | 117.05 | 31.14 | 12.29 | 0.9074 | 3066 | 83.3 | 5 | 50000 | 42753 | Not Dimmable | Not Dimmable | No |  | 4.1 | 3769.6 | 118.8 | 31.73 | 12.29 | 0.91 | 3000 | 83.3
PZVWNSXM | DONGGUAN THAILIGHT SEMICONDUCTOR LIGHTING CO.LTD. | Thailight | TLFLG503YYZZ-60 | Outdoor Luminaires | Mid Output | Architectural Flood and Spot Luminaires | Standard | TRUE | 5192.3 | 106.82 | 48.61 | 11.03 | 0.9044 | 3130 | 83.4 | 5 | 50000 | 42753 | Not Dimmable | Not Dimmable | No |  | 4.1 | 5467.1 | 108.17 | 50.54 | 11.03 | 0.9 | 3000 | 83.4
PZBCAHZ3 | DONGGUAN THAILIGHT SEMICONDUCTOR LIGHTING CO.LTD. | Thailight | TLFLG243YYZZ-60 | Outdoor Luminaires | Low Output | Architectural Flood and Spot Luminaires | Standard | TRUE | 2643.1 | 117.11 | 22.57 | 11.34 | 0.903 | 3066 | 83.3 | 5 | 50000 | 42753 | Not Dimmable | Not Dimmable | No |  | 4.1 | 2759 | 120.9 | 22.82 | 11.34 | 0.9 | 3000 | 83.3
P12A7TDZ | DONGGUAN THAILIGHT SEMICONDUCTOR LIGHTING CO.LTD. | Thailight | TLFLG505YYZZ-60 | Outdoor Luminaires | Mid Output | Architectural Flood and Spot Luminaires | Standard | FALSE | [9 empty] | 42753 | Not Dimmable | Not Dimmable | No |  | 4.1 | 5969 | 118.46 | 50.39 | 11.08 | 0.9 | 5000 | 82.8
P3X7YSQ7 | DONGGUAN THAILIGHT SEMICONDUCTOR LIGHTING CO.LTD. | Thailight | TLFLG245YYZZ-60 | Outdoor Luminaires | Low Output | Architectural Flood and Spot Luminaires | Standard | FALSE | [9 empty] | 42753 | Not Dimmable | Not Dimmable | No |  | 4.1 | 2927 | 129.23 | 22.65 | 11.41 | 0.9 | 5000 | 82.7
P6B79G1T | DONGGUAN THAILIGHT SEMICONDUCTOR LIGHTING CO.LTD. | Thailight | TLFLG325YYZZ-60 | Outdoor Luminaires | Low Output | Architectural Flood and Spot Luminaires | Standard | FALSE | [9 empty] | 42753 | Not Dimmable | Not Dimmable | No |  | 4.1 | 4109 | 128.61 | 31.95 | 12.22 | 0.91 | 5000 | 82.6
PDPT158G | DONGGUAN THAILIGHT SEMICONDUCTOR LIGHTING CO.LTD. | Thailight | TLFLG125YYZZ-60 | Outdoor Luminaires | Low Output | Architectural Flood and Spot Luminaires | Standard | FALSE | [9 empty] | 42753 | Not Dimmable | Not Dimmable | No |  | 4.1 | 1483 | 124.52 | 11.91 | 11.48 | 0.91 | 5000 | 82.5
P2WCPTJM | DONGGUAN THAILIGHT SEMICONDUCTOR LIGHTING CO.LTD. | Thailight | TLFLG504YYZZ-60 | Outdoor Luminaires | Mid Output | Architectural Flood and Spot Luminaires | Standard | FALSE | [9 empty] | 42753 | Not Dimmable | Not Dimmable | No |  | 4.1 | 5718.1 | 113.31 | 50.47 | 11.03 | 0.9 | 4000 | 83.4
PRU3EWZU | DONGGUAN THAILIGHT SEMICONDUCTOR LIGHTING CO.LTD. | Thailight | TLFLG324YYZZ-60 | Outdoor Luminaires | Low Output | Architectural Flood and Spot Luminaires | Standard | FALSE | [9 empty] | 42753 | Not Dimmable | Not Dimmable | No |  | 4.1 | 3939.3 | 124.15 | 31.73 | 12.29 | 0.91 | 4000 | 83.3
PE4SUTFR | DONGGUAN THAILIGHT SEMICONDUCTOR LIGHTING CO.LTD. | Thailight | TLFLG244YYZZ-60 | Outdoor Luminaires | Low Output | Architectural Flood and Spot Luminaires | Standard | FALSE | [9 empty] | 42753 | Not Dimmable | Not Dimmable | No |  | 4.1 | 2843 | 124.58 | 22.82 | 11.34 | 0.9 | 4000 | 83.3
PYUBE6YD | DONGGUAN THAILIGHT SEMICONDUCTOR LIGHTING CO.LTD. | Thailight | TLFLG124YYZZ-60 | Outdoor Luminaires | Low Output | Architectural Flood and Spot Luminaires | Standard | FALSE | [9 empty] | 42753 | Not Dimmable | Not Dimmable | No |  | 4.1 | 1417.15 | 119.79 | 11.83 | 11.53 | 0.91 | 4000 | 83.2
PKSZ542R | Mester LED Limited | MESTER | FD45W27V30KBYB77 | Outdoor Luminaires | Mid Output | Architectural Flood and Spot Luminaires | Standard | TRUE | 5152.2 | 114.61 | 44.95 | 17.44 | 0.9489 | 2981 | 72.9 | 5 | 50000 | 42752 |  |  | No |  | 4.1 | 5150 | 114 | 45 | 17 | 0.9 | 3000 | 70
PD24BMYH | Mester LED Limited | MESTER | FD45W27V50KBYB77 | Outdoor Luminaires | Mid Output | Architectural Flood and Spot Luminaires | Standard | FALSE | [9 empty] | 42752 |  |  | No |  | 4.1 | 5400 | 120 | 45 | 17 | 0.9 | 5000 | 70
P8P11RSS | Mester LED Limited | MESTER | FD45W27V40KBYB77 | Outdoor Luminaires | Mid Output | Architectural Flood and Spot Luminaires | Standard | FALSE | [9 empty] | 42752 |  |  | No |  | 4.1 | 5400 | 120 | 45 | 17 | 0.9 | 4000 | 70
PDAZMEY5 | Mester LED Limited | MESTER | FD45W27V35KBYB77 | Outdoor Luminaires | Mid Output | Architectural Flood and Spot Luminaires | Standard | FALSE | [9 empty] | 42752 |  |  | No |  | 4.1 | 5200 | 116 | 45 | 17 | 0.9 | 3500 | 70
P4E667S3 | Tamlite Lighting | Tamlite Lighting | LFLED2004K-XX | Outdoor Luminaires | High Output | Architectural Flood and Spot Luminaires | Standard | TRUE | 25348 | 130 | 194.71 | 13 | 1 | 4055 | 72 | 5 | 50000 | 42752 |  |  | Yes |  | 4 | 25348 | 130 | 194.71 | 5 | 1 | 4055 | 72
P3PXAQCU | Tamlite Lighting | Tamlite Lighting | LFLED2005K-XX | Outdoor Luminaires | High Output | Architectural Flood and Spot Luminaires | Standard | FALSE | [9 empty] | 42752 |  |  | Yes |  | 4 | 25348 | 130 | 194.71 | 5 | 1 | 5244 | 76
PH8URH95 | Mester LED Limited | MESTER | FR30W27V30KB[BDWSG]SFL | Outdoor Luminaires | Low Output | Architectural Flood and Spot Luminaires | Standard | TRUE | 3222.34 | 106.59 | 30.23 | 12.97 | 0.911 | 3050 | 71.6 | 5 | 50000 | 42752 |  |  | No |  | 4.1 | 3230 | 108 | 30 | 20 | 0.9 | 3000 | 70
PK7XJ95P | Mester LED Limited | MESTER | FR30W27V50KB[BDWSG]SFL | Outdoor Luminaires | Low Output | Architectural Flood and Spot Luminaires | Standard | FALSE | [9 empty] | 42752 |  |  | No |  | 4.1 | 3350 | 112 | 30 | 20 | 0.9 | 5000 | 70
P9EEZJU6 | Mester LED Limited | MESTER | FR30W27V40KB[BDWSG]SFL | Outdoor Luminaires | Low Output | Architectural Flood and Spot Luminaires | Standard | FALSE | [9 empty] | 42752 |  |  | No |  | 4.1 | 3350 | 112 | 30 | 20 | 0.9 | 4000 | 70
PEM25MX3 | Mester LED Limited | MESTER | FR30W27V35KB[BDWSG]SFL | Outdoor Luminaires | Low Output | Architectural Flood and Spot Luminaires | Standard | FALSE | [9 empty] | 42752 |  |  | No |  | 4.1 | 3300 | 110 | 30 | 20 | 0.9 | 3500 | 70
P7V3UZ1X | Super Bright LEDs | Super Bright LEDs | SLKM-WW28-60-120V | Outdoor Luminaires | Low Output | Architectural Flood and Spot Luminaires | Standard | TRUE | 2769.8 | 106.8 | 25.94 | 20.98 | 0.9071 | 3080 | 83.3 | 5 | 50000 | 42752 |  |  | No |  | 4 | 3200 | 114.3 | 28 | 20.98 | 0.9071 | 3000 | 80
PB6AW2KY | Super Bright LEDs | Super Bright LEDs | SLKM-WW15-60-120V | Outdoor Luminaires | Low Output | Architectural Flood and Spot Luminaires | Standard | TRUE | 1539.2 | 107 | 14.39 | 14.74 | 0.9 | 3067 | 83.4 | 5 | 50000 | 42752 |  |  | No |  | 4 | 1700 | 113.3 | 15 | 17.4 | 0.9 | 3000 | 80
PBGCYYEW | Super Bright LEDs | Super Bright LEDs | SLKM-NW28-60-120V | Outdoor Luminaires | Low Output | Architectural Flood and Spot Luminaires | Standard | FALSE | [9 empty] | 42752 |  |  | No |  | 4 | 3200 | 114.3 | 28 | 20.98 | 0.9071 | 5000 | 80
PKV41TXB | Super Bright LEDs | Super Bright LEDs | SLKM-NW15-60-120V | Outdoor Luminaires | Low Output | Architectural Flood and Spot Luminaires | Standard | FALSE | [9 empty] | 42752 |  |  | No |  | 4 | 1700 | 113.3 | 15 | 17.4 | 0.9 | 5000 | 80
PP311YYN | VGO Energy Solutions | VGO | VGO-RWP-80WA1 4000K | Outdoor Luminaires | High Output | Architectural Flood and Spot Luminaires | Premium | TRUE | 10598 | 133.36 | 79.47 | 12.32 | 0.9374 | 3822 | 73.6 | 5 | 50000 | 42752 |  |  | No |  | 4.1 | 10598 | 133.36 | 79.47 | 12.32 | 0.94 | 4000 | 73.6
PA7G6EGX | SMART ENERGY SOLUTIONS | SMART LED | SES-RWP-80WA1 4000K | Outdoor Luminaires | High Output | Architectural Flood and Spot Luminaires | Premium | TRUE | 10598 | 133.36 | 79.47 | 12.32 | 0.9374 | 3822 | 73.6 | 5 | 50000 | 42752 |  |  | No |  | 4.1 | 10598 | 133.36 | 79.47 | 12.32 | 0.94 | 4000 | 73.6
PB83XAXA | VGO Energy Solutions | VGO | VGO-FL-120W-111[12]-1601 4000K | Outdoor Luminaires | High Output | Architectural Flood and Spot Luminaires | Standard | TRUE | 15622 | 131 | 119.3 | 13.22 | 0.9321 | 4000 | 74.2 | 5 | 50000 | 42752 |  |  | No |  | 3.1 | 15622 | 131 | 119.3 | 13.22 | 0.9321 | 4000 | 74.2
P38B6MBE | VGO Energy Solutions | VGO | VGO-FL-150W-111[12]-1601 4000K | Outdoor Luminaires | High Output | Architectural Flood and Spot Luminaires | Standard | TRUE | 20867 | 138.93 | 150.2 | 13.45 | 0.9273 | 4062 | 74.3 | 5 | 50000 | 42752 |  |  | No |  | 3.1 | 20867 | 138.93 | 150.2 | 13.45 | 0.9273 | 4000 | 74.3
PYF6AZ9Y | SMART ENERGY SOLUTIONS | SMART LED | SES-RWP-40WA1 4000K | Outdoor Luminaires | Mid Output | Architectural Flood and Spot Luminaires | Premium | TRUE | 5238.3 | 126.19 | 41.51 | 18.95 | 0.9078 | 3765 | 73.5 | 5 | 50000 | 42752 |  |  | No |  | 4.1 | 5131.2 | 128.18 | 40.03 | 18.95 | 0.91 | 4000 | 73.5
PFYSHQ5N | VGO Energy Solutions | VGO | VGO-RWP-60WA1 4000K | Outdoor Luminaires | Mid Output | Architectural Flood and Spot Luminaires | Premium | TRUE | 7809.3 | 128.46 | 60.79 | 12.31 | 0.9071 | 3810 | 73.8 | 5 | 50000 | 42752 |  |  | No |  | 4.1 | 7853.9 | 129.43 | 60.68 | 12.31 | 0.91 | 4000 | 73.8
P983SSRZ | VGO Energy Solutions | VGO | VGO-FL-120W-111[12]-1601 5700K | Outdoor Luminaires | High Output | Architectural Flood and Spot Luminaires | Standard | FALSE | [9 empty] | 42752 |  |  | No |  | 3.1 | 16153 | 133.61 | 120.9 | 13.36 | 0.9336 | 5700 | 76.5
PDTZNWCQ | VGO Energy Solutions | VGO | VGO-FL-150W-111[12]-1601 5700K | Outdoor Luminaires | High Output | Architectural Flood and Spot Luminaires | Standard | FALSE | [9 empty] | 42752 |  |  | No |  | 3.1 | 21264 | 140.26 | 151.6 | 13.63 | 0.9261 | 5700 | 75.9
P7Z5ARFF | VGO Energy Solutions | VGO | VGO-RWP-60WA1 5700K | Outdoor Luminaires | Mid Output | Architectural Flood and Spot Luminaires | Premium | FALSE | [9 empty] | 42752 |  |  | No |  | 4.1 | 8090 | 132.52 | 61.05 | 12.92 | 0.91 | 5700 | 73.1
PWR5WRJG | SMART ENERGY SOLUTIONS | SMART LED | SES-RWP-80WA1 5700K | Outdoor Luminaires | High Output | Architectural Flood and Spot Luminaires | Premium | FALSE | [9 empty] | 42752 |  |  | No |  | 4.1 | 10876 | 135.86 | 80.05 | 12.92 | 0.94 | 5700 | 73
PA2EBV47 | VGO Energy Solutions | VGO | VGO-RWP-80WA1 5700K | Outdoor Luminaires | High Output | Architectural Flood and Spot Luminaires | Premium | FALSE | [9 empty] | 42752 |  |  | No |  | 4.1 | 10876 | 135.86 | 80.05 | 12.92 | 0.94 | 5700 | 73
P1GYJCYH | SMART ENERGY SOLUTIONS | SMART LED | SES-RWP-40WA1 5700K | Outdoor Luminaires | Mid Output | Architectural Flood and Spot Luminaires | Premium | FALSE | [9 empty] | 42752 |  |  | No |  | 4.1 | 5341 | 131.59 | 40.59 | 19.83 | 0.91 | 5700 | 73.1
PFR37PUY | VGO Energy Solutions | VGO | VGO-FL-150W-111[12]-1601 5000K | Outdoor Luminaires | High Output | Architectural Flood and Spot Luminaires | Standard | FALSE | [9 empty] | 42752 |  |  | No |  | 3.1 | 21066 | 139.6 | 150.9 | 13.45 | 0.9273 | 5000 | 74.3
PHNHTK15 | VGO Energy Solutions | VGO | VGO-FL-120W-111[12]-1601 5000K | Outdoor Luminaires | High Output | Architectural Flood and Spot Luminaires | Standard | FALSE | [9 empty] | 42752 |  |  | No |  | 3.1 | 15887 | 132.28 | 120.1 | 13.22 | 0.9321 | 5000 | 74.2
PRD6P6CS | VGO Energy Solutions | VGO | VGO-RWP-60WA1 5000K | Outdoor Luminaires | Mid Output | Architectural Flood and Spot Luminaires | Premium | FALSE | [9 empty] | 42752 |  |  | No |  | 4.1 | 7853.9 | 129.43 | 60.68 | 12.31 | 0.91 | 5000 | 73.8
PTRSTFSB | SMART ENERGY SOLUTIONS | SMART LED | SES-RWP-80WA1 5000K | Outdoor Luminaires | High Output | Architectural Flood and Spot Luminaires | Premium | FALSE | [9 empty] | 42752 |  |  | No |  | 4.1 | 10598 | 133.36 | 79.47 | 12.32 | 0.94 | 5000 | 73.6
PSAMVV3C | VGO Energy Solutions | VGO | VGO-RWP-80WA1 5000K | Outdoor Luminaires | High Output | Architectural Flood and Spot Luminaires | Premium | FALSE | [9 empty] | 42752 |  |  | No |  | 4.1 | 10598 | 133.36 | 79.47 | 12.32 | 0.94 | 5000 | 73.6
P6MZZQQ7 | SMART ENERGY SOLUTIONS | SMART LED | SES-RWP-40WA1 5000K | Outdoor Luminaires | Mid Output | Architectural Flood and Spot Luminaires | Premium | FALSE | [9 empty] | 42752 |  |  | No |  | 4.1 | 5131.2 | 128.18 | 40.03 | 18.95 | 0.91 | 5000 | 73.5
P8Y13KN2 | NINGBO MORELUX LIGHTING MFG LTD | MORELUX | FLL310-020W-40K-V8-D-XX-XX-XX | Outdoor Luminaires | Low Output | Architectural Flood and Spot Luminaires | Standard | TRUE | 1981 | 99.75 | 19.86 | 14.16 | 0.9386 | 4149 | 81.6 | 5 | 50000 | 42747 |  |  | Yes |  | 4.1 | 1981 | 99.7 | 19.9 | 14.16 | 0.94 | 4000 | 81.6
PMKYMHFJ | NINGBO MORELUX LIGHTING MFG LTD | MORELUX | FLL350-300W-50K-V8-N-XX-XX-XX | Outdoor Luminaires | Very High Output | Architectural Flood and Spot Luminaires | Standard | FALSE | [9 empty] | 42747 |  |  | Yes |  | 4.1 | 33953 | 109.3 | 310.5 | 10.31 | 0.96 | 5000 | 87
PUQFEZF9 | NINGBO MORELUX LIGHTING MFG LTD | MORELUX | FLL340-150W-50K-V6-N-XX-XX-XX | Outdoor Luminaires | High Output | Architectural Flood and Spot Luminaires | Standard | FALSE | [9 empty] | 42747 |  |  | Yes |  | 4.1 | 16493 | 106.8 | 154.4 | 12.13 | 0.99 | 5000 | 84.2
PTCX2H4Q | NINGBO MORELUX LIGHTING MFG LTD | MORELUX | FLL340-150W-50K-V8-N-XX-XX-XX | Outdoor Luminaires | High Output | Architectural Flood and Spot Luminaires | Standard | FALSE | [9 empty] | 42747 |  |  | Yes |  | 4.1 | 16558 | 111.3 | 148.7 | 13.26 | 0.96 | 5000 | 84.1
PFK895WA | NINGBO MORELUX LIGHTING MFG LTD | MORELUX | FLL330-100W-50K-V9-N-XX-XX-XX | Outdoor Luminaires | High Output | Architectural Flood and Spot Luminaires | Standard | FALSE | [9 empty] | 42747 |  |  | Yes |  | 4.1 | 10675 | 104.8 | 101.8 | 15.89 | 0.95 | 5000 | 83.5
PWXJHV7Z | NINGBO MORELUX LIGHTING MFG LTD | MORELUX | FLL330-100W-50K-V8-N-XX-XX-XX | Outdoor Luminaires | High Output | Architectural Flood and Spot Luminaires | Standard | FALSE | [9 empty] | 42747 |  |  | Yes |  | 4.1 | 11028 | 109.9 | 100.3 | 16.73 | 0.95 | 5000 | 83.4
PNBWWSVY | NINGBO MORELUX LIGHTING MFG LTD | MORELUX | FLL330-080W-50K-V8-N-XX-XX-XX | Outdoor Luminaires | Mid Output | Architectural Flood and Spot Luminaires | Standard | FALSE | [9 empty] | 42747 |  |  | Yes |  | 4.1 | 8539 | 109.7 | 77.8 | 16.54 | 0.9 | 5000 | 83.4
PY16GN5N | NINGBO MORELUX LIGHTING MFG LTD | MORELUX | FLL340-120W-50K-V8-N-XX-XX-XX | Outdoor Luminaires | High Output | Architectural Flood and Spot Luminaires | Standard | FALSE | [9 empty] | 42747 |  |  | Yes |  | 4.1 | 13415 | 111.1 | 120.7 | 15.29 | 0.95 | 5000 | 83.4
PDHPYSDU | NINGBO MORELUX LIGHTING MFG LTD | MORELUX | FLL310-030W-50K-V8-N-XX-XX-XX | Outdoor Luminaires | Low Output | Architectural Flood and Spot Luminaires | Standard | FALSE | [9 empty] | 42747 |  |  | Yes |  | 4.1 | 3286 | 105.8 | 31 | 18.92 | 0.9 | 5000 | 83.3
PS1XE8FH | NINGBO MORELUX LIGHTING MFG LTD | MORELUX | FLL320-050W-50K-V8-N-XX-XX-XX | Outdoor Luminaires | Mid Output | Architectural Flood and Spot Luminaires | Standard | FALSE | [9 empty] | 42747 |  |  | Yes |  | 4.1 | 5270 | 106.2 | 49.6 | 17.03 | 0.9 | 5000 | 83.3
PCQU5HJH | NINGBO MORELUX LIGHTING MFG LTD | MORELUX | FLL320-040W-50K-V9-N-XX-XX-XX | Outdoor Luminaires | Low Output | Architectural Flood and Spot Luminaires | Standard | FALSE | [9 empty] | 42747 |  |  | Yes |  | 4.1 | 4257 | 104.8 | 40.6 | 18.32 | 0.9 | 5000 | 82.9
PQ5CNK9H | NINGBO MORELUX LIGHTING MFG LTD | MORELUX | FLL310-020W-50K-V8-N-XX-XX-XX | Outdoor Luminaires | Low Output | Architectural Flood and Spot Luminaires | Standard | FALSE | [9 empty] | 42747 |  |  | Yes |  | 4.1 | 2147 | 108.4 | 19.8 | 14.91 | 0.93 | 5000 | 82.9
PQPPSGSG | NINGBO MORELUX LIGHTING MFG LTD | MORELUX | FLL310-020W-50K-V9-N-XX-XX-XX | Outdoor Luminaires | Low Output | Architectural Flood and Spot Luminaires | Standard | FALSE | [9 empty] | 42747 |  |  | Yes |  | 4.1 | 2167 | 105.7 | 20.5 | 12.16 | 0.92 | 5000 | 82.9
PCG718FW | NINGBO MORELUX LIGHTING MFG LTD | MORELUX | FLL320-040W-50K-V8-N-XX-XX-XX | Outdoor Luminaires | Low Output | Architectural Flood and Spot Luminaires | Standard | FALSE | [9 empty] | 42747 |  |  | Yes |  | 4.1 | 4216 | 107.6 | 39.2 | 14.93 | 0.92 | 5000 | 82.7
PEC5SZ8C | NINGBO MORELUX LIGHTING MFG LTD | MORELUX | FLL350-300W-50K-V9-D-XX-XX-XX | Outdoor Luminaires | Very High Output | Architectural Flood and Spot Luminaires | Standard | FALSE | [9 empty] | 42747 |  |  | Yes |  | 4.1 | 33806 | 112.7 | 299.8 | 12.97 | 0.96 | 5000 | 87.1
P3M5NXGR | NINGBO MORELUX LIGHTING MFG LTD | MORELUX | FLL350-300W-50K-V8-D-XX-XX-XX | Outdoor Luminaires | Very High Output | Architectural Flood and Spot Luminaires | Standard | FALSE | [9 empty] | 42747 |  |  | Yes |  | 4.1 | 33953 | 109.3 | 310.5 | 10.31 | 0.96 | 5000 | 87
PA2HGXFK | NINGBO MORELUX LIGHTING MFG LTD | MORELUX | FLL340-150W-50K-V6-D-XX-XX-XX | Outdoor Luminaires | High Output | Architectural Flood and Spot Luminaires | Standard | FALSE | [9 empty] | 42747 |  |  | Yes |  | 4.1 | 16493 | 106.8 | 154.4 | 12.13 | 0.99 | 5000 | 84.2
PDHG878Z | NINGBO MORELUX LIGHTING MFG LTD | MORELUX | FLL340-150W-50K-V8-D-XX-XX-XX | Outdoor Luminaires | High Output | Architectural Flood and Spot Luminaires | Standard | FALSE | [9 empty] | 42747 |  |  | Yes |  | 4.1 | 16558 | 111.3 | 148.7 | 13.26 | 0.96 | 5000 | 84.1
P6VM5KMY | NINGBO MORELUX LIGHTING MFG LTD | MORELUX | FLL330-100W-50K-V9-D-XX-XX-XX | Outdoor Luminaires | High Output | Architectural Flood and Spot Luminaires | Standard | FALSE | [9 empty] | 42747 |  |  | Yes |  | 4.1 | 10675 | 104.8 | 101.8 | 15.89 | 0.95 | 5000 | 83.5
P45T2FWY | NINGBO MORELUX LIGHTING MFG LTD | MORELUX | FLL330-100W-50K-V8-D-XX-XX-XX | Outdoor Luminaires | High Output | Architectural Flood and Spot Luminaires | Standard | FALSE | [9 empty] | 42747 |  |  | Yes |  | 4.1 | 11028 | 109.9 | 100.3 | 16.73 | 0.95 | 5000 | 83.4
P1YANPH1 | NINGBO MORELUX LIGHTING MFG LTD | MORELUX | FLL330-080W-50K-V8-D-XX-XX-XX | Outdoor Luminaires | Mid Output | Architectural Flood and Spot Luminaires | Standard | FALSE | [9 empty] | 42747 |  |  | Yes |  | 4.1 | 8469 | 104 | 81.4 | 16.02 | 0.91 | 5000 | 83.4
PKMFA9SV | NINGBO MORELUX LIGHTING MFG LTD | MORELUX | FLL340-120W-50K-V8-D-XX-XX-XX | Outdoor Luminaires | High Output | Architectural Flood and Spot Luminaires | Standard | FALSE | [9 empty] | 42747 |  |  | Yes |  | 4.1 | 13415 | 111.1 | 120.7 | 15.29 | 0.95 | 5000 | 83.4
PAUY88H8 | NINGBO MORELUX LIGHTING MFG LTD | MORELUX | FLL320-050W-50K-V8-D-XX-XX-XX | Outdoor Luminaires | Mid Output | Architectural Flood and Spot Luminaires | Standard | FALSE | [9 empty] | 42747 |  |  | Yes |  | 4.1 | 5097 | 101.9 | 50 | 16.91 | 0.9 | 5000 | 83.3
PW7RNP13 | NINGBO MORELUX LIGHTING MFG LTD | MORELUX | FLL310-030W-50K-V8-D-XX-XX-XX | Outdoor Luminaires | Low Output | Architectural Flood and Spot Luminaires | Standard | FALSE | [9 empty] | 42747 |  |  | Yes |  | 4.1 | 3146 | 100.9 | 31.2 | 18.87 | 0.9 | 5000 | 82.9
PQMCD7S5 | NINGBO MORELUX LIGHTING MFG LTD | MORELUX | FLL320-040W-50K-V9-D-XX-XX-XX | Outdoor Luminaires | Low Output | Architectural Flood and Spot Luminaires | Standard | FALSE | [9 empty] | 42747 |  |  | Yes |  | 4.1 | 4257 | 104.8 | 40.6 | 18.32 | 0.9 | 5000 | 82.9
PYE3JD3D | NINGBO MORELUX LIGHTING MFG LTD | MORELUX | FLL310-020W-50K-V8-D-XX-XX-XX | Outdoor Luminaires | Low Output | Architectural Flood and Spot Luminaires | Standard | FALSE | [9 empty] | 42747 |  |  | Yes |  | 4.1 | 1993 | 100.8 | 19.8 | 14.25 | 0.91 | 5000 | 82.9
PWDY9S7H | NINGBO MORELUX LIGHTING MFG LTD | MORELUX | FLL310-020W-50K-V9-D-XX-XX-XX | Outdoor Luminaires | Low Output | Architectural Flood and Spot Luminaires | Standard | FALSE | [9 empty] | 42747 |  |  | Yes |  | 4.1 | 2167 | 105.7 | 20.5 | 12.16 | 0.92 | 5000 | 82.9
P2P7WMJT | NINGBO MORELUX LIGHTING MFG LTD | MORELUX | FLL320-040W-50K-V8-D-XX-XX-XX | Outdoor Luminaires | Low Output | Architectural Flood and Spot Luminaires | Standard | FALSE | [9 empty] | 42747 |  |  | Yes |  | 4.1 | 4204 | 102.8 | 40.9 | 14.65 | 0.9 | 5000 | 82.8
P8JCKHSA | NINGBO MORELUX LIGHTING MFG LTD | MORELUX | FLL350-300W-40K-V8-N-XX-XX-XX | Outdoor Luminaires | Very High Output | Architectural Flood and Spot Luminaires | Standard | FALSE | [9 empty] | 42747 |  |  | Yes |  | 4.1 | 32939 | 107.9 | 305.2 | 10.27 | 0.96 | 4000 | 86.9
PPGSBGFF | NINGBO MORELUX LIGHTING MFG LTD | MORELUX | FLL340-150W-40K-V8-N-XX-XX-XX | Outdoor Luminaires | High Output | Architectural Flood and Spot Luminaires | Standard | FALSE | [9 empty] | 42747 |  |  | Yes |  | 4.1 | 16391 | 110.2 | 148.7 | 13.26 | 0.97 | 4000 | 82.5
P936NCPF | NINGBO MORELUX LIGHTING MFG LTD | MORELUX | FLL340-120W-40K-V8-N-XX-XX-XX | Outdoor Luminaires | High Output | Architectural Flood and Spot Luminaires | Standard | FALSE | [9 empty] | 42747 |  |  | Yes |  | 4.1 | 13240 | 109.8 | 120.5 | 15.33 | 0.95 | 4000 | 82
PS1MD6WJ | NINGBO MORELUX LIGHTING MFG LTD | MORELUX | FLL340-150W-40K-V6-N-XX-XX-XX | Outdoor Luminaires | High Output | Architectural Flood and Spot Luminaires | Standard | FALSE | [9 empty] | 42747 |  |  | Yes |  | 4.1 | 16367 | 105.3 | 155.3 | 12.02 | 0.99 | 4000 | 82
PR9TNNU5 | NINGBO MORELUX LIGHTING MFG LTD | MORELUX | FLL330-100W-40K-V9-N-XX-XX-XX | Outdoor Luminaires | High Output | Architectural Flood and Spot Luminaires | Standard | FALSE | [9 empty] | 42747 |  |  | Yes |  | 4.1 | 10523 | 103.5 | 101.6 | 15.92 | 0.95 | 4000 | 81.8
PT5MYTZB | NINGBO MORELUX LIGHTING MFG LTD | MORELUX | FLL330-100W-40K-V8-N-XX-XX-XX | Outdoor Luminaires | High Output | Architectural Flood and Spot Luminaires | Standard | FALSE | [9 empty] | 42747 |  |  | Yes |  | 4.1 | 10859 | 108.1 | 100.4 | 15.69 | 0.95 | 4000 | 81.8
PQD961WK | NINGBO MORELUX LIGHTING MFG LTD | MORELUX | FLL330-080W-40K-V8-N-XX-XX-XX | Outdoor Luminaires | Mid Output | Architectural Flood and Spot Luminaires | Standard | FALSE | [9 empty] | 42747 |  |  | Yes |  | 4.1 | 8443 | 108.5 | 77.8 | 16.59 | 0.91 | 4000 | 81.6
PDMFUSUA | NINGBO MORELUX LIGHTING MFG LTD | MORELUX | FLL310-030W-40K-V8-N-XX-XX-XX | Outdoor Luminaires | Low Output | Architectural Flood and Spot Luminaires | Standard | FALSE | [9 empty] | 42747 |  |  | Yes |  | 4.1 | 3207 | 104.7 | 30.6 | 18.98 | 0.9 | 4000 | 81.5
P7JDQYJX | NINGBO MORELUX LIGHTING MFG LTD | MORELUX | FLL310-020W-40K-V8-N-XX-XX-XX | Outdoor Luminaires | Low Output | Architectural Flood and Spot Luminaires | Standard | FALSE | [9 empty] | 42747 |  |  | Yes |  | 4.1 | 2076 | 107.2 | 19.4 | 15.08 | 0.93 | 4000 | 81.5
P2CTJW2Y | NINGBO MORELUX LIGHTING MFG LTD | MORELUX | FLL320-050W-40K-V8-N-XX-XX-XX | Outdoor Luminaires | Mid Output | Architectural Flood and Spot Luminaires | Standard | FALSE | [9 empty] | 42747 |  |  | Yes |  | 4.1 | 5192 | 105 | 49.4 | 17.09 | 0.9 | 4000 | 81.4
PQ249WTD | NINGBO MORELUX LIGHTING MFG LTD | MORELUX | FLL310-020W-40K-V9-N-XX-XX-XX | Outdoor Luminaires | Low Output | Architectural Flood and Spot Luminaires | Standard | FALSE | [9 empty] | 42747 |  |  | Yes |  | 4.1 | 2131 | 104.5 | 20.4 | 12.21 | 0.92 | 4000 | 81.4
PP1GC3GR | NINGBO MORELUX LIGHTING MFG LTD | MORELUX | FLL320-040W-40K-V9-N-XX-XX-XX | Outdoor Luminaires | Low Output | Architectural Flood and Spot Luminaires | Standard | FALSE | [9 empty] | 42747 |  |  | Yes |  | 4.1 | 4155 | 103.5 | 40.1 | 18.37 | 0.9 | 4000 | 81.3
PXF9DW6K | NINGBO MORELUX LIGHTING MFG LTD | MORELUX | FLL320-040W-40K-V8-N-XX-XX-XX | Outdoor Luminaires | Low Output | Architectural Flood and Spot Luminaires | Standard | FALSE | [9 empty] | 42747 |  |  | Yes |  | 4.1 | 4172 | 106.3 | 39.2 | 15.06 | 0.92 | 4000 | 81.3
P9C7JQ8V | NINGBO MORELUX LIGHTING MFG LTD | MORELUX | FLL350-300W-40K-V9-D-XX-XX-XX | Outdoor Luminaires | Very High Output | Architectural Flood and Spot Luminaires | Standard | FALSE | [9 empty] | 42747 |  |  | Yes |  | 4.1 | 32796 | 111.2 | 294.7 | 12.92 | 0.96 | 4000 | 87
P6HXCYPZ | NINGBO MORELUX LIGHTING MFG LTD | MORELUX | FLL350-300W-40K-V8-D-XX-XX-XX | Outdoor Luminaires | Very High Output | Architectural Flood and Spot Luminaires | Standard | FALSE | [9 empty] | 42747 |  |  | Yes |  | 4.1 | 32939 | 107.9 | 305.2 | 10.27 | 0.96 | 4000 | 86.9
P4KP324P | NINGBO MORELUX LIGHTING MFG LTD | MORELUX | FLL340-150W-40K-V8-D-XX-XX-XX | Outdoor Luminaires | High Output | Architectural Flood and Spot Luminaires | Standard | FALSE | [9 empty] | 42747 |  |  | Yes |  | 4.1 | 16391 | 110.2 | 148.7 | 13.26 | 0.97 | 4000 | 82.5
PSSCYMQ1 | NINGBO MORELUX LIGHTING MFG LTD | MORELUX | FLL340-120W-40K-V8-D-XX-XX-XX | Outdoor Luminaires | High Output | Architectural Flood and Spot Luminaires | Standard | FALSE | [9 empty] | 42747 |  |  | Yes |  | 4.1 | 13240 | 109.8 | 120.5 | 15.33 | 0.95 | 4000 | 82
PPR6DVKS | NINGBO MORELUX LIGHTING MFG LTD | MORELUX | FLL340-150W-40K-V6-D-XX-XX-XX | Outdoor Luminaires | High Output | Architectural Flood and Spot Luminaires | Standard | FALSE | [9 empty] | 42747 |  |  | Yes |  | 4.1 | 16367 | 105.3 | 155.3 | 12.02 | 0.99 | 4000 | 82
PCUGWEXG | NINGBO MORELUX LIGHTING MFG LTD | MORELUX | FLL330-100W-40K-V9-D-XX-XX-XX | Outdoor Luminaires | High Output | Architectural Flood and Spot Luminaires | Standard | FALSE | [9 empty] | 42747 |  |  | Yes |  | 4.1 | 10523 | 103.5 | 101.6 | 15.92 | 0.95 | 4000 | 81.8
PU3RBT8Q | NINGBO MORELUX LIGHTING MFG LTD | MORELUX | FLL330-100W-40K-V8-D-XX-XX-XX | Outdoor Luminaires | High Output | Architectural Flood and Spot Luminaires | Standard | FALSE | [9 empty] | 42747 |  |  | Yes |  | 4.1 | 10859 | 108.1 | 100.4 | 15.69 | 0.95 | 4000 | 81.8
PW13QFCN | NINGBO MORELUX LIGHTING MFG LTD | MORELUX | FLL330-080W-40K-V8-D-XX-XX-XX | Outdoor Luminaires | Mid Output | Architectural Flood and Spot Luminaires | Standard | FALSE | [9 empty] | 42747 |  |  | Yes |  | 4.1 | 8349 | 102.8 | 81.2 | 16.07 | 0.91 | 4000 | 81.6
PKNKC6V8 | NINGBO MORELUX LIGHTING MFG LTD | MORELUX | FLL310-030W-40K-V8-D-XX-XX-XX | Outdoor Luminaires | Low Output | Architectural Flood and Spot Luminaires | Standard | FALSE | [9 empty] | 42747 |  |  | Yes |  | 4.1 | 3077 | 99.8 | 30.8 | 19.16 | 0.9 | 4000 | 81.5
PCVPCUCW | NINGBO MORELUX LIGHTING MFG LTD | MORELUX | FLL320-050W-40K-V8-D-XX-XX-XX | Outdoor Luminaires | Mid Output | Architectural Flood and Spot Luminaires | Standard | FALSE | [9 empty] | 42747 |  |  | Yes |  | 4.1 | 5007 | 100.9 | 49.6 | 16.96 | 0.91 | 4000 | 81.5
P1U632PN | NINGBO MORELUX LIGHTING MFG LTD | MORELUX | FLL310-020W-40K-V9-D-XX-XX-XX | Outdoor Luminaires | Low Output | Architectural Flood and Spot Luminaires | Standard | FALSE | [9 empty] | 42747 |  |  | Yes |  | 4.1 | 2131 | 104.5 | 20.4 | 12.21 | 0.92 | 4000 | 81.4
PENN8PMK | NINGBO MORELUX LIGHTING MFG LTD | MORELUX | FLL320-040W-40K-V9-D-XX-XX-XX | Outdoor Luminaires | Low Output | Architectural Flood and Spot Luminaires | Standard | FALSE | [9 empty] | 42747 |  |  | Yes |  | 4.1 | 4155 | 103.5 | 40.1 | 18.37 | 0.9 | 4000 | 81.3
PKSEJK4M | NINGBO MORELUX LIGHTING MFG LTD | MORELUX | FLL320-040W-40K-V8-D-XX-XX-XX | Outdoor Luminaires | Low Output | Architectural Flood and Spot Luminaires | Standard | FALSE | [9 empty] | 42747 |  |  | Yes |  | 4.1 | 4107 | 101.9 | 40.3 | 14.82 | 0.9 | 4000 | 81.3
PW48456S | DONGGUAN THAILIGHT SEMICONDUCTOR LIGHTING CO.LTD. | Thailight | TLFLG123YYZZ-20 | Outdoor Luminaires | Low Output | Architectural Flood and Spot Luminaires | Standard | TRUE | 1146.9 | 93.02 | 12.33 | 11.51 | 0.9129 | 3087 | 83.2 | 5 | 50000 | 42747 |  |  | No |  | 4.1 | 1180.2 | 99.68 | 11.84 | 11.51 | 0.91 | 3000 | 83.2
P5DFH87W | DONGGUAN THAILIGHT SEMICONDUCTOR LIGHTING CO.LTD. | Thailight | TLFLG125YYZZ-20 | Outdoor Luminaires | Low Output | Architectural Flood and Spot Luminaires | Standard | FALSE | [9 empty] | 42747 |  |  | No |  | 4.1 | 1295 | 108.55 | 11.93 | 11.46 | 0.91 | 5000 | 82.5
PWZ6PWCS | DONGGUAN THAILIGHT SEMICONDUCTOR LIGHTING CO.LTD. | Thailight | TLFLG124YYZZ-20 | Outdoor Luminaires | Low Output | Architectural Flood and Spot Luminaires | Standard | FALSE | [9 empty] | 42747 |  |  | No |  | 4.1 | 1237.6 | 104.13 | 11.89 | 11.51 | 0.91 | 4000 | 83.2
PJZU7H1R | LED Seed Inc. | LEDSeed | FL-10-30-5-1 | Outdoor Luminaires | Low Output | Architectural Flood and Spot Luminaires | Standard | TRUE | 1089.8 | 110.66 | 9.848 | 16.91 | 0.9838 | 2969 | 82.7 | 5 | 50000 | 42747 |  |  | No |  | 4 | 1089.8 | 110.66 | 9.848 | 16.91 | 0.9838 | 3000 | 82.7
PH9CMGP3 | LED Seed Inc. | LEDSeed | FL-20-30-5-1 | Outdoor Luminaires | Low Output | Architectural Flood and Spot Luminaires | Standard | TRUE | 2370.2 | 109.3 | 21.68 | 18.01 | 0.9831 | 2972 | 82.8 | 5 | 50000 | 42747 |  |  | No |  | 4 | 2370.2 | 109.3 | 21.68 | 18.01 | 0.9831 | 3000 | 82.8
P38PTJXG | LED Seed Inc. | LEDSeed | FL-50-30-5-1 | Outdoor Luminaires | Mid Output | Architectural Flood and Spot Luminaires | Standard | TRUE | 5820.3 | 117.84 | 49.39 | 14.2 | 0.9496 | 3020 | 82.6 | 5 | 50000 | 42747 |  |  | No |  | 4 | 5820.3 | 117.84 | 49.39 | 14.2 | 0.9496 | 3000 | 82.6
PS5D1R5D | LED Seed Inc. | LEDSeed | FL-30-30-5-1 | Outdoor Luminaires | Low Output | Architectural Flood and Spot Luminaires | Standard | TRUE | 3399.2 | 119.86 | 28.36 | 14.06 | 0.8934 | 2996 | 82.3 | 5 | 50000 | 42747 |  |  | No |  | 4 | 3399.2 | 119.86 | 28.36 | 14.06 | 0.8934 | 3000 | 82.3
PPNFVW3R | LED Seed Inc. | LEDSeed | FL-30-57-5-1 | Outdoor Luminaires | Low Output | Architectural Flood and Spot Luminaires | Standard | FALSE | [9 empty] | 42747 |  |  | No |  | 4 | 3610.6 | 126.36 | 28.88 | 14.56 | 0.9073 | 5700 | 82.1
P2GE8ZDF | LED Seed Inc. | LEDSeed | FL-20-57-5-1 | Outdoor Luminaires | Low Output | Architectural Flood and Spot Luminaires | Standard | FALSE | [9 empty] | 42747 |  |  | No |  | 4 | 2596.3 | 120.15 | 21.6 | 18.83 | 0.9836 | 5700 | 81.9
P8DHS53D | LED Seed Inc. | LEDSeed | FL-50-57-5-1 | Outdoor Luminaires | Mid Output | Architectural Flood and Spot Luminaires | Standard | FALSE | [9 empty] | 42747 |  |  | No |  | 4 | 6023.9 | 122.05 | 49.92 | 14.15 | 0.9637 | 5700 | 81.7
PDHZ4TJW | LED Seed Inc. | LEDSeed | FL-10-57-5-1 | Outdoor Luminaires | Low Output | Architectural Flood and Spot Luminaires | Standard | FALSE | [9 empty] | 42747 |  |  | No |  | 4 | 1188 | 121.1 | 9.81 | 16.8 | 0.9847 | 5700 | 81.3
PZ4MY8Y3 | LED Seed Inc. | LEDSeed | FL-20-50-5-1 | Outdoor Luminaires | Low Output | Architectural Flood and Spot Luminaires | Standard | FALSE | [9 empty] | 42747 |  |  | No |  | 4 | 2370.2 | 109.3 | 21.68 | 18.01 | 0.9831 | 5000 | 82.8
PCZGEUA8 | LED Seed Inc. | LEDSeed | FL-10-50-5-1 | Outdoor Luminaires | Low Output | Architectural Flood and Spot Luminaires | Standard | FALSE | [9 empty] | 42747 |  |  | No |  | 4 | 1089.8 | 110.66 | 9.848 | 16.91 | 0.9838 | 5000 | 82.7
PQP2H8Q7 | LED Seed Inc. | LEDSeed | FL-50-50-5-1 | Outdoor Luminaires | Mid Output | Architectural Flood and Spot Luminaires | Standard | FALSE | [9 empty] | 42747 |  |  | No |  | 4 | 5820.3 | 117.84 | 49.39 | 14.2 | 0.9496 | 5000 | 82.6
PZ68D43Z | LED Seed Inc. | LEDSeed | FL-20-40-5-1 | Outdoor Luminaires | Low Output | Architectural Flood and Spot Luminaires | Standard | FALSE | [9 empty] | 42747 |  |  | No |  | 4 | 2370.2 | 109.3 | 21.68 | 18.01 | 0.9831 | 4000 | 82.8
PNRSKECT | LED Seed Inc. | LEDSeed | FL-10-40-5-1 | Outdoor Luminaires | Low Output | Architectural Flood and Spot Luminaires | Standard | FALSE | [9 empty] | 42747 |  |  | No |  | 4 | 1089.8 | 110.66 | 9.848 | 16.91 | 0.9838 | 4000 | 82.7
PA5NN8VJ | LED Seed Inc. | LEDSeed | FL-50-40-5-1 | Outdoor Luminaires | Mid Output | Architectural Flood and Spot Luminaires | Standard | FALSE | [9 empty] | 42747 |  |  | No |  | 4 | 5820.3 | 117.84 | 49.39 | 14.2 | 0.9496 | 4000 | 82.6
PRQ87Z1N | LED Seed Inc. | LEDSeed | FL-30-40-5-1 | Outdoor Luminaires | Low Output | Architectural Flood and Spot Luminaires | Standard | FALSE | [9 empty] | 42747 |  |  | No |  | 4 | 3399.2 | 119.86 | 28.36 | 14.06 | 0.8934 | 3000 | 82.3
P4JB1GJP | LED Seed Inc. | LEDSeed | FL-30-50-5-1 | Outdoor Luminaires | Low Output | Architectural Flood and Spot Luminaires | Standard | FALSE | [9 empty] | 42747 |  |  | No |  | 4 | 3399.2 | 119.86 | 28.36 | 14.06 | 0.8934 | 3000 | 82.3
P1GJVU3E | Wen Lighting | WEN | WEN-RWP-40WA1 4000K | Outdoor Luminaires | Mid Output | Architectural Flood and Spot Luminaires | Premium | TRUE | 5238.3 | 126.19 | 41.51 | 18.95 | 0.9078 | 3765 | 73.5 | 5 | 50000 | 42747 |  |  | No |  | 4.1 | 5131.2 | 128.18 | 40.03 | 18.95 | 0.91 | 4000 | 73.5
PDECS7BB | Wen Lighting | WEN | WEN-RWP-40WA1 5700K | Outdoor Luminaires | Mid Output | Architectural Flood and Spot Luminaires | Premium | FALSE | [9 empty] | 42747 |  |  | No |  | 4.1 | 5341 | 131.59 | 40.59 | 19.83 | 0.91 | 5700 | 73.1
P11DGETD | Wen Lighting | WEN | WEN-RWP-40WA1 5000K | Outdoor Luminaires | Mid Output | Architectural Flood and Spot Luminaires | Premium | FALSE | [9 empty] | 42747 |  |  | No |  | 4.1 | 5131.2 | 128.18 | 40.03 | 18.95 | 0.91 | 5000 | 73.5
P74MEM71 | Shanghai CKRA Lighting Technology Co. Ltd | CKRA | FL31A-30-4K | Outdoor Luminaires | Low Output | Architectural Flood and Spot Luminaires | Standard | TRUE | 3419.47 | 110.99 | 30.81 | 12.8 | 0.96 | 4213 | 84.7 | 5 | 50000 | 42746 |  |  | Yes |  | 4 | 3000 | 100 | 30 | 12.8 | 0.96 | 4000 | 80
P6ESZ7FU | Shanghai CKRA Lighting Technology Co. Ltd | CKRA | FL32A-50-4K | Outdoor Luminaires | Mid Output | Architectural Flood and Spot Luminaires | Standard | TRUE | 5732.31 | 110.03 | 52.1 | 11.1 | 0.951 | 4186 | 84.8 | 5 | 50000 | 42746 |  |  | Yes |  | 4 | 5100 | 102 | 50 | 11.1 | 0.95 | 4000 | 80
P85TDANX | Shanghai CKRA Lighting Technology Co. Ltd | CKRA | FL31A-30-5K | Outdoor Luminaires | Low Output | Architectural Flood and Spot Luminaires | Standard | FALSE | [9 empty] | 42746 |  |  | Yes |  | 4 | 3050 | 101.67 | 30 | 12.8 | 0.96 | 5000 | 80
PZPH2AZP | Shanghai CKRA Lighting Technology Co. Ltd | CKRA | FL32A-50-5K | Outdoor Luminaires | Mid Output | Architectural Flood and Spot Luminaires | Standard | FALSE | [9 empty] | 42746 |  |  | Yes |  | 4 | 5250 | 105 | 50 | 11.1 | 0.95 | 5000 | 80
P1RTQU5T | Hubbell Lighting | Hubbell Outdoor Lighting | FXL-84L-190-5K7-RM-[U12345F]-[KY]-[FINISH]-[OPTIONS] | Outdoor Luminaires | High Output | Architectural Flood and Spot Luminaires | Standard | TRUE | 18343 | 98.4 | 186.5 | 16.4 | 0.948 | 5120 | 73.9 | 5 | 50000 | 42746 |  |  | Yes |  | 3 | 18847.66 | 97.15 | 194 | 10.6 | 0.97 | 5000 | 70
PHGFCRKU | Hubbell Lighting | Hubbell Outdoor Lighting | FML-20L-52-4K7-W-[U1234]-K-[FINISH]-[OPTIONS] | Outdoor Luminaires | Low Output | Architectural Flood and Spot Luminaires | Standard | TRUE | 4541 | 95.9 | 47.35 | 13.2 | 0.911 | 3968 | 74.4 | 5 | 50000 | 42746 |  |  | Yes |  | 3 | 4632 | 92.64 | 50 | 13.2 | 0.91 | 3968 | 74
PH7HQZXY | Hubbell Lighting | Hubbell Outdoor Lighting | FSL-10L-25-5K7-W-[U1234]-K-[FINISH]-[OPTIONS] | Outdoor Luminaires | Low Output | Architectural Flood and Spot Luminaires | Standard | FALSE | [9 empty] | 42746 |  |  | Yes |  | 3 | 2499.75 | 104.16 | 24 | 13.6 | 0.91 | 5000 | 70
PZHEQVW2 | Hubbell Lighting | Hubbell Outdoor Lighting | FML-20L-52-5K7-W-[U1234]-K-[FINISH]-[OPTIONS] | Outdoor Luminaires | Low Output | Architectural Flood and Spot Luminaires | Standard | FALSE | [9 empty] | 42746 |  |  | Yes |  | 3 | 4632 | 92.64 | 50 | 13.2 | 0.91 | 5000 | 70
PPCGCXRY | Hubbell Lighting | Hubbell Outdoor Lighting | FLL-42L-95-5K7-W-[U12345F]-[KY]-[FINISH]-[OPTIONS] | Outdoor Luminaires | Mid Output | Architectural Flood and Spot Luminaires | Standard | FALSE | [9 empty] | 42746 |  |  | Yes |  | 3 | 10390.39 | 107.45 | 96.7 | 10.6 | 0.97 | 5000 | 70
P3368QEM | Hubbell Lighting | Hubbell Outdoor Lighting | FXL-84L-190-5K7-W-[U12345F]-[KY]-[FINISH]-[OPTIONS] | Outdoor Luminaires | High Output | Architectural Flood and Spot Luminaires | Standard | FALSE | [9 empty] | 42746 |  |  | Yes |  | 3 | 21367.88 | 110.14 | 194 | 10.6 | 0.97 | 5000 | 70
P7HT8M79 | Hubbell Lighting | Hubbell Outdoor Lighting | FLL-42L-95-5K7-RM-[U12345F]-[KY]-[FINISH]-[OPTIONS] | Outdoor Luminaires | Mid Output | Architectural Flood and Spot Luminaires | Standard | FALSE | [9 empty] | 42746 |  |  | Yes |  | 3 | 9320.86 | 96.39 | 96.7 | 10.6 | 0.97 | 5000 | 70
P6WESTZ3 | Hubbell Lighting | Hubbell Outdoor Lighting | FSL-10L-25-5K7-M-[U1234]-K-[FINISH]-[OPTIONS] | Outdoor Luminaires | Low Output | Architectural Flood and Spot Luminaires | Standard | FALSE | [9 empty] | 42746 |  |  | Yes |  | 3 | 2593.05 | 108.04 | 24 | 13.6 | 0.91 | 5000 | 70
PWRQQQ2E | Hubbell Lighting | Hubbell Outdoor Lighting | FML-20L-52-5K7-M-[U1234]-K-[FINISH]-[OPTIONS] | Outdoor Luminaires | Mid Output | Architectural Flood and Spot Luminaires | Standard | FALSE | [9 empty] | 42746 |  |  | Yes |  | 3 | 5220.24 | 104.4 | 50 | 13.2 | 0.91 | 5000 | 70
PH2VXD56 | Hubbell Lighting | Hubbell Outdoor Lighting | FLL-42L-95-5K7-M-[U12345F]-[KY]-[FINISH]-[OPTIONS] | Outdoor Luminaires | Mid Output | Architectural Flood and Spot Luminaires | Standard | FALSE | [9 empty] | 42746 |  |  | Yes |  | 3 | 10848.92 | 112.19 | 96.7 | 10.6 | 0.97 | 5000 | 70
PBZMXMF2 | Hubbell Lighting | Hubbell Outdoor Lighting | FXL-84L-190-5K7-M-[U12345F]-[KY]-[FINISH]-[OPTIONS] | Outdoor Luminaires | High Output | Architectural Flood and Spot Luminaires | Standard | FALSE | [9 empty] | 42746 |  |  | Yes |  | 3 | 22036.91 | 113.59 | 194 | 10.6 | 0.97 | 5000 | 70
PKGUSX32 | Hubbell Lighting | Hubbell Outdoor Lighting | FSL-10L-25-5K7-N-[U1234]-K-[FINISH]-[OPTIONS] | Outdoor Luminaires | Low Output | Architectural Flood and Spot Luminaires | Standard | FALSE | [9 empty] | 42746 |  |  | Yes |  | 3 | 2595.32 | 108.14 | 24 | 13.6 | 0.91 | 5000 | 70
PRSJT9B5 | Hubbell Lighting | Hubbell Outdoor Lighting | FML-20L-52-5K7-N-[U1234]-K-[FINISH]-[OPTIONS] | Outdoor Luminaires | Mid Output | Architectural Flood and Spot Luminaires | Standard | FALSE | [9 empty] | 42746 |  |  | Yes |  | 3 | 5349.95 | 107 | 50 | 13.2 | 0.91 | 5000 | 70
P9BX6Z3U | Hubbell Lighting | Hubbell Outdoor Lighting | FLL-42L-95-5K7-N-[U12345F]-[KY]-[FINISH]-[OPTIONS] | Outdoor Luminaires | Mid Output | Architectural Flood and Spot Luminaires | Standard | FALSE | [9 empty] | 42746 |  |  | Yes |  | 3 | 10350.57 | 107.04 | 96.7 | 10.6 | 0.97 | 5000 | 70
P1931FR1 | Hubbell Lighting | Hubbell Outdoor Lighting | FXL-84L-190-5K7-N-[U12345F]-[KY]-[FINISH]-[OPTIONS] | Outdoor Luminaires | High Output | Architectural Flood and Spot Luminaires | Standard | FALSE | [9 empty] | 42746 |  |  | Yes |  | 3 | 21047.02 | 108.49 | 194 | 10.6 | 0.97 | 5000 | 70
PCUZ4DBQ | Hubbell Lighting | Hubbell Outdoor Lighting | FSL-10L-25-4K7-W-[U1234]-K-[FINISH]-[OPTIONS] | Outdoor Luminaires | Low Output | Architectural Flood and Spot Luminaires | Standard | FALSE | [9 empty] | 42746 |  |  | Yes |  | 3 | 2310.87 | 96.29 | 24 | 13.6 | 0.91 | 4000 | 70
PHSUEW2U | Hubbell Lighting | Hubbell Outdoor Lighting | FLL-42L-95-4K7-W-[U12345F]-[KY]-[FINISH]-[OPTIONS] | Outdoor Luminaires | Mid Output | Architectural Flood and Spot Luminaires | Standard | FALSE | [9 empty] | 42746 |  |  | Yes |  | 3 | 9604.17 | 99.32 | 96.7 | 10.6 | 0.97 | 4000 | 70
PQNC8K63 | Hubbell Lighting | Hubbell Outdoor Lighting | FXL-84L-190-4K7-W-[U12345F]-[KY]-[FINISH]-[OPTIONS] | Outdoor Luminaires | High Output | Architectural Flood and Spot Luminaires | Standard | FALSE | [9 empty] | 42746 |  |  | Yes |  | 3 | 19460.93 | 100.31 | 194 | 10.6 | 0.97 | 4000 | 70
PRCX2AY5 | Hubbell Lighting | Hubbell Outdoor Lighting | FSL-10L-25-4K7-M-[U1234]-K-[FINISH]-[OPTIONS] | Outdoor Luminaires | Low Output | Architectural Flood and Spot Luminaires | Standard | FALSE | [9 empty] | 42746 |  |  | Yes |  | 3 | 2373.45 | 98.89 | 24 | 13.6 | 0.91 | 4000 | 70
PEZ78UN6 | Hubbell Lighting | Hubbell Outdoor Lighting | FML-20L-52-4K7-M-[U1234]-K-[FINISH]-[OPTIONS] | Outdoor Luminaires | Low Output | Architectural Flood and Spot Luminaires | Standard | FALSE | [9 empty] | 42746 |  |  | Yes |  | 3 | 4827.7 | 96.55 | 50 | 13.2 | 0.91 | 4000 | 70
PAB4HFMT | Hubbell Lighting | Hubbell Outdoor Lighting | FLL-42L-95-4K7-M-[U12345F]-[KY]-[FINISH]-[OPTIONS] | Outdoor Luminaires | Mid Output | Architectural Flood and Spot Luminaires | Standard | FALSE | [9 empty] | 42746 |  |  | Yes |  | 3 | 9830.59 | 101.66 | 96.7 | 10.6 | 0.97 | 4000 | 70
PFKGPJHZ | Hubbell Lighting | Hubbell Outdoor Lighting | FXL-84L-190-4K7-M-[U12345F]-[KY]-[FINISH]-[OPTIONS] | Outdoor Luminaires | High Output | Architectural Flood and Spot Luminaires | Standard | FALSE | [9 empty] | 42746 |  |  | Yes |  | 3 | 19983.18 | 103.01 | 194 | 10.6 | 0.97 | 4000 | 70
PGR2X1HC | Hubbell Lighting | Hubbell Outdoor Lighting | FSL-10L-25-4K7-N-[U1234]-K-[FINISH]-[OPTIONS] | Outdoor Luminaires | Low Output | Architectural Flood and Spot Luminaires | Standard | FALSE | [9 empty] | 42746 |  |  | Yes |  | 3 | 2454.23 | 102.26 | 24 | 13.6 | 0.91 | 4000 | 70
PFTMNGHF | Hubbell Lighting | Hubbell Outdoor Lighting | FML-20L-52-4K7-N-[U1234]-K-[FINISH]-[OPTIONS] | Outdoor Luminaires | Low Output | Architectural Flood and Spot Luminaires | Standard | FALSE | [9 empty] | 42746 |  |  | Yes |  | 3 | 4799.26 | 95.99 | 50 | 13.2 | 0.91 | 4000 | 70
P1CNHMDZ | Hubbell Lighting | Hubbell Outdoor Lighting | FLL-42L-95-4K7-N-[U12345F]-[KY]-[FINISH]-[OPTIONS] | Outdoor Luminaires | Mid Output | Architectural Flood and Spot Luminaires | Standard | FALSE | [9 empty] | 42746 |  |  | Yes |  | 3 | 9781.67 | 101.15 | 96.7 | 10.6 | 0.97 | 4000 | 70
PKHVCRX5 | Hubbell Lighting | Hubbell Outdoor Lighting | FXL-84L-190-4K7-N-[U12345F]-[KY]-[FINISH]-[OPTIONS] | Outdoor Luminaires | High Output | Architectural Flood and Spot Luminaires | Standard | FALSE | [9 empty] | 42746 |  |  | Yes |  | 3 | 19678.25 | 101.43 | 194 | 10.6 | 0.97 | 4000 | 70
PNX1HMHB | Tamlite Lighting |  | MPFLED804KY | Outdoor Luminaires | Mid Output | Architectural Flood and Spot Luminaires | Standard | TRUE | 9652 | 123.89 | 77.91 | 9.79 | 0.9522 | 3920 | 82.8 | 5 | 50000 | 42746 |  |  | No |  | 4.1 | 9684 | 124.07 | 78.05 | 9.79 | 0.95 | 4000 | 82.8
P5ZXG8VU | Sky Lite Inc | SKY LITE | SKY-FL-16-70-40 | Outdoor Luminaires | Mid Output | Architectural Flood and Spot Luminaires | Standard | TRUE | 5938.835 | 94.088 | 63.12 | 14.16 | 0.942 | 4136 | 82.1 | 5 | 50000 | 42746 |  |  | NotYetVerified |  | 4 | 5938.84 | 94.09 | 63.12 | 14.16 | 0.96 | 4000 | 82.1
PGW4C5ET | Sky Lite Inc | SKY LITE | SKY-FL-16-50-40 | Outdoor Luminaires | Low Output | Architectural Flood and Spot Luminaires | Standard | TRUE | 4395.217 | 89.37 | 49.15 | 14.87 | 0.939 | 4176 | 82.9 | 5 | 50000 | 42746 |  |  | NotYetVerified |  | 4 | 4395.22 | 89.37 | 49.15 | 14.87 | 0.99 | 4000 | 82.9
PPEKZ5GD | Sky Lite Inc | SKY LITE | SKY-FL-16-100-40 | Outdoor Luminaires | Mid Output | Architectural Flood and Spot Luminaires | Standard | TRUE | 8628.208 | 94.753 | 91.06 | 15.12 | 0.937 | 4097 | 82.6 | 5 | 50000 | 42746 |  |  | NotYetVerified |  | 4 | 8628.21 | 94.75 | 91.06 | 15.12 | 0.99 | 4000 | 82.6
P9PDNPJK | Tamlite Lighting |  | MPFLED1004KY | Outdoor Luminaires | High Output | Architectural Flood and Spot Luminaires | Standard | TRUE | 11667 | 115.74 | 100.8 | 9.1 | 0.9264 | 3908 | 82.5 | 5 | 50000 | 42746 |  |  | No |  | 4.1 | 11745 | 118.19 | 99.37 | 9.1 | 0.93 | 4000 | 82.5
PS9ZFSME | Tamlite Lighting |  | MPFLED303KY | Outdoor Luminaires | Low Output | Architectural Flood and Spot Luminaires | Standard | TRUE | 3131.5 | 109.15 | 28.69 | 11.39 | 0.9013 | 3069 | 83.3 | 5 | 50000 | 42746 |  |  | No |  | 4.1 | 3228.7 | 111.57 | 28.94 | 11.39 | 0.9 | 3000 | 83.3
P8V2FG78 | Tamlite Lighting |  | MPFLED503KY | Outdoor Luminaires | Mid Output | Architectural Flood and Spot Luminaires | Standard | TRUE | 5411.2 | 109.96 | 49.21 | 16.04 | 0.9001 | 3120 | 83.8 | 5 | 50000 | 42746 |  |  | No |  | 4.1 | 5638.4 | 110.62 | 50.97 | 16.04 | 0.9 | 3000 | 83.8
PZ6BE484 | Sky Lite Inc | SKY LITE | SKY-FL-16-70-57 | Outdoor Luminaires | Mid Output | Architectural Flood and Spot Luminaires | Standard | FALSE | [9 empty] | 42746 |  |  | NotYetVerified |  | 4 | 6161.2 | 97.55 | 63.16 | 13.5 | 0.96 | 5700 | 82.9
PCK44YUH | Sky Lite Inc | SKY LITE | SKY-FL-16-100-57 | Outdoor Luminaires | Mid Output | Architectural Flood and Spot Luminaires | Standard | FALSE | [9 empty] | 42746 |  |  | NotYetVerified |  | 4 | 8915.53 | 97.88 | 91.09 | 14.65 | 0.99 | 5700 | 81.9
PUN5W6QG | Sky Lite Inc | SKY LITE | SKY-FL-16-50-57 | Outdoor Luminaires | Low Output | Architectural Flood and Spot Luminaires | Standard | FALSE | [9 empty] | 42746 |  |  | NotYetVerified |  | 4 | 4613.24 | 93.78 | 49.19 | 14.23 | 0.99 | 5700 | 81.7
PR3BGNX5 | Tamlite Lighting |  | MPFLED505KY | Outdoor Luminaires | Mid Output | Architectural Flood and Spot Luminaires | Standard | FALSE | [9 empty] | 42746 |  |  | No |  | 4.1 | 6103 | 120.54 | 50.63 | 16.09 | 0.9 | 5000 | 82.7
PR52ERR6 | Tamlite Lighting |  | MPFLED305KY | Outdoor Luminaires | Low Output | Architectural Flood and Spot Luminaires | Standard | FALSE | [9 empty] | 42746 |  |  | No |  | 4.1 | 3538 | 121.04 | 29.23 | 11.35 | 0.9 | 5000 | 82.5
P7CMP2EG | Tamlite Lighting |  | MPFLED805KY | Outdoor Luminaires | Mid Output | Architectural Flood and Spot Luminaires | Standard | FALSE | [9 empty] | 42746 |  |  | No |  | 4.1 | 10142 | 130.31 | 77.83 | 7.87 | 0.9 | 5000 | 83
PFXPXNEA | Tamlite Lighting |  | MPFLED1005KYZZ | Outdoor Luminaires | High Output | Architectural Flood and Spot Luminaires | Standard | FALSE | [9 empty] | 42746 |  |  | No |  | 4.1 | 12316 | 124.38 | 99.02 | 9.14 | 0.9 | 5000 | 83.2
PMNC7YP9 | TorchStar Corp | TORCHSTAR | LHSCT-20WR27PS-[BRZWHT] | Outdoor Luminaires | Low Output | Architectural Flood and Spot Luminaires | Standard | TRUE | 1680.3 | 90.04 | 18.66 | 13.49 | 0.985 | 2699 | 81.9 | 5 | 50000 | 42746 |  |  | No |  | 3.1 | 1790 | 90 | 20 | 13 | 0.9 | 2700 | 80
PPGKE21E | TorchStar Corp | TORCHSTAR | LHSCT-30WRSS27-[BRZWHT] | Outdoor Luminaires | Low Output | Architectural Flood and Spot Luminaires | Standard | TRUE | 2433.2 | 89.36 | 27.23 | 12.03 | 0.983 | 2766 | 81.6 | 5 | 50000 | 42746 |  |  | No |  | 3.1 | 2700 | 90 | 30 | 12 | 0.9 | 2700 | 80
P8X9B9V3 | TorchStar Corp | TORCHSTAR | LHSCT-20WR57PS-[BRZWHT] | Outdoor Luminaires | Low Output | Architectural Flood and Spot Luminaires | Standard | FALSE | [9 empty] | 42746 |  |  | No |  | 3.1 | 1820 | 91 | 20 | 13 | 0.9 | 5700 | 80
PQAXVCHF | TorchStar Corp | TORCHSTAR | LHSCT-30WRSS57-[BRZWHT] | Outdoor Luminaires | Low Output | Architectural Flood and Spot Luminaires | Standard | FALSE | [9 empty] | 42746 |  |  | No |  | 3.1 | 2730 | 91 | 30 | 12 | 0.9 | 5700 | 80
PDDP7BZX | TorchStar Corp | TORCHSTAR | LHSCT-20WR50PS-[BRZWHT] | Outdoor Luminaires | Low Output | Architectural Flood and Spot Luminaires | Standard | FALSE | [9 empty] | 42746 |  |  | No |  | 3.1 | 1815 | 91 | 20 | 13 | 0.9 | 5000 | 80
P7NB9F6X | TorchStar Corp | TORCHSTAR | LHSCT-30WRSS50-[BRZWHT] | Outdoor Luminaires | Low Output | Architectural Flood and Spot Luminaires | Standard | FALSE | [9 empty] | 42746 |  |  | No |  | 3.1 | 2725 | 91 | 30 | 12 | 0.9 | 5000 | 80
PSDXG16B | TorchStar Corp | TORCHSTAR | LHSCT-20WR45PS-[BRZWHT] | Outdoor Luminaires | Low Output | Architectural Flood and Spot Luminaires | Standard | FALSE | [9 empty] | 42746 |  |  | No |  | 3.1 | 1810 | 91 | 20 | 13 | 0.9 | 4500 | 80
PJPSQNUC | TorchStar Corp | TORCHSTAR | LHSCT-30WRSS45-[BRZWHT] | Outdoor Luminaires | Low Output | Architectural Flood and Spot Luminaires | Standard | FALSE | [9 empty] | 42746 |  |  | No |  | 3.1 | 2720 | 91 | 30 | 12 | 0.9 | 4500 | 80
PF6PTP7N | TorchStar Corp | TORCHSTAR | LHSCT-20WR40PS-[BRZWHT] | Outdoor Luminaires | Low Output | Architectural Flood and Spot Luminaires | Standard | FALSE | [9 empty] | 42746 |  |  | No |  | 3.1 | 1805 | 90 | 20 | 13 | 0.9 | 4000 | 80
PAHXGKDH | TorchStar Corp | TORCHSTAR | LHSCT-30WRSS40-[BRZWHT] | Outdoor Luminaires | Low Output | Architectural Flood and Spot Luminaires | Standard | FALSE | [9 empty] | 42746 |  |  | No |  | 3.1 | 2715 | 91 | 30 | 12 | 0.9 | 4000 | 80
PREWUJ91 | TorchStar Corp | TORCHSTAR | LHSCT-20WR35PS-[BRZWHT] | Outdoor Luminaires | Low Output | Architectural Flood and Spot Luminaires | Standard | FALSE | [9 empty] | 42746 |  |  | No |  | 3.1 | 1800 | 90 | 20 | 13 | 0.9 | 3500 | 80
P28QG1GN | TorchStar Corp | TORCHSTAR | LHSCT-30WRSS35-[BRZWHT] | Outdoor Luminaires | Low Output | Architectural Flood and Spot Luminaires | Standard | FALSE | [9 empty] | 42746 |  |  | No |  | 3.1 | 2710 | 90 | 30 | 12 | 0.9 | 3500 | 80
P66WW8XH | TorchStar Corp | TORCHSTAR | LHSCT-20WR30PS-[BRZWHT] | Outdoor Luminaires | Low Output | Architectural Flood and Spot Luminaires | Standard | FALSE | [9 empty] | 42746 |  |  | No |  | 3.1 | 1795 | 90 | 20 | 13 | 0.9 | 3000 | 80
PRZPKRWQ | TorchStar Corp | TORCHSTAR | LHSCT-30WRSS30-[BRZWHT] | Outdoor Luminaires | Low Output | Architectural Flood and Spot Luminaires | Standard | FALSE | [9 empty] | 42746 |  |  | No |  | 3.1 | 2705 | 90 | 30 | 12 | 0.9 | 3000 | 80
PWSXVRWA | Newtronics Developments Limited | Newtronics Developments | ND-FL50W | Outdoor Luminaires | Mid Output | Architectural Flood and Spot Luminaires | Standard | TRUE | 5481 | 99.67 | 54.99 | 13.79 | 0.9248 | 5098 | 75.3 | 5 | 50000 | 42746 |  |  | No |  | 3 | 5481 | 99.67 | 54.99 | 13.79 | 0.9284 | 5000 | 75.3
P2CW4463 | Newtronics Developments Limited | Newtronics Developments | ND-FL90W50K-120 | Outdoor Luminaires | High Output | Architectural Flood and Spot Luminaires | Standard | FALSE | [9 empty] | 42746 |  |  | No |  | 3 | 11184 | 122.88 | 91.01 | 13.81 | 0.947 | 5000 | 73.9
P6AAT4DZ | Newtronics Developments Limited | Newtronics Developments | ND-FL70W50K-120 | Outdoor Luminaires | Mid Output | Architectural Flood and Spot Luminaires | Standard | FALSE | [9 empty] | 42746 |  |  | No |  | 3 | 8962 | 124.61 | 71.92 | 13.55 | 0.93 | 5000 | 73.7
PT98V9ZV | Newtronics Developments Limited | Newtronics Developments | ND-FL50W50K-120 | Outdoor Luminaires | Mid Output | Architectural Flood and Spot Luminaires | Standard | FALSE | [9 empty] | 42746 |  |  | No |  | 3 | 6217.6 | 114.08 | 54.5 | 13.86 | 0.9055 | 5000 | 72.7
PTZ9R7RM | Newtronics Developments Limited | Newtronics Developments | ND-FL90W40K-120 | Outdoor Luminaires | High Output | Architectural Flood and Spot Luminaires | Standard | FALSE | [9 empty] | 42746 |  |  | No |  | 3 | 10581 | 116.26 | 91.01 | 13.81 | 0.947 | 4000 | 73.9
PTP3PA9E | Newtronics Developments Limited | Newtronics Developments | ND-FL70W40K-120 | Outdoor Luminaires | Mid Output | Architectural Flood and Spot Luminaires | Standard | FALSE | [9 empty] | 42746 |  |  | No |  | 3 | 8479 | 117.89 | 71.92 | 13.55 | 0.93 | 4000 | 73.7
PM8KCCPU | Newtronics Developments Limited | Newtronics Developments | ND-FL50W40K-120 | Outdoor Luminaires | Mid Output | Architectural Flood and Spot Luminaires | Standard | FALSE | [9 empty] | 42746 |  |  | No |  | 3 | 6572 | 120.58 | 54.5 | 13.86 | 0.9055 | 4000 | 72.7
PQWTF3DC | Newtronics Developments Limited | Newtronics Developments | ND-FL90W30K-120 | Outdoor Luminaires | High Output | Architectural Flood and Spot Luminaires | Standard | FALSE | [9 empty] | 42746 |  |  | No |  | 3 | 10581 | 116.26 | 91.01 | 13.81 | 0.947 | 3000 | 73.9
PAFNCE2B | Newtronics Developments Limited | Newtronics Developments | ND-FL70W30K-120 | Outdoor Luminaires | Mid Output | Architectural Flood and Spot Luminaires | Standard | FALSE | [9 empty] | 42746 |  |  | No |  | 3 | 8479 | 117.89 | 71.92 | 13.55 | 0.93 | 3000 | 73.7
PM7RZ8V7 | Newtronics Developments Limited | Newtronics Developments | ND-FL50W30K-120 | Outdoor Luminaires | Mid Output | Architectural Flood and Spot Luminaires | Standard | FALSE | [9 empty] | 42746 |  |  | No |  | 3 | 6217.6 | 114.08 | 54.5 | 13.86 | 0.9055 | 3000 | 72.7
P51TX2PW | DONGGUAN THAILIGHT SEMICONDUCTOR LIGHTING CO.LTD. | Thailight | TLFLI100[H]4YYZZ(PC) | Outdoor Luminaires | High Output | Architectural Flood and Spot Luminaires | Standard | TRUE | 11144 | 111.11 | 100.3 | 14.27 | 0.9658 | 4000 | 83.1 | 5 | 50000 | 42745 | Dimmable | Continuous Below 10 | No |  | 4.1 | 11078 | 110.45 | 100.3 | 14.27 | 0.97 | 4000 | 83.1
P1ZZETTS | DONGGUAN THAILIGHT SEMICONDUCTOR LIGHTING CO.LTD. | Thailight | TLFLI100[H]6YYZZ(PC) | Outdoor Luminaires | High Output | Architectural Flood and Spot Luminaires | Standard | TRUE | 12013 | 120.29 | 99.87 | 14.32 | 0.9651 | 5636 | 82.6 | 5 | 50000 | 42745 | Dimmable | Continuous Below 10 | No |  | 4.1 | 12329 | 131.68 | 99.87 | 14.32 | 0.97 | 5700 | 82.8
PBUXREQT | DONGGUAN THAILIGHT SEMICONDUCTOR LIGHTING CO.LTD. | Thailight | TLFLI150[H]6YYZZ(PC) | Outdoor Luminaires | High Output | Architectural Flood and Spot Luminaires | Standard | FALSE | [9 empty] | 42745 | Dimmable | Continuous Below 10 | No |  | 4.1 | 19104 | 132.21 | 144.5 | 9.45 | 0.95 | 5700 | 83.8
PMA82834 | DONGGUAN THAILIGHT SEMICONDUCTOR LIGHTING CO.LTD. | Thailight | TLFLI220[H]6YYZZ(PC) | Outdoor Luminaires | High Output | Architectural Flood and Spot Luminaires | Standard | FALSE | [9 empty] | 42745 | Dimmable | Continuous Below 10 | No |  | 4.1 | 29162 | 130.65 | 223.2 | 12.41 | 0.96 | 5700 | 83.5
PCSSBAB4 | DONGGUAN THAILIGHT SEMICONDUCTOR LIGHTING CO.LTD. | Thailight | TLFLI300[H]6SAZZ(PC) | Outdoor Luminaires | Very High Output | Architectural Flood and Spot Luminaires | Standard | FALSE | [9 empty] | 42745 | Dimmable | Continuous Below 10 | No |  | 4.1 | 36104 | 123.73 | 291.8 | 11.79 | 0.96 | 5700 | 83.5
P6S1SUC6 | DONGGUAN THAILIGHT SEMICONDUCTOR LIGHTING CO.LTD. | Thailight | TLFLI380[H]6YYZZ(PC) | Outdoor Luminaires | Very High Output | Architectural Flood and Spot Luminaires | Standard | FALSE | [9 empty] | 42745 | Dimmable | Continuous Below 10 | No |  | 4.1 | 46894 | 123.76 | 378.9 | 11.23 | 0.95 | 5700 | 83.5
PY8MK217 | DONGGUAN THAILIGHT SEMICONDUCTOR LIGHTING CO.LTD. | Thailight | TLFLI1206YYZZ(PC) | Outdoor Luminaires | High Output | Architectural Flood and Spot Luminaires | Standard | FALSE | [9 empty] | 42745 | Dimmable | Continuous Below 10 | No |  | 4.1 | 15872 | 128.94 | 123.1 | 13.68 | 0.95 | 5700 | 83
PWM4S2AE | DONGGUAN THAILIGHT SEMICONDUCTOR LIGHTING CO.LTD. | Thailight | TLFLI906YYZZ(PC) | Outdoor Luminaires | High Output | Architectural Flood and Spot Luminaires | Standard | FALSE | [9 empty] | 42745 | Dimmable | Continuous Below 10 | No |  | 4.1 | 12329 | 131.68 | 93.63 | 10.27 | 0.92 | 5700 | 82.8
PXG11D49 | DONGGUAN THAILIGHT SEMICONDUCTOR LIGHTING CO.LTD. | Thailight | TLFLI100[H]5YYZZ(PC) | Outdoor Luminaires | High Output | Architectural Flood and Spot Luminaires | Standard | FALSE | [9 empty] | 42745 | Dimmable | Continuous Below 10 | No |  | 4.1 | 11703.5 | 116.68 | 100.3 | 14.27 | 0.97 | 5000 | 83.1
PVZ31EZB | DONGGUAN THAILIGHT SEMICONDUCTOR LIGHTING CO.LTD. | Thailight | TLFLI905YYZZ(PC) | Outdoor Luminaires | High Output | Architectural Flood and Spot Luminaires | Standard | FALSE | [9 empty] | 42745 | Dimmable | Continuous Below 10 | No |  | 4.1 | 11825 | 127.77 | 92.55 | 10.34 | 0.92 | 5000 | 82.8
PQK8A69S | DONGGUAN THAILIGHT SEMICONDUCTOR LIGHTING CO.LTD. | Thailight | TLFLI300[H]5SAZZ(PC) | Outdoor Luminaires | Very High Output | Architectural Flood and Spot Luminaires | Standard | FALSE | [9 empty] | 42745 | Dimmable | Continuous Below 10 | No |  | 4.1 | 34863 | 118.62 | 293.9 | 11.74 | 0.96 | 5000 | 82.5
P2N423VV | DONGGUAN THAILIGHT SEMICONDUCTOR LIGHTING CO.LTD. | Thailight | TLFLI150[H]5YYZZ(PC) | Outdoor Luminaires | High Output | Architectural Flood and Spot Luminaires | Standard | FALSE | [9 empty] | 42745 | Dimmable | Continuous Below 10 | No |  | 4.1 | 18509 | 127.12 | 145.6 | 9.4 | 0.95 | 5000 | 82.5
P8N6VQPH | DONGGUAN THAILIGHT SEMICONDUCTOR LIGHTING CO.LTD. | Thailight | TLFLI220[H]5YYZZ(PC) | Outdoor Luminaires | High Output | Architectural Flood and Spot Luminaires | Standard | FALSE | [9 empty] | 42745 | Dimmable | Continuous Below 10 | No |  | 4.1 | 28040.5 | 126.59 | 221.5 | 12.45 | 0.96 | 5000 | 82.4
PB26K3BK | DONGGUAN THAILIGHT SEMICONDUCTOR LIGHTING CO.LTD. | Thailight | TLFLI380[H]5YYZZ(PC) | Outdoor Luminaires | Very High Output | Architectural Flood and Spot Luminaires | Standard | FALSE | [9 empty] | 42745 | Dimmable | Continuous Below 10 | No |  | 4.1 | 45129.5 | 119.36 | 378.1 | 11.29 | 0.95 | 5000 | 82.4
PE7A2B16 | DONGGUAN THAILIGHT SEMICONDUCTOR LIGHTING CO.LTD. | Thailight | TLFLI1205YYZZ(PC) | Outdoor Luminaires | High Output | Architectural Flood and Spot Luminaires | Standard | FALSE | [9 empty] | 42745 | Dimmable | Continuous Below 10 | No |  | 4.1 | 15258 | 124.76 | 122.3 | 10.34 | 0.95 | 5000 | 82.2
P2QR8CFM | DONGGUAN THAILIGHT SEMICONDUCTOR LIGHTING CO.LTD. | Thailight | TLFLI904YYZZ(PC) | Outdoor Luminaires | High Output | Architectural Flood and Spot Luminaires | Standard | FALSE | [9 empty] | 42745 | Dimmable | Continuous Below 10 | No |  | 4.1 | 11321 | 122.32 | 92.55 | 10.34 | 0.92 | 4000 | 82.8
P2TSZCHW | DONGGUAN THAILIGHT SEMICONDUCTOR LIGHTING CO.LTD. | Thailight | TLFLI300[H]4SAZZ(PC) | Outdoor Luminaires | Very High Output | Architectural Flood and Spot Luminaires | Standard | FALSE | [9 empty] | 42745 | Dimmable | Continuous Below 10 | No |  | 4.1 | 33622 | 114.4 | 293.9 | 11.74 | 0.96 | 4000 | 82.5
PJ19BDDB | DONGGUAN THAILIGHT SEMICONDUCTOR LIGHTING CO.LTD. | Thailight | TLFLI150[H]4YYZZ(PC) | Outdoor Luminaires | High Output | Architectural Flood and Spot Luminaires | Standard | FALSE | [9 empty] | 42745 | Dimmable | Continuous Below 10 | No |  | 4.1 | 17914 | 123.04 | 145.6 | 9.4 | 0.95 | 4000 | 82.5
P3XSVCDA | DONGGUAN THAILIGHT SEMICONDUCTOR LIGHTING CO.LTD. | Thailight | TLFLI220[H]4YYZZ(PC) | Outdoor Luminaires | High Output | Architectural Flood and Spot Luminaires | Standard | FALSE | [9 empty] | 42745 | Dimmable | Continuous Below 10 | No |  | 4.1 | 26919 | 121.53 | 221.5 | 12.45 | 0.96 | 4000 | 82.4
P1FFXGZ5 | DONGGUAN THAILIGHT SEMICONDUCTOR LIGHTING CO.LTD. | Thailight | TLFLI380[H]4YYZZ(PC) | Outdoor Luminaires | Very High Output | Architectural Flood and Spot Luminaires | Standard | FALSE | [9 empty] | 42745 | Dimmable | Continuous Below 10 | No |  | 4.1 | 43365 | 114.69 | 378.1 | 11.29 | 0.95 | 4000 | 82.4
PCDUYMHJ | DONGGUAN THAILIGHT SEMICONDUCTOR LIGHTING CO.LTD. | Thailight | TLFLI1204YYZZ(PC) | Outdoor Luminaires | High Output | Architectural Flood and Spot Luminaires | Standard | FALSE | [9 empty] | 42745 | Dimmable | Continuous Below 10 | No |  | 4.1 | 14644 | 119.74 | 122.3 | 13.72 | 0.95 | 4000 | 82.2
PFZHE8MB | P.Q.L. Inc. | Superior LifeÂ® | 83266 | Outdoor Luminaires | Low Output | Architectural Flood and Spot Luminaires | Standard | TRUE | 2693.3 | 95 | 28.35 | 12.84 | 0.967 | 2992 | 73.4 | 5 | 50000 | 42745 | Not Yet Verified | Not Yet Verified | NotYetVerified |  | 4.1 | 2700 | 90 | 30 | 20 | 0.9 | 3000 | 70
PRUK6TKT | P.Q.L. Inc. | Superior LifeÂ® | 83264 | Outdoor Luminaires | Low Output | Architectural Flood and Spot Luminaires | Standard | TRUE | 1373.2 | 93.41 | 14.7 | 10.05 | 0.959 | 2977 | 73.5 | 5 | 50000 | 42745 | Not Yet Verified | Not Yet Verified | NotYetVerified |  | 4.1 | 1370 | 91 | 15 | 20 | 0.9 | 3000 | 70
PSWYUSFA | P.Q.L. Inc. | Superior LifeÂ® | 83265 | Outdoor Luminaires | Low Output | Architectural Flood and Spot Luminaires | Standard | FALSE | [9 empty] | 42745 | Not Yet Verified | Not Yet Verified | NotYetVerified |  | 4.1 | 3000 | 100 | 30 | 20 | 0.9 | 4000 | 70
PMHYQ6FQ | P.Q.L. Inc. | Superior LifeÂ® | 83263 | Outdoor Luminaires | Low Output | Architectural Flood and Spot Luminaires | Standard | FALSE | [9 empty] | 42745 | Not Yet Verified | Not Yet Verified | NotYetVerified |  | 4.1 | 1500 | 100 | 15 | 20 | 0.9 | 4000 | 70
PXESAWXB | Mester LED Limited | MESTER | FR20W27V30KB[BDWSG]SFL | Outdoor Luminaires | Low Output | Architectural Flood and Spot Luminaires | Standard | TRUE | 2384.89 | 124.28 | 19.19 | 14.04 | 0.911 | 3018 | 71.8 | 5 | 50000 | 42745 | Not Dimmable | Not Dimmable | No |  | 4.1 | 2400 | 120 | 20 | 20 | 0.9 | 3000 | 70
PHQWX865 | Mester LED Limited | MESTER | FR20W27V50KB[BDWSG]SFL | Outdoor Luminaires | Low Output | Architectural Flood and Spot Luminaires | Standard | FALSE | [9 empty] | 42745 | Not Dimmable | Not Dimmable | No |  | 4.1 | 2500 | 125 | 20 | 20 | 0.9 | 5000 | 70
PSTRYU5Z | Mester LED Limited | MESTER | FR20W27V40KB[BDWSG]SFL | Outdoor Luminaires | Low Output | Architectural Flood and Spot Luminaires | Standard | FALSE | [9 empty] | 42745 | Not Dimmable | Not Dimmable | No |  | 4.1 | 2500 | 125 | 20 | 20 | 0.9 | 4000 | 70
PBSE9YQX | Mester LED Limited | MESTER | FR20W27V35KB[BDWSG]SFL | Outdoor Luminaires | Low Output | Architectural Flood and Spot Luminaires | Standard | FALSE | [9 empty] | 42745 | Not Dimmable | Not Dimmable | No |  | 4.1 | 2400 | 120 | 20 | 20 | 0.9 | 3500 | 70
P1D6AKDK | DONGGUAN THAILIGHT SEMICONDUCTOR LIGHTING CO.LTD. | Thailight | TLFLJ150H4YYZZ | Outdoor Luminaires | High Output | Architectural Flood and Spot Luminaires | Standard | TRUE | 16570 | 112.95 | 146.7 | 15.03 | 0.954 | 4062 | 82.1 | 5 | 50000 | 42745 | Dimmable | Continuous Below 10 | No |  | 4.1 | 16570 | 112.95 | 146.7 | 15.03 | 0.95 | 4000 | 82.1
PZMRNXYX | DONGGUAN THAILIGHT SEMICONDUCTOR LIGHTING CO.LTD. | Thailight | TLFLJ1504YYZZ | Outdoor Luminaires | High Output | Architectural Flood and Spot Luminaires | Standard | TRUE | 17029 | 111.37 | 152.9 | 12.57 | 0.9237 | 4051 | 82 | 5 | 50000 | 42745 | Dimmable | Continuous Below 10 | No |  | 4.1 | 17029 | 111.37 | 152.9 | 12.57 | 0.92 | 4000 | 82
PTDV48V6 | DONGGUAN THAILIGHT SEMICONDUCTOR LIGHTING CO.LTD. | Thailight | TLFLJ150H5YYZZ | Outdoor Luminaires | High Output | Architectural Flood and Spot Luminaires | Standard | FALSE | [9 empty] | 42745 | Dimmable | Continuous Below 10 | No |  | 4.1 | 17812 | 120.43 | 151.4 | 15.01 | 0.95 | 5000 | 82.9
P8HF1BF4 | DONGGUAN THAILIGHT SEMICONDUCTOR LIGHTING CO.LTD. | Thailight | TLFLJ1505YYZZ | Outdoor Luminaires | High Output | Architectural Flood and Spot Luminaires | Standard | FALSE | [9 empty] | 42745 | Dimmable | Continuous Below 10 | No |  | 4.1 | 17993 | 118.84 | 151.4 | 12.64 | 0.92 | 5000 | 82.8
PP77D4WK | DONGGUAN THAILIGHT SEMICONDUCTOR LIGHTING CO.LTD. | Thailight | TLFLF153YYZZ | Outdoor Luminaires | Low Output | Architectural Flood and Spot Luminaires | Standard | TRUE | 1570.2 | 102.83 | 15.27 | 19.63 | 0.9264 | 3104 | 83.3 | 5 | 50000 | 42744 | Not Dimmable | Not Dimmable | No |  | 4.1 | 1566.4 | 107.29 | 14.6 | 19.63 | 0.93 | 3000 | 83.3
PHYZEUDA | DONGGUAN THAILIGHT SEMICONDUCTOR LIGHTING CO.LTD. | Thailight | TLFLF2206YYZZ | Outdoor Luminaires | High Output | Architectural Flood and Spot Luminaires | Standard | FALSE | [9 empty] | 42744 | Dimmable | Continuous Below 10 | Yes |  | 3 | 27489 | 128.75 | 222.1 | 8.04 | 0.94 | 5700 | 83
PT5DQGWT | DONGGUAN THAILIGHT SEMICONDUCTOR LIGHTING CO.LTD. | Thailight | TLFLF1506YYZZ | Outdoor Luminaires | High Output | Architectural Flood and Spot Luminaires | Standard | FALSE | [9 empty] | 42744 | Dimmable | Continuous Below 10 | Yes |  | 3 | 19018 | 125.04 | 152.1 | 6.48 | 0.93 | 5700 | 83
PE8KBR76 | DONGGUAN THAILIGHT SEMICONDUCTOR LIGHTING CO.LTD. | Thailight | TLFLF1006YYZZ | Outdoor Luminaires | High Output | Architectural Flood and Spot Luminaires | Standard | FALSE | [9 empty] | 42744 | Dimmable | Continuous Below 10 | Yes |  | 3 | 12353 | 125.13 | 98.72 | 18.57 | 0.93 | 5700 | 82.8
PMQSJNMH | DONGGUAN THAILIGHT SEMICONDUCTOR LIGHTING CO.LTD. | Thailight | TLFLF3006YYZZ | Outdoor Luminaires | Very High Output | Architectural Flood and Spot Luminaires | Standard | FALSE | [9 empty] | 42744 | Dimmable | Continuous Below 10 | Yes |  | 3 | 38646 | 126.58 | 305.3 | 7.89 | 0.93 | 5700 | 82.8
P344K8SQ | DONGGUAN THAILIGHT SEMICONDUCTOR LIGHTING CO.LTD. | Thailight | TLFLF505YYZZ | Outdoor Luminaires | Mid Output | Architectural Flood and Spot Luminaires | Standard | FALSE | [9 empty] | 42744 | Not Dimmable | Not Dimmable | No |  | 3 | 6179 | 126.31 | 48.92 | 16.54 | 0.92 | 5000 | 82.6
PBRNZAMA | DONGGUAN THAILIGHT SEMICONDUCTOR LIGHTING CO.LTD. | Thailight | TLFLF155YYZZ | Outdoor Luminaires | Low Output | Architectural Flood and Spot Luminaires | Standard | TRUE | 1667 | 110.76 | 15.05 | 19.67 | 0.9279 | 4986 | 82.5 | 5 | 50000 | 42744 | Not Dimmable | Not Dimmable | No |  | 4.1 | 1663 | 115.57 | 14.39 | 19.67 | 0.93 | 5000 | 82.5
P2CKRDNU | DONGGUAN THAILIGHT SEMICONDUCTOR LIGHTING CO.LTD. | Thailight | TLFLF305YYZZ | Outdoor Luminaires | Low Output | Architectural Flood and Spot Luminaires | Standard | FALSE | [9 empty] | 42744 | Not Dimmable | Not Dimmable | No |  | 3 | 3718 | 125.52 | 29.62 | 17.07 | 0.92 | 5000 | 82.5
PTB59SBB | DONGGUAN THAILIGHT SEMICONDUCTOR LIGHTING CO.LTD. | Thailight | TLFLF2205YYZZ | Outdoor Luminaires | High Output | Architectural Flood and Spot Luminaires | Standard | FALSE | [9 empty] | 42744 | Dimmable | Continuous Below 10 | Yes |  | 3 | 26731 | 122 | 228.5 | 7.95 | 0.94 | 5000 | 83.5
PE9DX4SN | DONGGUAN THAILIGHT SEMICONDUCTOR LIGHTING CO.LTD. | Thailight | TLFLF220H5YYZZ | Outdoor Luminaires | High Output | Architectural Flood and Spot Luminaires | Standard | FALSE | [9 empty] | 42744 | Dimmable | Continuous Below 10 | No |  | 4.1 | 27943 | 127.07 | 219.9 | 11.24 | 0.96 | 5000 | 83.2
PXJKMN18 | DONGGUAN THAILIGHT SEMICONDUCTOR LIGHTING CO.LTD. | Thailight | TLFLF300H5YYZZ | Outdoor Luminaires | Very High Output | Architectural Flood and Spot Luminaires | Standard | FALSE | [9 empty] | 42744 | Dimmable | Continuous Below 10 | NotYetVerified |  | 4.1 | 36728 | 127.84 | 287.3 | 10.38 | 0.96 | 5000 | 83
PHSFE6ET | DONGGUAN THAILIGHT SEMICONDUCTOR LIGHTING CO.LTD. | Thailight | TLFLF100H5YYZZ | Outdoor Luminaires | High Output | Architectural Flood and Spot Luminaires | Standard | FALSE | [9 empty] | 42744 | Dimmable | Continuous Below 10 | NotYetVerified |  | 4.1 | 12507 | 125.23 | 99.87 | 13.55 | 0.96 | 5000 | 82.9
PGH2H88E | DONGGUAN THAILIGHT SEMICONDUCTOR LIGHTING CO.LTD. | Thailight | TLFLF1005YYZZ | Outdoor Luminaires | High Output | Architectural Flood and Spot Luminaires | Standard | FALSE | [9 empty] | 42744 | Dimmable | Continuous Below 10 | Yes |  | 3 | 12353 | 125 | 98.72 | 18.57 | 0.93 | 5000 | 82.8
PVC2DMEX | DONGGUAN THAILIGHT SEMICONDUCTOR LIGHTING CO.LTD. | Thailight | TLFLF150H5YYZZ | Outdoor Luminaires | High Output | Architectural Flood and Spot Luminaires | Standard | FALSE | [9 empty] | 42744 | Dimmable | Continuous Below 10 | NotYetVerified |  | 4.1 | 18167 | 124.26 | 146.2 | 9.11 | 0.96 | 5000 | 82.7
PAGS1EV7 | DONGGUAN THAILIGHT SEMICONDUCTOR LIGHTING CO.LTD. | Thailight | TLFLF3005YYZZ | Outdoor Luminaires | Very High Output | Architectural Flood and Spot Luminaires | Standard | FALSE | [9 empty] | 42744 | Dimmable | Continuous Below 10 | Yes |  | 3 | 38122 | 124 | 306.4 | 7.85 | 0.93 | 5000 | 82.4
P2WN7E5D | DONGGUAN THAILIGHT SEMICONDUCTOR LIGHTING CO.LTD. | Thailight | TLFLF1505YYZZ | Outdoor Luminaires | High Output | Architectural Flood and Spot Luminaires | Standard | FALSE | [9 empty] | 42744 | Dimmable | Continuous Below 10 | Yes |  | 3 | 18752 | 123 | 152.65 | 6.41 | 0.93 | 5000 | 82.3
PXZ596AS | DONGGUAN THAILIGHT SEMICONDUCTOR LIGHTING CO.LTD. | Thailight | TLFLF805YYZZ | Outdoor Luminaires | Mid Output | Architectural Flood and Spot Luminaires | Standard | FALSE | [9 empty] | 42744 | Dimmable | Continuous Below 10 | Yes |  | 3 | 10342 | 130.81 | 79.06 | 16.07 | 0.99 | 5000 | 82.2
P2JSYHQW | DONGGUAN THAILIGHT SEMICONDUCTOR LIGHTING CO.LTD. | Thailight | TLFLF504YYZZ | Outdoor Luminaires | Mid Output | Architectural Flood and Spot Luminaires | Standard | FALSE | [9 empty] | 42744 | Not Dimmable | Not Dimmable | No |  | 3 | 6031 | 122.45 | 49.25 | 16.46 | 0.92 | 4000 | 84
PYY8T496 | DONGGUAN THAILIGHT SEMICONDUCTOR LIGHTING CO.LTD. | Thailight | TLFLF154YYZZ | Outdoor Luminaires | Low Output | Architectural Flood and Spot Luminaires | Standard | FALSE | [9 empty] | 42744 | Not Dimmable | Not Dimmable | No |  | 3 | 1615 | 111.4 | 14.5 | 19.63 | 0.93 | 4000 | 83.3
PHASB4KZ | DONGGUAN THAILIGHT SEMICONDUCTOR LIGHTING CO.LTD. | Thailight | TLFLF304YYZZ | Outdoor Luminaires | Low Output | Architectural Flood and Spot Luminaires | Standard | FALSE | [9 empty] | 42744 | Not Dimmable | Not Dimmable | No |  | 3 | 3586 | 121.16 | 29.6 | 17.11 | 0.92 | 4000 | 83.1
PPBJ79RX | DONGGUAN THAILIGHT SEMICONDUCTOR LIGHTING CO.LTD. | Thailight | TLFLF804YYZZ | Outdoor Luminaires | Mid Output | Architectural Flood and Spot Luminaires | Standard | FALSE | [9 empty] | 42744 | Dimmable | Continuous Below 10 | Yes |  | 3 | 10033 | 126 | 79.47 | 16.02 | 0.95 | 4000 | 82.7
PYPRPH3H | DONGGUAN THAILIGHT SEMICONDUCTOR LIGHTING CO.LTD. | Thailight | TLFLF3004YYZZ | Outdoor Luminaires | Very High Output | Architectural Flood and Spot Luminaires | Standard | FALSE | [9 empty] | 42744 | Dimmable | Continuous Below 10 | Yes |  | 3 | 37597 | 122.27 | 307.5 | 7.85 | 0.93 | 4000 | 82.4
P3PEMTEU | DONGGUAN THAILIGHT SEMICONDUCTOR LIGHTING CO.LTD. | Thailight | TLFLF1504YYZZ | Outdoor Luminaires | High Output | Architectural Flood and Spot Luminaires | Standard | FALSE | [9 empty] | 42744 | Dimmable | Continuous Below 10 | Yes |  | 3 | 18486 | 120.67 | 153.2 | 6.41 | 0.93 | 4000 | 82.3
PA6R5VTN | DONGGUAN THAILIGHT SEMICONDUCTOR LIGHTING CO.LTD. | Thailight | TLFLF1004YYZZ | Outdoor Luminaires | High Output | Architectural Flood and Spot Luminaires | Standard | FALSE | [9 empty] | 42744 | Dimmable | Continuous Below 10 | Yes |  | 3 | 12105 | 121.06 | 99.99 | 18.53 | 0.93 | 4000 | 82.2
PNB5K76W | DONGGUAN THAILIGHT SEMICONDUCTOR LIGHTING CO.LTD. | Thailight | TLFLF300H4YYZZ | Outdoor Luminaires | Very High Output | Architectural Flood and Spot Luminaires | Standard | FALSE | [9 empty] | 42744 | Dimmable | Continuous Below 10 | NotYetVerified |  | 4.1 | 36235 | 125.77 | 288.1 | 10.35 | 0.96 | 4000 | 82.2
PSEP3DME | DONGGUAN THAILIGHT SEMICONDUCTOR LIGHTING CO.LTD. | Thailight | TLFLF150H4YYZZ | Outdoor Luminaires | High Output | Architectural Flood and Spot Luminaires | Standard | FALSE | [9 empty] | 42744 | Dimmable | Continuous Below 10 | NotYetVerified |  | 4.1 | 17972 | 122.18 | 147.1 | 9.06 | 0.96 | 4000 | 82.2
P29NW6C9 | DONGGUAN THAILIGHT SEMICONDUCTOR LIGHTING CO.LTD. | Thailight | TLFLF100H4YYZZ | Outdoor Luminaires | High Output | Architectural Flood and Spot Luminaires | Standard | FALSE | [9 empty] | 42744 | Dimmable | Continuous Below 10 | NotYetVerified |  | 4.1 | 12354 | 123.42 | 100.1 | 13.49 | 0.96 | 4000 | 82.1
P2BCRGGX | DONGGUAN THAILIGHT SEMICONDUCTOR LIGHTING CO.LTD. | Thailight | TLFLF220H4YYZZ | Outdoor Luminaires | High Output | Architectural Flood and Spot Luminaires | Standard | FALSE | [9 empty] | 42744 | Dimmable | Continuous Below 10 | No |  | 4.1 | 27582 | 124.98 | 220.7 | 11.2 | 0.96 | 4000 | 82.1
PVF183N1 | DONGGUAN THAILIGHT SEMICONDUCTOR LIGHTING CO.LTD. | Thailight | TLFLF2204YYZZ | Outdoor Luminaires | High Output | Architectural Flood and Spot Luminaires | Standard | FALSE | [9 empty] | 42744 | Dimmable | Continuous Below 10 | Yes |  | 3 | 26219 | 117.21 | 231.4 | 7.82 | 0.95 | 4000 | 82
PESPRU23 | DONGGUAN THAILIGHT SEMICONDUCTOR LIGHTING CO.LTD. | Thailight | TLFLF503YYZZ | Outdoor Luminaires | Mid Output | Architectural Flood and Spot Luminaires | Standard | FALSE | [9 empty] | 42744 | Not Dimmable | Not Dimmable | No |  | 3 | 5882.2 | 118.64 | 49.58 | 16.46 | 0.92 | 3000 | 84
P3EDKUY4 | DONGGUAN THAILIGHT SEMICONDUCTOR LIGHTING CO.LTD. | Thailight | TLFLF303YYZZ | Outdoor Luminaires | Low Output | Architectural Flood and Spot Luminaires | Standard | FALSE | [9 empty] | 42744 | Not Dimmable | Not Dimmable | No |  | 3 | 3453.2 | 116.78 | 29.57 | 17.11 | 0.92 | 3000 | 83.1
PXSSAZGK | DONGGUAN THAILIGHT SEMICONDUCTOR LIGHTING CO.LTD. | Thailight | TLFLF803YYZZ | Outdoor Luminaires | Mid Output | Architectural Flood and Spot Luminaires | Standard | FALSE | [9 empty] | 42744 | Dimmable | Continuous Below 10 | Yes |  | 3 | 9724.9 | 121.74 | 79.88 | 16.02 | 0.95 | 3000 | 82.7
PPGC2247 | Eiko Global LLC | EIKO | AFL-5C-W-U-4K | Outdoor Luminaires | High Output | Architectural Flood and Spot Luminaires | Standard | TRUE | 25348 | 130 | 194.71 | 13 | 1 | 4055 | 72 | 5 | 50000 | 42740 | Not Dimmable | Not Dimmable | Yes |  | 4 | 25348 | 130 | 194.71 | 5 | 1 | 4055 | 72
PE199AYA | Eiko Global LLC | EIKO | AFL-5C-W-U | Outdoor Luminaires | High Output | Architectural Flood and Spot Luminaires | Standard | FALSE | [9 empty] | 42740 | Not Dimmable | Not Dimmable | Yes |  | 4 | 25348 | 130 | 194.71 | 5 | 1 | 5244 | 76
PGQZQU48 | Renesola Zhejiang Ltd | Renesola | RFL150M0104 | Outdoor Luminaires | High Output | Architectural Flood and Spot Luminaires | Standard | TRUE | 20867 | 138.93 | 150.2 | 13.45 | 0.9273 | 4062 | 74.3 | 5 | 50000 | 42740 | Not Dimmable | Not Dimmable | No |  | 3.1 | 20867 | 138.93 | 150.2 | 13.45 | 0.9273 | 4000 | 74.3
P42SMXJZ | Renesola Zhejiang Ltd | Renesola | RFL150M0101 | Outdoor Luminaires | High Output | Architectural Flood and Spot Luminaires | Standard | FALSE | [9 empty] | 42740 | Not Dimmable | Not Dimmable | No |  | 3.1 | 21264 | 140.26 | 151.6 | 13.63 | 0.9261 | 5700 | 75.9
PAG2QWRF | Renesola Zhejiang Ltd | Renesola | RFL150M0102 | Outdoor Luminaires | High Output | Architectural Flood and Spot Luminaires | Standard | FALSE | [9 empty] | 42740 | Not Dimmable | Not Dimmable | NotYetVerified |  | 3.1 | 21066 | 139.6 | 150.9 | 13.45 | 0.9273 | 5000 | 74.3
PBC2RJK9 | Ascent Battery SupplyLLC | WERKER | FIX12206 | Outdoor Luminaires | Mid Output | Architectural Flood and Spot Luminaires | Standard | TRUE | 5385.4 | 113.93 | 47.27 | 16.55 | 0.948 | 3889 | 74 | 5 | 50000 | 42740 | Not Dimmable | Not Dimmable | No | Product updated on 8/31/16 | 4 | 5300 | 118 | 45 | 20 | 0.9 | 4000 | 70
PMJZ2XCN | Ascent Battery SupplyLLC | WERKER | FIX12205 | Outdoor Luminaires | Low Output | Architectural Flood and Spot Luminaires | Standard | TRUE | 3508.5 | 98.27 | 35.7 | 16.67 | 0.9283 | 3837 | 76.2 | 5 | 50000 | 42740 | Not Dimmable | Not Dimmable | No |  | 4 | 3500 | 100 | 35 | 16.67 | 0.9 | 4000 | 70
PG2GJCDW | Ascent Battery SupplyLLC | WERKER | FIX12207 | Outdoor Luminaires | Mid Output | Architectural Flood and Spot Luminaires | Standard | TRUE | 8821.9 | 125.24 | 70.44 | 16.87 | 0.9207 | 3897 | 73.9 | 5 | 50000 | 42740 | Not Dimmable | Not Dimmable | NotYetVerified | Product updated on 8/31/16 | 4 | 8800 | 129 | 70 | 20 | 0.9 | 4000 | 70
PHJJ7VXD | Ascent Battery SupplyLLC | WERKER | FIX11965 | Outdoor Luminaires | Mid Output | Architectural Flood and Spot Luminaires | Standard | FALSE | [9 empty] | 42740 | Not Dimmable | Not Dimmable | NotYetVerified | Product updated on 8/31/16 | 4 | 8900 | 129 | 70 | 20 | 0.9 | 5000 | 70
PNWW9W4K | Ascent Battery SupplyLLC | WERKER | FIX11962 | Outdoor Luminaires | Mid Output | Architectural Flood and Spot Luminaires | Standard | FALSE | [9 empty] | 42740 | Not Dimmable | Not Dimmable | No | Product updated on 8/31/16 | 4 | 5300 | 118 | 45 | 20 | 0.9 | 5000 | 70
PTZ35D3T | Ascent Battery SupplyLLC | WERKER | FIX11964 | Outdoor Luminaires | Low Output | Architectural Flood and Spot Luminaires | Standard | FALSE | [9 empty] | 42740 | Not Dimmable | Not Dimmable | No |  | 4 | 3600 | 103 | 35 | 16.67 | 0.9 | 5000 | 70
PET3KV69 | HuBei Botanica Lighting Co;Ltd | botanica | BLT-FLB-480-50-N | Outdoor Luminaires | Very High Output | Architectural Flood and Spot Luminaires | Standard | TRUE | 54027 | 108.74 | 496.84 | 9.703 | 0.9327 | 4790.6 | 70.3 | 5 | 50000 | 42740 | Not Dimmable | Not Dimmable | No |  | 4 | 58300 | 117 | 480 | 20 | 0.9 | 5000 | 70
P9NQKMKZ | HuBei Botanica Lighting Co;Ltd | botanica | BLT-FLA-240-50-N | Outdoor Luminaires | High Output | Architectural Flood and Spot Luminaires | Standard | TRUE | 27442 | 108.63 | 252.62 | 7.882 | 0.9308 | 4795.1 | 70.4 | 5 | 50000 | 42740 | Not Dimmable | Not Dimmable | No |  | 4 | 29600 | 117 | 240 | 20 | 0.9 | 5000 | 70
PSD5VF55 | HuBei Botanica Lighting Co;Ltd | botanica | BLT-FLB-480-50-D | Outdoor Luminaires | Very High Output | Architectural Flood and Spot Luminaires | Standard | FALSE | [9 empty] | 42740 | Dimmable | Continuous Below 10 | No |  | 4 | 58300 | 117 | 480 | 20 | 0.9 | 5000 | 70
PV2QBVZ5 | HuBei Botanica Lighting Co;Ltd | botanica | BLT-FLA-240-50-D | Outdoor Luminaires | High Output | Architectural Flood and Spot Luminaires | Standard | FALSE | [9 empty] | 42740 | Dimmable | Continuous Below 10 | No |  | 4 | 29600 | 117 | 240 | 20 | 0.9 | 5000 | 70
PM9TM5BW | Luxlogic Lighting | LUXLOGIC | HBFL-Y-200-6X3-50K-70-347-GR-G | Outdoor Luminaires | High Output | Architectural Flood and Spot Luminaires | Standard | TRUE | 24612.6 | 119.21 | 206.5 | 18.5 | 0.897 | 5588 | 75.5 | 5 | 50000 | 42739 | Dimmable | Continuous Below 10 | No |  | 4.1 | 24612.6 | 119.21 | 206.5 | 18.5 | 0.9 | 5588 | 75.5
P1VPKVS5 | DONGGUAN THAILIGHT SEMICONDUCTOR LIGHTING CO.LTD. | Thailight | TLFLG243YYZZ-30 | Outdoor Luminaires | Low Output | Architectural Flood and Spot Luminaires | Standard | TRUE | 2496.4 | 109.93 | 22.71 | 11.31 | 0.9039 | 3070 | 83.3 | 5 | 50000 | 42739 | Not Dimmable | Not Dimmable | No |  | 4.1 | 2593.9 | 113.22 | 22.91 | 11.31 | 0.9 | 3000 | 83.3
PSHK48HC | DONGGUAN THAILIGHT SEMICONDUCTOR LIGHTING CO.LTD. | Thailight | TLFLG245YYZZ-30 | Outdoor Luminaires | Low Output | Architectural Flood and Spot Luminaires | Standard | FALSE | [9 empty] | 42739 | Not Dimmable | Not Dimmable | No |  | 4.1 | 2752 | 121.29 | 22.69 | 11.38 | 0.9 | 5000 | 82.7
P88WTYC2 | DONGGUAN THAILIGHT SEMICONDUCTOR LIGHTING CO.LTD. | Thailight | TLFLG244YYZZ-30 | Outdoor Luminaires | Low Output | Architectural Flood and Spot Luminaires | Standard | FALSE | [9 empty] | 42739 | Not Dimmable | Not Dimmable | No |  | 4.1 | 2672.95 | 117.23 | 22.8 | 11.31 | 0.9 | 4000 | 83.3
PGMK4ZMT | Joint Lighting Inc. | Joint Lighting | JNT30-ALB300B-50K-2-U-Z | Outdoor Luminaires | Very High Output | Architectural Flood and Spot Luminaires | Standard | TRUE | 36851 | 120 | 307.1 | 11.6 | 0.9605 | 5103 | 82.7 | 5 | 50000 | 42739 | Dimmable | Continuous Above 10 | No |  | 4.1 | 36851 | 120 | 307.1 | 11.6 | 0.96 | 5000 | 82.7
P64R9W15 | Shat-R-Shield | Shat-R-Shield Inc. | 045HY50-FL-FR-VL-X-XX-XX-01 | Outdoor Luminaires | Mid Output | Architectural Flood and Spot Luminaires | Standard | TRUE | 5080 | 111.2 | 45.7 | 23.5 | 0.894 | 4936 | 71 | 5 |  | 42738 |  |  | No |  | 4.1 | 5080 | 111.16 | 45.7 | 12 | 0.99 | 4936 | 71
P7Z2BUEY | Shat-R-Shield | Shat-R-Shield Inc. | 090HY50-FL-FR-VL-X-XX-XX-01 | Outdoor Luminaires | High Output | Architectural Flood and Spot Luminaires | Standard | TRUE | 10129 | 110.7 | 91.5 | 23.8 | 0.892 | 4972 | 72 | 5 |  | 42738 |  |  | No |  | 4.1 | 10129 | 110.46 | 91.7 | 12.9 | 0.98 | 4972 | 72
P3VVGSCC | RC Lighting | RC Lighting | PIP45Y/D10 [BLANK /PCU] RCL | Outdoor Luminaires | Mid Output | Architectural Flood and Spot Luminaires | Premium | TRUE | 6320 | 128.2 | 49.3 | 14.6 | 0.939 | 3039 | 71 | 5 |  | 42734 | Dimmable | Continuous Below 10 | Yes |  | 4.1 | 6320 | 128.2 | 49.3 | 11 | 0.99 | 3039 | 71
PPXKFZRA | RC Lighting | RC Lighting | PIP45/D10 [BLANK /PCU] RCL | Outdoor Luminaires | Mid Output | Architectural Flood and Spot Luminaires | Premium | FALSE | [9 empty] | 42734 | Dimmable | Continuous Below 10 | Yes |  | 4.1 | 6387 | 129.3 | 49.4 | 11.5 | 0.99 | 5051 | 78
PWQGFE8K | RC Lighting | RC Lighting | PIP45N/D10 [BLANK /PCU] RCL | Outdoor Luminaires | Mid Output | Architectural Flood and Spot Luminaires | Premium | FALSE | [9 empty] | 42734 | Dimmable | Continuous Below 10 | Yes |  | 4.1 | 6181 | 125.6 | 49.2 | 11 | 0.99 | 4062 | 75
PGAPAG2Q | DONGGUAN THAILIGHT SEMICONDUCTOR LIGHTING CO.LTD. | Thailight | TLFLJ303YYZZ | Outdoor Luminaires | Low Output | Architectural Flood and Spot Luminaires | Standard | TRUE | 3131.5 | 109.15 | 28.69 | 11.39 | 0.9013 | 3069 | 83.3 | 5 | 50000 | 42734 | Not Dimmable | Not Dimmable | No |  | 4.1 | 3228.7 | 111.57 | 28.94 | 11.39 | 0.9 | 3000 | 83.3
P6ATWDXW | DONGGUAN THAILIGHT SEMICONDUCTOR LIGHTING CO.LTD. | Thailight | TLFLJ503YYZZ | Outdoor Luminaires | Mid Output | Architectural Flood and Spot Luminaires | Standard | TRUE | 5411.2 | 109.96 | 49.21 | 16.04 | 0.9001 | 3120 | 83.8 | 5 | 50000 | 42734 | Not Dimmable | Not Dimmable | No |  | 4.1 | 5638.4 | 110.62 | 50.97 | 16.04 | 0.9 | 3000 | 83.8
PSZJM32W | DONGGUAN THAILIGHT SEMICONDUCTOR LIGHTING CO.LTD. | Thailight | TLFLJ505YYZZ | Outdoor Luminaires | Mid Output | Architectural Flood and Spot Luminaires | Standard | FALSE | [9 empty] | 42734 | Not Dimmable | Not Dimmable | No |  | 4.1 | 6103 | 120.54 | 50.63 | 16.09 | 0.9 | 5000 | 82.7
PJXCD5YW | DONGGUAN THAILIGHT SEMICONDUCTOR LIGHTING CO.LTD. | Thailight | TLFLJ305YYZZ | Outdoor Luminaires | Low Output | Architectural Flood and Spot Luminaires | Standard | FALSE | [9 empty] | 42734 | Not Dimmable | Not Dimmable | No |  | 4.1 | 3538 | 121.04 | 29.23 | 11.35 | 0.9 | 5000 | 82.5
P9GXAT6Y | DONGGUAN THAILIGHT SEMICONDUCTOR LIGHTING CO.LTD. | Thailight | TLFLJ504YYZZ | Outdoor Luminaires | Mid Output | Architectural Flood and Spot Luminaires | Standard | FALSE | [9 empty] | 42734 | Not Dimmable | Not Dimmable | No |  | 4.1 | 5870.7 | 115.18 | 50.97 | 16.04 | 0.9 | 4000 | 83.8
PF75DNM2 | DONGGUAN THAILIGHT SEMICONDUCTOR LIGHTING CO.LTD. | Thailight | TLFLJ304YYZZ | Outdoor Luminaires | Low Output | Architectural Flood and Spot Luminaires | Standard | FALSE | [9 empty] | 42734 | Not Dimmable | Not Dimmable | No |  | 4.1 | 3383.35 | 116.91 | 28.94 | 11.39 | 0.9 | 4000 | 83.3
PYNNGPDR | Grandlite International Corp | Grandlite International | FLL-560-L3B-150W-4K | Outdoor Luminaires | High Output | Architectural Flood and Spot Luminaires | Premium | TRUE | 17124 | 120.44 | 142.2 | 12.44 | 0.9347 | 3894 | 73.2 | 5 | 50000 | 42734 | Not Dimmable | Not Dimmable | Yes |  | 4.1 | 17124 | 120.44 | 142.2 | 9.38 | 0.99 | 3894 | 73.2
P8C7GP8V | Grandlite International Corp | Grandlite International | FLL-560-L3B-150W-5K | Outdoor Luminaires | High Output | Architectural Flood and Spot Luminaires | Premium | FALSE | [9 empty] | 42734 | Not Dimmable | Not Dimmable | Yes |  | 4.1 | 17443 | 121.31 | 143.8 | 9.38 | 0.99 | 4949 | 73.6
P698NCGK | Hyperikon Inc. | Hyperikon | HyperFL-200W-302 | Outdoor Luminaires | High Output | Architectural Flood and Spot Luminaires | Standard | TRUE | 18313 | 97.2 | 188.4 | 8.5 | 0.9104 | 3085 | 81.5 | 5 | 50000 | 42734 | Not Dimmable | Not Dimmable | No |  | 4.1 | 18786 | 97.89 | 191.9 | 8.5 | 0.91 | 3000 | 81.5
P1182AFQ | Hyperikon Inc. | Hyperikon | HyperFL-150W-302 | Outdoor Luminaires | High Output | Architectural Flood and Spot Luminaires | Standard | TRUE | 14089 | 103.52 | 136.1 | 12.46 | 0.9086 | 2990 | 80.5 | 5 | 50000 | 42734 | Not Dimmable | Not Dimmable | No |  | 4 | 14376 | 104.17 | 138 | 12.46 | 0.91 | 3000 | 80.5
PZK6RNW9 | Hyperikon Inc. | Hyperikon | HyperFL-100W-302 | Outdoor Luminaires | High Output | Architectural Flood and Spot Luminaires | Standard | TRUE | 9627.5 | 106.03 | 90.8 | 13.25 | 0.9066 | 2999 | 81.2 | 5 | 50000 | 42734 | Not Dimmable | Not Dimmable | No |  | 4 | 9827 | 107.28 | 91.6 | 13.25 | 0.91 | 3000 | 81.2
PQ523JU5 | Hyperikon Inc. | Hyperikon | HyperFL-200W-572 | Outdoor Luminaires | High Output | Architectural Flood and Spot Luminaires | Standard | FALSE | [9 empty] | 42734 | Not Dimmable | Not Dimmable | No |  | 4.1 | 19674 | 102.31 | 192.3 | 9.04 | 0.91 | 5700 | 81.7
P5985ZMZ | Hyperikon Inc. | Hyperikon | HyperFL-150W-572 | Outdoor Luminaires | High Output | Architectural Flood and Spot Luminaires | Standard | FALSE | [9 empty] | 42734 | Not Dimmable | Not Dimmable | No |  | 4 | 15228 | 108.54 | 140.3 | 13.08 | 0.91 | 5700 | 80.5
P9Q7SAT3 | Hyperikon Inc. | Hyperikon | HyperFL-100W-572 | Outdoor Luminaires | High Output | Architectural Flood and Spot Luminaires | Standard | FALSE | [9 empty] | 42734 | Not Dimmable | Not Dimmable | No |  | 4 | 10180 | 110.15 | 92.42 | 13.96 | 0.91 | 5700 | 80.1
P25VPBHN | Hyperikon Inc. | Hyperikon | HyperFL-200W-502 | Outdoor Luminaires | High Output | Architectural Flood and Spot Luminaires | Standard | FALSE | [9 empty] | 42734 | Not Dimmable | Not Dimmable | No |  | 4.1 | 19496.4 | 101.49 | 192.1 | 8.5 | 0.91 | 5000 | 81.5
PNBEG2F8 | Hyperikon Inc. | Hyperikon | HyperFL-100W-502 | Outdoor Luminaires | High Output | Architectural Flood and Spot Luminaires | Standard | FALSE | [9 empty] | 42734 | Not Dimmable | Not Dimmable | No |  | 4 | 10109.4 | 109.88 | 92 | 13.25 | 0.91 | 5000 | 81.2
PX9B1GJH | Hyperikon Inc. | Hyperikon | HyperFL-150W-502 | Outdoor Luminaires | High Output | Architectural Flood and Spot Luminaires | Standard | FALSE | [9 empty] | 42734 | Not Dimmable | Not Dimmable | No |  | 4 | 15057.6 | 108.17 | 139.2 | 12.46 | 0.91 | 5000 | 80.5
PMTXQB3G | Hyperikon Inc. | Hyperikon | HyperFL-200W-402 | Outdoor Luminaires | High Output | Architectural Flood and Spot Luminaires | Standard | FALSE | [9 empty] | 42734 | Not Dimmable | Not Dimmable | No |  | 4.1 | 19141.2 | 99.64 | 192.1 | 8.5 | 0.91 | 4000 | 81.5
PBCSPQGG | Hyperikon Inc. | Hyperikon | HyperFL-100W-402 | Outdoor Luminaires | High Output | Architectural Flood and Spot Luminaires | Standard | FALSE | [9 empty] | 42734 | Not Dimmable | Not Dimmable | No |  | 4 | 9968.2 | 108.35 | 92 | 13.25 | 0.91 | 4000 | 81.2
PFKJWPDZ | Hyperikon Inc. | Hyperikon | HyperFL-150W-402 | Outdoor Luminaires | High Output | Architectural Flood and Spot Luminaires | Standard | FALSE | [9 empty] | 42734 | Not Dimmable | Not Dimmable | No |  | 4 | 14716.8 | 105.72 | 139.2 | 12.46 | 0.91 | 4000 | 80.5
PV3965MZ | SKYLER LED Lighting | SKYLER | SKT-MT-FL-110-4K | Outdoor Luminaires | High Output | Architectural Flood and Spot Luminaires | Standard | TRUE | 11958 | 111.34 | 107.4 | 9.64 | 0.961 | 3894 | 73.6 | 5 |  | 42734 | Dimmable | Continuous Below 10 | Yes |  | 4 | 11800 | 107 | 110 | 10 | 0.9 | 4000 | 70
PVJN1CEG | SKYLER LED Lighting | SKYLER | SKT-MT-FL-200-4K | Outdoor Luminaires | High Output | Architectural Flood and Spot Luminaires | Premium | TRUE | 23430 | 117.38 | 199.6 | 10.23 | 0.9578 | 3813 | 74.5 | 5 |  | 42734 | Dimmable | Continuous Below 10 | Yes |  | 4 | 23400 | 117 | 200 | 10 | 0.9 | 4000 | 72
PG7J7WNZ | SKYLER LED Lighting | SKYLER | SKT-MT-FL-45-4K | Outdoor Luminaires | Mid Output | Architectural Flood and Spot Luminaires | Standard | TRUE | 5385.4 | 113.93 | 47.27 | 16.55 | 0.948 | 3889 | 74 | 5 | 50000 | 42734 | Not Dimmable | Not Dimmable | No | Product updated on 8/31/16 | 4 | 5300 | 118 | 45 | 20 | 0.9 | 4000 | 70
P1Y73V62 | SKYLER LED Lighting | SKYLER | SKT-MT-FL-90-4K | Outdoor Luminaires | High Output | Architectural Flood and Spot Luminaires | Standard | TRUE | 10548 | 114.35 | 92.24 | 17.7 | 0.9408 | 3907 | 73.4 | 5 | 50000 | 42734 | Not Dimmable | Not Dimmable | NotYetVerified | Product updated on 8/31/16 | 4 | 10500 | 118 | 90 | 20 | 0.9 | 4000 | 70
PWPGYPBT | SKYLER LED Lighting | SKYLER | SKT-MT-FL-35-4K | Outdoor Luminaires | Low Output | Architectural Flood and Spot Luminaires | Standard | TRUE | 3508.5 | 98.27 | 35.7 | 16.67 | 0.9283 | 3837 | 76.2 | 5 | 50000 | 42734 | Not Dimmable | Not Dimmable | No |  | 4 | 3500 | 100 | 35 | 16.67 | 0.9 | 4000 | 70
PJE3C4CX | SKYLER LED Lighting | SKYLER | SKT-MT-FL-140-4K | Outdoor Luminaires | High Output | Architectural Flood and Spot Luminaires | Premium | TRUE | 16401 | 117.37 | 139.7 | 19.28 | 0.9218 | 3923 | 73.9 | 5 | 50000 | 42734 | Not Dimmable | Not Dimmable | Yes |  | 4 | 16400 | 117 | 140 | 20 | 0.9 | 4000 | 72
P225BG5B | SKYLER LED Lighting | SKYLER | SKT-MT-FL-65-4K | Outdoor Luminaires | Mid Output | Architectural Flood and Spot Luminaires | Standard | TRUE | 7420.9 | 110.84 | 66.95 | 12.76 | 0.9212 | 3858 | 73.3 | 5 | 50000 | 42734 | Not Dimmable | Not Dimmable | Yes |  | 4 | 7300 | 112 | 65 | 20 | 0.9 | 4000 | 70
P7TDY4W9 | SKYLER LED Lighting | SKYLER | SKT-MT-FL-70-4K | Outdoor Luminaires | Mid Output | Architectural Flood and Spot Luminaires | Standard | TRUE | 8821.9 | 125.24 | 70.44 | 16.87 | 0.9207 | 3897 | 73.9 | 5 | 50000 | 42734 | Not Dimmable | Not Dimmable | NotYetVerified | Product updated on 8/31/16 | 4 | 8800 | 129 | 70 | 20 | 0.9 | 4000 | 70
PYUDDVWA | SKYLER LED Lighting | SKYLER | SKT-MT-FL-140-5K | Outdoor Luminaires | High Output | Architectural Flood and Spot Luminaires | Premium | FALSE | [9 empty] | 42734 | Not Dimmable | Not Dimmable | Yes |  | 4 | 16700 | 119 | 140 | 20 | 0.9 | 5000 | 72
PZ1MJZJV | SKYLER LED Lighting | SKYLER | SKT-MT-FL-200-5K | Outdoor Luminaires | High Output | Architectural Flood and Spot Luminaires | Premium | FALSE | [9 empty] | 42734 | Dimmable | Continuous Below 10 | Yes |  | 4 | 24000 | 120 | 200 | 10 | 0.9 | 5000 | 72
PNNR7ZSN | SKYLER LED Lighting | SKYLER | SKT-MT-FL-65-5K | Outdoor Luminaires | Mid Output | Architectural Flood and Spot Luminaires | Standard | FALSE | [9 empty] | 42734 | Not Dimmable | Not Dimmable | Yes |  | 4 | 7400 | 114 | 65 | 20 | 0.9 | 5000 | 70
PEQB26X9 | SKYLER LED Lighting | SKYLER | SKT-MT-FL-110-5K | Outdoor Luminaires | High Output | Architectural Flood and Spot Luminaires | Standard | FALSE | [9 empty] | 42734 | Dimmable | Continuous Below 10 | Yes |  | 4 | 12500 | 114 | 110 | 10 | 0.9 | 5000 | 70
P3T1HEA9 | SKYLER LED Lighting | SKYLER | SKT-MT-FL-70-5K | Outdoor Luminaires | Mid Output | Architectural Flood and Spot Luminaires | Standard | FALSE | [9 empty] | 42734 | Not Dimmable | Not Dimmable | NotYetVerified | Product updated on 8/31/16 | 4 | 8900 | 129 | 70 | 20 | 0.9 | 5000 | 70
P784MCU5 | SKYLER LED Lighting | SKYLER | SKT-MT-FL-90-5K | Outdoor Luminaires | High Output | Architectural Flood and Spot Luminaires | Standard | FALSE | [9 empty] | 42734 | Not Dimmable | Not Dimmable | NotYetVerified | Product updated on 8/31/16 | 4 | 11000 | 118 | 90 | 20 | 0.9 | 5000 | 70
PWXT1VSX | SKYLER LED Lighting | SKYLER | SKT-MT-FL-45-5K | Outdoor Luminaires | Mid Output | Architectural Flood and Spot Luminaires | Standard | FALSE | [9 empty] | 42734 | Not Dimmable | Not Dimmable | No | Product updated on 8/31/16 | 4 | 5300 | 118 | 45 | 20 | 0.9 | 5000 | 70
PUY35T8V | SKYLER LED Lighting | SKYLER | SKT-MT-FL-35-5K | Outdoor Luminaires | Low Output | Architectural Flood and Spot Luminaires | Standard | FALSE | [9 empty] | 42734 | Not Dimmable | Not Dimmable | No |  | 4 | 3600 | 103 | 35 | 16.67 | 0.9 | 5000 | 70
P59R26HF | Caster Lighting Inc. | Caster | LF93-75W4K-100 | Outdoor Luminaires | Mid Output | Architectural Flood and Spot Luminaires | Standard | TRUE | 7238.1 | 97.53 | 74.22 | 17.36 | 0.921 | 3894 | 74.9 | 5 | 50000 | 42731 | Not Dimmable | Not Dimmable | No |  | 4.1 | 7200 | 100 | 72 | 20 | 0.9 | 4000 | 70
PUKRRFJU | Caster Lighting Inc. | Caster | LF93-75W5K-100 | Outdoor Luminaires | Mid Output | Architectural Flood and Spot Luminaires | Standard | FALSE | [9 empty] | 42731 | Not Dimmable | Not Dimmable | No |  | 4.1 | 7200 | 100 | 72 | 20 | 0.9 | 5000 | 70
PT6S7ZPA | Caster Lighting Inc. | Caster | LF93-75W4K-60 | Outdoor Luminaires | Mid Output | Architectural Flood and Spot Luminaires | Standard | TRUE | 8192 | 110.75 | 73.97 | 17.92 | 0.9346 | 3895 | 74 | 5 | 50000 | 42731 | Not Dimmable | Not Dimmable | No |  | 4.1 | 7800 | 108.3 | 72 | 20 | 0.9 | 4000 | 70
PCZWFWNX | Caster Lighting Inc. | Caster | LF93-75W5K-60 | Outdoor Luminaires | Mid Output | Architectural Flood and Spot Luminaires | Standard | FALSE | [9 empty] | 42731 | Not Dimmable | Not Dimmable | No |  | 4.1 | 7800 | 108.3 | 72 | 20 | 0.9 | 5000 | 70
P3Z366U4 | DONGGUAN THAILIGHT SEMICONDUCTOR LIGHTING CO.LTD. | Thailight | TLFLJ804YYZZ | Outdoor Luminaires | Mid Output | Architectural Flood and Spot Luminaires | Standard | TRUE | 9652 | 123.89 | 77.91 | 9.79 | 0.9522 | 3920 | 82.8 | 5 |  | 42731 | Dimmable | Continuous Below 10 | No |  | 4.1 | 9684 | 124.07 | 78.05 | 9.79 | 0.95 | 4000 | 82.8
PEBXF9BF | DONGGUAN THAILIGHT SEMICONDUCTOR LIGHTING CO.LTD. | Thailight | TLFLJ805YYZZ | Outdoor Luminaires | Mid Output | Architectural Flood and Spot Luminaires | Standard | FALSE | [9 empty] | 42731 | Dimmable | Continuous Below 10 | No |  | 4.1 | 10142 | 130.31 | 77.83 | 7.87 | 0.9 | 5000 | 83
PXFTZYF8 | SMART ENERGY SOLUTIONS | SMART LED | SES-HG70-30W 2700K [150 degree infrared sensor] | Outdoor Luminaires | Low Output | Architectural Flood and Spot Luminaires | Standard | TRUE | 2433.2 | 89.36 | 27.23 | 12.03 | 0.983 | 2766 | 81.6 | 5 | 50000 | 42726 |  |  | No |  | 3.1 | 2700 | 90 | 30 | 12 | 0.9 | 2700 | 80
PJFPBK68 | SMART ENERGY SOLUTIONS | SMART LED | SES-HG70-30W 5700K [150 degree infrared sensor] | Outdoor Luminaires | Low Output | Architectural Flood and Spot Luminaires | Standard | FALSE | [9 empty] | 42726 |  |  | No |  | 3.1 | 2730 | 91 | 30 | 12 | 0.9 | 5700 | 80
P9SQBPJ9 | SMART ENERGY SOLUTIONS | SMART LED | SES-HG70-30W 5000K [150 degree infrared sensor] | Outdoor Luminaires | Low Output | Architectural Flood and Spot Luminaires | Standard | FALSE | [9 empty] | 42726 |  |  | No |  | 3.1 | 2725 | 91 | 30 | 12 | 0.9 | 5000 | 80
PWBS6F5K | SMART ENERGY SOLUTIONS | SMART LED | SES-HG70-30W 4500K [150 degree infrared sensor] | Outdoor Luminaires | Low Output | Architectural Flood and Spot Luminaires | Standard | FALSE | [9 empty] | 42726 |  |  | No |  | 3.1 | 2720 | 91 | 30 | 12 | 0.9 | 4500 | 80
P46MKX6C | SMART ENERGY SOLUTIONS | SMART LED | SES-HG70-30W 4000K [150 degree infrared sensor] | Outdoor Luminaires | Low Output | Architectural Flood and Spot Luminaires | Standard | FALSE | [9 empty] | 42726 |  |  | No |  | 3.1 | 2715 | 91 | 30 | 12 | 0.9 | 4000 | 80
PT1VDQ5G | SMART ENERGY SOLUTIONS | SMART LED | SES-HG70-30W 3500K [150 degree infrared sensor] | Outdoor Luminaires | Low Output | Architectural Flood and Spot Luminaires | Standard | FALSE | [9 empty] | 42726 |  |  | No |  | 3.1 | 2710 | 90 | 30 | 12 | 0.9 | 3500 | 80
PVZ9V5R4 | SMART ENERGY SOLUTIONS | SMART LED | SES-HG70-30W 3000K [150 degree infrared sensor] | Outdoor Luminaires | Low Output | Architectural Flood and Spot Luminaires | Standard | FALSE | [9 empty] | 42726 |  |  | No |  | 3.1 | 2705 | 90 | 30 | 12 | 0.9 | 3000 | 80
PQDB7AN4 | RHYNO LED Lighting Solutions Inc. | Rhyno Brand LED | RL345-120-03-4K | Outdoor Luminaires | Very High Output | Architectural Flood and Spot Luminaires | Standard | TRUE | 40674 | 121 | 335.7 | 8 | 0.96 | 4010 | 72 | 5 | 50000 | 42726 | Not Dimmable | Not Dimmable | Yes |  | 4 | 40674.7 | 121 | 335.7 | 5 | 1 | 4010 | 72
PSXMYB7K | RHYNO LED Lighting Solutions Inc. | Rhyno Brand LED | RL345-120-03 | Outdoor Luminaires | Very High Output | Architectural Flood and Spot Luminaires | Standard | FALSE | [9 empty] | 42726 | Not Dimmable | Not Dimmable | Yes |  | 4 | 40674.7 | 121 | 335.7 | 5 | 1 | 5020 | 75
PJQ5PW9M | Sunshine Lighting | Sunlite | LEDF/30W/30K/S | Outdoor Luminaires | Low Output | Architectural Flood and Spot Luminaires | Standard | TRUE | 3136.2 | 104.3 | 30.07 | 24.27 | 0.942 | 3152 | 71 | 5 | 50000 | 42725 |  |  | No |  | 4 | 3200.29 | 104.66 | 30 | 24.27 | 0.94 | 3000 | 71
PEXHSTZJ | Sunshine Lighting | Sunlite | LEDF/30W/57K/S | Outdoor Luminaires | Low Output | Architectural Flood and Spot Luminaires | Standard | FALSE | [9 empty] | 42725 |  |  | No |  | 4 | 3402.3 | 111.74 | 30 | 24.27 | 0.94 | 5700 | 73
P7KVJUZF | Sunshine Lighting | Sunlite | LEDF/30W/50K/S | Outdoor Luminaires | Low Output | Architectural Flood and Spot Luminaires | Standard | FALSE | [9 empty] | 42725 | Not Dimmable | Not Dimmable | No |  | 4 | 3200.29 | 104.66 | 30 | 24.27 | 0.94 | 5000 | 71
PXHXRKUP | Sunshine Lighting | Sunlite | LEDF/30W/45K/S | Outdoor Luminaires | Low Output | Architectural Flood and Spot Luminaires | Standard | FALSE | [9 empty] | 42725 | Not Dimmable | Not Dimmable | No |  | 4 | 3200.29 | 104.66 | 30 | 24.27 | 0.94 | 4500 | 71
P5EUUANJ | Sunshine Lighting | Sunlite | LEDF/30W/40K/S | Outdoor Luminaires | Low Output | Architectural Flood and Spot Luminaires | Standard | FALSE | [9 empty] | 42725 | Not Dimmable | Not Dimmable | No |  | 4 | 3200.29 | 104.66 | 30 | 24.27 | 0.94 | 4000 | 71
PG5W98TH | Sunshine Lighting | Sunlite | LEDF/30W/35K/S | Outdoor Luminaires | Low Output | Architectural Flood and Spot Luminaires | Standard | FALSE | [9 empty] | 42725 | Not Dimmable | Not Dimmable | No |  | 4 | 3200.29 | 104.66 | 30 | 24.27 | 0.94 | 3500 | 71
PU4SGR1S | Harper Communities Inc. | HARPER ILLUMINATION | HI-200W-FL(4000K) | Outdoor Luminaires | High Output | Architectural Flood and Spot Luminaires | Standard | TRUE | 25162 | 124.94 | 201.4 | 10.12 | 0.9177 | 4255 | 74.8 | 5 | 50000 | 42725 | Not Dimmable | Not Dimmable | No |  | 4 | 25162 | 124.94 | 201.4 | 10.12 | 0.92 | 4000 | 74.8
P8NDTU6F | Harper Communities Inc. | HARPER ILLUMINATION | HI-100W-FL(4000K) | Outdoor Luminaires | High Output | Architectural Flood and Spot Luminaires | Standard | TRUE | 11848 | 121.27 | 97.7 | 23.79 | 0.9013 | 4197 | 74.5 | 5 | 50000 | 42725 | Not Dimmable | Not Dimmable | No |  | 4 | 12102 | 121.29 | 99.78 | 23.79 | 0.9 | 4000 | 74.5
P6M7YNKK | Harper Communities Inc. | HARPER ILLUMINATION | HI-200W-FL(5700K) | Outdoor Luminaires | High Output | Architectural Flood and Spot Luminaires | Standard | FALSE | [9 empty] | 42725 | Not Dimmable | Not Dimmable | No |  | 4 | 25910 | 128.84 | 201.1 | 10.16 | 0.92 | 5700 | 73.5
PRQ8J4H3 | Harper Communities Inc. | HARPER ILLUMINATION | HI-100W-FL(5700K) | Outdoor Luminaires | High Output | Architectural Flood and Spot Luminaires | Standard | FALSE | [9 empty] | 42725 | Not Dimmable | Not Dimmable | No |  | 4 | 12459 | 124.86 | 99.78 | 23.78 | 0.9 | 5700 | 73.2
PHVQP2YZ | Harper Communities Inc. | HARPER ILLUMINATION | HI-200W-FL(5000K) | Outdoor Luminaires | High Output | Architectural Flood and Spot Luminaires | Standard | FALSE | [9 empty] | 42725 | Not Dimmable | Not Dimmable | No |  | 4 | 25500 | 126.99 | 200.8 | 10.12 | 0.92 | 5000 | 74.8
PAQ4HJ9T | Harper Communities Inc. | HARPER ILLUMINATION | HI-100W-FL(5000K) | Outdoor Luminaires | High Output | Architectural Flood and Spot Luminaires | Standard | FALSE | [9 empty] | 42725 | Not Dimmable | Not Dimmable | No |  | 4 | 12300 | 123.51 | 99.58 | 23.79 | 0.9 | 5000 | 74.5
P6WARCM6 | Torshare Ltd | TORSHARE | XT20-200W(3000K) | Outdoor Luminaires | High Output | Architectural Flood and Spot Luminaires | Standard | TRUE | 18313 | 97.2 | 188.4 | 8.5 | 0.9104 | 3085 | 81.5 | 5 | 50000 | 42725 | Not Dimmable | Not Dimmable | No |  | 4.1 | 18786 | 97.89 | 191.9 | 8.5 | 0.91 | 3000 | 81.5
PH7G9H5T | Torshare Ltd | TORSHARE | XT20-200W(5700K) | Outdoor Luminaires | High Output | Architectural Flood and Spot Luminaires | Standard | FALSE | [9 empty] | 42725 | Not Dimmable | Not Dimmable | No |  | 4.1 | 19674 | 102.31 | 192.3 | 9.04 | 0.91 | 5700 | 81.7
PQ8BG34X | Torshare Ltd | TORSHARE | XT20-200W(5000K) | Outdoor Luminaires | High Output | Architectural Flood and Spot Luminaires | Standard | FALSE | [9 empty] | 42725 | Not Dimmable | Not Dimmable | No |  | 4.1 | 19496.4 | 101.49 | 192.1 | 8.5 | 0.91 | 5000 | 81.5
PPRKZ363 | Torshare Ltd | TORSHARE | XT20-200W(4500K) | Outdoor Luminaires | High Output | Architectural Flood and Spot Luminaires | Standard | FALSE | [9 empty] | 42725 | Not Dimmable | Not Dimmable | No |  | 4.1 | 19318.8 | 100.57 | 192.1 | 8.5 | 0.91 | 4500 | 81.5
P3YHTTW4 | Torshare Ltd | TORSHARE | XT20-200W(4000K) | Outdoor Luminaires | High Output | Architectural Flood and Spot Luminaires | Standard | FALSE | [9 empty] | 42725 | Not Dimmable | Not Dimmable | No |  | 4.1 | 19141.2 | 99.64 | 192.1 | 8.5 | 0.91 | 4000 | 81.5
PCQ5KHF3 | Torshare Ltd | TORSHARE | XT20-200W(3500K) | Outdoor Luminaires | High Output | Architectural Flood and Spot Luminaires | Standard | FALSE | [9 empty] | 42725 | Not Dimmable | Not Dimmable | No |  | 4.1 | 18963.6 | 98.72 | 192.1 | 8.5 | 0.91 | 3500 | 81.5
PFN7CEDY | Voltech International Inc. | Technilight | TLFL200H[TUSFPM]W[BKWHDBSLXX] | Outdoor Luminaires | High Output | Architectural Flood and Spot Luminaires | Premium | TRUE | 26580 | 129.42 | 205.4 | 11.32 | 0.9541 | 3145 | 71.8 | 5 |  | 42725 | Dimmable | Continuous Above 10 | Yes |  | 3.1 | 26580 | 129.42 | 205.4 | 11.32 | 0.954 | 3000 | 71.8
P3147YQP | Voltech International Inc. | Technilight | TLFL75[TUSFSW]W[BKWHDBSLXX] | Outdoor Luminaires | High Output | Architectural Flood and Spot Luminaires | Premium | TRUE | 10203 | 134.25 | 76 | 7.96 | 0.9158 | 3078 | 71.6 | 5 |  | 42725 | Dimmable | Continuous Above 10 | No |  | 3.1 | 10203 | 134.25 | 76 | 7.96 | 0.9158 | 3000 | 71.6
P1XW1HE8 | Voltech International Inc. | Technilight | TLFL200[TUSFPM]W[BKWHDBSLXX] | Outdoor Luminaires | High Output | Architectural Flood and Spot Luminaires | Premium | TRUE | 26414 | 130.21 | 202.9 | 10.73 | 0.9132 | 3155 | 72 | 5 |  | 42725 | Dimmable | Continuous Above 10 | No |  | 3.1 | 26705 | 130.33 | 204.9 | 10.73 | 0.9132 | 3000 | 72
PQQGB669 | Voltech International Inc. | Technilight | TLFL120H[TUSFPM]W[BKWHDBSLXX] | Outdoor Luminaires | High Output | Architectural Flood and Spot Luminaires | Premium | TRUE | 14852 | 130.52 | 113.8 | 18.83 | 0.9043 | 3094 | 71.8 | 5 |  | 42725 | Dimmable | Continuous Above 10 | Yes |  | 3.1 | 14852 | 130.52 | 113.8 | 18.83 | 0.9043 | 3000 | 71.8
PUTYHQR8 | Voltech International Inc. | Technilight | TLFL120[TUSFPM]W[BKWHDBSLXX] | Outdoor Luminaires | High Output | Architectural Flood and Spot Luminaires | Premium | TRUE | 15907 | 132.67 | 119.9 | 16.31 | 0.9024 | 3094 | 71.8 | 5 |  | 42725 | Dimmable | Continuous Above 10 | No |  | 3.1 | 15907 | 132.67 | 119.9 | 16.31 | 0.9024 | 3000 | 71.8
PWGD8S6Z | Voltech International Inc. | Technilight | TLFL50[TUSFSW]W[BKWHDBSLXX] | Outdoor Luminaires | Mid Output | Architectural Flood and Spot Luminaires | Premium | TRUE | 6195.7 | 127.33 | 48.66 | 16.07 | 0.9012 | 3081 | 71.4 | 5 |  | 42725 | Dimmable | Continuous Above 10 | No |  | 3.1 | 6195.7 | 127.33 | 48.66 | 16.07 | 0.9012 | 3000 | 71.4
PNU4KFPF | Voltech International Inc. | Technilight | TLFL120H[TUSFPM]P[BKWHDBSLXX] | Outdoor Luminaires | High Output | Architectural Flood and Spot Luminaires | Premium | FALSE | [9 empty] | 42725 | Dimmable | Continuous Above 10 | Yes |  | 3.1 | 15195 | 133.17 | 114.1 | 18.3 | 0.9046 | 5000 | 74.1
P3B543DP | Voltech International Inc. | Technilight | TLFL200H[TUSFPM]P[BKWHDBSLXX] | Outdoor Luminaires | High Output | Architectural Flood and Spot Luminaires | Premium | FALSE | [9 empty] | 42725 | Dimmable | Continuous Above 10 | Yes |  | 3.1 | 27198 | 132.87 | 204.7 | 11.65 | 0.951 | 5000 | 74.1
PKPQZ5JU | Voltech International Inc. | Technilight | TLFL120[TUSFPM]P[BKWHDBSLXX] | Outdoor Luminaires | High Output | Architectural Flood and Spot Luminaires | Premium | FALSE | [9 empty] | 42725 | Dimmable | Continuous Above 10 | No |  | 3.1 | 16882 | 139.87 | 120.7 | 15.34 | 0.9009 | 5000 | 74.7
PQX877AZ | Voltech International Inc. | Technilight | TLFL200[TUSFPM]P[BKWHDBSLXX] | Outdoor Luminaires | High Output | Architectural Flood and Spot Luminaires | Premium | FALSE | [9 empty] | 42725 | Dimmable | Continuous Above 10 | No |  | 3.1 | 28341 | 138.59 | 204.5 | 10.46 | 0.9129 | 5000 | 74.7
PBTGJE88 | Voltech International Inc. | Technilight | TLFL50[TUSFSW]P[BKWHDBSLXX] | Outdoor Luminaires | Mid Output | Architectural Flood and Spot Luminaires | Premium | FALSE | [9 empty] | 42725 | Dimmable | Continuous Above 10 | No |  | 3.1 | 6552.2 | 133.39 | 49.12 | 16.33 | 0.9017 | 5000 | 73.4
P3VYWJRR | Voltech International Inc. | Technilight | TLFL75[TUSFSW]P[BKWHDBSLXX] | Outdoor Luminaires | High Output | Architectural Flood and Spot Luminaires | Premium | FALSE | [9 empty] | 42725 | Dimmable | Continuous Above 10 | No |  | 3.1 | 10832 | 141.06 | 76.79 | 8.4 | 0.9137 | 5000 | 73
PW19UN7P | Voltech International Inc. | Technilight | TLFL120H[TUSFPM]0[BKWHDBSLXX] | Outdoor Luminaires | High Output | Architectural Flood and Spot Luminaires | Premium | FALSE | [9 empty] | 42725 | Dimmable | Continuous Above 10 | Yes |  | 3.1 | 15109 | 132.6 | 114 | 18.83 | 0.9043 | 4500 | 71.8
PRDGKU3S | Voltech International Inc. | Technilight | TLFL200H[TUSFPM]0[BKWHDBSLXX] | Outdoor Luminaires | High Output | Architectural Flood and Spot Luminaires | Premium | FALSE | [9 empty] | 42725 | Dimmable | Continuous Above 10 | Yes |  | 3.1 | 27044 | 131.89 | 205.1 | 11.32 | 0.954 | 4500 | 71.8
PYGTT8WF | Voltech International Inc. | Technilight | TLFL200[TUSFPM]0[BKWHDBSLXX] | Outdoor Luminaires | High Output | Architectural Flood and Spot Luminaires | Premium | FALSE | [9 empty] | 42725 | Dimmable | Continuous Above 10 | No |  | 3.1 | 27932 | 136.45 | 204.7 | 10.73 | 0.9132 | 4500 | 72
PS67H6DA | Voltech International Inc. | Technilight | TLFL120[TUSFPM]0[BKWHDBSLXX] | Outdoor Luminaires | High Output | Architectural Flood and Spot Luminaires | Premium | FALSE | [9 empty] | 42725 | Dimmable | Continuous Above 10 | No |  | 3.1 | 16638 | 138.31 | 120.3 | 16.31 | 0.9024 | 4500 | 71.8
PYJ79QUK | Voltech International Inc. | Technilight | TLFL75[TUSFSW]0[BKWHDBSLXX] | Outdoor Luminaires | High Output | Architectural Flood and Spot Luminaires | Premium | FALSE | [9 empty] | 42725 | Dimmable | Continuous Above 10 | No |  | 3.1 | 10675 | 139.73 | 76.4 | 7.96 | 0.9158 | 4500 | 71.6
P2U4ASSF | Voltech International Inc. | Technilight | TLFL50[TUSFSW]0[BKWHDBSLXX] | Outdoor Luminaires | Mid Output | Architectural Flood and Spot Luminaires | Premium | FALSE | [9 empty] | 42725 | Dimmable | Continuous Above 10 | No |  | 3.1 | 6463.1 | 132.2 | 48.89 | 16.07 | 0.9012 | 4500 | 71.4
PR48XMKC | Voltech International Inc. | Technilight | TLFL120H[TUSFPM]N[BKWHDBSLXX] | Outdoor Luminaires | High Output | Architectural Flood and Spot Luminaires | Premium | FALSE | [9 empty] | 42725 | Dimmable | Continuous Above 10 | Yes |  | 3.1 | 15024 | 131.84 | 114 | 18.83 | 0.9043 | 4000 | 71.8
PC31G7NC | Voltech International Inc. | Technilight | TLFL200H[TUSFPM]N[BKWHDBSLXX] | Outdoor Luminaires | High Output | Architectural Flood and Spot Luminaires | Premium | FALSE | [9 empty] | 42725 | Dimmable | Continuous Above 10 | Yes |  | 3.1 | 26889 | 131.13 | 205.1 | 11.32 | 0.954 | 4000 | 71.8
PVRBU8S4 | Voltech International Inc. | Technilight | TLFL200[TUSFPM]N[BKWHDBSLXX] | Outdoor Luminaires | High Output | Architectural Flood and Spot Luminaires | Premium | FALSE | [9 empty] | 42725 | Dimmable | Continuous Above 10 | No |  | 3.1 | 27523 | 134.46 | 204.7 | 10.73 | 0.9132 | 4000 | 72
PWE5YWDE | Voltech International Inc. | Technilight | TLFL120[TUSFPM]N[BKWHDBSLXX] | Outdoor Luminaires | High Output | Architectural Flood and Spot Luminaires | Premium | FALSE | [9 empty] | 42725 | Dimmable | Continuous Above 10 | No |  | 3.1 | 16395 | 136.28 | 120.3 | 16.31 | 0.9024 | 4000 | 71.8
PC7CQRN4 | Voltech International Inc. | Technilight | TLFL75 [TUSFSW]N[BKWHDBSLXX] | Outdoor Luminaires | High Output | Architectural Flood and Spot Luminaires | Premium | FALSE | [9 empty] | 42725 | Dimmable | Continuous Above 10 | No |  | 3.1 | 10518 | 137.67 | 76.4 | 7.96 | 0.9158 | 4000 | 71.6
PJJMV645 | Voltech International Inc. | Technilight | TLFL50[TUSFSW]N[BKWHDBSLXX] | Outdoor Luminaires | Mid Output | Architectural Flood and Spot Luminaires | Premium | FALSE | [9 empty] | 42725 | Dimmable | Continuous Above 10 | No |  | 3.1 | 6374 | 130.37 | 48.89 | 16.07 | 0.9012 | 4000 | 71.4
PT9SJDMG | Voltech International Inc. | Technilight | TLFL120H[TUSFPM]Q[BKWHDBSLXX] | Outdoor Luminaires | High Output | Architectural Flood and Spot Luminaires | Premium | FALSE | [9 empty] | 42725 | Dimmable | Continuous Above 10 | Yes |  | 3.1 | 14938 | 131.09 | 114 | 18.83 | 0.9043 | 3500 | 71.8
PK92VDU3 | Voltech International Inc. | Technilight | TLFL200H[TUSFPM]Q[BKWHDBSLXX] | Outdoor Luminaires | High Output | Architectural Flood and Spot Luminaires | Premium | FALSE | [9 empty] | 42725 | Dimmable | Continuous Above 10 | Yes |  | 3.1 | 26735 | 130.38 | 205.1 | 11.32 | 0.954 | 3500 | 71.8
P7R93244 | Voltech International Inc. | Technilight | TLFL200[TUSFPM]Q[BKWHDBSLXX] | Outdoor Luminaires | High Output | Architectural Flood and Spot Luminaires | Premium | FALSE | [9 empty] | 42725 | Dimmable | Continuous Above 10 | No |  | 3.1 | 27114 | 132.46 | 204.7 | 10.73 | 0.9132 | 3500 | 72
PY28TFQ8 | Voltech International Inc. | Technilight | TLFL120[TUSFPM]Q[BKWHDBSLXX] | Outdoor Luminaires | High Output | Architectural Flood and Spot Luminaires | Premium | FALSE | [9 empty] | 42725 | Dimmable | Continuous Above 10 | No |  | 3.1 | 16151 | 134.25 | 120.3 | 16.31 | 0.9024 | 3500 | 71.8
P45CB8K1 | Voltech International Inc. | Technilight | TLFL75 [TUSFSW]Q[BKWHDBSLXX] | Outdoor Luminaires | High Output | Architectural Flood and Spot Luminaires | Premium | FALSE | [9 empty] | 42725 | Dimmable | Continuous Above 10 | No |  | 3.1 | 10360 | 135.61 | 76.4 | 7.96 | 0.9158 | 3500 | 71.6
PMM381HP | Voltech International Inc. | Technilight | TLFL50[TUSFSW]Q[BKWHDBSLXX] | Outdoor Luminaires | Mid Output | Architectural Flood and Spot Luminaires | Premium | FALSE | [9 empty] | 42725 | Dimmable | Continuous Above 10 | No |  | 3.1 | 6284.8 | 128.55 | 48.89 | 16.07 | 0.9012 | 3500 | 71.4
PJ648PJ8 | Bravoled Lighting Manufacturing Co. Ltd. | Bravoled | BL-FL30-50W-XX-X(3000K) | Outdoor Luminaires | Mid Output | Architectural Flood and Spot Luminaires | Standard | TRUE | 6316.8 | 116.18 | 54.37 | 17.37 | 0.8962 | 3103 | 74 | 5 | 50000 | 42724 | Not Dimmable | Not Dimmable | No |  | 4.1 | 6316.8 | 116.18 | 54.37 | 0.03 | 0.99 | 3000 | 74
PEZ3N596 | Bravoled Lighting Manufacturing Co. Ltd. | Bravoled | BL-FL30-30W-XX-X(3000K) | Outdoor Luminaires | Low Output | Architectural Flood and Spot Luminaires | Standard | TRUE | 3300.2 | 108.59 | 30.39 | 19.25 | 0.8894 | 3069 | 73.5 | 5 | 50000 | 42724 | Not Dimmable | Not Dimmable | No |  | 4.1 | 3300.2 | 108.59 | 30.39 | 19.25 | 0.89 | 3000 | 73.5
PWWH16NN | Bravoled Lighting Manufacturing Co. Ltd. | Bravoled | BL-FL30-50W-XX-X(5700K) | Outdoor Luminaires | Mid Output | Architectural Flood and Spot Luminaires | Standard | FALSE | [9 empty] | 42724 | Not Dimmable | Not Dimmable | No |  | 4.1 | 6513 | 120.41 | 54.09 | 0.04 | 0.99 | 5700 | 83
PCSHBAFK | Bravoled Lighting Manufacturing Co. Ltd. | Bravoled | BL-FL30-30W-XX-X(5700K) | Outdoor Luminaires | Low Output | Architectural Flood and Spot Luminaires | Standard | FALSE | [9 empty] | 42724 | Not Dimmable | Not Dimmable | No |  | 4.1 | 3432 | 112.08 | 30.62 | 19.51 | 0.89 | 5700 | 82.4
PP3DZHX7 | Bravoled Lighting Manufacturing Co. Ltd. | Bravoled | BL-FL30-50W-XX-X(5000K) | Outdoor Luminaires | Mid Output | Architectural Flood and Spot Luminaires | Standard | FALSE | [9 empty] | 42724 | Not Dimmable | Not Dimmable | No |  | 4.1 | 6316.8 | 116.18 | 54.37 | 0.03 | 0.99 | 5000 | 74
P8E6QK6Q | Bravoled Lighting Manufacturing Co. Ltd. | Bravoled | BL-FL30-30W-XX-X(5000K) | Outdoor Luminaires | Low Output | Architectural Flood and Spot Luminaires | Standard | FALSE | [9 empty] | 42724 | Not Dimmable | Not Dimmable | No |  | 4.1 | 3300.2 | 108.59 | 30.39 | 19.25 | 0.89 | 5000 | 73.5
PHB3Y43Y | Bravoled Lighting Manufacturing Co. Ltd. | Bravoled | BL-FL30-50W-XX-X(4500K) | Outdoor Luminaires | Mid Output | Architectural Flood and Spot Luminaires | Standard | FALSE | [9 empty] | 42724 | Not Dimmable | Not Dimmable | No |  | 4.1 | 6316.8 | 116.18 | 54.37 | 0.03 | 0.99 | 4500 | 74
PGSQGEFK | Bravoled Lighting Manufacturing Co. Ltd. | Bravoled | BL-FL30-30W-XX-X(4500K) | Outdoor Luminaires | Low Output | Architectural Flood and Spot Luminaires | Standard | FALSE | [9 empty] | 42724 | Not Dimmable | Not Dimmable | No |  | 4.1 | 3300.2 | 108.59 | 30.39 | 19.25 | 0.89 | 4500 | 73.5
PGPF14WJ | Bravoled Lighting Manufacturing Co. Ltd. | Bravoled | BL-FL30-50W-XX-X(4000K) | Outdoor Luminaires | Mid Output | Architectural Flood and Spot Luminaires | Standard | FALSE | [9 empty] | 42724 | Not Dimmable | Not Dimmable | No |  | 4.1 | 6316.8 | 116.18 | 54.37 | 0.03 | 0.99 | 4000 | 74
P25BEZQ8 | Bravoled Lighting Manufacturing Co. Ltd. | Bravoled | BL-FL30-30W-XX-X(4000K) | Outdoor Luminaires | Low Output | Architectural Flood and Spot Luminaires | Standard | FALSE | [9 empty] | 42724 | Not Dimmable | Not Dimmable | No |  | 4.1 | 3300.2 | 108.59 | 30.39 | 19.25 | 0.89 | 4000 | 73.5
PW2355W8 | Bravoled Lighting Manufacturing Co. Ltd. | Bravoled | BL-FL30-50W-XX-X(3500K) | Outdoor Luminaires | Mid Output | Architectural Flood and Spot Luminaires | Standard | FALSE | [9 empty] | 42724 | Not Dimmable | Not Dimmable | No |  | 4.1 | 6316.8 | 116.18 | 54.37 | 0.03 | 0.99 | 3500 | 74
PGN8H91G | Bravoled Lighting Manufacturing Co. Ltd. | Bravoled | BL-FL30-30W-XX-X(3500K) | Outdoor Luminaires | Low Output | Architectural Flood and Spot Luminaires | Standard | FALSE | [9 empty] | 42724 | Not Dimmable | Not Dimmable | No |  | 4.1 | 3300.2 | 108.59 | 30.39 | 19.25 | 0.89 | 3500 | 73.5
PQ22NMAB | DONGGUAN THAILIGHT SEMICONDUCTOR LIGHTING CO.LTD. | Thailight | TLFLJ123YYZZ | Outdoor Luminaires | Low Output | Architectural Flood and Spot Luminaires | Standard | TRUE | 1270.3 | 102.11 | 12.44 | 11.34 | 0.9178 | 3062 | 82.9 | 5 | 50000 | 42724 | Not Dimmable | Not Dimmable | No |  | 4.1 | 1302.5 | 109.55 | 11.89 | 11.34 | 0.92 | 3000 | 82.9
PHEPZDEP | DONGGUAN THAILIGHT SEMICONDUCTOR LIGHTING CO.LTD. | Thailight | TLFLJ125YYZZ | Outdoor Luminaires | Low Output | Architectural Flood and Spot Luminaires | Standard | FALSE | [9 empty] | 42724 | Not Dimmable | Not Dimmable | No |  | 4.1 | 1423 | 118.98 | 11.96 | 11.31 | 0.92 | 5000 | 82.4
P51TRWRK | DONGGUAN THAILIGHT SEMICONDUCTOR LIGHTING CO.LTD. | Thailight | TLFLJ124YYZZ | Outdoor Luminaires | Low Output | Architectural Flood and Spot Luminaires | Standard | FALSE | [9 empty] | 42724 | Not Dimmable | Not Dimmable | No |  | 4.1 | 1362.75 | 114.61 | 11.89 | 11.34 | 0.92 | 4000 | 82.9
PM28Q23P | Appleton Group | Areamaster | AMLED77[Y C]BU1 | Outdoor Luminaires | High Output | Architectural Flood and Spot Luminaires | Standard | TRUE | 13565.3 | 109.6 | 123.8 | 9.34 | 0.928 | 5205 | 64.8 | 5 |  | 42724 | Not Dimmable | Not Dimmable | No |  | 4 | 13570 | 110 | 123.8 | 9.34 | 0.93 | 5205 | 64.8
PFN61EHQ | RAB Lighting | RAB Lighting | PIP45Y/D10 [BLANK /PCU] | Outdoor Luminaires | Mid Output | Architectural Flood and Spot Luminaires | Premium | TRUE | 6320 | 128.2 | 49.3 | 14.6 | 0.939 | 3039 | 71 | 5 | 50000 | 42724 | Dimmable | Continuous Below 10 | Yes |  | 4.1 | 6320 | 128.2 | 49.3 | 11 | 0.99 | 3039 | 71
PSRDR38U | RAB Lighting | RAB Lighting | PIP45/D10 [BLANK /PCU] | Outdoor Luminaires | Mid Output | Architectural Flood and Spot Luminaires | Premium | FALSE | [9 empty] | 42724 | Dimmable | Continuous Below 10 | Yes |  | 4.1 | 6387 | 129.3 | 49.4 | 11.5 | 0.99 | 5051 | 78
P2GF72GQ | RAB Lighting | RAB Lighting | PIP45N/D10 [BLANK /PCU] | Outdoor Luminaires | Mid Output | Architectural Flood and Spot Luminaires | Premium | FALSE | [9 empty] | 42724 | Dimmable | Continuous Below 10 | Yes |  | 4.1 | 6181 | 125.6 | 49.2 | 11 | 0.99 | 4062 | 75
PTSEWKQC | Shenzhen Vanplex Optoelectronics Co. Ltd | VANPLEX | VPL-FL-200WAN-[Blank HV]-30K | Outdoor Luminaires | High Output | Architectural Flood and Spot Luminaires | Standard | TRUE | 26612 | 129.69 | 205.2 | 9.51 | 0.9358 | 3185 | 75.1 | 5 | 50000 | 42724 | Not Dimmable | Not Dimmable | No |  | 4 | 26612 | 129.69 | 205.2 | 9.51 | 0.94 | 3000 | 75.1
PMM5GUW1 | Shenzhen Vanplex Optoelectronics Co. Ltd | VANPLEX | VPL-FL-200WAN-[Blank HV]-57K | Outdoor Luminaires | High Output | Architectural Flood and Spot Luminaires | Standard | FALSE | [9 empty] | 42724 | Not Dimmable | Not Dimmable | No |  | 4 | 27083 | 133.02 | 203.6 | 10 | 0.93 | 5700 | 76
PY2SZC64 | Shenzhen Vanplex Optoelectronics Co. Ltd | VANPLEX | VPL-FL-200WAD-[Blank HV]-57K | Outdoor Luminaires | High Output | Architectural Flood and Spot Luminaires | Standard | FALSE | [9 empty] | 42724 | Dimmable | Continuous Below 10 | No |  | 4 | 27083 | 133.02 | 203.6 | 10 | 0.93 | 5700 | 76
P1X6J1YH | Shenzhen Vanplex Optoelectronics Co. Ltd | VANPLEX | VPL-FL-200WAN-[Blank HV]-50K | Outdoor Luminaires | High Output | Architectural Flood and Spot Luminaires | Standard | FALSE | [9 empty] | 42724 | Not Dimmable | Not Dimmable | No |  | 4 | 26881 | 130.74 | 205.6 | 9.23 | 0.93 | 5000 | 73.9
P67HT5XN | Shenzhen Vanplex Optoelectronics Co. Ltd | VANPLEX | VPL-FL-200WAD-[Blank HV]-50K | Outdoor Luminaires | High Output | Architectural Flood and Spot Luminaires | Standard | FALSE | [9 empty] | 42724 | Dimmable | Continuous Below 10 | No |  | 4 | 26881 | 130.74 | 205.6 | 9.23 | 0.93 | 5000 | 73.9
P3D7EFHA | Shenzhen Vanplex Optoelectronics Co. Ltd | VANPLEX | VPL-FL-200WAN-[Blank HV]-45K | Outdoor Luminaires | High Output | Architectural Flood and Spot Luminaires | Standard | FALSE | [9 empty] | 42724 | Not Dimmable | Not Dimmable | No |  | 4 | 26881 | 130.74 | 205.6 | 9.23 | 0.93 | 4500 | 73.9
P2BEJJEF | Shenzhen Vanplex Optoelectronics Co. Ltd | VANPLEX | VPL-FL-200WAD-[Blank HV]-45K | Outdoor Luminaires | High Output | Architectural Flood and Spot Luminaires | Standard | FALSE | [9 empty] | 42724 | Dimmable | Continuous Below 10 | No |  | 4 | 26881 | 130.74 | 205.6 | 9.23 | 0.93 | 4500 | 73.9
PSH3QBRP | Shenzhen Vanplex Optoelectronics Co. Ltd | VANPLEX | VPL-FL-200WAN-[Blank HV]-40K | Outdoor Luminaires | High Output | Architectural Flood and Spot Luminaires | Standard | FALSE | [9 empty] | 42724 | Not Dimmable | Not Dimmable | No |  | 4 | 26881 | 130.74 | 205.6 | 9.23 | 0.93 | 4000 | 73.9
PPGSDGBQ | Shenzhen Vanplex Optoelectronics Co. Ltd | VANPLEX | VPL-FL-200WAD-[Blank HV]-40K | Outdoor Luminaires | High Output | Architectural Flood and Spot Luminaires | Standard | FALSE | [9 empty] | 42724 | Dimmable | Continuous Below 10 | No |  | 4 | 26881 | 130.74 | 205.6 | 9.23 | 0.93 | 4000 | 73.9
PFQ8PA8P | Shenzhen Vanplex Optoelectronics Co. Ltd | VANPLEX | VPL-FL-200WAN-[Blank HV]-35K | Outdoor Luminaires | High Output | Architectural Flood and Spot Luminaires | Standard | FALSE | [9 empty] | 42724 | Not Dimmable | Not Dimmable | No |  | 4 | 26612 | 129.69 | 205.2 | 9.51 | 0.94 | 3500 | 75.1
P63HYQ1Z | Shenzhen Vanplex Optoelectronics Co. Ltd | VANPLEX | VPL-FL-200WAD-[Blank HV]-35K | Outdoor Luminaires | High Output | Architectural Flood and Spot Luminaires | Standard | FALSE | [9 empty] | 42724 | Dimmable | Continuous Below 10 | No |  | 4 | 26612 | 129.69 | 205.2 | 9.51 | 0.94 | 3500 | 75.1
PRQFYREE | Shenzhen Vanplex Optoelectronics Co. Ltd | VANPLEX | VPL-FL-200WAD-[Blank HV]-30K | Outdoor Luminaires | High Output | Architectural Flood and Spot Luminaires | Standard | FALSE | [9 empty] | 42724 | Dimmable | Continuous Below 10 | No |  | 4 | 26612 | 129.69 | 205.2 | 9.51 | 0.94 | 3000 | 75.1
P5VKAYMB | Shenzhen Vanplex Optoelectronics Co. Ltd | VANPLEX | VPL-FL-150WAN-[Blank HV]-30K | Outdoor Luminaires | High Output | Architectural Flood and Spot Luminaires | Standard | TRUE | 20397 | 135.07 | 151.01 | 14.06 | 0.959 | 3028 | 72.1 | 5 | 50000 | 42724 | Not Dimmable | Not Dimmable | No |  | 4 | 20397 | 135.07 | 151.01 | 14.06 | 0.96 | 3000 | 72.1
P5AYB66X | Shenzhen Vanplex Optoelectronics Co. Ltd | VANPLEX | VPL-FL-150WAN-[Blank HV]-57K | Outdoor Luminaires | High Output | Architectural Flood and Spot Luminaires | Standard | FALSE | [9 empty] | 42724 | Not Dimmable | Not Dimmable | No |  | 4 | 21220 | 139.11 | 152.54 | 14.93 | 0.97 | 5700 | 75.4
P93D7NFQ | Shenzhen Vanplex Optoelectronics Co. Ltd | VANPLEX | VPL-FL-150WAD-[Blank HV]-57K | Outdoor Luminaires | High Output | Architectural Flood and Spot Luminaires | Standard | FALSE | [9 empty] | 42724 | Dimmable | Continuous Below 10 | No |  | 4 | 21220 | 139.11 | 152.54 | 14.93 | 0.97 | 5700 | 75.4
PZZNW9VG | Shenzhen Vanplex Optoelectronics Co. Ltd | VANPLEX | VPL-FL-150WAN-[Blank HV]-50K | Outdoor Luminaires | High Output | Architectural Flood and Spot Luminaires | Standard | FALSE | [9 empty] | 42724 | Not Dimmable | Not Dimmable | No |  | 4 | 20559 | 136.01 | 151.16 | 14.57 | 0.97 | 5000 | 73.7
PVZDFYYH | Shenzhen Vanplex Optoelectronics Co. Ltd | VANPLEX | VPL-FL-150WAD-[Blank HV]-50K | Outdoor Luminaires | High Output | Architectural Flood and Spot Luminaires | Standard | FALSE | [9 empty] | 42724 | Dimmable | Continuous Below 10 | No |  | 4 | 20559 | 136.01 | 151.16 | 14.57 | 0.97 | 5000 | 73.7
P5QGFSB5 | Shenzhen Vanplex Optoelectronics Co. Ltd | VANPLEX | VPL-FL-150WAN-[Blank HV]-45K | Outdoor Luminaires | High Output | Architectural Flood and Spot Luminaires | Standard | FALSE | [9 empty] | 42724 | Not Dimmable | Not Dimmable | No |  | 4 | 20559 | 136.01 | 151.16 | 14.57 | 0.97 | 4500 | 73.7
PHJQQD3S | Shenzhen Vanplex Optoelectronics Co. Ltd | VANPLEX | VPL-FL-150WAD-[Blank HV]-45K | Outdoor Luminaires | High Output | Architectural Flood and Spot Luminaires | Standard | FALSE | [9 empty] | 42724 | Dimmable | Continuous Below 10 | No |  | 4 | 20559 | 136.01 | 151.16 | 14.57 | 0.97 | 4500 | 73.7
PMVNFBVK | Shenzhen Vanplex Optoelectronics Co. Ltd | VANPLEX | VPL-FL-150WAN-[Blank HV]-40K | Outdoor Luminaires | High Output | Architectural Flood and Spot Luminaires | Standard | FALSE | [9 empty] | 42724 | Not Dimmable | Not Dimmable | No |  | 4 | 20559 | 136.01 | 151.16 | 14.57 | 0.97 | 4000 | 73.7
PED4GKFV | Shenzhen Vanplex Optoelectronics Co. Ltd | VANPLEX | VPL-FL-150WAD-[Blank HV]-40K | Outdoor Luminaires | High Output | Architectural Flood and Spot Luminaires | Standard | FALSE | [9 empty] | 42724 | Dimmable | Continuous Below 10 | No |  | 4 | 20559 | 136.01 | 151.16 | 14.57 | 0.97 | 4000 | 73.7
PK7WBQZ9 | Shenzhen Vanplex Optoelectronics Co. Ltd | VANPLEX | VPL-FL-150WAN-[Blank HV]-35K | Outdoor Luminaires | High Output | Architectural Flood and Spot Luminaires | Standard | FALSE | [9 empty] | 42724 | Not Dimmable | Not Dimmable | No |  | 4 | 20397 | 135.07 | 151.01 | 14.06 | 0.96 | 3500 | 72.1
PK13ZBK9 | Shenzhen Vanplex Optoelectronics Co. Ltd | VANPLEX | VPL-FL-150WAD-[Blank HV]-35K | Outdoor Luminaires | High Output | Architectural Flood and Spot Luminaires | Standard | FALSE | [9 empty] | 42724 | Dimmable | Continuous Below 10 | No |  | 4 | 20397 | 135.07 | 151.01 | 14.06 | 0.96 | 3500 | 72.1
PXRPBUYZ | Shenzhen Vanplex Optoelectronics Co. Ltd | VANPLEX | VPL-FL-150WAD-[Blank HV]-30K | Outdoor Luminaires | High Output | Architectural Flood and Spot Luminaires | Standard | FALSE | [9 empty] | 42724 | Dimmable | Continuous Below 10 | No |  | 4 | 20397 | 135.07 | 151.01 | 14.06 | 0.96 | 3000 | 72.1
PJ3APJRQ | Shenzhen Vanplex Optoelectronics Co. Ltd | VANPLEX | VPL-FL-100WAN-[Blank HV]-30K | Outdoor Luminaires | High Output | Architectural Flood and Spot Luminaires | Standard | TRUE | 13524 | 133.11 | 101.6 | 14.65 | 0.9766 | 3030 | 72 | 5 | 50000 | 42724 | Not Dimmable | Not Dimmable | No |  | 4.1 | 13524 | 133.11 | 101.6 | 14.65 | 0.98 | 3000 | 72
PYDDK8BH | Shenzhen Vanplex Optoelectronics Co. Ltd | VANPLEX | VPL-FL-20WAN-30K | Outdoor Luminaires | Low Output | Architectural Flood and Spot Luminaires | Standard | TRUE | 2754.7 | 129.39 | 21.29 | 15.18 | 0.9186 | 3124 | 71.8 | 5 | 50000 | 42724 | Not Dimmable | Not Dimmable | No |  | 4.1 | 2820.4 | 131.61 | 21.43 | 15.18 | 0.92 | 3000 | 71.8
PK4FG1DR | Shenzhen Vanplex Optoelectronics Co. Ltd | VANPLEX | VPL-FL-50WAN-30K | Outdoor Luminaires | Mid Output | Architectural Flood and Spot Luminaires | Standard | TRUE | 6771.3 | 130.62 | 51.84 | 11.86 | 0.9131 | 3025 | 72.3 | 5 | 50000 | 42724 | Not Dimmable | Not Dimmable | No |  | 4.1 | 6835.6 | 134.24 | 50.92 | 11.86 | 0.91 | 3000 | 72.3
PB3EZQ9E | Shenzhen Vanplex Optoelectronics Co. Ltd | VANPLEX | VPL-FL-30WAN-30K | Outdoor Luminaires | Low Output | Architectural Flood and Spot Luminaires | Standard | TRUE | 4140.1 | 130.93 | 31.62 | 13.53 | 0.9121 | 3129 | 71.9 | 5 | 50000 | 42724 | Not Dimmable | Not Dimmable | No |  | 4.1 | 4140.1 | 130.93 | 31.62 | 13.53 | 0.91 | 3000 | 71.9
PE531CAB | Shenzhen Vanplex Optoelectronics Co. Ltd | VANPLEX | VPL-FL-10WAN-30K | Outdoor Luminaires | Low Output | Architectural Flood and Spot Luminaires | Standard | TRUE | 1460.9 | 126.7 | 11.53 | 9.06 | 0.9048 | 3127 | 71.9 | 5 | 50000 | 42724 | Not Dimmable | Not Dimmable | No |  | 4.1 | 1465 | 129.65 | 11.3 | 9.06 | 0.9 | 3000 | 71.9
P3JUQR52 | Shenzhen Vanplex Optoelectronics Co. Ltd | VANPLEX | VPL-FL-70WAN-30K | Outdoor Luminaires | High Output | Architectural Flood and Spot Luminaires | Standard | TRUE | 9649.1 | 135.92 | 70.99 | 13.48 | 0.9002 | 3022 | 72.3 | 5 | 50000 | 42724 | Not Dimmable | Not Dimmable | No |  | 4.1 | 9715.1 | 136.33 | 71.26 | 13.48 | 0.9 | 3000 | 72.3
P4NBYPFS | Shenzhen Vanplex Optoelectronics Co. Ltd | VANPLEX | VPL-FL-100WAN-[Blank HV]-57K | Outdoor Luminaires | High Output | Architectural Flood and Spot Luminaires | Standard | FALSE | [9 empty] | 42724 | Not Dimmable | Not Dimmable | No |  | 4.1 | 13891 | 136.95 | 101.43 | 15.27 | 0.98 | 5700 | 75.8
PU6E21EC | Shenzhen Vanplex Optoelectronics Co. Ltd | VANPLEX | VPL-FL-10WAN-57K | Outdoor Luminaires | Low Output | Architectural Flood and Spot Luminaires | Standard | FALSE | [9 empty] | 42724 | Not Dimmable | Not Dimmable | No |  | 4.1 | 1535 | 133.62 | 11.49 | 10.57 | 0.9 | 5700 | 75.8
PXF7YMTF | Shenzhen Vanplex Optoelectronics Co. Ltd | VANPLEX | VPL-FL-70WAN-57K | Outdoor Luminaires | High Output | Architectural Flood and Spot Luminaires | Standard | FALSE | [9 empty] | 42724 | Not Dimmable | Not Dimmable | No |  | 4.1 | 10150 | 141.82 | 71.57 | 14.57 | 0.9 | 5700 | 75.5
PGN9WUPN | Shenzhen Vanplex Optoelectronics Co. Ltd | VANPLEX | VPL-FL-30WAN-57K | Outdoor Luminaires | Low Output | Architectural Flood and Spot Luminaires | Standard | FALSE | [9 empty] | 42724 | Not Dimmable | Not Dimmable | No |  | 4.1 | 4275 | 135.58 | 31.53 | 13.92 | 0.91 | 5700 | 75.5
PYT66AM2 | Shenzhen Vanplex Optoelectronics Co. Ltd | VANPLEX | VPL-FL-50WAN-57K | Outdoor Luminaires | Mid Output | Architectural Flood and Spot Luminaires | Standard | FALSE | [9 empty] | 42724 | Not Dimmable | Not Dimmable | No |  | 4.1 | 7053 | 138.54 | 50.91 | 12.94 | 0.91 | 5700 | 75.4
PZKJ58RK | Shenzhen Vanplex Optoelectronics Co. Ltd | VANPLEX | VPL-FL-20WAN-57K | Outdoor Luminaires | Low Output | Architectural Flood and Spot Luminaires | Standard | FALSE | [9 empty] | 42724 | Not Dimmable | Not Dimmable | No |  | 4.1 | 2878 | 136.2 | 21.13 | 15.93 | 0.92 | 5700 | 75.3
PHMV7YC2 | Shenzhen Vanplex Optoelectronics Co. Ltd | VANPLEX | VPL-FL-100WAD-[Blank HV]-57K | Outdoor Luminaires | High Output | Architectural Flood and Spot Luminaires | Standard | FALSE | [9 empty] | 42724 | Dimmable | Continuous Below 10 | No |  | 4.1 | 13891 | 136.95 | 101.43 | 15.27 | 0.98 | 5700 | 75.8
PT3BSKUD | Shenzhen Vanplex Optoelectronics Co. Ltd | VANPLEX | VPL-FL-10WAD-57K | Outdoor Luminaires | Low Output | Architectural Flood and Spot Luminaires | Standard | FALSE | [9 empty] | 42724 | Dimmable | Continuous Below 10 | No |  | 4.1 | 1535 | 133.62 | 11.49 | 10.57 | 0.9 | 5700 | 75.8
PTRSZUVM | Shenzhen Vanplex Optoelectronics Co. Ltd | VANPLEX | VPL-FL-70WAD-57K | Outdoor Luminaires | High Output | Architectural Flood and Spot Luminaires | Standard | FALSE | [9 empty] | 42724 | Dimmable | Continuous Below 10 | No |  | 4.1 | 10150 | 141.82 | 71.57 | 14.57 | 0.9 | 5700 | 75.5
PVXWTDM5 | Shenzhen Vanplex Optoelectronics Co. Ltd | VANPLEX | VPL-FL-30WAD-57K | Outdoor Luminaires | Low Output | Architectural Flood and Spot Luminaires | Standard | FALSE | [9 empty] | 42724 | Dimmable | Continuous Below 10 | No |  | 4.1 | 4275 | 135.58 | 31.53 | 13.92 | 0.91 | 5700 | 75.5
P2NG89VV | Shenzhen Vanplex Optoelectronics Co. Ltd | VANPLEX | VPL-FL-50WAD-57K | Outdoor Luminaires | Mid Output | Architectural Flood and Spot Luminaires | Standard | FALSE | [9 empty] | 42724 | Dimmable | Continuous Below 10 | No |  | 4.1 | 7053 | 138.54 | 50.91 | 12.94 | 0.91 | 5700 | 75.4
PW7DZ2T8 | Shenzhen Vanplex Optoelectronics Co. Ltd | VANPLEX | VPL-FL-20WAD-57K | Outdoor Luminaires | Low Output | Architectural Flood and Spot Luminaires | Standard | FALSE | [9 empty] | 42724 | Dimmable | Continuous Below 10 | No |  | 4.1 | 2878 | 136.2 | 21.13 | 15.93 | 0.92 | 5700 | 75.3
PYG1HEWU | Shenzhen Vanplex Optoelectronics Co. Ltd | VANPLEX | VPL-FL-10WAN-50K | Outdoor Luminaires | Low Output | Architectural Flood and Spot Luminaires | Standard | FALSE | [9 empty] | 42724 | Not Dimmable | Not Dimmable | No |  | 4.1 | 1518 | 132.12 | 11.49 | 10.57 | 0.9 | 5000 | 75.8
PJYWN5G3 | Shenzhen Vanplex Optoelectronics Co. Ltd | VANPLEX | VPL-FL-50WAN-50K | Outdoor Luminaires | Mid Output | Architectural Flood and Spot Luminaires | Standard | FALSE | [9 empty] | 42724 | Not Dimmable | Not Dimmable | No |  | 4.1 | 6893.5 | 135.01 | 51.06 | 12.38 | 0.92 | 5000 | 75.4
P6EER8S1 | Shenzhen Vanplex Optoelectronics Co. Ltd | VANPLEX | VPL-FL-20WAN-50K | Outdoor Luminaires | Low Output | Architectural Flood and Spot Luminaires | Standard | FALSE | [9 empty] | 42724 | Not Dimmable | Not Dimmable | No |  | 4.1 | 2870.97 | 135.87 | 21.13 | 15.93 | 0.92 | 5000 | 75.3
PFUM18N2 | Shenzhen Vanplex Optoelectronics Co. Ltd | VANPLEX | VPL-FL-30WAN-50K | Outdoor Luminaires | Low Output | Architectural Flood and Spot Luminaires | Standard | FALSE | [9 empty] | 42724 | Not Dimmable | Not Dimmable | No |  | 4.1 | 4184.6 | 132.01 | 31.7 | 13.61 | 0.91 | 5000 | 75.3
PU9KXBDG | Shenzhen Vanplex Optoelectronics Co. Ltd | VANPLEX | VPL-FL-100WAN-[Blank HV]-50K | Outdoor Luminaires | High Output | Architectural Flood and Spot Luminaires | Standard | FALSE | [9 empty] | 42724 | Not Dimmable | Not Dimmable | No |  | 4.1 | 13644 | 134 | 101.82 | 14.92 | 0.98 | 5000 | 73.9
P5WF4YWJ | Shenzhen Vanplex Optoelectronics Co. Ltd | VANPLEX | VPL-FL-70WAN-50K | Outdoor Luminaires | High Output | Architectural Flood and Spot Luminaires | Standard | FALSE | [9 empty] | 42724 | Not Dimmable | Not Dimmable | No |  | 4.1 | 9853.9 | 138.01 | 71.4 | 13.57 | 0.9 | 5000 | 73.8
PTWCCG19 | Shenzhen Vanplex Optoelectronics Co. Ltd | VANPLEX | VPL-FL-10WAD-50K | Outdoor Luminaires | Low Output | Architectural Flood and Spot Luminaires | Standard | FALSE | [9 empty] | 42724 | Dimmable | Continuous Below 10 | No |  | 4.1 | 1518 | 132.12 | 11.49 | 10.57 | 0.9 | 5000 | 75.8
PQ5KJTMH | Shenzhen Vanplex Optoelectronics Co. Ltd | VANPLEX | VPL-FL-50WAD-50K | Outdoor Luminaires | Mid Output | Architectural Flood and Spot Luminaires | Standard | FALSE | [9 empty] | 42724 | Dimmable | Continuous Below 10 | No |  | 4.1 | 6893.5 | 135.01 | 51.06 | 12.38 | 0.92 | 5000 | 75.4
PVZKB42J | Shenzhen Vanplex Optoelectronics Co. Ltd | VANPLEX | VPL-FL-20WAD-50K | Outdoor Luminaires | Low Output | Architectural Flood and Spot Luminaires | Standard | FALSE | [9 empty] | 42724 | Dimmable | Continuous Below 10 | No |  | 4.1 | 2870.97 | 135.87 | 21.13 | 15.93 | 0.92 | 5000 | 75.3
PH5WXN9M | Shenzhen Vanplex Optoelectronics Co. Ltd | VANPLEX | VPL-FL-30WAD-50K | Outdoor Luminaires | Low Output | Architectural Flood and Spot Luminaires | Standard | FALSE | [9 empty] | 42724 | Dimmable | Continuous Below 10 | No |  | 4.1 | 4184.6 | 132.01 | 31.7 | 13.61 | 0.91 | 5000 | 75.3
PM9D72P6 | Shenzhen Vanplex Optoelectronics Co. Ltd | VANPLEX | VPL-FL-100WAD-[Blank HV]-50K | Outdoor Luminaires | High Output | Architectural Flood and Spot Luminaires | Standard | FALSE | [9 empty] | 42724 | Dimmable | Continuous Below 10 | No |  | 4.1 | 13644 | 134 | 101.82 | 14.92 | 0.98 | 5000 | 73.9
PY8743CH | Shenzhen Vanplex Optoelectronics Co. Ltd | VANPLEX | VPL-FL-70WAD-50K | Outdoor Luminaires | High Output | Architectural Flood and Spot Luminaires | Standard | FALSE | [9 empty] | 42724 | Dimmable | Continuous Below 10 | No |  | 4.1 | 9853.9 | 138.01 | 71.4 | 13.57 | 0.9 | 5000 | 73.8
PPRASJVZ | Shenzhen Vanplex Optoelectronics Co. Ltd | VANPLEX | VPL-FL-100WAN-[Blank HV]-45K | Outdoor Luminaires | High Output | Architectural Flood and Spot Luminaires | Standard | FALSE | [9 empty] | 42724 | Not Dimmable | Not Dimmable | No |  | 4.1 | 13644 | 134 | 101.82 | 14.92 | 0.98 | 4500 | 73.9
PABU7RZE | Shenzhen Vanplex Optoelectronics Co. Ltd | VANPLEX | VPL-FL-70WAN-45K | Outdoor Luminaires | High Output | Architectural Flood and Spot Luminaires | Standard | FALSE | [9 empty] | 42724 | Not Dimmable | Not Dimmable | No |  | 4.1 | 9853.9 | 138.01 | 71.4 | 13.57 | 0.9 | 4500 | 73.8
P7UAX7T3 | Shenzhen Vanplex Optoelectronics Co. Ltd | VANPLEX | VPL-FL-20WAN-45K | Outdoor Luminaires | Low Output | Architectural Flood and Spot Luminaires | Standard | FALSE | [9 empty] | 42724 | Not Dimmable | Not Dimmable | No |  | 4.1 | 2863.93 | 133.33 | 21.48 | 15.37 | 0.92 | 4500 | 73.7
PXVDURJU | Shenzhen Vanplex Optoelectronics Co. Ltd | VANPLEX | VPL-FL-10WAN-45K | Outdoor Luminaires | Low Output | Architectural Flood and Spot Luminaires | Standard | FALSE | [9 empty] | 42724 | Not Dimmable | Not Dimmable | No |  | 4.1 | 1501 | 132.49 | 11.33 | 9.38 | 0.9 | 4500 | 73.6
PPBJQKS8 | Shenzhen Vanplex Optoelectronics Co. Ltd | VANPLEX | VPL-FL-30WAN-45K | Outdoor Luminaires | Low Output | Architectural Flood and Spot Luminaires | Standard | FALSE | [9 empty] | 42724 | Not Dimmable | Not Dimmable | No |  | 4.1 | 4184.6 | 132.01 | 31.7 | 13.61 | 0.91 | 4500 | 73.5
PP67PXKF | Shenzhen Vanplex Optoelectronics Co. Ltd | VANPLEX | VPL-FL-50WAN-45K | Outdoor Luminaires | Mid Output | Architectural Flood and Spot Luminaires | Standard | FALSE | [9 empty] | 42724 | Not Dimmable | Not Dimmable | No |  | 4.1 | 6893.5 | 135.01 | 51.06 | 12.38 | 0.92 | 4500 | 73.5
PRPT5XDD | Shenzhen Vanplex Optoelectronics Co. Ltd | VANPLEX | VPL-FL-100WAD-[Blank HV]-45K | Outdoor Luminaires | High Output | Architectural Flood and Spot Luminaires | Standard | FALSE | [9 empty] | 42724 | Dimmable | Continuous Below 10 | No |  | 4.1 | 13644 | 134 | 101.82 | 14.92 | 0.98 | 4500 | 73.9
PSWNQ84W | Shenzhen Vanplex Optoelectronics Co. Ltd | VANPLEX | VPL-FL-70WAD-45K | Outdoor Luminaires | High Output | Architectural Flood and Spot Luminaires | Standard | FALSE | [9 empty] | 42724 | Dimmable | Continuous Below 10 | No |  | 4.1 | 9853.9 | 138.01 | 71.4 | 13.57 | 0.9 | 4500 | 73.8
P39TZAUT | Shenzhen Vanplex Optoelectronics Co. Ltd | VANPLEX | VPL-FL-20WAD-45K | Outdoor Luminaires | Low Output | Architectural Flood and Spot Luminaires | Standard | FALSE | [9 empty] | 42724 | Dimmable | Continuous Below 10 | No |  | 4.1 | 2863.93 | 133.33 | 21.48 | 15.37 | 0.92 | 4500 | 73.7
PP4QU39Z | Shenzhen Vanplex Optoelectronics Co. Ltd | VANPLEX | VPL-FL-10WAD-45K | Outdoor Luminaires | Low Output | Architectural Flood and Spot Luminaires | Standard | FALSE | [9 empty] | 42724 | Dimmable | Continuous Below 10 | No |  | 4.1 | 1501 | 132.49 | 11.33 | 9.38 | 0.9 | 4500 | 73.6
PCTYCWD2 | Shenzhen Vanplex Optoelectronics Co. Ltd | VANPLEX | VPL-FL-30WAD-45K | Outdoor Luminaires | Low Output | Architectural Flood and Spot Luminaires | Standard | FALSE | [9 empty] | 42724 | Dimmable | Continuous Below 10 | No |  | 4.1 | 4184.6 | 132.01 | 31.7 | 13.61 | 0.91 | 4500 | 73.5
PB6ZMDGK | Shenzhen Vanplex Optoelectronics Co. Ltd | VANPLEX | VPL-FL-50WAD-45K | Outdoor Luminaires | Mid Output | Architectural Flood and Spot Luminaires | Standard | FALSE | [9 empty] | 42724 | Dimmable | Continuous Below 10 | No |  | 4.1 | 6893.5 | 135.01 | 51.06 | 12.38 | 0.92 | 4500 | 73.5
P7ZA3K86 | Shenzhen Vanplex Optoelectronics Co. Ltd | VANPLEX | VPL-FL-100WAN-[Blank HV]-40K | Outdoor Luminaires | High Output | Architectural Flood and Spot Luminaires | Standard | FALSE | [9 empty] | 42724 | Not Dimmable | Not Dimmable | No |  | 4.1 | 13644 | 134 | 101.82 | 14.92 | 0.98 | 4000 | 73.9
PH45VEKH | Shenzhen Vanplex Optoelectronics Co. Ltd | VANPLEX | VPL-FL-70WAN-40K | Outdoor Luminaires | High Output | Architectural Flood and Spot Luminaires | Standard | FALSE | [9 empty] | 42724 | Not Dimmable | Not Dimmable | No |  | 4.1 | 9853.9 | 138.01 | 71.4 | 13.57 | 0.9 | 4000 | 73.8
PH68E9KB | Shenzhen Vanplex Optoelectronics Co. Ltd | VANPLEX | VPL-FL-20WAN-40K | Outdoor Luminaires | Low Output | Architectural Flood and Spot Luminaires | Standard | FALSE | [9 empty] | 42724 | Not Dimmable | Not Dimmable | No |  | 4.1 | 2856.9 | 133 | 21.48 | 15.37 | 0.92 | 4000 | 73.7
PJP253M3 | Shenzhen Vanplex Optoelectronics Co. Ltd | VANPLEX | VPL-FL-10WAN-40K | Outdoor Luminaires | Low Output | Architectural Flood and Spot Luminaires | Standard | FALSE | [9 empty] | 42724 | Not Dimmable | Not Dimmable | No |  | 4.1 | 1484.2 | 131 | 11.33 | 9.38 | 0.9 | 4000 | 73.6
P8W5GG2N | Shenzhen Vanplex Optoelectronics Co. Ltd | VANPLEX | VPL-FL-30WAN-40K | Outdoor Luminaires | Low Output | Architectural Flood and Spot Luminaires | Standard | FALSE | [9 empty] | 42724 | Not Dimmable | Not Dimmable | No |  | 4.1 | 4184.6 | 132.01 | 31.7 | 13.61 | 0.91 | 4000 | 73.5
P981FJ5C | Shenzhen Vanplex Optoelectronics Co. Ltd | VANPLEX | VPL-FL-50WAN-40K | Outdoor Luminaires | Mid Output | Architectural Flood and Spot Luminaires | Standard | FALSE | [9 empty] | 42724 | Not Dimmable | Not Dimmable | No |  | 4.1 | 6893.5 | 135.01 | 51.06 | 12.38 | 0.92 | 4000 | 73.5
PM96A61X | Shenzhen Vanplex Optoelectronics Co. Ltd | VANPLEX | VPL-FL-100WAD-[Blank HV]-40K | Outdoor Luminaires | High Output | Architectural Flood and Spot Luminaires | Standard | FALSE | [9 empty] | 42724 | Dimmable | Continuous Below 10 | No |  | 4.1 | 13644 | 134 | 101.82 | 14.92 | 0.98 | 4000 | 73.9
PG9S9FXQ | Shenzhen Vanplex Optoelectronics Co. Ltd | VANPLEX | VPL-FL-70WAD-40K | Outdoor Luminaires | High Output | Architectural Flood and Spot Luminaires | Standard | FALSE | [9 empty] | 42724 | Dimmable | Continuous Below 10 | No |  | 4.1 | 9853.9 | 138.01 | 71.4 | 13.57 | 0.9 | 4000 | 73.8
PUCXATRM | Shenzhen Vanplex Optoelectronics Co. Ltd | VANPLEX | VPL-FL-20WAD-40K | Outdoor Luminaires | Low Output | Architectural Flood and Spot Luminaires | Standard | FALSE | [9 empty] | 42724 | Dimmable | Continuous Below 10 | No |  | 4.1 | 2856.9 | 133 | 21.48 | 15.37 | 0.92 | 4000 | 73.7
PKYGX2SV | Shenzhen Vanplex Optoelectronics Co. Ltd | VANPLEX | VPL-FL-10WAD-40K | Outdoor Luminaires | Low Output | Architectural Flood and Spot Luminaires | Standard | FALSE | [9 empty] | 42724 | Dimmable | Continuous Below 10 | No |  | 4.1 | 1484.2 | 131 | 11.33 | 9.38 | 0.9 | 4000 | 73.6
P26JDSGB | Shenzhen Vanplex Optoelectronics Co. Ltd | VANPLEX | VPL-FL-30WAD-40K | Outdoor Luminaires | Low Output | Architectural Flood and Spot Luminaires | Standard | FALSE | [9 empty] | 42724 | Dimmable | Continuous Below 10 | No |  | 4.1 | 4184.6 | 132.01 | 31.7 | 13.61 | 0.91 | 4000 | 73.5
P7H3D3JG | Shenzhen Vanplex Optoelectronics Co. Ltd | VANPLEX | VPL-FL-50WAD-40K | Outdoor Luminaires | Mid Output | Architectural Flood and Spot Luminaires | Standard | FALSE | [9 empty] | 42724 | Dimmable | Continuous Below 10 | No |  | 4.1 | 6893.5 | 135.01 | 51.06 | 12.38 | 0.92 | 4000 | 73.5
PJC2GCVD | Shenzhen Vanplex Optoelectronics Co. Ltd | VANPLEX | VPL-FL-70WAN-35K | Outdoor Luminaires | High Output | Architectural Flood and Spot Luminaires | Standard | FALSE | [9 empty] | 42724 | Not Dimmable | Not Dimmable | No |  | 4.1 | 9715.1 | 136.33 | 71.26 | 13.48 | 0.9 | 3500 | 72.3
PRZSCGK9 | Shenzhen Vanplex Optoelectronics Co. Ltd | VANPLEX | VPL-FL-50WAN-35K | Outdoor Luminaires | Mid Output | Architectural Flood and Spot Luminaires | Standard | FALSE | [9 empty] | 42724 | Not Dimmable | Not Dimmable | No |  | 4.1 | 6835.6 | 134.24 | 50.92 | 11.86 | 0.91 | 3500 | 72.3
PFQYE61K | Shenzhen Vanplex Optoelectronics Co. Ltd | VANPLEX | VPL-FL-100WAN-[Blank HV]-35K | Outdoor Luminaires | High Output | Architectural Flood and Spot Luminaires | Standard | FALSE | [9 empty] | 42724 | Not Dimmable | Not Dimmable | No |  | 4.1 | 13524 | 133.11 | 101.6 | 14.65 | 0.98 | 3500 | 72
PHWVXZPT | Shenzhen Vanplex Optoelectronics Co. Ltd | VANPLEX | VPL-FL-10WAN-35K | Outdoor Luminaires | Low Output | Architectural Flood and Spot Luminaires | Standard | FALSE | [9 empty] | 42724 | Not Dimmable | Not Dimmable | No |  | 4.1 | 1474.6 | 130.5 | 11.3 | 9.06 | 0.9 | 3500 | 71.9
PG8E9XSJ | Shenzhen Vanplex Optoelectronics Co. Ltd | VANPLEX | VPL-FL-20WAN-35K | Outdoor Luminaires | Low Output | Architectural Flood and Spot Luminaires | Standard | FALSE | [9 empty] | 42724 | Not Dimmable | Not Dimmable | No |  | 4.1 | 2838.65 | 132.46 | 21.43 | 15.18 | 0.92 | 3500 | 71.8
PGW4QA95 | Shenzhen Vanplex Optoelectronics Co. Ltd | VANPLEX | VPL-FL-30WAN-35K | Outdoor Luminaires | Low Output | Architectural Flood and Spot Luminaires | Standard | FALSE | [9 empty] | 42724 | Not Dimmable | Not Dimmable | No |  | 4.1 | 4140.1 | 130.93 | 31.62 | 13.53 | 0.91 | 3500 | 71.8
PUNN4KN3 | Shenzhen Vanplex Optoelectronics Co. Ltd | VANPLEX | VPL-FL-70WAD-35K | Outdoor Luminaires | High Output | Architectural Flood and Spot Luminaires | Standard | FALSE | [9 empty] | 42724 | Dimmable | Continuous Below 10 | No |  | 4.1 | 9715.1 | 136.33 | 71.26 | 13.48 | 0.9 | 3500 | 72.3
PY5N4R27 | Shenzhen Vanplex Optoelectronics Co. Ltd | VANPLEX | VPL-FL-50WAD-35K | Outdoor Luminaires | Mid Output | Architectural Flood and Spot Luminaires | Standard | FALSE | [9 empty] | 42724 | Dimmable | Continuous Below 10 | No |  | 4.1 | 6835.6 | 134.24 | 50.92 | 11.86 | 0.91 | 3500 | 72.3
P2S6JXR5 | Shenzhen Vanplex Optoelectronics Co. Ltd | VANPLEX | VPL-FL-100WAD-[Blank HV]-35K | Outdoor Luminaires | High Output | Architectural Flood and Spot Luminaires | Standard | FALSE | [9 empty] | 42724 | Dimmable | Continuous Below 10 | No |  | 4.1 | 13524 | 133.11 | 101.6 | 14.65 | 0.98 | 3500 | 72
PUUXD4XT | Shenzhen Vanplex Optoelectronics Co. Ltd | VANPLEX | VPL-FL-10WAD-35K | Outdoor Luminaires | Low Output | Architectural Flood and Spot Luminaires | Standard | FALSE | [9 empty] | 42724 | Dimmable | Continuous Below 10 | No |  | 4.1 | 1474.6 | 130.5 | 11.3 | 9.06 | 0.9 | 3500 | 71.9
P7DNKHB2 | Shenzhen Vanplex Optoelectronics Co. Ltd | VANPLEX | VPL-FL-20WAD-35K | Outdoor Luminaires | Low Output | Architectural Flood and Spot Luminaires | Standard | FALSE | [9 empty] | 42724 | Dimmable | Continuous Below 10 | No |  | 4.1 | 2838.65 | 132.46 | 21.43 | 15.18 | 0.92 | 3500 | 71.8
PMHTV2WX | Shenzhen Vanplex Optoelectronics Co. Ltd | VANPLEX | VPL-FL-30WAD-35K | Outdoor Luminaires | Low Output | Architectural Flood and Spot Luminaires | Standard | FALSE | [9 empty] | 42724 | Dimmable | Continuous Below 10 | No |  | 4.1 | 4140.1 | 130.93 | 31.62 | 13.53 | 0.91 | 3500 | 71.8
P3TCR1EU | Shenzhen Vanplex Optoelectronics Co. Ltd | VANPLEX | VPL-FL-70WAD-30K | Outdoor Luminaires | High Output | Architectural Flood and Spot Luminaires | Standard | FALSE | [9 empty] | 42724 | Dimmable | Continuous Below 10 | No |  | 4.1 | 9715.1 | 136.33 | 71.26 | 13.48 | 0.9 | 3000 | 72.3
PEDUFYMW | Shenzhen Vanplex Optoelectronics Co. Ltd | VANPLEX | VPL-FL-50WAD-30K | Outdoor Luminaires | Mid Output | Architectural Flood and Spot Luminaires | Standard | FALSE | [9 empty] | 42724 | Dimmable | Continuous Below 10 | No |  | 4.1 | 6835.6 | 134.24 | 50.92 | 11.86 | 0.91 | 3000 | 72.3
PTHY6N7W | Shenzhen Vanplex Optoelectronics Co. Ltd | VANPLEX | VPL-FL-100WAD-[Blank HV]-30K | Outdoor Luminaires | High Output | Architectural Flood and Spot Luminaires | Standard | FALSE | [9 empty] | 42724 | Dimmable | Continuous Below 10 | No |  | 4.1 | 13524 | 133.11 | 101.6 | 14.65 | 0.98 | 3000 | 72
PCSX43PX | Shenzhen Vanplex Optoelectronics Co. Ltd | VANPLEX | VPL-FL-30WAD-30K | Outdoor Luminaires | Low Output | Architectural Flood and Spot Luminaires | Standard | FALSE | [9 empty] | 42724 | Dimmable | Continuous Below 10 | No |  | 4.1 | 4140.1 | 130.93 | 31.62 | 13.53 | 0.91 | 3000 | 71.9
PXBKT88A | Shenzhen Vanplex Optoelectronics Co. Ltd | VANPLEX | VPL-FL-10WAD-30K | Outdoor Luminaires | Low Output | Architectural Flood and Spot Luminaires | Standard | FALSE | [9 empty] | 42724 | Dimmable | Continuous Below 10 | No |  | 4.1 | 1465 | 129.65 | 11.3 | 9.06 | 0.9 | 3000 | 71.9
PY8DUH1K | Shenzhen Vanplex Optoelectronics Co. Ltd | VANPLEX | VPL-FL-20WAD-30K | Outdoor Luminaires | Low Output | Architectural Flood and Spot Luminaires | Standard | FALSE | [9 empty] | 42724 | Dimmable | Continuous Below 10 | No |  | 4.1 | 2820.4 | 131.61 | 21.43 | 15.18 | 0.92 | 3000 | 71.8
PBP12EEB | Metro LED | Metro LED | ML-FL-300W-111[12]-1601 4000K | Outdoor Luminaires | Very High Output | Architectural Flood and Spot Luminaires | Standard | TRUE | 40141 | 131.99 | 304.1 | 13.69 | 0.9477 | 4041 | 74.3 | 5 | 50000 | 42723 |  |  | No |  | 3.1 | 40141 | 131.99 | 304.1 | 13.69 | 0.9477 | 4000 | 74.3
PAPCDSSZ | Metro LED | Metro LED | ML-FL-240W-111[12]-1601 4000K | Outdoor Luminaires | Very High Output | Architectural Flood and Spot Luminaires | Standard | TRUE | 31365 | 129.67 | 241.9 | 13.43 | 0.9387 | 4046 | 74.2 | 5 | 50000 | 42723 |  |  | No |  | 3.1 | 31365 | 129.67 | 241.9 | 13.43 | 0.9387 | 4000 | 74.2
PQA6NNX9 | Metro LED | Metro LED | ML-RWP-80WA1 4000K | Outdoor Luminaires | High Output | Architectural Flood and Spot Luminaires | Premium | TRUE | 10598 | 133.36 | 79.47 | 12.32 | 0.9374 | 3822 | 73.6 | 5 | 50000 | 42723 |  |  | No |  | 4.1 | 10598 | 133.36 | 79.47 | 12.32 | 0.94 | 4000 | 73.6
P4NGDHBV | Metro LED | Metro LED | ML-FL-120W-111[12]-1601 4000K | Outdoor Luminaires | High Output | Architectural Flood and Spot Luminaires | Standard | TRUE | 15622 | 131 | 119.3 | 13.22 | 0.9321 | 4000 | 74.2 | 5 | 50000 | 42723 |  |  | No |  | 3.1 | 15622 | 131 | 119.3 | 13.22 | 0.9321 | 4000 | 74.2
PA5JW596 | Metro LED | Metro LED | ML-FL-150W-111[12]-1601 4000K | Outdoor Luminaires | High Output | Architectural Flood and Spot Luminaires | Standard | TRUE | 20867 | 138.93 | 150.2 | 13.45 | 0.9273 | 4062 | 74.3 | 5 | 50000 | 42723 |  |  | No |  | 3.1 | 20867 | 138.93 | 150.2 | 13.45 | 0.9273 | 4000 | 74.3
PRADY285 | Metro LED | Metro LED | ML-FL-185W-111[12]-1601 4000K | Outdoor Luminaires | High Output | Architectural Flood and Spot Luminaires | Standard | TRUE | 24203 | 131.28 | 184.4 | 13.61 | 0.9244 | 4041 | 74.2 | 5 | 50000 | 42723 |  |  | No |  | 3.1 | 24203 | 131.28 | 184.4 | 13.61 | 0.9244 | 4000 | 74.2
PJMUKNYH | Metro LED | Metro LED | ML-RWP-40WA1 4000K | Outdoor Luminaires | Mid Output | Architectural Flood and Spot Luminaires | Premium | TRUE | 5238.3 | 126.19 | 41.51 | 18.95 | 0.9078 | 3765 | 73.5 | 5 | 50000 | 42723 |  |  | No |  | 4.1 | 5131.2 | 128.18 | 40.03 | 18.95 | 0.91 | 4000 | 73.5
P96NBCKW | Metro LED | Metro LED | ML-RWP-60WA1 4000K | Outdoor Luminaires | Mid Output | Architectural Flood and Spot Luminaires | Premium | TRUE | 7809.3 | 128.46 | 60.79 | 12.31 | 0.9071 | 3810 | 73.8 | 5 | 50000 | 42723 |  |  | No |  | 4.1 | 7853.9 | 129.43 | 60.68 | 12.31 | 0.91 | 4000 | 73.8
P7M5X4DJ | Metro LED | Metro LED | ML-RWP-25WA1 4000K | Outdoor Luminaires | Low Output | Architectural Flood and Spot Luminaires | Premium | TRUE | 3324.5 | 126.99 | 26.18 | 14.07 | 0.9053 | 3808 | 73.5 | 5 | 50000 | 42723 |  |  | No |  | 4.1 | 3280.3 | 129.66 | 25.3 | 14.07 | 0.91 | 4000 | 73.5
PT7TNCZP | Metro LED | Metro LED | ML-FL-185W-111[12]-1601 5700K | Outdoor Luminaires | High Output | Architectural Flood and Spot Luminaires | Standard | FALSE | [9 empty] | 42723 |  |  | No |  | 3.1 | 25413 | 136.48 | 186.2 | 13.55 | 0.9273 | 5700 | 76.5
PHM82Z4G | Metro LED | Metro LED | ML-FL-120W-111[12]-1601 5700K | Outdoor Luminaires | High Output | Architectural Flood and Spot Luminaires | Standard | FALSE | [9 empty] | 42723 |  |  | No |  | 3.1 | 16153 | 133.61 | 120.9 | 13.36 | 0.9336 | 5700 | 76.5
PU7TJ5ND | Metro LED | Metro LED | ML-FL-150W-111[12]-1601 5700K | Outdoor Luminaires | High Output | Architectural Flood and Spot Luminaires | Standard | FALSE | [9 empty] | 42723 |  |  | No |  | 3.1 | 21264 | 140.26 | 151.6 | 13.63 | 0.9261 | 5700 | 75.9
P9MNSRBS | Metro LED | Metro LED | ML-RWP-60WA1 5700K | Outdoor Luminaires | Mid Output | Architectural Flood and Spot Luminaires | Premium | FALSE | [9 empty] | 42723 |  |  | No |  | 4.1 | 8090 | 132.52 | 61.05 | 12.92 | 0.91 | 5700 | 73.1
PTRFBSM9 | Metro LED | Metro LED | ML-RWP-25WA1 5700K | Outdoor Luminaires | Low Output | Architectural Flood and Spot Luminaires | Premium | FALSE | [9 empty] | 42723 |  |  | No |  | 4.1 | 3383 | 132.19 | 25.59 | 14.52 | 0.91 | 5700 | 73
PRFHJNWK | Metro LED | Metro LED | ML-RWP-80WA1 5700K | Outdoor Luminaires | High Output | Architectural Flood and Spot Luminaires | Premium | FALSE | [9 empty] | 42723 |  |  | No |  | 4.1 | 10876 | 135.86 | 80.05 | 12.92 | 0.94 | 5700 | 73
PUPSVDH5 | Metro LED | Metro LED | ML-RWP-40WA1 5700K | Outdoor Luminaires | Mid Output | Architectural Flood and Spot Luminaires | Premium | FALSE | [9 empty] | 42723 |  |  | No |  | 4.1 | 5341 | 131.59 | 40.59 | 19.83 | 0.91 | 5700 | 73.1
PXBUJSFF | Metro LED | Metro LED | ML-FL-300W-111[12]-1601 5700K | Outdoor Luminaires | Very High Output | Architectural Flood and Spot Luminaires | Standard | FALSE | [9 empty] | 42723 |  |  | No |  | 3.1 | 42058 | 137.22 | 306.5 | 13.98 | 0.943 | 5700 | 76.6
P5F8CAAP | Metro LED | Metro LED | ML-FL-240W-111[12]-1601 5700K | Outdoor Luminaires | Very High Output | Architectural Flood and Spot Luminaires | Standard | FALSE | [9 empty] | 42723 |  |  | No |  | 3.1 | 32852 | 134.86 | 243.6 | 13.66 | 0.9382 | 5700 | 76.6
P79TZVT8 | Metro LED | Metro LED | ML-FL-150W-111[12]-1601 5000K | Outdoor Luminaires | High Output | Architectural Flood and Spot Luminaires | Standard | FALSE | [9 empty] | 42723 |  |  | No |  | 3.1 | 21066 | 139.6 | 150.9 | 13.45 | 0.9273 | 5000 | 74.3
PU7E84N3 | Metro LED | Metro LED | ML-FL-185W-111[12]-1601 5000K | Outdoor Luminaires | High Output | Architectural Flood and Spot Luminaires | Standard | FALSE | [9 empty] | 42723 |  |  | No |  | 3.1 | 24808 | 133.88 | 185.3 | 13.61 | 0.9244 | 5000 | 74.2
PMA72Z9Q | Metro LED | Metro LED | ML-FL-120W-111[12]-1601 5000K | Outdoor Luminaires | High Output | Architectural Flood and Spot Luminaires | Standard | FALSE | [9 empty] | 42723 |  |  | No |  | 3.1 | 15887 | 132.28 | 120.1 | 13.22 | 0.9321 | 5000 | 74.2
PT2D95RY | Metro LED | Metro LED | ML-RWP-60WA1 5000K | Outdoor Luminaires | Mid Output | Architectural Flood and Spot Luminaires | Premium | FALSE | [9 empty] | 42723 |  |  | No |  | 4.1 | 7853.9 | 129.43 | 60.68 | 12.31 | 0.91 | 5000 | 73.8
PBZSNDEJ | Metro LED | Metro LED | ML-RWP-80WA1 5000K | Outdoor Luminaires | High Output | Architectural Flood and Spot Luminaires | Premium | FALSE | [9 empty] | 42723 |  |  | No |  | 4.1 | 10598 | 133.36 | 79.47 | 12.32 | 0.94 | 5000 | 73.6
PKTWZ486 | Metro LED | Metro LED | ML-RWP-25WA1 5000K | Outdoor Luminaires | Low Output | Architectural Flood and Spot Luminaires | Premium | FALSE | [9 empty] | 42723 |  |  | No |  | 4.1 | 3280.3 | 129.66 | 25.3 | 14.07 | 0.91 | 5000 | 73.5
P4DV4SVH | Metro LED | Metro LED | ML-RWP-40WA1 5000K | Outdoor Luminaires | Mid Output | Architectural Flood and Spot Luminaires | Premium | FALSE | [9 empty] | 42723 |  |  | No |  | 4.1 | 5131.2 | 128.18 | 40.03 | 18.95 | 0.91 | 5000 | 73.5
PAA62XZQ | Metro LED | Metro LED | ML-FL-300W-111[12]-1601 5000K | Outdoor Luminaires | Very High Output | Architectural Flood and Spot Luminaires | Standard | FALSE | [9 empty] | 42723 |  |  | No |  | 3.1 | 41099 | 134.62 | 305.3 | 13.69 | 0.9477 | 5000 | 74.3
PPQS5RCU | Metro LED | Metro LED | ML-FL-240W-111[12]-1601 5000K | Outdoor Luminaires | Very High Output | Architectural Flood and Spot Luminaires | Standard | FALSE | [9 empty] | 42723 |  |  | No |  | 3.1 | 32108 | 132.24 | 242.8 | 13.43 | 0.9387 | 5000 | 74.2
PHV941R6 | DONGGUAN THAILIGHT SEMICONDUCTOR LIGHTING CO.LTD. | Thailight | TLFLJ1004YYZZ | Outdoor Luminaires | High Output | Architectural Flood and Spot Luminaires | Standard | TRUE | 11667 | 115.74 | 100.8 | 9.1 | 0.9264 | 3908 | 82.5 | 5 | 50000 | 42723 |  |  | No |  | 4.1 | 11745 | 118.19 | 99.37 | 9.1 | 0.93 | 4000 | 82.5
PX9NT3XG | DONGGUAN THAILIGHT SEMICONDUCTOR LIGHTING CO.LTD. | Thailight | TLFLJ1005YYZZ | Outdoor Luminaires | High Output | Architectural Flood and Spot Luminaires | Standard | FALSE | [9 empty] | 42723 |  |  | No |  | 4.1 | 12316 | 124.38 | 99.02 | 9.14 | 0.9 | 5000 | 83.2
PQ1AMF8T | DONGGUAN THAILIGHT SEMICONDUCTOR LIGHTING CO.LTD. | Thailight | TLFLJ100H4YYZZ | Outdoor Luminaires | High Output | Architectural Flood and Spot Luminaires | Standard | TRUE | 11663 | 116.88 | 99.79 | 13.36 | 0.9636 | 3988 | 83.1 | 5 | 50000 | 42723 |  |  | No |  | 4.1 | 11663 | 116.88 | 99.79 | 13.36 | 0.96 | 4000 | 83.1
PD9Y5EPV | DONGGUAN THAILIGHT SEMICONDUCTOR LIGHTING CO.LTD. | Thailight | TLFLJ100H5YYZZ | Outdoor Luminaires | High Output | Architectural Flood and Spot Luminaires | Standard | FALSE | [9 empty] | 42723 |  |  | No |  | 4.1 | 12236 | 123.01 | 99.47 | 13.44 | 0.96 | 5000 | 82.8
PCGKZ1PZ | Hubbell Lighting | Hubbell Outdoor Lighting | FXL-[blankK-]56L4K | Outdoor Luminaires | High Output | Architectural Flood and Spot Luminaires | Standard | TRUE | 20610 | 105.92 | 194.6 | 11.4 | 0.96 | 4002 | 74.1 | 5 | 50000 | 42723 | Dimmable | Continuous Above 10 | No |  | 4.1 | 20610 | 105.9 | 194.6 | 5.56 | 0.96 | 4002 | 74.1
P9UVN57N | P.Q.L. Inc. | Superior Life | 83621 | Outdoor Luminaires | High Output | Architectural Flood and Spot Luminaires | Standard | TRUE | 10542 | 105.884 | 99.57 | 16.78 | 0.9861 | 4937 | 82.8 | 5 | 50000 | 42720 |  |  | Yes |  | 3.1 | 11100 | 111 | 100 | 16.78 | 0.95 | 5000 | 80
PDAQCZ4G | P.Q.L. Inc. | Superior Life | 83623 | Outdoor Luminaires | High Output | Architectural Flood and Spot Luminaires | Standard | TRUE | 21430.96 | 110.092 | 194.66 | 5.56 | 0.9658 | 4952 | 82.7 | 5 | 50000 | 42720 |  |  | No |  | 3.1 | 22100 | 110.5 | 200 | 5.67 | 0.95 | 5000 | 80
PAMTVVAN | P.Q.L. Inc. | Superior Life | 83620 | Outdoor Luminaires | Mid Output | Architectural Flood and Spot Luminaires | Standard | TRUE | 7165.79 | 116.3 | 61.6 | 13.92 | 0.9621 | 4908 | 83.1 | 5 | 50000 | 42720 |  |  | Yes |  | 3.1 | 7700 | 128 | 60 | 13.92 | 0.95 | 5000 | 80
PDFWYVEJ | P.Q.L. Inc. | Superior Life | 83624 | Outdoor Luminaires | Very High Output | Architectural Flood and Spot Luminaires | Standard | TRUE | 32148.03 | 109.065 | 294.76 | 15.13 | 0.9448 | 5010 | 82.9 | 5 | 50000 | 42720 |  |  | No |  | 3.1 | 33600 | 112 | 300 | 15.13 | 0.95 | 5000 | 80
PXUHGH3H | P.Q.L. Inc. | Superior Life | 83622 | Outdoor Luminaires | High Output | Architectural Flood and Spot Luminaires | Standard | TRUE | 16632.2 | 113.919 | 146 | 12.16 | 0.9233 | 4897 | 82.6 | 5 | 50000 | 42720 |  |  | Yes |  | 3.1 | 17300 | 115.33 | 150 | 12.16 | 0.95 | 5000 | 80
P7ZYR1WS | Torshare Ltd | TORSHARE | XT15-150W(3000K) | Outdoor Luminaires | High Output | Architectural Flood and Spot Luminaires | Standard | TRUE | 14089 | 103.52 | 136.1 | 12.46 | 0.9086 | 2990 | 80.5 | 5 | 50000 | 42720 | Not Dimmable | Not Dimmable | No |  | 4 | 14376 | 104.17 | 138 | 12.46 | 0.91 | 3000 | 80.5
PN21UPER | Torshare Ltd | TORSHARE | XT10-100W(3000K) | Outdoor Luminaires | High Output | Architectural Flood and Spot Luminaires | Standard | TRUE | 9627.5 | 106.03 | 90.8 | 13.25 | 0.9066 | 2999 | 81.2 | 5 | 50000 | 42720 | Not Dimmable | Not Dimmable | No |  | 4 | 9827 | 107.28 | 91.6 | 13.25 | 0.91 | 3000 | 81.2
PYQ31C6J | Torshare Ltd | TORSHARE | XT15-150W(5700K) | Outdoor Luminaires | High Output | Architectural Flood and Spot Luminaires | Standard | FALSE | [9 empty] | 42720 | Not Dimmable | Not Dimmable | No |  | 4 | 15228 | 108.54 | 140.3 | 13.08 | 0.91 | 5700 | 80.5
PYEDP4FD | Torshare Ltd | TORSHARE | XT10-100W(5700K) | Outdoor Luminaires | High Output | Architectural Flood and Spot Luminaires | Standard | FALSE | [9 empty] | 42720 | Not Dimmable | Not Dimmable | No |  | 4 | 10180 | 110.15 | 92.42 | 13.96 | 0.91 | 5700 | 80.1
PVN4RA68 | Torshare Ltd | TORSHARE | XT10-100W(5000K) | Outdoor Luminaires | High Output | Architectural Flood and Spot Luminaires | Standard | FALSE | [9 empty] | 42720 | Not Dimmable | Not Dimmable | No |  | 4 | 10109.4 | 109.88 | 92 | 13.25 | 0.91 | 5000 | 81.2
PFM4ZVPD | Torshare Ltd | TORSHARE | XT15-150W(5000K) | Outdoor Luminaires | High Output | Architectural Flood and Spot Luminaires | Standard | FALSE | [9 empty] | 42720 | Not Dimmable | Not Dimmable | No |  | 4 | 15057.6 | 108.17 | 139.2 | 12.46 | 0.91 | 5000 | 80.5
P9SXJZQG | Torshare Ltd | TORSHARE | XT10-100W(4500K) | Outdoor Luminaires | High Output | Architectural Flood and Spot Luminaires | Standard | FALSE | [9 empty] | 42720 | Not Dimmable | Not Dimmable | No |  | 4 | 10038.8 | 109.12 | 92 | 13.25 | 0.91 | 4500 | 81.2
PMQ5X38W | Torshare Ltd | TORSHARE | XT15-150W(4500K) | Outdoor Luminaires | High Output | Architectural Flood and Spot Luminaires | Standard | FALSE | [9 empty] | 42720 | Not Dimmable | Not Dimmable | No |  | 4 | 14887.2 | 106.95 | 139.2 | 12.46 | 0.91 | 4500 | 80.5
PK348Y5P | Torshare Ltd | TORSHARE | XT10-100W(4000K) | Outdoor Luminaires | High Output | Architectural Flood and Spot Luminaires | Standard | FALSE | [9 empty] | 42720 | Not Dimmable | Not Dimmable | No |  | 4 | 9968.2 | 108.35 | 92 | 13.25 | 0.91 | 4000 | 81.2
P5AFUT7F | Torshare Ltd | TORSHARE | XT15-150W(4000K) | Outdoor Luminaires | High Output | Architectural Flood and Spot Luminaires | Standard | FALSE | [9 empty] | 42720 | Not Dimmable | Not Dimmable | No |  | 4 | 14716.8 | 105.72 | 139.2 | 12.46 | 0.91 | 4000 | 80.5
PCWWZT9W | Torshare Ltd | TORSHARE | XT10-100W(3500K) | Outdoor Luminaires | High Output | Architectural Flood and Spot Luminaires | Standard | FALSE | [9 empty] | 42720 | Not Dimmable | Not Dimmable | No |  | 4 | 9897.6 | 107.57 | 92.01 | 13.25 | 0.91 | 3500 | 81.2
PUMMN4DU | Torshare Ltd | TORSHARE | XT15-150W(3500K) | Outdoor Luminaires | High Output | Architectural Flood and Spot Luminaires | Standard | FALSE | [9 empty] | 42720 | Not Dimmable | Not Dimmable | No |  | 4 | 14546.4 | 104.54 | 139.15 | 12.46 | 0.91 | 3500 | 80.5
P6GXAP5K | Tamlite Lighting | Tamlite Lighting | TATFLL3080XX | Outdoor Luminaires | Mid Output | Architectural Flood and Spot Luminaires | Standard | TRUE | 8453 | 109.98 | 76.86 | 18.74 | 0.9024 | 3064 | 83.7 | 5 | 50000 | 42719 |  |  | No |  | 3 | 8591 | 110.11 | 78.02 | 18.74 | 0.9024 | 3000 | 83.7
P7EAZW5V | Tamlite Lighting | Tamlite Lighting | TATFLL5080XX | Outdoor Luminaires | Mid Output | Architectural Flood and Spot Luminaires | Standard | FALSE | [9 empty] | 42719 |  |  | No |  | 3 | 9064 | 115.39 | 78.55 | 18.95 | 0.9062 | 5000 | 84.5
PV5ZP9FU | Shenzhen Vanplex Optoelectronics Co. Ltd | VANPLEX | VPL-FLHBT-100WAN [Blank HV]-30K | Outdoor Luminaires | High Output | Architectural Flood and Spot Luminaires | Standard | TRUE | 12792 | 131.67 | 97.15 | 14.29 | 0.9782 | 2973 | 72.7 | 5 | 50000 | 42719 | Not Dimmable | Not Dimmable | No |  | 4.1 | 12792 | 131.67 | 97.15 | 14.29 | 0.98 | 3000 | 72.7
PQTZNP9G | Shenzhen Vanplex Optoelectronics Co. Ltd | VANPLEX | VPL-FLHBT-120WAN [Blank HV]-30K | Outdoor Luminaires | High Output | Architectural Flood and Spot Luminaires | Standard | TRUE | 16455 | 139.57 | 117.9 | 14.63 | 0.9589 | 2970 | 72.7 | 5 | 50000 | 42719 | Not Dimmable | Not Dimmable | No |  | 4.1 | 16455 | 139.57 | 117.95 | 14.63 | 0.96 | 3000 | 72.7
PAR28QUB | Shenzhen Vanplex Optoelectronics Co. Ltd | VANPLEX | VPL-FLHBT-150WAN [Blank HV]-30K | Outdoor Luminaires | High Output | Architectural Flood and Spot Luminaires | Standard | TRUE | 19793 | 129.03 | 153.4 | 13.33 | 0.9572 | 2970 | 72.6 | 5 | 50000 | 42719 | Not Dimmable | Not Dimmable | No |  | 4.1 | 19793 | 129.03 | 153.4 | 13.33 | 0.96 | 3000 | 72.6
PQ2RBRA6 | Shenzhen Vanplex Optoelectronics Co. Ltd | VANPLEX | VPL-FLHBT-150WAN [Blank HV]-57K | Outdoor Luminaires | High Output | Architectural Flood and Spot Luminaires | Standard | FALSE | [9 empty] | 42719 | Not Dimmable | Not Dimmable | No |  | 4.1 | 20383 | 133.05 | 153.2 | 14.56 | 0.95 | 5700 | 75.7
PNE56E7Q | Shenzhen Vanplex Optoelectronics Co. Ltd | VANPLEX | VPL-FLHBT-120WAN [Blank HV]-57K | Outdoor Luminaires | High Output | Architectural Flood and Spot Luminaires | Standard | FALSE | [9 empty] | 42719 | Not Dimmable | Not Dimmable | No |  | 4.1 | 16981 | 142.82 | 99.12 | 18.9 | 0.96 | 5700 | 75.5
PH7A7VMR | Shenzhen Vanplex Optoelectronics Co. Ltd | VANPLEX | VPL-FLHBT-100WAN [Blank HV]-57K | Outdoor Luminaires | High Output | Architectural Flood and Spot Luminaires | Standard | FALSE | [9 empty] | 42719 | Not Dimmable | Not Dimmable | No |  | 4.1 | 13340 | 134.58 | 99.12 | 16.14 | 0.98 | 5700 | 75.5
PFJBCVTV | Shenzhen Vanplex Optoelectronics Co. Ltd | VANPLEX | VPL-FLHBT-150WAD [Blank HV]-57K | Outdoor Luminaires | High Output | Architectural Flood and Spot Luminaires | Standard | FALSE | [9 empty] | 42719 | Dimmable | Continuous Below 10 | No |  | 4.1 | 20383 | 133.05 | 153.2 | 14.56 | 0.95 | 5700 | 75.7
PG9EKVDE | Shenzhen Vanplex Optoelectronics Co. Ltd | VANPLEX | VPL-FLHBT-120WAD [Blank HV]-57K | Outdoor Luminaires | High Output | Architectural Flood and Spot Luminaires | Standard | FALSE | [9 empty] | 42719 | Dimmable | Continuous Below 10 | No |  | 4.1 | 16981 | 142.82 | 99.12 | 18.9 | 0.96 | 5700 | 75.5
P6DDGP5C | Shenzhen Vanplex Optoelectronics Co. Ltd | VANPLEX | VPL-FLHBT-100WAD [Blank HV]-57K | Outdoor Luminaires | High Output | Architectural Flood and Spot Luminaires | Standard | FALSE | [9 empty] | 42719 | Dimmable | Continuous Below 10 | No |  | 4.1 | 13340 | 134.58 | 99.12 | 16.14 | 0.98 | 5700 | 75.5
PZRQEUZT | Shenzhen Vanplex Optoelectronics Co. Ltd | VANPLEX | VPL-FLHBT-120WAN [Blank HV]-50K | Outdoor Luminaires | High Output | Architectural Flood and Spot Luminaires | Standard | FALSE | [9 empty] | 42719 | Not Dimmable | Not Dimmable | No |  | 4.1 | 16659 | 140.94 | 118.2 | 14.8 | 0.96 | 5000 | 75.5
PCKA8A88 | Shenzhen Vanplex Optoelectronics Co. Ltd | VANPLEX | VPL-FLHBT-100WAN [Blank HV]-50K | Outdoor Luminaires | High Output | Architectural Flood and Spot Luminaires | Standard | FALSE | [9 empty] | 42719 | Not Dimmable | Not Dimmable | No |  | 4.1 | 12945 | 132.91 | 97.4 | 14.54 | 0.98 | 5000 | 75.4
PYCKZC4X | Shenzhen Vanplex Optoelectronics Co. Ltd | VANPLEX | VPL-FLHBT-150WAN [Blank HV]-50K | Outdoor Luminaires | High Output | Architectural Flood and Spot Luminaires | Standard | FALSE | [9 empty] | 42719 | Not Dimmable | Not Dimmable | No |  | 4.1 | 20053 | 130.38 | 153.8 | 13.59 | 0.95 | 5000 | 75.2
PUKX9QQS | Shenzhen Vanplex Optoelectronics Co. Ltd | VANPLEX | VPL-FLHBT-120WAD [Blank HV]-50K | Outdoor Luminaires | High Output | Architectural Flood and Spot Luminaires | Standard | FALSE | [9 empty] | 42719 | Dimmable | Continuous Below 10 | No |  | 4.1 | 16659 | 140.94 | 118.2 | 14.8 | 0.96 | 5000 | 75.5
PCP8V3VZ | Shenzhen Vanplex Optoelectronics Co. Ltd | VANPLEX | VPL-FLHBT-100WAD [Blank HV]-50K | Outdoor Luminaires | High Output | Architectural Flood and Spot Luminaires | Standard | FALSE | [9 empty] | 42719 | Dimmable | Continuous Below 10 | No |  | 4.1 | 12945 | 132.91 | 97.4 | 14.54 | 0.98 | 5000 | 75.4
PGVBP1PF | Shenzhen Vanplex Optoelectronics Co. Ltd | VANPLEX | VPL-FLHBT-150WAD [Blank HV]-50K | Outdoor Luminaires | High Output | Architectural Flood and Spot Luminaires | Standard | FALSE | [9 empty] | 42719 | Dimmable | Continuous Below 10 | No |  | 4.1 | 20053 | 130.38 | 153.8 | 13.59 | 0.95 | 5000 | 75.2
PU7R1K5W | Shenzhen Vanplex Optoelectronics Co. Ltd | VANPLEX | VPL-FLHBT-100WAN [Blank HV]-45K | Outdoor Luminaires | High Output | Architectural Flood and Spot Luminaires | Standard | FALSE | [9 empty] | 42719 | Not Dimmable | Not Dimmable | No |  | 4.1 | 12945 | 132.91 | 97.4 | 14.54 | 0.98 | 4500 | 75.4
PCZX8CSB | Shenzhen Vanplex Optoelectronics Co. Ltd | VANPLEX | VPL-FLHBT-120WAN [Blank HV]-45K | Outdoor Luminaires | High Output | Architectural Flood and Spot Luminaires | Standard | FALSE | [9 empty] | 42719 | Not Dimmable | Not Dimmable | No |  | 4.1 | 16659 | 140.94 | 118.2 | 14.8 | 0.96 | 4500 | 75.2
PNH3R659 | Shenzhen Vanplex Optoelectronics Co. Ltd | VANPLEX | VPL-FLHBT-150WAN [Blank HV]-45K | Outdoor Luminaires | High Output | Architectural Flood and Spot Luminaires | Standard | FALSE | [9 empty] | 42719 | Not Dimmable | Not Dimmable | No |  | 4.1 | 20053 | 130.38 | 153.8 | 13.59 | 0.95 | 4500 | 75.2
PEUZ2QCG | Shenzhen Vanplex Optoelectronics Co. Ltd | VANPLEX | VPL-FLHBT-100WAD [Blank HV]-45K | Outdoor Luminaires | High Output | Architectural Flood and Spot Luminaires | Standard | FALSE | [9 empty] | 42719 | Dimmable | Continuous Below 10 | No |  | 4.1 | 12945 | 132.91 | 97.4 | 14.54 | 0.98 | 4500 | 75.4
PUDWP615 | Shenzhen Vanplex Optoelectronics Co. Ltd | VANPLEX | VPL-FLHBT-120WAD [Blank HV]-45K | Outdoor Luminaires | High Output | Architectural Flood and Spot Luminaires | Standard | FALSE | [9 empty] | 42719 | Dimmable | Continuous Below 10 | No |  | 4.1 | 16659 | 140.94 | 118.2 | 14.8 | 0.96 | 4500 | 75.2
P764HJED | Shenzhen Vanplex Optoelectronics Co. Ltd | VANPLEX | VPL-FLHBT-150WAD [Blank HV]-45K | Outdoor Luminaires | High Output | Architectural Flood and Spot Luminaires | Standard | FALSE | [9 empty] | 42719 | Dimmable | Continuous Below 10 | No |  | 4.1 | 20053 | 130.38 | 153.8 | 13.59 | 0.95 | 4500 | 75.2
PQAP5FDA | Shenzhen Vanplex Optoelectronics Co. Ltd | VANPLEX | VPL-FLHBT-100WAN [Blank HV]-40K | Outdoor Luminaires | High Output | Architectural Flood and Spot Luminaires | Standard | FALSE | [9 empty] | 42719 | Not Dimmable | Not Dimmable | No |  | 4.1 | 12945 | 132.91 | 97.4 | 14.54 | 0.98 | 4000 | 75.4
PGZFTEN5 | Shenzhen Vanplex Optoelectronics Co. Ltd | VANPLEX | VPL-FLHBT-120WAN [Blank HV]-40K | Outdoor Luminaires | High Output | Architectural Flood and Spot Luminaires | Standard | FALSE | [9 empty] | 42719 | Not Dimmable | Not Dimmable | No |  | 4.1 | 16659 | 140.94 | 118.2 | 14.8 | 0.96 | 4000 | 75.2
PU8BD42J | Shenzhen Vanplex Optoelectronics Co. Ltd | VANPLEX | VPL-FLHBT-150WAN [Blank HV]-40K | Outdoor Luminaires | High Output | Architectural Flood and Spot Luminaires | Standard | FALSE | [9 empty] | 42719 | Not Dimmable | Not Dimmable | No |  | 4.1 | 20053 | 130.38 | 153.8 | 13.59 | 0.95 | 4000 | 75.2
P7HXYM7A | Shenzhen Vanplex Optoelectronics Co. Ltd | VANPLEX | VPL-FLHBT-100WAD [Blank HV]-40K | Outdoor Luminaires | High Output | Architectural Flood and Spot Luminaires | Standard | FALSE | [9 empty] | 42719 | Dimmable | Continuous Below 10 | No |  | 4.1 | 12945 | 132.91 | 97.4 | 14.54 | 0.98 | 4000 | 75.4
P4CQMTEC | Shenzhen Vanplex Optoelectronics Co. Ltd | VANPLEX | VPL-FLHBT-120WAD [Blank HV]-40K | Outdoor Luminaires | High Output | Architectural Flood and Spot Luminaires | Standard | FALSE | [9 empty] | 42719 | Dimmable | Continuous Below 10 | No |  | 4.1 | 16659 | 140.94 | 118.2 | 14.8 | 0.96 | 4000 | 75.2
PG8STZBK | Shenzhen Vanplex Optoelectronics Co. Ltd | VANPLEX | VPL-FLHBT-150WAD [Blank HV]-40K | Outdoor Luminaires | High Output | Architectural Flood and Spot Luminaires | Standard | FALSE | [9 empty] | 42719 | Dimmable | Continuous Below 10 | No |  | 4.1 | 20053 | 130.38 | 153.8 | 13.59 | 0.95 | 4000 | 75.2
P39T18WJ | Shenzhen Vanplex Optoelectronics Co. Ltd | VANPLEX | VPL-FLHBT-120WAN [Blank HV]-35K | Outdoor Luminaires | High Output | Architectural Flood and Spot Luminaires | Standard | FALSE | [9 empty] | 42719 | Not Dimmable | Not Dimmable | No |  | 4.1 | 16455 | 139.57 | 117.95 | 14.63 | 0.96 | 3500 | 72.7
PCRVX3NB | Shenzhen Vanplex Optoelectronics Co. Ltd | VANPLEX | VPL-FLHBT-100WAN [Blank HV]-35K | Outdoor Luminaires | High Output | Architectural Flood and Spot Luminaires | Standard | FALSE | [9 empty] | 42719 | Not Dimmable | Not Dimmable | No |  | 4.1 | 12792 | 131.67 | 97.15 | 14.29 | 0.98 | 3500 | 72.7
P89FUKD2 | Shenzhen Vanplex Optoelectronics Co. Ltd | VANPLEX | VPL-FLHBT-150WAN [Blank HV]-35K | Outdoor Luminaires | High Output | Architectural Flood and Spot Luminaires | Standard | FALSE | [9 empty] | 42719 | Not Dimmable | Not Dimmable | No |  | 4.1 | 19793 | 129.03 | 153.4 | 13.33 | 0.96 | 3500 | 72.6
PV5VQF1M | Shenzhen Vanplex Optoelectronics Co. Ltd | VANPLEX | VPL-FLHBT-120WAD [Blank HV]-35K | Outdoor Luminaires | High Output | Architectural Flood and Spot Luminaires | Standard | FALSE | [9 empty] | 42719 | Dimmable | Continuous Below 10 | No |  | 4.1 | 16455 | 139.57 | 117.95 | 14.63 | 0.96 | 3500 | 72.7
P91QQ9DA | Shenzhen Vanplex Optoelectronics Co. Ltd | VANPLEX | VPL-FLHBT-100WAD [Blank HV]-35K | Outdoor Luminaires | High Output | Architectural Flood and Spot Luminaires | Standard | FALSE | [9 empty] | 42719 | Dimmable | Continuous Below 10 | No |  | 4.1 | 12792 | 131.67 | 97.15 | 14.29 | 0.98 | 3500 | 72.7
PCX2AZRX | Shenzhen Vanplex Optoelectronics Co. Ltd | VANPLEX | VPL-FLHBT-150WAD [Blank HV]-35K | Outdoor Luminaires | High Output | Architectural Flood and Spot Luminaires | Standard | FALSE | [9 empty] | 42719 | Dimmable | Continuous Below 10 | No |  | 4.1 | 19793 | 129.03 | 153.4 | 13.33 | 0.96 | 3500 | 72.6
PVTX3278 | Shenzhen Vanplex Optoelectronics Co. Ltd | VANPLEX | VPL-FLHBT-120WAD [Blank HV]-30K | Outdoor Luminaires | High Output | Architectural Flood and Spot Luminaires | Standard | FALSE | [9 empty] | 42719 | Dimmable | Continuous Below 10 | No |  | 4.1 | 16455 | 139.57 | 117.95 | 14.63 | 0.96 | 3000 | 72.7
P5BMXCR2 | Shenzhen Vanplex Optoelectronics Co. Ltd | VANPLEX | VPL-FLHBT-100WAD [Blank HV]-30K | Outdoor Luminaires | High Output | Architectural Flood and Spot Luminaires | Standard | FALSE | [9 empty] | 42719 | Dimmable | Continuous Below 10 | No |  | 4.1 | 12792 | 131.67 | 97.15 | 14.29 | 0.98 | 3000 | 72.7
PGCUQ3JS | Shenzhen Vanplex Optoelectronics Co. Ltd | VANPLEX | VPL-FLHBT-150WAD [Blank HV]-30K | Outdoor Luminaires | High Output | Architectural Flood and Spot Luminaires | Standard | FALSE | [9 empty] | 42719 | Dimmable | Continuous Below 10 | No |  | 4.1 | 19793 | 129.03 | 153.4 | 13.33 | 0.96 | 3000 | 72.6
PBFZ6ZYA | JayKal LED Solutions Inc. | JAYKAL LED SOLUTIONS INC. | JLS68103-G2FL-45-277-50K-X-Y-Z | Outdoor Luminaires | Low Output | Architectural Flood and Spot Luminaires | Standard | TRUE | 4572.993 | 101.94 | 44.86 | 20.45 | 0.9545 | 4773 | 81.3 | 5 | 50000 | 42718 | Not Dimmable | Not Dimmable | No |  | 3.1 | 4578 | 101.73 | 45 | 20.45 | 0.95 | 5000 | 80
PW4U1G47 | S LITE CO. LTD. | S LITE | FL214HE-HV-3201-70-30K-00-00-00-Optional include[WHBKDBSLXX]-Optional include[P3P5P700]-Optional include[PMSCPMPSSCMSMCPMSMSC00]-00-Optional include[PMTRSFTU]-NC-IVT | Outdoor Luminaires | Very High Output | Architectural Flood and Spot Luminaires | Premium | TRUE | 39961 | 141.3 | 282.8 | 11.37 | 0.9539 | 3130 | 73.6 | 5 | 50000 | 42718 | Dimmable | Continuous Above 10 | Yes |  | 4.1 | 39961 | 141.3 | 282.8 | 11.37 | 0.95 | 3000 | 73.6
P8H4QN79 | JayKal LED Solutions Inc. | JAYKAL LED SOLUTIONS INC. | JLS68103-G2FL-70-277-50K-X-Y-Z | Outdoor Luminaires | Mid Output | Architectural Flood and Spot Luminaires | Standard | TRUE | 6796.19 | 95.82 | 70.93 | 18.26 | 0.9317 | 4877 | 81.5 | 5 | 50000 | 42718 | Not Dimmable | Not Dimmable | No |  | 3.1 | 6800 | 97.14 | 70 | 18.26 | 0.95 | 5000 | 80
P12NZKSC | S LITE CO. LTD. | S LITE | FL214AE-UNV-3201-70-30K-00-00-00-Optional include[WHBKDBSLXX]-Optional include[P3P5P700]-Optional include[PMSCPMPSSCMSMCPMSMSC00]-00-Optional include[PMTRSFTU]-NC-IVT | Outdoor Luminaires | Very High Output | Architectural Flood and Spot Luminaires | Premium | TRUE | 40241 | 139.68 | 288.1 | 18.35 | 0.9255 | 3136 | 73.6 | 5 | 50000 | 42718 | Dimmable | Continuous Above 10 | Yes |  | 4.1 | 40241 | 139.68 | 288.1 | 18.35 | 0.93 | 3000 | 73.6
PCTZXEQ2 | S LITE CO. LTD. | S LITE | FL214AE-UNV-3201-70-50K-00-00-00-Optional include[WHBKDBSLXX]-Optional include[P3P5P700]-Optional include[PMSCPMPSSCMSMCPMSMSC00]-00-Optional include[PMTRSFTU]-NC-IVT | Outdoor Luminaires | Very High Output | Architectural Flood and Spot Luminaires | Premium | FALSE | [9 empty] | 42718 | Dimmable | Continuous Above 10 | Yes |  | 4.1 | 43261 | 148.31 | 291.7 | 17.99 | 0.93 | 5000 | 76.3
P1JPKJNR | S LITE CO. LTD. | S LITE | FL214HE-HV-3201-70-50K-00-00-00-Optional include[WHBKDBSLXX]-Optional include[P3P5P700]-Optional include[PMSCPMPSSCMSMCPMSMSC00]-00-Optional include[PMTRSFTU]-NC-IVT | Outdoor Luminaires | Very High Output | Architectural Flood and Spot Luminaires | Premium | FALSE | [9 empty] | 42718 | Dimmable | Continuous Above 10 | Yes |  | 4.1 | 42015 | 147.68 | 284.5 | 11.52 | 0.95 | 5000 | 76.2
PGE8K7Y7 | S LITE CO. LTD. | S LITE | FL214AE-UNV-3201-70-45K-00-00-00-Optional include[WHBKDBSLXX]-Optional include[P3P5P700]-Optional include[PMSCPMPSSCMSMCPMSMSC00]-00-Optional include[PMTRSFTU]-NC-IVT | Outdoor Luminaires | Very High Output | Architectural Flood and Spot Luminaires | Premium | FALSE | [9 empty] | 42718 | Dimmable | Continuous Above 10 | Yes |  | 4.1 | 42506 | 146.62 | 289.9 | 18.35 | 0.93 | 4500 | 73.6
PWPPP4EM | S LITE CO. LTD. | S LITE | FL214HE-HV-3201-70-45K-00-00-00-Optional include[WHBKDBSLXX]-Optional include[P3P5P700]-Optional include[PMSCPMPSSCMSMCPMSMSC00]-00-Optional include[PMTRSFTU]-NC-IVT | Outdoor Luminaires | Very High Output | Architectural Flood and Spot Luminaires | Premium | FALSE | [9 empty] | 42718 | Dimmable | Continuous Above 10 | Yes |  | 4.1 | 41502 | 146.31 | 283.7 | 11.37 | 0.95 | 4500 | 73.6
PCQAWBJ1 | S LITE CO. LTD. | S LITE | FL214AE-UNV-3201-70-40K-00-00-00-Optional include[WHBKDBSLXX]-Optional include[P3P5P700]-Optional include[PMSCPMPSSCMSMCPMSMSC00]-00-Optional include[PMTRSFTU]-NC-IVT | Outdoor Luminaires | Very High Output | Architectural Flood and Spot Luminaires | Premium | FALSE | [9 empty] | 42718 | Dimmable | Continuous Above 10 | Yes |  | 4.1 | 41751 | 144.02 | 289.9 | 18.35 | 0.93 | 4000 | 73.6
PHAUGF1U | S LITE CO. LTD. | S LITE | FL214HE-HV-3201-70-40K-00-00-00-Optional include[WHBKDBSLXX]-Optional include[P3P5P700]-Optional include[PMSCPMPSSCMSMCPMSMSC00]-00-Optional include[PMTRSFTU]-NC-IVT | Outdoor Luminaires | Very High Output | Architectural Flood and Spot Luminaires | Premium | FALSE | [9 empty] | 42718 | Dimmable | Continuous Above 10 | Yes |  | 4.1 | 40988 | 144.5 | 283.7 | 11.37 | 0.95 | 4000 | 73.6
PPH8BRZD | S LITE CO. LTD. | S LITE | FL214AE-UNV-3201-70-35K-00-00-00-Optional include[WHBKDBSLXX]-Optional include[P3P5P700]-Optional include[PMSCPMPSSCMSMCPMSMSC00]-00-Optional include[PMTRSFTU]-NC-IVT | Outdoor Luminaires | Very High Output | Architectural Flood and Spot Luminaires | Premium | FALSE | [9 empty] | 42718 | Dimmable | Continuous Above 10 | Yes |  | 4.1 | 40996 | 141.41 | 289.9 | 18.35 | 0.93 | 3500 | 73.6
P1QAR8DR | S LITE CO. LTD. | S LITE | FL214HE-HV-3201-70-35K-00-00-00-Optional include[WHBKDBSLXX]-Optional include[P3P5P700]-Optional include[PMSCPMPSSCMSMCPMSMSC00]-00-Optional include[PMTRSFTU]-NC-IVT | Outdoor Luminaires | Very High Output | Architectural Flood and Spot Luminaires | Premium | FALSE | [9 empty] | 42718 | Dimmable | Continuous Above 10 | Yes |  | 4.1 | 40475 | 142.69 | 283.7 | 11.37 | 0.95 | 3500 | 73.6
PWH3BHSZ | P.Q.L. Inc. | Superior LifeÂ® | 83743 | Outdoor Luminaires | Low Output | Architectural Flood and Spot Luminaires | Premium | TRUE | 3084.2 | 112.89 | 27.32 | 9.87 | 0.9072 | 3064 | 73.2 | 5 | 50000 | 42717 |  |  | No |  | 4 | 3121.3 | 114.08 | 27.36 | 9.87 | 0.907 | 3000 | 73.2
PDNQT7KG | P.Q.L. Inc. | Superior LifeÂ® | 83740 | Outdoor Luminaires | Low Output | Architectural Flood and Spot Luminaires | Standard | TRUE | 1207.7 | 105.6 | 11.44 | 14.39 | 0.9023 | 3031 | 72.6 | 5 | 50000 | 42717 |  |  | No |  | 4 | 1202 | 111.5 | 10.78 | 14.39 | 0.902 | 3000 | 72.6
PUK2BR4H | P.Q.L. Inc. | Superior LifeÂ® | 83747 | Outdoor Luminaires | Low Output | Architectural Flood and Spot Luminaires | Premium | FALSE | [9 empty] | 42717 |  |  | No |  | 4 | 3193.1 | 116.92 | 27.31 | 9.91 | 0.909 | 5000 | 76.4
P4BMRDX1 | P.Q.L. Inc. | Superior LifeÂ® | 83742 | Outdoor Luminaires | Low Output | Architectural Flood and Spot Luminaires | Standard | FALSE | [9 empty] | 42717 |  |  | No |  | 4 | 1235.6 | 114.3 | 10.81 | 14.34 | 0.903 | 5000 | 75.9
PGYHRFDA | P.Q.L. Inc. | Superior LifeÂ® | 83746 | Outdoor Luminaires | Low Output | Architectural Flood and Spot Luminaires | Premium | FALSE | [9 empty] | 42717 |  |  | No |  | 4 | 3121.3 | 114.08 | 27.36 | 9.87 | 0.907 | 4500 | 73.2
PEE2KSDD | P.Q.L. Inc. | Superior LifeÂ® | 83741 | Outdoor Luminaires | Low Output | Architectural Flood and Spot Luminaires | Standard | FALSE | [9 empty] | 42717 |  |  | No |  | 4 | 1202 | 111.5 | 10.78 | 14.39 | 0.902 | 4500 | 72.6
PZ2WNFQ8 | P.Q.L. Inc. | Superior LifeÂ® | 83745 | Outdoor Luminaires | Low Output | Architectural Flood and Spot Luminaires | Premium | FALSE | [9 empty] | 42717 |  |  | No |  | 4 | 3121.3 | 114.08 | 27.36 | 9.87 | 0.907 | 4000 | 73.2
P5ZDSDG6 | P.Q.L. Inc. | Superior LifeÂ® | 83739 | Outdoor Luminaires | Low Output | Architectural Flood and Spot Luminaires | Standard | FALSE | [9 empty] | 42717 |  |  | No |  | 4 | 1202 | 111.5 | 10.78 | 14.39 | 0.902 | 4000 | 72.6
PB5DQJQ5 | P.Q.L. Inc. | Superior LifeÂ® | 83744 | Outdoor Luminaires | Low Output | Architectural Flood and Spot Luminaires | Premium | FALSE | [9 empty] | 42717 |  |  | No |  | 4 | 3121.3 | 114.08 | 27.36 | 9.87 | 0.907 | 3500 | 73.2
P4WXGEDV | P.Q.L. Inc. | Superior LifeÂ® | 83738 | Outdoor Luminaires | Low Output | Architectural Flood and Spot Luminaires | Standard | FALSE | [9 empty] | 42717 |  |  | No |  | 4 | 1202 | 111.5 | 10.78 | 14.39 | 0.902 | 3500 | 72.6
PWGA6K4T | Carolina Product Solutions LLC. | CPS LED Lighting | CPS-ROWP-60W-UL-BL-40 | Outdoor Luminaires | High Output | Architectural Flood and Spot Luminaires | Premium | TRUE | 10598 | 133.36 | 79.47 | 12.32 | 0.9374 | 3822 | 73.6 | 5 | 50000 | 42716 | Not Dimmable | Not Dimmable | No |  | 4.1 | 10598 | 133.36 | 79.47 | 12.32 | 0.94 | 4000 | 73.6
PD1KXSRX | Carolina Product Solutions LLC. | CPS LED Lighting | CPS-ROWP-40W-UL-BL-40 | Outdoor Luminaires | Mid Output | Architectural Flood and Spot Luminaires | Premium | TRUE | 5238.3 | 126.19 | 41.51 | 18.95 | 0.9078 | 3765 | 73.5 | 5 | 50000 | 42716 | Not Dimmable | Not Dimmable | No |  | 4.1 | 5131.2 | 128.18 | 40.03 | 18.95 | 0.91 | 4000 | 73.5
P3Q4H9HR | Carolina Product Solutions LLC. | CPS LED Lighting | CPS-ROWP-80W-UL-BL-40 | Outdoor Luminaires | Mid Output | Architectural Flood and Spot Luminaires | Premium | TRUE | 7809.3 | 128.46 | 60.79 | 12.31 | 0.9071 | 3810 | 73.8 | 5 | 50000 | 42716 | Not Dimmable | Not Dimmable | No |  | 4.1 | 7853.9 | 129.43 | 60.68 | 12.31 | 0.91 | 4000 | 73.8
PJ4ATGM6 | Carolina Product Solutions LLC. | CPS LED Lighting | CPS-ROWP-25W-UL-BL-40 | Outdoor Luminaires | Low Output | Architectural Flood and Spot Luminaires | Premium | TRUE | 3324.5 | 126.99 | 26.18 | 14.07 | 0.9053 | 3808 | 73.5 | 5 | 50000 | 42716 | Not Dimmable | Not Dimmable | No |  | 4.1 | 3280.3 | 129.66 | 25.3 | 14.07 | 0.91 | 4000 | 73.5
PUK2GWDU | Carolina Product Solutions LLC. | CPS LED Lighting | CPS-ROWP-80W-UL-BL-57 | Outdoor Luminaires | Mid Output | Architectural Flood and Spot Luminaires | Premium | FALSE | [9 empty] | 42716 | Not Dimmable | Not Dimmable | No |  | 4.1 | 8090 | 132.52 | 61.05 | 12.92 | 0.91 | 5700 | 73.1
PYKPCTWX | Carolina Product Solutions LLC. | CPS LED Lighting | CPS-ROWP-25W-UL-BL-57 | Outdoor Luminaires | Low Output | Architectural Flood and Spot Luminaires | Premium | FALSE | [9 empty] | 42716 | Not Dimmable | Not Dimmable | No |  | 4.1 | 3383 | 132.19 | 25.59 | 14.52 | 0.91 | 5700 | 73
PDZ5Z6JW | Carolina Product Solutions LLC. | CPS LED Lighting | CPS-ROWP-60W-UL-BL-57 | Outdoor Luminaires | High Output | Architectural Flood and Spot Luminaires | Premium | FALSE | [9 empty] | 42716 | Not Dimmable | Not Dimmable | No |  | 4.1 | 10876 | 135.86 | 80.05 | 12.92 | 0.94 | 5700 | 73
PGSSUT4E | Carolina Product Solutions LLC. | CPS LED Lighting | CPS-ROWP-40W-UL-BL-57 | Outdoor Luminaires | Mid Output | Architectural Flood and Spot Luminaires | Premium | FALSE | [9 empty] | 42716 | Not Dimmable | Not Dimmable | No |  | 4.1 | 5341 | 131.59 | 40.59 | 19.83 | 0.91 | 5700 | 73.1
P37UA3ST | Carolina Product Solutions LLC. | CPS LED Lighting | CPS-ROWP-80W-UL-BL-50 | Outdoor Luminaires | Mid Output | Architectural Flood and Spot Luminaires | Premium | FALSE | [9 empty] | 42716 | Not Dimmable | Not Dimmable | No |  | 4.1 | 7853.9 | 129.43 | 60.68 | 12.31 | 0.91 | 5000 | 73.8
PGGUA6RE | Carolina Product Solutions LLC. | CPS LED Lighting | CPS-ROWP-60W-UL-BL-50 | Outdoor Luminaires | High Output | Architectural Flood and Spot Luminaires | Premium | FALSE | [9 empty] | 42716 | Not Dimmable | Not Dimmable | No |  | 4.1 | 10598 | 133.36 | 79.47 | 12.32 | 0.94 | 5000 | 73.6
PNZK5UTZ | Carolina Product Solutions LLC. | CPS LED Lighting | CPS-ROWP-25W-UL-BL-50 | Outdoor Luminaires | Low Output | Architectural Flood and Spot Luminaires | Premium | FALSE | [9 empty] | 42716 | Not Dimmable | Not Dimmable | No |  | 4.1 | 3280.3 | 129.66 | 25.3 | 14.07 | 0.91 | 5000 | 73.5
P265AMTR | Carolina Product Solutions LLC. | CPS LED Lighting | CPS-ROWP-40W-UL-BL-50 | Outdoor Luminaires | Mid Output | Architectural Flood and Spot Luminaires | Premium | FALSE | [9 empty] | 42716 | Not Dimmable | Not Dimmable | No |  | 4.1 | 5131.2 | 128.18 | 40.03 | 18.95 | 0.91 | 5000 | 73.5
PA3C2ETE | Cyantek LED Lighting LLC | Cyantek LED | CT-FL-45 | Outdoor Luminaires | Low Output | Architectural Flood and Spot Luminaires | Standard | TRUE | 4572.993 | 101.94 | 44.86 | 20.45 | 0.9545 | 4773 | 81.3 | 5 | 50000 | 42716 | Not Dimmable | Not Dimmable | No |  | 3.1 | 4578 | 101.73 | 45 | 20.45 | 0.95 | 5000 | 80
PTY3BVKA | Cyantek LED Lighting LLC | Cyantek LED | CT-FL-70 | Outdoor Luminaires | Mid Output | Architectural Flood and Spot Luminaires | Standard | TRUE | 6796.19 | 95.82 | 70.93 | 18.26 | 0.9317 | 4877 | 81.5 | 5 | 50000 | 42716 | Not Dimmable | Not Dimmable | No |  | 3.1 | 6800 | 97.14 | 70 | 18.26 | 0.95 | 5000 | 80
PT69K2K5 | SKYLER LED Lighting | SKYLER | SKT-AL-HM-450 | Outdoor Luminaires | Very High Output | Architectural Flood and Spot Luminaires | Standard | TRUE | 54238.85 | 115.979 | 467.66 | 7.53 | 0.976 | 5060 | 73.6 | 10 | 60000 | 42713 |  |  | NotYetVerified |  | 3 | 54238.85 | 115.979 | 467.66 | 7.53 | 0.999 | 5060 | 73.6
PCBQPRKP | MaxLite Inc | MaxLED | ELLF180[D4]N50[BLANKEHHE] | Outdoor Luminaires | High Output | Architectural Flood and Spot Luminaires | Standard | TRUE | 18852 | 102.96 | 183.1 | 20.148 | 0.9528 | 5423 | 77.9 | 5 | 50000 | 42712 |  |  | Yes |  | 4 | 18852 | 102.96 | 183.1 | 13 | 0.99 | 5000 | 77.9
PJKFEA9C | MaxLite Inc | MaxLED | ELLF540[D4]N50[BLANKEHHE] | Outdoor Luminaires | High Output | Architectural Flood and Spot Luminaires | Standard | TRUE | 54836 | 97.87 | 560.3 | 20.636 | 0.9516 | 5474 | 79 | 5 | 50000 | 42712 |  |  | Yes |  | 4 | 54836 | 97.87 | 560.3 | 13 | 0.99 | 5000 | 79
PPKWMDW5 | MaxLite Inc | MaxLED | ELLF540[D4]W50[BLANKEHHE] | Outdoor Luminaires | High Output | Architectural Flood and Spot Luminaires | Standard | FALSE | [9 empty] | 42712 |  |  | Yes |  | 4 | 55877 | 99.73 | 560.3 | 13 | 0.99 | 5000 | 79
PNC1A6UH | MaxLite Inc | MaxLED | ELLF360[D4]W50[BLANKEHHE] | Outdoor Luminaires | High Output | Architectural Flood and Spot Luminaires | Standard | FALSE | [9 empty] | 42712 |  |  | Yes |  | 4 | 38410.6 | 103.34 | 371.7 | 13 | 0.99 | 5000 | 77.9
PZ2SFGD9 | MaxLite Inc | MaxLED | ELLF180[D4]W50[BLANKEHHE] | Outdoor Luminaires | High Output | Architectural Flood and Spot Luminaires | Standard | FALSE | [9 empty] | 42712 |  |  | Yes |  | 4 | 19205.2 | 104.55 | 183.7 | 13 | 0.99 | 5000 | 77.8
PWNEBQVN | MaxLite Inc | MaxLED | ELLF540[D4]M50[BLANKEHHE] | Outdoor Luminaires | High Output | Architectural Flood and Spot Luminaires | Standard | FALSE | [9 empty] | 42712 |  |  | Yes |  | 4 | 55439 | 98.9 | 560.3 | 13 | 0.99 | 5000 | 79
PCU312WX | MaxLite Inc | MaxLED | ELLF360[D4]M50[BLANKEHHE] | Outdoor Luminaires | High Output | Architectural Flood and Spot Luminaires | Standard | FALSE | [9 empty] | 42712 |  |  | Yes |  | 4 | 37252 | 100.22 | 371.7 | 13 | 0.99 | 5000 | 78.3
PE7DMCZJ | MaxLite Inc | MaxLED | ELLF180[D4]M50[BLANKEHHE] | Outdoor Luminaires | High Output | Architectural Flood and Spot Luminaires | Standard | FALSE | [9 empty] | 42712 |  |  | Yes |  | 4 | 19065 | 103.75 | 183.8 | 13 | 0.99 | 5000 | 78.3
PG1ABRAZ | MaxLite Inc | MaxLED | ELLF360[D4]N50[BLANKEHHE] | Outdoor Luminaires | High Output | Architectural Flood and Spot Luminaires | Standard | FALSE | [9 empty] | 42712 |  |  | Yes |  | 4 | 36844 | 99.12 | 371.7 | 13 | 0.99 | 5000 | 77.9
P22UKU2J | DRK Enterprises | MyLEDLightingGuide | MLLG-AX-LED-HM-450-50-U | Outdoor Luminaires | Very High Output | Architectural Flood and Spot Luminaires | Standard | TRUE | 54238.85 | 115.979 | 467.66 | 7.53 | 0.976 | 5060 | 73.6 | 10 | 60000 | 42712 |  |  | NotYetVerified |  | 3 | 54238.85 | 115.979 | 467.66 | 7.53 | 0.999 | 5060 | 73.6
PG8DTHTZ | DRK Enterprises | MyLEDLightingGuide | MLLG-AX-LED-HM-900-50-U | Outdoor Luminaires | Very High Output | Architectural Flood and Spot Luminaires | Standard | TRUE | 106792.26 | 114.46 | 933.05 | 9.4 | 0.9667 | 5256 | 75 | 10 | 60000 | 42712 |  |  | NotYetVerified |  | 3 | 106792.26 | 114.46 | 933.05 | 9.4 | 0.999 | 5256 | 75
PPGYN6NX | DRK Enterprises | MyLEDLightingGuide | MLLG-AX-LED-HM-750-50-U | Outdoor Luminaires | Very High Output | Architectural Flood and Spot Luminaires | Standard | FALSE | [9 empty] | 42712 |  |  | NotYetVerified |  | 3 | 89852.76 | 115.568 | 777.49 | 9.12 | 0.999 | 5118 | 74.4
PQ26EFZS | DRK Enterprises | MyLEDLightingGuide | MLLG-AX-LED-HM-600-50-U | Outdoor Luminaires | Very High Output | Architectural Flood and Spot Luminaires | Standard | FALSE | [9 empty] | 42712 |  |  | NotYetVerified |  | 3 | 70957.125 | 114.451 | 619.98 | 8.92 | 0.999 | 5002 | 72.8
PSKESA5A | Zhejiang Qixing Qinghe Electronic Technology Co.Ltd. | QHL | QHFFD001D150W30K | Outdoor Luminaires | High Output | Architectural Flood and Spot Luminaires | Premium | TRUE | 18565 | 121.55 | 152.7 | 15.25 | 0.9571 | 3069 | 82.6 | 5 | 50000 | 42711 |  |  | No |  | 4.1 | 18565 | 121.6 | 150 | 15.25 | 0.96 | 3000 | 83
PQQUM9JF | Zhejiang Qixing Qinghe Electronic Technology Co.Ltd. | QHL | QHFFD001D150W57K | Outdoor Luminaires | High Output | Architectural Flood and Spot Luminaires | Premium | FALSE | [9 empty] | 42711 |  |  | No |  | 4.1 | 20646 | 131.7 | 150 | 15.25 | 0.96 | 5700 | 83
P2ECH1QX | Zhejiang Qixing Qinghe Electronic Technology Co.Ltd. | QHL | QHFFD001D150W50K | Outdoor Luminaires | High Output | Architectural Flood and Spot Luminaires | Premium | FALSE | [9 empty] | 42711 |  |  | No |  | 4.1 | 18565 | 121.6 | 150 | 15.25 | 0.96 | 5000 | 83
PQ6TXFQE | Zhejiang Qixing Qinghe Electronic Technology Co.Ltd. | QHL | QHFFD001D150W45K | Outdoor Luminaires | High Output | Architectural Flood and Spot Luminaires | Premium | FALSE | [9 empty] | 42711 |  |  | No |  | 4.1 | 18565 | 121.6 | 150 | 15.25 | 0.96 | 4500 | 83
PWT88PRN | Zhejiang Qixing Qinghe Electronic Technology Co.Ltd. | QHL | QHFFD001D150W40K | Outdoor Luminaires | High Output | Architectural Flood and Spot Luminaires | Premium | FALSE | [9 empty] | 42711 |  |  | No |  | 4.1 | 18565 | 121.6 | 150 | 15.25 | 0.96 | 4000 | 83
PK5ZZ7YT | Zhejiang Qixing Qinghe Electronic Technology Co.Ltd. | QHL | QHFFD001D150W35K | Outdoor Luminaires | High Output | Architectural Flood and Spot Luminaires | Premium | FALSE | [9 empty] | 42711 |  |  | No |  | 4.1 | 18565 | 121.6 | 150 | 15.25 | 0.96 | 3500 | 83
PEEG1691 | Zhejiang Qixing Qinghe Electronic Technology Co.Ltd. | QHL | QHFFD001C80W30K | Outdoor Luminaires | High Output | Architectural Flood and Spot Luminaires | Premium | TRUE | 10441 | 122.86 | 84.99 | 14.02 | 0.9712 | 3069 | 82.1 | 5 | 50000 | 42711 |  |  | No |  | 4.1 | 10441 | 122.9 | 80 | 14.02 | 0.97 | 3000 | 82
PVP2AYAG | Zhejiang Qixing Qinghe Electronic Technology Co.Ltd. | QHL | QHFFD001C80W57K | Outdoor Luminaires | High Output | Architectural Flood and Spot Luminaires | Premium | FALSE | [9 empty] | 42711 |  |  | No |  | 4.1 | 11303 | 131.7 | 80 | 14.02 | 0.97 | 5700 | 83
PCQXFDZX | Zhejiang Qixing Qinghe Electronic Technology Co.Ltd. | QHL | QHFFD001C80W50K | Outdoor Luminaires | High Output | Architectural Flood and Spot Luminaires | Premium | FALSE | [9 empty] | 42711 |  |  | No |  | 4.1 | 10441 | 122.9 | 80 | 14.02 | 0.97 | 5000 | 82
P3AYG8MN | Zhejiang Qixing Qinghe Electronic Technology Co.Ltd. | QHL | QHFFD001C80W45K | Outdoor Luminaires | High Output | Architectural Flood and Spot Luminaires | Premium | FALSE | [9 empty] | 42711 |  |  | No |  | 4.1 | 10441 | 122.9 | 80 | 14.02 | 0.97 | 4500 | 82
P72XKD5E | Zhejiang Qixing Qinghe Electronic Technology Co.Ltd. | QHL | QHFFD001C80W40K | Outdoor Luminaires | High Output | Architectural Flood and Spot Luminaires | Premium | FALSE | [9 empty] | 42711 |  |  | No |  | 4.1 | 10441 | 122.9 | 80 | 14.02 | 0.97 | 4000 | 82
PEQ7R5UM | Zhejiang Qixing Qinghe Electronic Technology Co.Ltd. | QHL | QHFFD001C80W35K | Outdoor Luminaires | High Output | Architectural Flood and Spot Luminaires | Premium | FALSE | [9 empty] | 42711 |  |  | No |  | 4.1 | 10441 | 122.9 | 80 | 14.02 | 0.97 | 3500 | 82
P5Z1FPD5 | Zhejiang Qixing Qinghe Electronic Technology Co.Ltd. | QHL | QHFFD001B50W30K | Outdoor Luminaires | Mid Output | Architectural Flood and Spot Luminaires | Premium | TRUE | 6840.4 | 130.84 | 52.28 | 17.96 | 0.9925 | 3094 | 81.9 | 5 | 50000 | 42711 |  |  | No |  | 4.1 | 6840 | 130.8 | 50 | 17.96 | 0.99 | 3000 | 82
P2ZWS7Y1 | Zhejiang Qixing Qinghe Electronic Technology Co.Ltd. | QHL | QHFFD001B50W57K | Outdoor Luminaires | Mid Output | Architectural Flood and Spot Luminaires | Premium | FALSE | [9 empty] | 42711 |  |  | No |  | 4.1 | 7347 | 141.1 | 50 | 17.96 | 0.99 | 5700 | 83
P7MRGX3C | Zhejiang Qixing Qinghe Electronic Technology Co.Ltd. | QHL | QHFFD001B50W50K | Outdoor Luminaires | Mid Output | Architectural Flood and Spot Luminaires | Premium | FALSE | [9 empty] | 42711 |  |  | No |  | 4.1 | 6840 | 130.8 | 50 | 17.96 | 0.99 | 5000 | 82
PSUV9XG6 | Zhejiang Qixing Qinghe Electronic Technology Co.Ltd. | QHL | QHFFD001B50W45K | Outdoor Luminaires | Mid Output | Architectural Flood and Spot Luminaires | Premium | FALSE | [9 empty] | 42711 |  |  | No |  | 4.1 | 6840 | 130.8 | 50 | 17.96 | 0.99 | 4500 | 82
PDWNEG2V | Zhejiang Qixing Qinghe Electronic Technology Co.Ltd. | QHL | QHFFD001B50W40K | Outdoor Luminaires | Mid Output | Architectural Flood and Spot Luminaires | Premium | FALSE | [9 empty] | 42711 |  |  | No |  | 4.1 | 6840 | 130.8 | 50 | 17.96 | 0.99 | 4000 | 82
PXR5ECXX | Zhejiang Qixing Qinghe Electronic Technology Co.Ltd. | QHL | QHFFD001B50W35K | Outdoor Luminaires | Mid Output | Architectural Flood and Spot Luminaires | Premium | FALSE | [9 empty] | 42711 |  |  | No |  | 4.1 | 6840 | 130.8 | 50 | 17.96 | 0.99 | 3500 | 82
PQ88YSQG | Shenzhen Hipower Optoelectronic Co. Ltd | LED VISION | SPC40-FL25-WW | Outdoor Luminaires | Low Output | Architectural Flood and Spot Luminaires | Standard | TRUE | 3855.7 | 94.23 | 40.92 | 13.09 | 0.9703 | 3098 | 82.4 | 5 | 50000 | 42709 | Not Dimmable | Not Dimmable | No |  | 4.1 | 4000 | 100 | 40 | 20 | 0.9 | 3000 | 80
PARPY85W | Shenzhen Hipower Optoelectronic Co. Ltd | LED VISION | SPC80-FL25-WW | Outdoor Luminaires | Mid Output | Architectural Flood and Spot Luminaires | Standard | TRUE | 7459.3 | 93.22 | 80.02 | 10.22 | 0.9597 | 3126 | 82.5 | 5 | 50000 | 42709 | Not Dimmable | Not Dimmable | No |  | 4.1 | 8500 | 100 | 80 | 20 | 0.9 | 3000 | 80
PM955Y8H | Shenzhen Hipower Optoelectronic Co. Ltd | LED VISION | SPS80-FL25-WW | Outdoor Luminaires | Mid Output | Architectural Flood and Spot Luminaires | Standard | TRUE | 8243.1 | 101.55 | 81.17 | 10.76 | 0.9593 | 3042 | 83.4 | 5 | 50000 | 42709 | Not Dimmable | Not Dimmable | No |  | 4.1 | 8500 | 110 | 80 | 20 | 0.9 | 3000 | 80
PTZPHWWN | Shenzhen Hipower Optoelectronic Co. Ltd | LED VISION | SPC150-FL25-WW | Outdoor Luminaires | High Output | Architectural Flood and Spot Luminaires | Standard | TRUE | 16503 | 101.35 | 162.82 | 11.39 | 0.9271 | 3136 | 82.4 | 5 | 50000 | 42709 | Not Dimmable | Not Dimmable | No |  | 4.1 | 17000 | 110 | 150 | 20 | 0.9 | 3000 | 80
PAZKDT1T | Shenzhen Hipower Optoelectronic Co. Ltd | LED VISION | SPS80-FL25-CW | Outdoor Luminaires | Mid Output | Architectural Flood and Spot Luminaires | Standard | FALSE | [9 empty] | 42709 | Not Dimmable | Not Dimmable | No |  | 4.1 | 9000 | 110 | 80 | 20 | 0.9 | 5700 | 80
PXRHY39T | Shenzhen Hipower Optoelectronic Co. Ltd | LED VISION | SPS80-FL25-DW | Outdoor Luminaires | Mid Output | Architectural Flood and Spot Luminaires | Standard | FALSE | [9 empty] | 42709 | Not Dimmable | Not Dimmable | No |  | 4.1 | 9000 | 110 | 80 | 20 | 0.9 | 5000 | 80
PEP5FEQE | Shenzhen Hipower Optoelectronic Co. Ltd | LED VISION | SPC80-FL25-DW | Outdoor Luminaires | Mid Output | Architectural Flood and Spot Luminaires | Standard | FALSE | [9 empty] | 42709 | Not Dimmable | Not Dimmable | No |  | 4.1 | 9000 | 100 | 80 | 20 | 0.9 | 5000 | 80
PASQKVET | Shenzhen Hipower Optoelectronic Co. Ltd | LED VISION | SPC40-FL25-DW | Outdoor Luminaires | Low Output | Architectural Flood and Spot Luminaires | Standard | FALSE | [9 empty] | 42709 | Not Dimmable | Not Dimmable | No |  | 4.1 | 4500 | 100 | 40 | 20 | 0.9 | 5000 | 80
PNVY1EQQ | Shenzhen Hipower Optoelectronic Co. Ltd | LED VISION | SPC150-FL25-DW | Outdoor Luminaires | High Output | Architectural Flood and Spot Luminaires | Standard | FALSE | [9 empty] | 42709 | Not Dimmable | Not Dimmable | No |  | 4.1 | 18000 | 110 | 150 | 20 | 0.9 | 5000 | 80
PYMGDDZV | Shenzhen Hipower Optoelectronic Co. Ltd | LED VISION | SPS80-FL25-NW | Outdoor Luminaires | Mid Output | Architectural Flood and Spot Luminaires | Standard | FALSE | [9 empty] | 42709 | Not Dimmable | Not Dimmable | No |  | 4.1 | 9000 | 110 | 80 | 20 | 0.9 | 4000 | 80
PXAXYFEE | Shenzhen Hipower Optoelectronic Co. Ltd | LED VISION | SPC80-FL25-NW | Outdoor Luminaires | Mid Output | Architectural Flood and Spot Luminaires | Standard | FALSE | [9 empty] | 42709 | Not Dimmable | Not Dimmable | No |  | 4.1 | 9000 | 100 | 80 | 20 | 0.9 | 4000 | 80
P56Z4M4X | Shenzhen Hipower Optoelectronic Co. Ltd | LED VISION | SPC40-FL25-NW | Outdoor Luminaires | Low Output | Architectural Flood and Spot Luminaires | Standard | FALSE | [9 empty] | 42709 | Not Dimmable | Not Dimmable | No |  | 4.1 | 4500 | 100 | 40 | 20 | 0.9 | 4000 | 80
PGYX5PBR | Shenzhen Hipower Optoelectronic Co. Ltd | LED VISION | SPC150-FL25-NW | Outdoor Luminaires | High Output | Architectural Flood and Spot Luminaires | Standard | FALSE | [9 empty] | 42709 | Not Dimmable | Not Dimmable | No |  | 4.1 | 18000 | 110 | 150 | 20 | 0.9 | 4000 | 80
PWDX67QH | J&L LED limited | J&L | JLGK-480W 3000K | Outdoor Luminaires | Very High Output | Architectural Flood and Spot Luminaires | Standard | TRUE | 47349.17 | 99.67 | 475.04 | 8.26 | 0.9553 | 3081 | 82 | 5 | 50000 | 42706 |  |  | No |  | 4 | 48100 | 100 | 480 | 0.09 | 0.95 | 3000 | 80
PKWCEQB7 | J&L LED limited | J&L | JLGK-300W 3000K | Outdoor Luminaires | Very High Output | Architectural Flood and Spot Luminaires | Standard | TRUE | 29918.98 | 106.06 | 282.1 | 9.58 | 0.9376 | 3092 | 82.4 | 5 | 50000 | 42706 |  |  | No |  | 4 | 31000 | 103 | 300 | 0.1 | 0.95 | 3000 | 80
P132DTEW | J&L LED limited | J&L | JLGK-400W 3000K | Outdoor Luminaires | Very High Output | Architectural Flood and Spot Luminaires | Standard | TRUE | 40940.17 | 102.55 | 399.22 | 10.11 | 0.935 | 3106 | 81.9 | 5 | 50000 | 42706 |  |  | No |  | 4.1 | 41000 | 103 | 400 | 0.11 | 0.95 | 3000 | 80
PC985AXZ | J&L LED limited | J&L | JLGK-400W 5000K | Outdoor Luminaires | Very High Output | Architectural Flood and Spot Luminaires | Standard | FALSE | [9 empty] | 42706 |  |  | No |  | 4.1 | 41000 | 103 | 400 | 0.11 | 0.95 | 5000 | 80
PGGA72SD | J&L LED limited | J&L | JLGK-300W 5000K | Outdoor Luminaires | Very High Output | Architectural Flood and Spot Luminaires | Standard | FALSE | [9 empty] | 42706 |  |  | No |  | 4 | 31000 | 103 | 300 | 0.1 | 0.95 | 5000 | 80
P4KB66MV | J&L LED limited | J&L | JLGK-480W 5000K | Outdoor Luminaires | Very High Output | Architectural Flood and Spot Luminaires | Standard | FALSE | [9 empty] | 42706 |  |  | No |  | 4 | 48100 | 100 | 480 | 0.09 | 0.95 | 5000 | 80
P4KU7NE9 | J&L LED limited | J&L | JLGK-400W 4000K | Outdoor Luminaires | Very High Output | Architectural Flood and Spot Luminaires | Standard | FALSE | [9 empty] | 42706 |  |  | No |  | 4.1 | 41000 | 103 | 400 | 0.11 | 0.95 | 4000 | 80
PQY8TPRR | J&L LED limited | J&L | JLGK-300W 4000K | Outdoor Luminaires | Very High Output | Architectural Flood and Spot Luminaires | Standard | FALSE | [9 empty] | 42706 |  |  | No |  | 4 | 31000 | 103 | 300 | 0.1 | 0.95 | 4000 | 80
PKG4ZJRV | J&L LED limited | J&L | JLGK-480W 4000K | Outdoor Luminaires | Very High Output | Architectural Flood and Spot Luminaires | Standard | FALSE | [9 empty] | 42706 |  |  | No |  | 4 | 48100 | 100 | 480 | 0.09 | 0.95 | 4000 | 80
PDGD1T3K | Shenzhen Green Works Lighting Co. Ltd | Green Works Lighting | GL-EFL-100W (4000K) | Outdoor Luminaires | High Output | Architectural Flood and Spot Luminaires | Premium | TRUE | 12779 | 128.89 | 99.14 | 13.25 | 0.9347 | 4089 | 76.9 | 5 | 50000 | 42705 |  |  | No |  | 4 | 14000 | 140 | 100 | 13.25 | 0.95 | 4000 | 70
P3HC292A | Shenzhen Green Works Lighting Co. Ltd | Green Works Lighting | GL-EFL-100W (5700K) | Outdoor Luminaires | High Output | Architectural Flood and Spot Luminaires | Premium | FALSE | [9 empty] | 42705 |  |  | No |  | 4 | 14000 | 140 | 100 | 13.25 | 0.95 | 5700 | 70
P2C73P7F | Shenzhen Green Works Lighting Co. Ltd | Green Works Lighting | GL-EFL-100W (5000K) | Outdoor Luminaires | High Output | Architectural Flood and Spot Luminaires | Premium | FALSE | [9 empty] | 42705 |  |  | No |  | 4 | 14000 | 140 | 100 | 13.25 | 0.95 | 5000 | 70
PRNDK55R | Shenzhen Green Works Lighting Co. Ltd | Green Works Lighting | GL-EFL-150W (4000K) | Outdoor Luminaires | High Output | Architectural Flood and Spot Luminaires | Premium | TRUE | 19398 | 130.18 | 149 | 14.03 | 0.9351 | 4100 | 76.9 | 5 | 50000 | 42705 |  |  | No |  | 4 | 21000 | 140 | 150 | 14.03 | 0.95 | 4000 | 70
PSGCN39M | Shenzhen Green Works Lighting Co. Ltd | Green Works Lighting | GL-EFL-150W (5700K) | Outdoor Luminaires | High Output | Architectural Flood and Spot Luminaires | Premium | FALSE | [9 empty] | 42705 |  |  | No |  | 4 | 21000 | 140 | 150 | 14.03 | 0.95 | 5700 | 70
P4J4X8CA | Shenzhen Green Works Lighting Co. Ltd | Green Works Lighting | GL-EFL-150W (5000K) | Outdoor Luminaires | High Output | Architectural Flood and Spot Luminaires | Premium | FALSE | [9 empty] | 42705 |  |  | No |  | 4 | 21000 | 140 | 150 | 14.03 | 0.95 | 5000 | 70
PYCUMD68 | Shenzhen Green Works Lighting Co. Ltd | Green Works Lighting | GL-EFL-200W (4000K) | Outdoor Luminaires | High Output | Architectural Flood and Spot Luminaires | Premium | TRUE | 26047 | 130.24 | 200 | 9.23 | 0.9245 | 4122 | 77.3 | 5 | 50000 | 42705 |  |  | No |  | 4 | 28000 | 140 | 200 | 9.23 | 0.95 | 4000 | 70
P49QX748 | Shenzhen Green Works Lighting Co. Ltd | Green Works Lighting | GL-EFL-200W (5700K) | Outdoor Luminaires | High Output | Architectural Flood and Spot Luminaires | Premium | FALSE | [9 empty] | 42705 |  |  | No |  | 4 | 28000 | 140 | 200 | 9.23 | 0.95 | 5700 | 70
PMUFNCVY | Shenzhen Green Works Lighting Co. Ltd | Green Works Lighting | GL-EFL-200W (5000K) | Outdoor Luminaires | High Output | Architectural Flood and Spot Luminaires | Premium | FALSE | [9 empty] | 42705 |  |  | No |  | 4 | 28000 | 140 | 200 | 9.23 | 0.95 | 5000 | 70
PXY7DTCX | Shenzhen Hipower Optoelectronic Co. Ltd | LED VISION | SPS40-FL25-WW | Outdoor Luminaires | Low Output | Architectural Flood and Spot Luminaires | Standard | TRUE | 3910.9 | 94.72 | 41.29 | 13.22 | 0.9693 | 2958 | 82.1 | 5 | 50000 | 42705 |  |  | No |  | 4 | 4000 | 100 | 40 | 20 | 0.9 | 3000 | 80
P71XEDRK | Shenzhen Hipower Optoelectronic Co. Ltd | LED VISION | SPS40-FL25-CW | Outdoor Luminaires | Low Output | Architectural Flood and Spot Luminaires | Standard | FALSE | [9 empty] | 42705 |  |  | No |  | 4 | 4500 | 100 | 40 | 20 | 0.9 | 5700 | 80
P86JU9XM | Shenzhen Hipower Optoelectronic Co. Ltd | LED VISION | SPS40-FL25-DW | Outdoor Luminaires | Low Output | Architectural Flood and Spot Luminaires | Standard | FALSE | [9 empty] | 42705 |  |  | No |  | 4 | 4400 | 100 | 40 | 20 | 0.9 | 5000 | 80
P9NCA9Y6 | Shenzhen Hipower Optoelectronic Co. Ltd | LED VISION | SPS40-FL25-NW | Outdoor Luminaires | Low Output | Architectural Flood and Spot Luminaires | Standard | FALSE | [9 empty] | 42705 |  |  | No |  | 4 | 4400 | 100 | 40 | 20 | 0.9 | 4000 | 80
PJKHGT9U | NASG LED LLC | NASG LED | NASG-FL-185W-114X-1601 4000K | Outdoor Luminaires | High Output | Architectural Flood and Spot Luminaires | Standard | TRUE | 24434 | 130.11 | 187.8 | 13.56 | 0.9293 | 3985 | 73.8 | 5 | 50000 | 42704 |  |  | No |  | 4 | 24434 | 130.11 | 187.8 | 13.56 | 0.93 | 4000 | 73.8
PMVGYFD4 | NASG LED LLC | NASG LED | NASG-FL-185W-114X-1601 5700K | Outdoor Luminaires | High Output | Architectural Flood and Spot Luminaires | Standard | FALSE | [9 empty] | 42704 |  |  | No |  | 4 | 25173 | 133.26 | 188.9 | 14.28 | 0.92 | 5700 | 74.3
PDUCY45S | NASG LED LLC | NASG LED | NASG-FL-185W-114X-1601 5000K | Outdoor Luminaires | High Output | Architectural Flood and Spot Luminaires | Standard | FALSE | [9 empty] | 42704 |  |  | No |  | 4 | 24434 | 130.11 | 187.8 | 13.56 | 0.93 | 5000 | 73.7
PBGMXA7T | Shenzhen Hipower Optoelectronic Co. Ltd | LED VISION | SPS150-FL25-WW | Outdoor Luminaires | High Output | Architectural Flood and Spot Luminaires | Standard | TRUE | 14978 | 107.29 | 139.6 | 13.03 | 0.9135 | 3036 | 83.2 | 5 | 50000 | 42703 | Not Dimmable | Not Dimmable | No |  | 4 | 17000 | 110 | 150 | 20 | 0.9 | 3000 | 80
PYJESNFJ | Tamlite Lighting | Tamlite Lighting | TLMSP283KX60D-UNV-ZZ | Outdoor Luminaires | Low Output | Architectural Flood and Spot Luminaires | Standard | TRUE | 2769.8 | 106.8 | 25.94 | 20.98 | 0.9071 | 3080 | 83.3 | 5 | 50000 | 42703 | Not Dimmable | Not Dimmable | No |  | 4 | 3200 | 114.3 | 28 | 20.98 | 0.9071 | 3000 | 80
PJ9NSXG2 | Tamlite Lighting | Tamlite Lighting | TLMSP153KX60D-UNV-ZZ | Outdoor Luminaires | Low Output | Architectural Flood and Spot Luminaires | Standard | TRUE | 1539.2 | 107 | 14.39 | 14.74 | 0.9 | 3067 | 83.4 | 5 | 50000 | 42703 | Not Dimmable | Not Dimmable | No |  | 4 | 1700 | 113.3 | 15 | 17.4 | 0.9 | 3000 | 80
PUDWKGVX | Tamlite Lighting | Tamlite Lighting | TLMSP285KX60D-UNV-ZZ | Outdoor Luminaires | Low Output | Architectural Flood and Spot Luminaires | Standard | FALSE | [9 empty] | 42703 | Not Dimmable | Not Dimmable | No |  | 4 | 3200 | 114.3 | 28 | 20.98 | 0.9071 | 5000 | 80
PZC181PG | Tamlite Lighting | Tamlite Lighting | TLMSP155KX60D-UNV-ZZ | Outdoor Luminaires | Low Output | Architectural Flood and Spot Luminaires | Standard | FALSE | [9 empty] | 42703 | Not Dimmable | Not Dimmable | No |  | 4 | 1700 | 113.3 | 15 | 17.4 | 0.9 | 5000 | 80
PZSPKVKF | Tamlite Lighting | Tamlite Lighting | TLMSP284KX60D-UNV-ZZ | Outdoor Luminaires | Low Output | Architectural Flood and Spot Luminaires | Standard | FALSE | [9 empty] | 42703 | Not Dimmable | Not Dimmable | No |  | 4 | 3200 | 114.3 | 28 | 20.98 | 0.9071 | 4000 | 80
PC7M1FGB | Tamlite Lighting | Tamlite Lighting | TLMSP154KX60D-UNV-ZZ | Outdoor Luminaires | Low Output | Architectural Flood and Spot Luminaires | Standard | FALSE | [9 empty] | 42703 | Not Dimmable | Not Dimmable | No |  | 4 | 1700 | 113.3 | 15 | 17.4 | 0.9 | 4000 | 80
PD3DKNNS | Shenzhen Hipower Optoelectronic Co. Ltd | LED VISION | SPS150-FL25-CW | Outdoor Luminaires | High Output | Architectural Flood and Spot Luminaires | Standard | FALSE | [9 empty] | 42703 | Not Dimmable | Not Dimmable | No |  | 4 | 18000 | 110 | 150 | 20 | 0.9 | 5700 | 80
PDNEC4NT | Shenzhen Hipower Optoelectronic Co. Ltd | LED VISION | SPS150-FL25-DW | Outdoor Luminaires | High Output | Architectural Flood and Spot Luminaires | Standard | FALSE | [9 empty] | 42703 | Not Dimmable | Not Dimmable | No |  | 4 | 18000 | 110 | 150 | 20 | 0.9 | 5000 | 80
P3ZGJZCK | Shenzhen Hipower Optoelectronic Co. Ltd | LED VISION | SPS150-FL25-NW | Outdoor Luminaires | High Output | Architectural Flood and Spot Luminaires | Standard | FALSE | [9 empty] | 42703 | Not Dimmable | Not Dimmable | No |  | 4 | 18000 | 110 | 150 | 20 | 0.9 | 4000 | 80
P765GHFW | Orbit Industries Inc. | ORBIT | LFL20-28W-WW (X) | Outdoor Luminaires | Low Output | Architectural Flood and Spot Luminaires | Standard | TRUE | 2769.8 | 106.8 | 25.94 | 20.98 | 0.9071 | 3080 | 83.3 | 5 | 50000 | 42702 |  |  | No |  | 4 | 3200 | 114.3 | 28 | 20.98 | 0.9071 | 3000 | 80
P85MKSCM | Orbit Industries Inc. | ORBIT | LFL20-15W-WW (X) | Outdoor Luminaires | Low Output | Architectural Flood and Spot Luminaires | Standard | TRUE | 1539.2 | 107 | 14.39 | 14.74 | 0.9 | 3067 | 83.4 | 5 | 50000 | 42702 |  |  | No |  | 4 | 1700 | 113.3 | 15 | 17.4 | 0.9 | 3000 | 80
P1PT7APV | Orbit Industries Inc. | ORBIT | LFL20-42W-WW (X) | Outdoor Luminaires | Low Output | Architectural Flood and Spot Luminaires | Standard | TRUE | 4204.1 | 106.9 | 39.32 | 19.19 | 0.8914 | 3077 | 83.4 | 5 | 50000 | 42702 |  |  | No |  | 4 | 4800 | 114.3 | 42 | 19.19 | 0.8914 | 3000 | 80
PGFA9K79 | Orbit Industries Inc. | ORBIT | LFL20-28W-CW (X) | Outdoor Luminaires | Low Output | Architectural Flood and Spot Luminaires | Standard | FALSE | [9 empty] | 42702 |  |  | No |  | 4 | 3200 | 114.3 | 28 | 20.98 | 0.9071 | 5000 | 80
P8RCH6ZY | Orbit Industries Inc. | ORBIT | LFL20-42W-CW (X) | Outdoor Luminaires | Low Output | Architectural Flood and Spot Luminaires | Standard | FALSE | [9 empty] | 42702 |  |  | No |  | 4 | 4800 | 114.3 | 42 | 19.19 | 0.8914 | 5000 | 80
PV8D5ECY | Orbit Industries Inc. | ORBIT | LFL20-15W-CW (X) | Outdoor Luminaires | Low Output | Architectural Flood and Spot Luminaires | Standard | FALSE | [9 empty] | 42702 |  |  | No |  | 4 | 1700 | 113.3 | 15 | 17.4 | 0.9 | 5000 | 80
PBPJEWWW | Orbit Industries Inc. | ORBIT | LFL20-28W-NW (X) | Outdoor Luminaires | Low Output | Architectural Flood and Spot Luminaires | Standard | FALSE | [9 empty] | 42702 |  |  | No |  | 4 | 3200 | 114.3 | 28 | 20.98 | 0.9071 | 4000 | 80
PB8FV75B | Orbit Industries Inc. | ORBIT | LFL20-42W-NW (X) | Outdoor Luminaires | Low Output | Architectural Flood and Spot Luminaires | Standard | FALSE | [9 empty] | 42702 |  |  | No |  | 4 | 4800 | 114.3 | 42 | 19.19 | 0.8914 | 4000 | 80
P1T8Q3XE | Orbit Industries Inc. | ORBIT | LFL20-15W-NW (X) | Outdoor Luminaires | Low Output | Architectural Flood and Spot Luminaires | Standard | FALSE | [9 empty] | 42702 |  |  | No |  | 4 | 1700 | 113.3 | 15 | 17.4 | 0.9 | 4000 | 80
P4S36NMJ | Voltech International Inc. | Technilight | TLFL320H[SFTRTUPM]W[BKWHDBSLXX] | Outdoor Luminaires | Very High Output | Architectural Flood and Spot Luminaires | Standard | TRUE | 40578 | 127.44 | 317.9 | 11.21 | 0.9607 | 3133 | 82.6 | 5 | 50000 | 42697 |  |  | Yes |  | 4 | 40578 | 127.44 | 318.4 | 11.21 | 0.96 | 3000 | 82.6
P42KPNQW | Litecorr | litecorr | LG-FL-150W-277-50 | Outdoor Luminaires | High Output | Architectural Flood and Spot Luminaires | Standard | TRUE | 14691 | 93.72 | 156.7 | 8.4 | 0.948 | 5444 | 78.2 | 5 | 50000 | 42697 |  |  | NotYetVerified |  | 3
PJ54ZZ4E | Voltech International Inc. | Technilight | TLFL320[SFTRTUPM]W[BKWHDBSLXX] | Outdoor Luminaires | Very High Output | Architectural Flood and Spot Luminaires | Standard | TRUE | 42396 | 129.25 | 327.8 | 16.23 | 0.9345 | 5290 | 75.3 | 5 | 50000 | 42697 |  |  | Yes |  | 4 | 42369 | 129.25 | 327.8 | 16.23 | 0.93 | 3000 | 71.2
PWYQZD6T | Appleton Group | Areamaster LED | AMLED87YBHD | Outdoor Luminaires | High Output | Architectural Flood and Spot Luminaires | Standard | TRUE | 16914 | 97.04 | 174.3 | 13.4 | 0.932 | 5791 | 75 | 5 | 50000 | 42697 |  |  | No |  | 4 | 16914 | 97.04 | 174.3 | 9.34 | 0.98 | 5791 | 75
PDRSEBZ3 | Appleton Group | Areamaster LED | AMLED87YBH | Outdoor Luminaires | High Output | Architectural Flood and Spot Luminaires | Standard | FALSE | [9 empty] | 42697 | Not Dimmable | Not Dimmable | No |  | 4 | 18614 | 106.4 | 174.9 | 9.34 | 0.98 | 5791 | 75
PMN2KBJQ | Voltech International Inc. | Technilight | TLFL320[SFTRTUPM]P[BKWHDBSLXX] | Outdoor Luminaires | Very High Output | Architectural Flood and Spot Luminaires | Standard | FALSE | [9 empty] | 42697 | Dimmable | Continuous Above 10 | Yes |  | 4 | 43386 | 132.76 | 326.8 | 16.22 | 0.93 | 5000 | 75.3
P7AR7XFT | Voltech International Inc. | Technilight | TLFL320H[SFTRTUPM]P[BKWHDBSLXX] | Outdoor Luminaires | Very High Output | Architectural Flood and Spot Luminaires | Standard | FALSE | [9 empty] | 42697 | Dimmable | Continuous Above 10 | Yes |  | 4 | 41669 | 131.2 | 317.6 | 11.18 | 0.96 | 5000 | 75.3
PF3F74PT | Voltech International Inc. | Technilight | TLFL320H[SFTRTUPM]O[BKWHDBSLXX] | Outdoor Luminaires | Very High Output | Architectural Flood and Spot Luminaires | Standard | FALSE | [9 empty] | 42697 | Dimmable | Continuous Above 10 | Yes |  | 4 | 41396 | 130.18 | 318 | 11.21 | 0.96 | 4500 | 82.6
PRZAT291 | Voltech International Inc. | Technilight | TLFL320[SFTRTUPM]O[BKWHDBSLXX] | Outdoor Luminaires | Very High Output | Architectural Flood and Spot Luminaires | Standard | FALSE | [9 empty] | 42697 | Dimmable | Continuous Above 10 | Yes |  | 4 | 43132 | 131.78 | 327.3 | 16.23 | 0.93 | 4500 | 71.2
PJHUSE64 | Voltech International Inc. | Technilight | TLFL320H[SFTRTUPM]N[BKWHDBSLXX] | Outdoor Luminaires | Very High Output | Architectural Flood and Spot Luminaires | Standard | FALSE | [9 empty] | 42697 | Dimmable | Continuous Above 10 | Yes |  | 4 | 41124 | 129.32 | 318 | 11.21 | 0.96 | 4000 | 82.6
PNF1B429 | Voltech International Inc. | Technilight | TLFL320[SFTRTUPM]N[BKWHDBSLXX] | Outdoor Luminaires | Very High Output | Architectural Flood and Spot Luminaires | Standard | FALSE | [9 empty] | 42697 | Dimmable | Continuous Above 10 | Yes |  | 4 | 42878 | 131 | 327.3 | 16.23 | 0.93 | 4000 | 71.2
PKQEDD9K | Voltech International Inc. | Technilight | TLFL320H[SFTRTUPM]Q[BKWHDBSLXX] | Outdoor Luminaires | Very High Output | Architectural Flood and Spot Luminaires | Standard | FALSE | [9 empty] | 42697 | Dimmable | Continuous Above 10 | Yes |  | 4 | 40851 | 128.46 | 318 | 11.21 | 0.96 | 3500 | 82.6
P4J3297V | Voltech International Inc. | Technilight | TLFL320[SFTRTUPM]Q[BKWHDBSLXX] | Outdoor Luminaires | Very High Output | Architectural Flood and Spot Luminaires | Standard | FALSE | [9 empty] | 42697 | Dimmable | Continuous Above 10 | Yes |  | 4 | 42623 | 130.23 | 327.3 | 16.23 | 0.93 | 3500 | 71.2
P4EX82Z7 | Precision Lighting & Transformer Inc | PLT | PLT/S2403 | Outdoor Luminaires | High Output | Architectural Flood and Spot Luminaires | Standard | TRUE | 29280.95 | 99.07 | 295.8 | 7.41 | 0.956 | 3017 | 71.1 | 5 | 50000 | 42696 |  |  | NotYetVerified |  | 3 | [5 empty] | 3000
P7TCB343 | Precision Lighting & Transformer Inc | PLT | PLT/S2401 | Outdoor Luminaires | Very High Output | Architectural Flood and Spot Luminaires | Standard | FALSE | [9 empty] | 42696 | Not Yet Verified | Not Yet Verified | NotYetVerified |  | 3 | 29945.117 | 99.857 | 299.88 | 8.07 | 0.912 | 4928 | 69.4
PD5R1V5Z | Precision Lighting & Transformer Inc | PLT | PLT/S2402 | Outdoor Luminaires | Very High Output | Architectural Flood and Spot Luminaires | Standard | FALSE | [9 empty] | 42696 | Not Yet Verified | Not Yet Verified | NotYetVerified |  | 3 | 30000 | 100 | 300 | 3.35 | 0.998 | 4000 | 71
P9Q6GGCF | Ledreit Manufacturing Co. Ltd | Ledreit | FDL-20W(4000K) | Outdoor Luminaires | Low Output | Architectural Flood and Spot Luminaires | Premium | TRUE | 2407.716 | 117.324 | 20.522 | 8.72 | 0.9232 | 3928 | 73.9 | 5 | 50000 | 42695 |  |  | No |  | 3.1 | 2300 | 115 | 20 | 8 | 0.95 | 4000 | 75
PNZE2BYK | LEDone Distribution Inc. | LED One | LOD-FL-20W40K-HL (With Nichia 3030 LED) | Outdoor Luminaires | Low Output | Architectural Flood and Spot Luminaires | Premium | TRUE | 2407.716 | 117.324 | 20.522 | 8.72 | 0.9232 | 3928 | 73.9 | 5 | 50000 | 42695 |  |  | No |  | 3.1 | 2300 | 115 | 20 | 8 | 0.95 | 4000 | 75
PBUXCW3B | Ledreit Manufacturing Co. Ltd | Ledreit | FDL-10W(4000K) | Outdoor Luminaires | Low Output | Architectural Flood and Spot Luminaires | Premium | TRUE | 1195.153 | 109.027 | 10.962 | 21.15 | 0.9231 | 3913 | 74.1 | 5 | 50000 | 42695 |  |  | No |  | 3.1 | 1100 | 110 | 10 | 20 | 0.95 | 4000 | 75
PGF6SA7N | Ledreit Manufacturing Co. Ltd | Ledreit | FDL-100W(4000K) | Outdoor Luminaires | High Output | Architectural Flood and Spot Luminaires | Premium | TRUE | 12110.35 | 124.362 | 97.38 | 13.27 | 0.9231 | 3975 | 74.1 | 5 | 50000 | 42695 |  |  | No |  | 3.1 | 12000 | 120 | 100 | 13 | 0.95 | 4000 | 75
P14JB1UM | LEDone Distribution Inc. | LED One | LOD-FL-10W40K-HL (With Nichia 3030 LED) | Outdoor Luminaires | Low Output | Architectural Flood and Spot Luminaires | Premium | TRUE | 1195.153 | 109.027 | 10.962 | 21.15 | 0.9231 | 3913 | 74.1 | 5 | 50000 | 42695 |  |  | No |  | 3.1 | 1100 | 110 | 10 | 20 | 0.95 | 4000 | 75
P8E6FK7D | LEDone Distribution Inc. | LED One | LOD-FL-100W40K-HL (With Nichia 3030 LED) | Outdoor Luminaires | High Output | Architectural Flood and Spot Luminaires | Premium | TRUE | 12110.35 | 124.362 | 97.38 | 13.27 | 0.9231 | 3975 | 74.1 | 5 | 50000 | 42695 |  |  | No |  | 3.1 | 12000 | 120 | 100 | 13 | 0.95 | 4000 | 75
PEZJ265F | Ledreit Manufacturing Co. Ltd | Ledreit | FDL-200W(4000K) | Outdoor Luminaires | High Output | Architectural Flood and Spot Luminaires | Premium | TRUE | 24168.11 | 124.507 | 194.11 | 10.91 | 0.9214 | 4091 | 74.3 | 5 | 50000 | 42695 |  |  | No |  | 3.1 | 23900 | 120 | 200 | 11 | 0.95 | 4000 | 75
PYZGWXTF | LEDone Distribution Inc. | LED One | LOD-FL-200W40K-HL (With Nichia 3030 LED) | Outdoor Luminaires | High Output | Architectural Flood and Spot Luminaires | Premium | TRUE | 24168.11 | 124.507 | 194.11 | 10.91 | 0.9214 | 4091 | 74.3 | 5 | 50000 | 42695 |  |  | No |  | 3.1 | 23900 | 120 | 200 | 11 | 0.95 | 4000 | 75
PE9VK7Z8 | Ledreit Manufacturing Co. Ltd | Ledreit | FDL-150W(4000K) | Outdoor Luminaires | High Output | Architectural Flood and Spot Luminaires | Premium | TRUE | 18139.11 | 124.916 | 145.21 | 12.24 | 0.9203 | 4064 | 74.3 | 5 | 50000 | 42695 |  |  | No |  | 3.1 | 17900 | 119 | 150 | 12 | 0.95 | 4000 | 75
PVZ8VRNQ | LEDone Distribution Inc. | LED One | LOD-FL-150W40K-HL (With Nichia 3030 LED) | Outdoor Luminaires | High Output | Architectural Flood and Spot Luminaires | Premium | TRUE | 18139.11 | 124.916 | 145.21 | 12.24 | 0.9203 | 4064 | 74.3 | 5 | 50000 | 42695 |  |  | No |  | 3.1 | 17900 | 119 | 150 | 12 | 0.95 | 4000 | 75
P5YEG9SH | Ledreit Manufacturing Co. Ltd | Ledreit | FDL-30W(4000K) | Outdoor Luminaires | Low Output | Architectural Flood and Spot Luminaires | Premium | TRUE | 3619.1 | 116.783 | 30.99 | 10.12 | 0.887 | 3962 | 74.1 | 5 | 50000 | 42695 |  |  | No |  | 3.1 | 3600 | 120 | 30 | 10 | 0.95 | 4000 | 75
PWW7ANEW | LEDone Distribution Inc. | LED One | LOD-FL-30W40K-HL (With Nichia 3030 LED) | Outdoor Luminaires | Low Output | Architectural Flood and Spot Luminaires | Premium | TRUE | 3619.1 | 116.783 | 30.99 | 10.12 | 0.887 | 3962 | 74.1 | 5 | 50000 | 42695 |  |  | No |  | 3.1 | 3600 | 120 | 30 | 10 | 0.95 | 4000 | 75
PP5QWPRZ | Ledreit Manufacturing Co. Ltd | Ledreit | FDL-50W(4000K) | Outdoor Luminaires | Mid Output | Architectural Flood and Spot Luminaires | Premium | TRUE | 6082.666 | 118.918 | 51.15 | 24.47 | 0.8792 | 3988 | 74.1 | 5 | 50000 | 42695 |  |  | No |  | 3.1 | 6000 | 120 | 50 | 20 | 0.95 | 4000 | 75
PGGASQ7F | LEDone Distribution Inc. | LED One | LOD-FL-50W40K-HL (With Nichia 3030 LED) | Outdoor Luminaires | Mid Output | Architectural Flood and Spot Luminaires | Premium | TRUE | 6082.666 | 118.918 | 51.15 | 24.47 | 0.8792 | 3988 | 74.1 | 5 | 50000 | 42695 |  |  | No |  | 3.1 | 6000 | 120 | 50 | 20 | 0.95 | 4000 | 75
PQTGUYV2 | Ledreit Manufacturing Co. Ltd | Ledreit | FDL-50W(5700K) | Outdoor Luminaires | Mid Output | Architectural Flood and Spot Luminaires | Premium | FALSE | [9 empty] | 42695 |  |  | No |  | 3.1 | 6300 | 126 | 50 | 20 | 0.95 | 5700 | 75
PHHA3QB6 | Ledreit Manufacturing Co. Ltd | Ledreit | FDL-10W(5700K) | Outdoor Luminaires | Low Output | Architectural Flood and Spot Luminaires | Premium | FALSE | [9 empty] | 42695 |  |  | No |  | 3.1 | 1220 | 122 | 10 | 20 | 0.95 | 5700 | 75
PZYR8FGM | Ledreit Manufacturing Co. Ltd | Ledreit | FDL-100W(5700K) | Outdoor Luminaires | High Output | Architectural Flood and Spot Luminaires | Premium | FALSE | [9 empty] | 42695 |  |  | No |  | 3.1 | 13000 | 130 | 100 | 13 | 0.95 | 5700 | 75
P5NK186P | Ledreit Manufacturing Co. Ltd | Ledreit | FDL-150W(5700K) | Outdoor Luminaires | High Output | Architectural Flood and Spot Luminaires | Premium | FALSE | [9 empty] | 42695 |  |  | No |  | 3.1 | 19500 | 130 | 150 | 12 | 0.95 | 5700 | 75
P6JEVJEC | Ledreit Manufacturing Co. Ltd | Ledreit | FDL-200W(5700K) | Outdoor Luminaires | High Output | Architectural Flood and Spot Luminaires | Premium | FALSE | [9 empty] | 42695 |  |  | No |  | 3.1 | 24800 | 124 | 200 | 11 | 0.95 | 5700 | 75
PNZGQ6KA | Ledreit Manufacturing Co. Ltd | Ledreit | FDL-30W(5700K) | Outdoor Luminaires | Low Output | Architectural Flood and Spot Luminaires | Premium | FALSE | [9 empty] | 42695 |  |  | No |  | 3.1 | 3900 | 130 | 30 | 10 | 0.95 | 5700 | 75
PGKPQ9SJ | Ledreit Manufacturing Co. Ltd | Ledreit | FDL-20W(5700K) | Outdoor Luminaires | Low Output | Architectural Flood and Spot Luminaires | Premium | FALSE | [9 empty] | 42695 |  |  | No |  | 3.1 | 2500 | 125 | 20 | 8 | 0.95 | 5700 | 75
PBMPKRFG | Ledreit Manufacturing Co. Ltd | Ledreit | FDL-50W(5000K) | Outdoor Luminaires | Mid Output | Architectural Flood and Spot Luminaires | Premium | FALSE | [9 empty] | 42695 |  |  | No |  | 3.1 | 6200 | 124 | 50 | 20 | 0.95 | 5000 | 75
P3AE3K25 | Ledreit Manufacturing Co. Ltd | Ledreit | FDL-10W(5000K) | Outdoor Luminaires | Low Output | Architectural Flood and Spot Luminaires | Premium | FALSE | [9 empty] | 42695 |  |  | No |  | 3.1 | 1200 | 120 | 10 | 20 | 0.95 | 5000 | 75
P85GE649 | Ledreit Manufacturing Co. Ltd | Ledreit | FDL-100W(5000K) | Outdoor Luminaires | High Output | Architectural Flood and Spot Luminaires | Premium | FALSE | [9 empty] | 42695 |  |  | No |  | 3.1 | 12800 | 128 | 100 | 13 | 0.95 | 5000 | 75
PCPXURP7 | Ledreit Manufacturing Co. Ltd | Ledreit | FDL-150W(5000K) | Outdoor Luminaires | High Output | Architectural Flood and Spot Luminaires | Premium | FALSE | [9 empty] | 42695 |  |  | No |  | 3.1 | 19000 | 127 | 150 | 12 | 0.95 | 5000 | 75
PQ497317 | Ledreit Manufacturing Co. Ltd | Ledreit | FDL-200W(5000K) | Outdoor Luminaires | High Output | Architectural Flood and Spot Luminaires | Premium | FALSE | [9 empty] | 42695 |  |  | No |  | 3.1 | 24500 | 123 | 200 | 11 | 0.95 | 5000 | 75
P2K4YPVQ | Ledreit Manufacturing Co. Ltd | Ledreit | FDL-30W(5000K) | Outdoor Luminaires | Low Output | Architectural Flood and Spot Luminaires | Premium | FALSE | [9 empty] | 42695 |  |  | No |  | 3.1 | 3800 | 127 | 30 | 10 | 0.95 | 5000 | 75
P5EEPWYU | Ledreit Manufacturing Co. Ltd | Ledreit | FDL-20W(5000K) | Outdoor Luminaires | Low Output | Architectural Flood and Spot Luminaires | Premium | FALSE | [9 empty] | 42695 |  |  | No |  | 3.1 | 2400 | 120 | 20 | 8 | 0.95 | 5000 | 75
PZ7G41TC | LEDone Distribution Inc. | LED One | LOD-FL-50W50K-HL (With Nichia 3030 LED) | Outdoor Luminaires | Mid Output | Architectural Flood and Spot Luminaires | Premium | FALSE | [9 empty] | 42695 |  |  | No |  | 3.1 | 6200 | 124 | 50 | 20 | 0.95 | 5000 | 75
PZQDKYTU | LEDone Distribution Inc. | LED One | LOD-FL-10W50K-HL (With Nichia 3030 LED) | Outdoor Luminaires | Low Output | Architectural Flood and Spot Luminaires | Premium | FALSE | [9 empty] | 42695 |  |  | No |  | 3.1 | 1200 | 120 | 10 | 20 | 0.95 | 5000 | 75
P3GJMN8H | LEDone Distribution Inc. | LED One | LOD-FL-100W50K-HL (With Nichia 3030 LED) | Outdoor Luminaires | High Output | Architectural Flood and Spot Luminaires | Premium | FALSE | [9 empty] | 42695 |  |  | No |  | 3.1 | 12800 | 128 | 100 | 13 | 0.95 | 5000 | 75
PYDYFKH7 | LEDone Distribution Inc. | LED One | LOD-FL-150W50K-HL (With Nichia 3030 LED) | Outdoor Luminaires | High Output | Architectural Flood and Spot Luminaires | Premium | FALSE | [9 empty] | 42695 |  |  | No |  | 3.1 | 19000 | 127 | 150 | 12 | 0.95 | 5000 | 75
P9UXFK4P | LEDone Distribution Inc. | LED One | LOD-FL-200W50K-HL (With Nichia 3030 LED) | Outdoor Luminaires | High Output | Architectural Flood and Spot Luminaires | Premium | FALSE | [9 empty] | 42695 |  |  | No |  | 3.1 | 24500 | 123 | 200 | 11 | 0.95 | 5000 | 75
PEER3SH8 | LEDone Distribution Inc. | LED One | LOD-FL-30W50K-HL (With Nichia 3030 LED) | Outdoor Luminaires | Low Output | Architectural Flood and Spot Luminaires | Premium | FALSE | [9 empty] | 42695 |  |  | No |  | 3.1 | 3800 | 127 | 30 | 10 | 0.95 | 5000 | 75
PX6DEVHQ | LEDone Distribution Inc. | LED One | LOD-FL-20W50K-HL (With Nichia 3030 LED) | Outdoor Luminaires | Low Output | Architectural Flood and Spot Luminaires | Premium | FALSE | [9 empty] | 42695 |  |  | No |  | 3.1 | 2400 | 120 | 20 | 8 | 0.95 | 5000 | 75
PYUWJY61 | GREEN INOVA LIGHTING TECHNOLOGY (SHENZHEN) LTD | GREEN INOVA | 4FL80L50(BWBK)1[blankP] | Outdoor Luminaires | High Output | Architectural Flood and Spot Luminaires | Premium | TRUE | 9799.6 | 122.04 | 80.3 | 2.17 | 0.9974 | 4847 | 77.3 | 5 | 50000 | 42692 |  |  | No |  | 4.1 | 9799.6 | 122 | 80.3 | 15 | 0.9 | 5000 | 75
PUDHY8EC | LED Industries Inc. | LED Lights | FLDE080-3-AA | Outdoor Luminaires | Mid Output | Architectural Flood and Spot Luminaires | Standard | TRUE | 6282 | 78.56 | 79.95 | 13.52 | 0.9588 | 3074 | 83 | 5 | 50000 | 42692 |  |  | NotYetVerified |  | 3 | 6000 | 75 | 80 |  | 0.95 | 3000 | 80
PERV57WV | Bravoled Lighting Manufacturing Co. Ltd. | Bravoled | BL-FL04-240W-277V-50-K (5000K) | Outdoor Luminaires | High Output | Architectural Flood and Spot Luminaires | Standard | TRUE | 30336.836 | 124.515 | 243.64 | 8.7 | 0.947 | 5068 | 72.2 | 5 | 50000 | 42692 |  |  | No |  | 4 | 30336.84 | 124.52 | 243.64 | 4.3 | 1 | 5068 | 72.2
PUSYVYZC | LED Industries Inc. | LED Lights | PLF300-3-XYZ | Outdoor Luminaires | Very High Output | Architectural Flood and Spot Luminaires | Standard | TRUE | 30857 | 101.45 | 304.2 | 7.88 | 0.947 | 3056 | 83.5 | 5 | 50000 | 42692 |  |  | No |  | 3 | 30857 | 101.45 | 304.2 | 7.88 | 0.947 | 3000 | 83.5
P3C6BHJU | LED Industries Inc. | LED Lights | FLDF300-3-XYZ | Outdoor Luminaires | Very High Output | Architectural Flood and Spot Luminaires | Standard | TRUE | 30857 | 101.45 | 304.2 | 7.88 | 0.947 | 3056 | 83.5 | 5 | 50000 | 42692 |  |  | No |  | 3 | 30857 | 101.45 | 304.2 | 7.88 | 0.947 | 3000 | 83.5
P7U9PK2V | LED Industries Inc. | LED Lights | FLDF220-3-XYZ | Outdoor Luminaires | High Output | Architectural Flood and Spot Luminaires | Standard | TRUE | 21495 | 99.51 | 216 | 18.31 | 0.9301 | 3110 | 83.6 | 5 | 50000 | 42692 |  |  | No |  | 3 | 21578 | 96.75 | 223 | 18.31 | 0.9301 | 3000 | 83.6
P2P459UT | LED Industries Inc. | LED Lights | PLF220-3-XYZ | Outdoor Luminaires | High Output | Architectural Flood and Spot Luminaires | Standard | TRUE | 21495 | 99.51 | 216 | 18.31 | 0.9301 | 3110 | 83.6 | 5 | 50000 | 42692 |  |  | No |  | 3 | 21578 | 96.75 | 223 | 18.31 | 0.9301 | 3000 | 83.6
PFDUWR5Z | LED Industries Inc. | LED Lights | FLDE100-3-AA | Outdoor Luminaires | Mid Output | Architectural Flood and Spot Luminaires | Standard | TRUE | 7876.6 | 85.37 | 92.27 | 14.75 | 0.9264 | 3007 | 83.3 | 5 | 50000 | 42692 |  |  | NotYetVerified |  | 3 | 7800 | 85 | 100 |  | 0.9 | 3000 | 80
PHFTQU6D | GREEN INOVA LIGHTING TECHNOLOGY (SHENZHEN) LTD | GREEN INOVA | 4FL80L40(BWBK)1[blankP] | Outdoor Luminaires | High Output | Architectural Flood and Spot Luminaires | Premium | TRUE | 9655.8 | 119.21 | 81 | 11.27 | 0.9131 | 4046 | 75.5 | 5 | 50000 | 42692 |  |  | No |  | 4.1 | 9655.8 | 119.2 | 81 | 15 | 0.9 | 4000 | 75
PBWP91QQ | LED Industries Inc. | LED Lights | FLDE030-3-AA | Outdoor Luminaires | Low Output | Architectural Flood and Spot Luminaires | Standard | TRUE | 2275.5 | 77.53 | 29.35 | 16.69 | 0.91 | 3124 | 82.9 | 5 | 50000 | 42692 |  |  | NotYetVerified |  | 3 | 2200 | 75 | 30 |  | 0.9 | 3000 | 80
P8ZJTV2Z | LED Industries Inc. | LED Lights | FLDE050-3-AA | Outdoor Luminaires | Low Output | Architectural Flood and Spot Luminaires | Standard | TRUE | 3781.3 | 75.87 | 49.84 | 18.66 | 0.91 | 3151 | 82.7 | 5 | 50000 | 42692 |  |  | NotYetVerified |  | 3 | 3700 | 75 | 50 |  | 0.9 | 3000 | 80
P81DCFZV | LED Industries Inc. | LED Lights | FLD030-3-AA | Outdoor Luminaires | Low Output | Architectural Flood and Spot Luminaires | Standard | TRUE | 2501.3 | 86.54 | 28.9 | 19.23 | 0.9098 | 5064 | 74.2 | 5 |  | 42692 |  |  | NotYetVerified |  | 3 | 2501.3 | 86.54 | 28.9 | 19.23 | 0.9098 | 5000 | 74.1
P5E1591S | LED Industries Inc. | LED Lights | LI-FLDF015-3-XYZ | Outdoor Luminaires | Low Output | Architectural Flood and Spot Luminaires | Standard | TRUE | 1467.8 | 96.19 | 15.26 | 16.52 | 0.9079 | 3042 | 82.9 | 5 | 50000 | 42692 |  |  | NotYetVerified |  | 3 | 1467.8 | 96.19 | 15.26 | 20 | 0.9 | 3000 | 82.9
PGBQJY5Y | LED Industries Inc. | LED Lights | FLDF030-3-XYZ | Outdoor Luminaires | Low Output | Architectural Flood and Spot Luminaires | Standard | TRUE | 2899.1 | 98.84 | 29.33 | 16.49 | 0.9049 | 3041 | 83.2 | 5 | 50000 | 42692 |  |  | NotYetVerified |  | 3 | 2899.1 | 98.84 | 29.33 | 20 | 0.9 | 3000 | 83.2
PD3WZWTD | LED Industries Inc. | LED Lights | FLDF050-3-XYZ | Outdoor Luminaires | Low Output | Architectural Flood and Spot Luminaires | Standard | TRUE | 4906.5 | 102.12 | 48.05 | 17.63 | 0.9031 | 3042 | 83.3 | 5 | 50000 | 42692 |  |  | NotYetVerified |  | 3 | 4906.5 | 102.12 | 48.05 | 20 | 0.9 | 3000 | 83.3
PF78T91Y | LED Industries Inc. | LED Lights | FLDF100-3-XYZ | Outdoor Luminaires | High Output | Architectural Flood and Spot Luminaires | Standard | TRUE | 10035 | 103.53 | 96.93 | 19.07 | 0.9024 | 3058 | 82 | 5 | 50000 | 42692 |  |  | No |  | 3 | 10035 | 103.53 | 96.93 | 19.07 | 0.9024 | 3000 | 82
PKX1HDNY | LED Industries Inc. | LED Lights | FLDF080-3-XYZ | Outdoor Luminaires | Mid Output | Architectural Flood and Spot Luminaires | Standard | TRUE | 8453 | 109.98 | 76.86 | 18.74 | 0.9024 | 3064 | 83.7 | 5 | 50000 | 42692 |  |  | No |  | 3 | 8591 | 110.11 | 78.02 | 18.74 | 0.9024 | 3000 | 83.7
PJDCJSTH | LED Industries Inc. | LED Lights | FLDF150-3-XYZ | Outdoor Luminaires | High Output | Architectural Flood and Spot Luminaires | Standard | TRUE | 15131 | 98.1 | 154.3 | 6.27 | 0.9017 | 3055 | 83.2 | 5 | 50000 | 42692 |  |  | No |  | 3 | 15131 | 98.1 | 154.3 | 6.27 | 0.9017 | 3000 | 83.2
P3KEWZNZ | LED Industries Inc. | LED Lights | PLF150-3-XYZ | Outdoor Luminaires | High Output | Architectural Flood and Spot Luminaires | Standard | TRUE | 15131 | 98.1 | 154.3 | 6.27 | 0.9017 | 3055 | 83.2 | 5 | 50000 | 42692 |  |  | No |  | 3 | 15131 | 98.1 | 154.3 | 6.27 | 0.9017 | 3000 | 83.2
PTDZX52H | GREEN INOVA LIGHTING TECHNOLOGY (SHENZHEN) LTD | GREEN INOVA | 4FL120H50(BWBK)2 | Outdoor Luminaires | High Output | Architectural Flood and Spot Luminaires | Premium | FALSE | [9 empty] | 42692 | Not Dimmable | Not Dimmable | No |  | 4.1 | 14882 | 127.2 | 117 | 15 | 0.9 | 5000 | 75
PH81YUB9 | GREEN INOVA LIGHTING TECHNOLOGY (SHENZHEN) LTD | GREEN INOVA | 4FL120L50(BWBK)2[blankP] | Outdoor Luminaires | High Output | Architectural Flood and Spot Luminaires | Premium | FALSE | [9 empty] | 42692 | Not Dimmable | Not Dimmable | No |  | 4.1 | 14932 | 129 | 115.8 | 15 | 0.9 | 5000 | 75
PJ7YKJ2E | GREEN INOVA LIGHTING TECHNOLOGY (SHENZHEN) LTD | GREEN INOVA | 4FL100L50(BWBK)1[blankP] | Outdoor Luminaires | High Output | Architectural Flood and Spot Luminaires | Premium | FALSE | [9 empty] | 42692 | Not Dimmable | Not Dimmable | No |  | 4.1 | 11973.3 | 125.1 | 95.71 | 15 | 0.9 | 5000 | 75
P5K6RFKJ | GREEN INOVA LIGHTING TECHNOLOGY (SHENZHEN) LTD | GREEN INOVA | 4FL100H50(BWBK)2 | Outdoor Luminaires | High Output | Architectural Flood and Spot Luminaires | Premium | FALSE | [9 empty] | 42692 | Not Dimmable | Not Dimmable | No |  | 4.1 | 12194.7 | 126.8 | 96.2 | 15 | 0.9 | 5000 | 75
PEDQ97S2 | GREEN INOVA LIGHTING TECHNOLOGY (SHENZHEN) LTD | GREEN INOVA | 4FL120L50(BWBK)2[blankP]D[blankM] | Outdoor Luminaires | High Output | Architectural Flood and Spot Luminaires | Premium | FALSE | [9 empty] | 42692 | Dimmable | Continuous Below 10 | No |  | 4.1 | 14932 | 129 | 115.8 | 15 | 0.9 | 5000 | 75
P2EQXN3C | GREEN INOVA LIGHTING TECHNOLOGY (SHENZHEN) LTD | GREEN INOVA | 4FL120H50(BWBK)2D | Outdoor Luminaires | High Output | Architectural Flood and Spot Luminaires | Premium | FALSE | [9 empty] | 42692 | Dimmable | Continuous Below 10 | No |  | 4.1 | 14882 | 127.2 | 117 | 15 | 0.9 | 5000 | 75
PM1J2ZSQ | GREEN INOVA LIGHTING TECHNOLOGY (SHENZHEN) LTD | GREEN INOVA | 4FL100L50(BWBK)1[blankP]D[blankM] | Outdoor Luminaires | High Output | Architectural Flood and Spot Luminaires | Premium | FALSE | [9 empty] | 42692 | Dimmable | Continuous Below 10 | No |  | 4.1 | 11973.3 | 125.1 | 95.71 | 15 | 0.9 | 5000 | 75
PECX38DX | GREEN INOVA LIGHTING TECHNOLOGY (SHENZHEN) LTD | GREEN INOVA | 4FL100H50(BWBK)2D | Outdoor Luminaires | High Output | Architectural Flood and Spot Luminaires | Premium | FALSE | [9 empty] | 42692 | Dimmable | Continuous Below 10 | No |  | 4.1 | 12194.7 | 126.8 | 96.2 | 15 | 0.9 | 5000 | 75
PP8Q6F37 | GREEN INOVA LIGHTING TECHNOLOGY (SHENZHEN) LTD | GREEN INOVA | 4FL80H50(BWBK)2 | Outdoor Luminaires | High Output | Architectural Flood and Spot Luminaires | Premium | FALSE | [9 empty] | 42692 | Dimmable | Continuous Below 10 | No |  | 4.1 | 9392.1 | 123 | 76.3 | 15 | 0.9 | 5000 | 75
PJDD4CXD | GREEN INOVA LIGHTING TECHNOLOGY (SHENZHEN) LTD | GREEN INOVA | 4FL80H50(BWBK)2D | Outdoor Luminaires | High Output | Architectural Flood and Spot Luminaires | Premium | FALSE | [9 empty] | 42692 | Dimmable | Continuous Below 10 | No |  | 4.1 | 9392.1 | 123 | 76.3 | 15 | 0.9 | 5000 | 75
P3BSW1XV | GREEN INOVA LIGHTING TECHNOLOGY (SHENZHEN) LTD | GREEN INOVA | 4FL80L50(BWBK)1[blankP]D[blankM] | Outdoor Luminaires | High Output | Architectural Flood and Spot Luminaires | Premium | FALSE | [9 empty] | 42692 | Dimmable | Continuous Below 10 | No |  | 4.1 | 9799.6 | 122 | 80.3 | 15 | 0.9 | 5000 | 75
PQPKTFEK | GREEN INOVA LIGHTING TECHNOLOGY (SHENZHEN) LTD | GREEN INOVA | 4FL120L45(BWBK)2[blankP] | Outdoor Luminaires | High Output | Architectural Flood and Spot Luminaires | Premium | FALSE | [9 empty] | 42692 | Not Dimmable | Not Dimmable | No |  | 4.1 | 14948 | 128.6 | 116.2 | 15 | 0.9 | 4500 | 75
PE7DQCY5 | GREEN INOVA LIGHTING TECHNOLOGY (SHENZHEN) LTD | GREEN INOVA | 4FL120H45(BWBK)2 | Outdoor Luminaires | High Output | Architectural Flood and Spot Luminaires | Premium | FALSE | [9 empty] | 42692 | Not Dimmable | Not Dimmable | No |  | 4.1 | 14895.5 | 126.9 | 117.4 | 15 | 0.9 | 4500 | 75
PFQU368P | GREEN INOVA LIGHTING TECHNOLOGY (SHENZHEN) LTD | GREEN INOVA | 4FL100H45(BWBK)2 | Outdoor Luminaires | High Output | Architectural Flood and Spot Luminaires | Premium | FALSE | [9 empty] | 42692 | Not Dimmable | Not Dimmable | No |  | 4.1 | 11963.9 | 125.9 | 95 | 15 | 0.9 | 4500 | 75
PDC1U4XT | GREEN INOVA LIGHTING TECHNOLOGY (SHENZHEN) LTD | GREEN INOVA | 4FL100L45(BWBK)1[blankP] | Outdoor Luminaires | High Output | Architectural Flood and Spot Luminaires | Premium | FALSE | [9 empty] | 42692 | Not Dimmable | Not Dimmable | No |  | 4.1 | 11972.6 | 124.8 | 95.9 | 15 | 0.9 | 4500 | 75
PZ931T2W | GREEN INOVA LIGHTING TECHNOLOGY (SHENZHEN) LTD | GREEN INOVA | 4FL80L45(BWBK)1[blankP] | Outdoor Luminaires | High Output | Architectural Flood and Spot Luminaires | Premium | FALSE | [9 empty] | 42692 | Not Dimmable | Not Dimmable | No |  | 4.1 | 9727.7 | 120.6 | 80.6 | 15 | 0.9 | 4500 | 75
PGHYGGW4 | GREEN INOVA LIGHTING TECHNOLOGY (SHENZHEN) LTD | GREEN INOVA | 4FL120L45(BWBK)2[blankP]D[blankM] | Outdoor Luminaires | High Output | Architectural Flood and Spot Luminaires | Premium | FALSE | [9 empty] | 42692 | Dimmable | Continuous Below 10 | No |  | 4.1 | 14948 | 128.6 | 116.2 | 15 | 0.9 | 4500 | 75
P4KZWUGA | GREEN INOVA LIGHTING TECHNOLOGY (SHENZHEN) LTD | GREEN INOVA | 4FL120H45(BWBK)2D | Outdoor Luminaires | High Output | Architectural Flood and Spot Luminaires | Premium | FALSE | [9 empty] | 42692 | Dimmable | Continuous Below 10 | No |  | 4.1 | 14895.5 | 126.9 | 117.4 | 15 | 0.9 | 4500 | 75
PGPUVK1F | GREEN INOVA LIGHTING TECHNOLOGY (SHENZHEN) LTD | GREEN INOVA | 4FL100H45(BWBK)2D | Outdoor Luminaires | High Output | Architectural Flood and Spot Luminaires | Premium | FALSE | [9 empty] | 42692 | Dimmable | Continuous Below 10 | No |  | 4.1 | 11963.9 | 125.9 | 95 | 15 | 0.9 | 4500 | 75
P4MCDE4S | GREEN INOVA LIGHTING TECHNOLOGY (SHENZHEN) LTD | GREEN INOVA | 4FL100L45(BWBK)1[blankP]D[blankM] | Outdoor Luminaires | High Output | Architectural Flood and Spot Luminaires | Premium | FALSE | [9 empty] | 42692 | Dimmable | Continuous Below 10 | No |  | 4.1 | 11972.6 | 124.8 | 95.9 | 15 | 0.9 | 4500 | 75
PYMZQNRV | GREEN INOVA LIGHTING TECHNOLOGY (SHENZHEN) LTD | GREEN INOVA | 4FL80H45(BWBK)2 | Outdoor Luminaires | High Output | Architectural Flood and Spot Luminaires | Premium | FALSE | [9 empty] | 42692 | Dimmable | Continuous Below 10 | No |  | 4.1 | 9362.9 | 121.9 | 76.8 | 15 | 0.9 | 4500 | 75
PTDX8JFC | GREEN INOVA LIGHTING TECHNOLOGY (SHENZHEN) LTD | GREEN INOVA | 4FL80H45(BWBK)2D | Outdoor Luminaires | High Output | Architectural Flood and Spot Luminaires | Premium | FALSE | [9 empty] | 42692 | Dimmable | Continuous Below 10 | No |  | 4.1 | 9362.9 | 121.9 | 76.8 | 15 | 0.9 | 4500 | 75
P27VGKHH | GREEN INOVA LIGHTING TECHNOLOGY (SHENZHEN) LTD | GREEN INOVA | 4FL80L45(BWBK)1[blankP]D[blankM] | Outdoor Luminaires | High Output | Architectural Flood and Spot Luminaires | Premium | FALSE | [9 empty] | 42692 | Dimmable | Continuous Below 10 | No |  | 4.1 | 9727.7 | 120.6 | 80.6 | 15 | 0.9 | 4500 | 75
PAHBEV56 | GREEN INOVA LIGHTING TECHNOLOGY (SHENZHEN) LTD | GREEN INOVA | 4FL120H40(BWBK)2 | Outdoor Luminaires | High Output | Architectural Flood and Spot Luminaires | Premium | FALSE | [9 empty] | 42692 | Not Dimmable | Not Dimmable | No |  | 4.1 | 14909 | 126.5 | 117.8 | 15 | 0.9 | 4000 | 75
P6TMJ5CS | GREEN INOVA LIGHTING TECHNOLOGY (SHENZHEN) LTD | GREEN INOVA | 4FL120L40(BWBK)2[blankP] | Outdoor Luminaires | High Output | Architectural Flood and Spot Luminaires | Premium | FALSE | [9 empty] | 42692 | Not Dimmable | Not Dimmable | No |  | 4.1 | 14964 | 128.3 | 116.7 | 15 | 0.9 | 4000 | 75
PW6282YQ | GREEN INOVA LIGHTING TECHNOLOGY (SHENZHEN) LTD | GREEN INOVA | 4FL100L40(BWBK)1[blankP] | Outdoor Luminaires | High Output | Architectural Flood and Spot Luminaires | Premium | FALSE | [9 empty] | 42692 | Not Dimmable | Not Dimmable | No |  | 4.1 | 11971.9 | 124.5 | 96.16 | 15 | 0.9 | 4000 | 75
PB7PQTUA | GREEN INOVA LIGHTING TECHNOLOGY (SHENZHEN) LTD | GREEN INOVA | 4FL100H40(BWBK)2 | Outdoor Luminaires | High Output | Architectural Flood and Spot Luminaires | Premium | FALSE | [9 empty] | 42692 | Not Dimmable | Not Dimmable | No |  | 4.1 | 11733.1 | 125.1 | 93.8 | 15 | 0.9 | 4000 | 75
PFXK9TRD | GREEN INOVA LIGHTING TECHNOLOGY (SHENZHEN) LTD | GREEN INOVA | 4FL120H40(BWBK)2D | Outdoor Luminaires | High Output | Architectural Flood and Spot Luminaires | Premium | FALSE | [9 empty] | 42692 | Dimmable | Continuous Below 10 | No |  | 4.1 | 14909 | 126.5 | 117.8 | 15 | 0.9 | 4000 | 75
PAAGVHHZ | GREEN INOVA LIGHTING TECHNOLOGY (SHENZHEN) LTD | GREEN INOVA | 4FL120L40(BWBK)2[blankP]D[blankM] | Outdoor Luminaires | High Output | Architectural Flood and Spot Luminaires | Premium | FALSE | [9 empty] | 42692 | Dimmable | Continuous Below 10 | No |  | 4.1 | 14964 | 128.3 | 116.7 | 15 | 0.9 | 4000 | 75
PGBSCKTD | GREEN INOVA LIGHTING TECHNOLOGY (SHENZHEN) LTD | GREEN INOVA | 4FL100L40(BWBK)1[blankP]D[blankM] | Outdoor Luminaires | High Output | Architectural Flood and Spot Luminaires | Premium | FALSE | [9 empty] | 42692 | Dimmable | Continuous Below 10 | No |  | 4.1 | 11971.9 | 124.5 | 96.16 | 15 | 0.9 | 4000 | 75
P1YRZ4A8 | GREEN INOVA LIGHTING TECHNOLOGY (SHENZHEN) LTD | GREEN INOVA | 4FL100H40(BWBK)2D | Outdoor Luminaires | High Output | Architectural Flood and Spot Luminaires | Premium | FALSE | [9 empty] | 42692 | Dimmable | Continuous Below 10 | No |  | 4.1 | 11733.1 | 125.1 | 93.8 | 15 | 0.9 | 4000 | 75
PX2U9XZK | GREEN INOVA LIGHTING TECHNOLOGY (SHENZHEN) LTD | GREEN INOVA | 4FL80L40(BWBK)1[blankP]D[blankM] | Outdoor Luminaires | High Output | Architectural Flood and Spot Luminaires | Premium | FALSE | [9 empty] | 42692 | Dimmable | Continuous Below 10 | No |  | 4.1 | 9655.8 | 119.2 | 81 | 15 | 0.9 | 4000 | 75
PVSR63XY | GREEN INOVA LIGHTING TECHNOLOGY (SHENZHEN) LTD | GREEN INOVA | 4FL80H40(BWBK)2 | Outdoor Luminaires | High Output | Architectural Flood and Spot Luminaires | Premium | FALSE | [9 empty] | 42692 | Dimmable | Continuous Below 10 | No |  | 4.1 | 9333.7 | 120.7 | 77.3 | 15 | 0.9 | 4000 | 75
PCGTHTN6 | GREEN INOVA LIGHTING TECHNOLOGY (SHENZHEN) LTD | GREEN INOVA | 4FL80H40(BWBK)2D | Outdoor Luminaires | High Output | Architectural Flood and Spot Luminaires | Premium | FALSE | [9 empty] | 42692 | Dimmable | Continuous Below 10 | No |  | 4.1 | 9333.7 | 120.7 | 77.3 | 15 | 0.9 | 4000 | 75
PXJC7CFM | LED Industries Inc. | LED Lights | LI-FLDE100-AA | Outdoor Luminaires | Mid Output | Architectural Flood and Spot Luminaires | Standard | FALSE | [9 empty] | 42692 | Not Yet Verified | Not Yet Verified | NotYetVerified |  | 3 | 7800 | 85 | 100 |  | 0.9 | 5000 | 80
P19Q63K2 | LED Industries Inc. | LED Lights | LI-FLDE050-AA | Outdoor Luminaires | Low Output | Architectural Flood and Spot Luminaires | Standard | FALSE | [9 empty] | 42692 | Not Yet Verified | Not Yet Verified | NotYetVerified |  | 3 | 3700 | 75 | 50 |  | 0.9 | 5000 | 80
P8CEGDMH | LED Industries Inc. | LED Lights | LI-FLDE030-AA | Outdoor Luminaires | Low Output | Architectural Flood and Spot Luminaires | Standard | FALSE | [9 empty] | 42692 | Not Yet Verified | Not Yet Verified | NotYetVerified |  | 3 | 2200 | 75 | 30 |  | 0.9 | 5000 | 80
P65KMQB7 | LED Industries Inc. | LED Lights | LI-FLD030-AA | Outdoor Luminaires | Low Output | Architectural Flood and Spot Luminaires | Standard | FALSE | [9 empty] | 42692 | Not Yet Verified | Not Yet Verified | NotYetVerified |  | 3 | 2501.3 | 86.54 | 28.9 | 19.23 | 0.9098 | 5000 | 74.1
P45C1GHM | LED Industries Inc. | LED Lights | LI-FLDF080-XYZ | Outdoor Luminaires | Mid Output | Architectural Flood and Spot Luminaires | Standard | FALSE | [9 empty] | 42692 | Not Dimmable | Not Dimmable | No |  | 3 | 9064 | 115.39 | 78.55 | 18.95 | 0.9062 | 5000 | 84.5
P22KGQNF | LED Industries Inc. | LED Lights | LI-FLDF050-XYZ | Outdoor Luminaires | Low Output | Architectural Flood and Spot Luminaires | Standard | FALSE | [9 empty] | 42692 | Not Dimmable | Not Dimmable | NotYetVerified |  | 3 | 4906.5 | 102.12 | 48.05 | 20 | 0.9 | 5000 | 83.3
PU846S21 | LED Industries Inc. | LED Lights | LI-FLDF030-XYZ | Outdoor Luminaires | Low Output | Architectural Flood and Spot Luminaires | Standard | FALSE | [9 empty] | 42692 | Not Dimmable | Not Dimmable | NotYetVerified |  | 3 | 2899.1 | 98.84 | 29.33 | 20 | 0.9 | 5000 | 83.2
P2QRN8VG | LED Industries Inc. | LED Lights | LI-FLDF015-XYZ | Outdoor Luminaires | Low Output | Architectural Flood and Spot Luminaires | Standard | FALSE | [9 empty] | 42692 | Not Dimmable | Not Dimmable | NotYetVerified |  | 3 | 1467.8 | 96.19 | 15.26 | 20 | 0.9 | 5000 | 82.9
PD1TPSVA | LED Industries Inc. | LED Lights | LI-FLDE080-AA | Outdoor Luminaires | Mid Output | Architectural Flood and Spot Luminaires | Standard | FALSE | [9 empty] | 42692 | Not Dimmable | Not Dimmable | NotYetVerified |  | 3 | 6500 | 80 | 80 |  | 0.95 | 5000 | 80
PB3MF31F | LED Industries Inc. | LED Lights | LI-PLF220-XYZ | Outdoor Luminaires | High Output | Architectural Flood and Spot Luminaires | Standard | FALSE | [9 empty] | 42692 | Dimmable | Continuous Below 10 | No |  | 3 | 25684 | 116.82 | 219.9 | 19.02 | 0.9276 | 5000 | 84.7
P5NYQWTY | LED Industries Inc. | LED Lights | LI-FLDF220-XYZ | Outdoor Luminaires | High Output | Architectural Flood and Spot Luminaires | Standard | FALSE | [9 empty] | 42692 | Dimmable | Continuous Below 10 | No |  | 3 | 25684 | 116.82 | 219.9 | 19.02 | 0.9276 | 5000 | 84.7
PX5XMCDQ | LED Industries Inc. | LED Lights | LI-FLDF100-XYZ | Outdoor Luminaires | High Output | Architectural Flood and Spot Luminaires | Standard | FALSE | [9 empty] | 42692 | Dimmable | Continuous Below 10 | No |  | 3 | 11021 | 111.95 | 98.45 | 18.87 | 0.9062 | 5000 | 83.8
PCU47F8S | LED Industries Inc. | LED Lights | LI-PLF300-XYZ | Outdoor Luminaires | Very High Output | Architectural Flood and Spot Luminaires | Standard | FALSE | [9 empty] | 42692 | Dimmable | Continuous Below 10 | No |  | 3 | 30857 | 101.45 | 304.2 | 7.88 | 0.947 | 5000 | 83.5
P29SZ1D6 | LED Industries Inc. | LED Lights | LI-FLDF300-XYZ | Outdoor Luminaires | Very High Output | Architectural Flood and Spot Luminaires | Standard | FALSE | [9 empty] | 42692 | Dimmable | Continuous Below 10 | No |  | 3 | 30857 | 101.45 | 304.2 | 7.88 | 0.947 | 5000 | 83.5
PMY82M5P | LED Industries Inc. | LED Lights | LI-PLF150-XYZ | Outdoor Luminaires | High Output | Architectural Flood and Spot Luminaires | Standard | FALSE | [9 empty] | 42692 | Dimmable | Continuous Below 10 | No |  | 3 | 15131 | 98.1 | 154.3 | 6.27 | 0.9017 | 5000 | 83.2
PKDYNPBK | LED Industries Inc. | LED Lights | LI-FLDF150-XYZ | Outdoor Luminaires | High Output | Architectural Flood and Spot Luminaires | Standard | FALSE | [9 empty] | 42692 | Dimmable | Continuous Below 10 | No |  | 3 | 15131 | 98.1 | 154.3 | 6.27 | 0.9017 | 5000 | 83.2
P9KKM7YZ | Acuity Brands Lighting | American Electric Lighting | ACP0LED PK4 XXXX MFL 50K XX XXXXX XXXXXX XXXX XXXX | Outdoor Luminaires | High Output | Architectural Flood and Spot Luminaires | Standard | TRUE | 17030 | 114.39 | 148.88 | 20.99 | 0.9014 | 5219 | 74.35 | 5 | 50000 | 42691 |  |  | Yes |  | 4.1 | 17030 | 114.37 | 148.9 | 13.17 | 0.92 | 5219 | 74.35
PSU3ZWEZ | Acuity Brands Lighting | Holophane Lighting | PSLED PK4 XXXX NSP 50K XX XXXXX XXXXXX XXXX XXXX | Outdoor Luminaires | High Output | Architectural Flood and Spot Luminaires | Standard | TRUE | 16036 | 106.99 | 149.89 | 20.99 | 0.9014 | 5091 | 74.68 | 5 | 50000 | 42691 |  |  | Yes |  | 4.1 | 16036 | 107.7 | 148.9 | 13.17 | 0.92 | 5091 | 74.68
PKTXC7KE | Acuity Brands Lighting | American Electric Lighting | ACP0LED PK4 XXXX WFR 40K XX XXXXX XXXXXX XXXX XXXX | Outdoor Luminaires | High Output | Architectural Flood and Spot Luminaires | Premium | TRUE | 18335 | 123.81 | 148.09 | 20.99 | 0.9014 | 3938 | 73.31 | 5 | 50000 | 42691 |  |  | Yes |  | 4.1 | 18169 | 122.02 | 148.9 | 13.17 | 0.92 | 4000 | 70
PU54HSHD | Acuity Brands Lighting | Holophane Lighting | PSLED PK3 XXXX WFL 40K XX XXXXX XXXXXX XXXX XXXX | Outdoor Luminaires | High Output | Architectural Flood and Spot Luminaires | Premium | TRUE | 14014 | 119.1 | 117.67 | 20.99 | 0.9014 | 3898 | 73.68 | 5 | 50000 | 42691 |  |  | Yes |  | 4.1 | 14014 | 117.93 | 118.83 | 15 | 0.9 | 3898 | 73.68
P9AN7JWW | Acuity Brands Lighting | American Electric Lighting | ACP0LED PK5 XXXX FL 30K XX XXXXX XXXXXX XXXX XXXX | Outdoor Luminaires | High Output | Architectural Flood and Spot Luminaires | Standard | TRUE | 20585 | 102.83 | 200.19 | 20.99 | 0.9014 | 3144 | 69.44 | 5 | 50000 | 42691 |  |  | Yes |  | 4.1 | 20585 | 102.82 | 200.2 | 11.28 | 0.95 | 3144 | 69.4
PZ8HC574 | Acuity Brands Lighting | Holophane Lighting | PSLED PK5 XXXX FL 30K XX XXXXX XXXXXX XXXX XXXX | Outdoor Luminaires | High Output | Architectural Flood and Spot Luminaires | Standard | TRUE | 20628 | 103.62 | 199.07 | 20.99 | 0.9014 | 3098 | 69.76 | 5 | 50000 | 42691 |  |  | Yes |  | 4.1 | 20628 | 103.04 | 200.2 | 11.28 | 0.95 | 3098 | 69.76
P3W9R3Z4 | Acuity Brands Lighting | American Electric Lighting | ACP0LED PK1 XXXX WFR 30K XX XXXXX XXXXXX XXXX XXXX [120-277V Only] | Outdoor Luminaires | Mid Output | Architectural Flood and Spot Luminaires | Premium | TRUE | 5550 | 113.59 | 48.86 | 12.903 | 0.87807 | 3078 | 69.8 | 5 | 50000 | 42691 |  |  | Yes |  | 4.1 | 5550 | 113.5 | 48.9 | 12.9 | 0.88 | 3078 | 69.8
P7CEJYSK | Acuity Brands Lighting | Holophane Lighting | PSLED PK1 XXXX NSP 30K XX XXXXX XXXXXX XXXX XXXX [120-277V Only] | Outdoor Luminaires | Mid Output | Architectural Flood and Spot Luminaires | Standard | TRUE | 5125 | 104.98 | 48.82 | 12.903 | 0.87807 | 3033 | 70.02 | 5 | 50000 | 42691 |  |  | Yes |  | 4.1 | 5125 | 104.7 | 48.95 | 12.9 | 0.88 | 3033 | 70.02
PGR1GG4H | Acuity Brands Lighting | Holophane Lighting | PSLED PK4 XXXX MFL 50K XX XXXXX XXXXXX XXXX XXXX | Outdoor Luminaires | High Output | Architectural Flood and Spot Luminaires | Standard | FALSE | [9 empty] | 42691 | Dimmable | Continuous Below 10 | Yes |  | 4.1 | 17232 | 115.73 | 148.9 | 13.17 | 0.92 | 5219 | 74.35
P4WCN9HC | Acuity Brands Lighting | American Electric Lighting | ACP0LED PK3 XXXX WFL 50K XX XXXXX XXXXXX XXXX XXXX | Outdoor Luminaires | High Output | Architectural Flood and Spot Luminaires | Premium | FALSE | [9 empty] | 42691 | Dimmable | Continuous Below 10 | Yes |  | 4.1 | 14579 | 122.69 | 118.83 | 15 | 0.9 | 5000 | 70
PU85876F | Acuity Brands Lighting | Holophane Lighting | PSLED PK3 XXXX WFL 50K XX XXXXX XXXXXX XXXX XXXX | Outdoor Luminaires | High Output | Architectural Flood and Spot Luminaires | Premium | FALSE | [9 empty] | 42691 | Dimmable | Continuous Below 10 | Yes |  | 4.1 | 14405 | 121.22 | 118.83 | 15 | 0.9 | 5000 | 70
PTZBMHC4 | Acuity Brands Lighting | American Electric Lighting | ACP0LED PK4 XXXX WFL 50K XX XXXXX XXXXXX XXXX XXXX | Outdoor Luminaires | High Output | Architectural Flood and Spot Luminaires | Premium | FALSE | [9 empty] | 42691 | Dimmable | Continuous Below 10 | Yes |  | 4.1 | 18454 | 123.94 | 148.9 | 13.17 | 0.92 | 5000 | 70
PFPWR4EC | Acuity Brands Lighting | Holophane Lighting | PSLED PK4 XXXX WFL 50K XX XXXXX XXXXXX XXXX XXXX | Outdoor Luminaires | High Output | Architectural Flood and Spot Luminaires | Premium | FALSE | [9 empty] | 42691 | Dimmable | Continuous Below 10 | Yes |  | 4.1 | 18235 | 122.46 | 148.9 | 13.17 | 0.92 | 5000 | 70
PVXSTE3E | Acuity Brands Lighting | American Electric Lighting | ACP0LED PK1 XXXX WFL 50K XX XXXXX XXXXXX XXXX XXXX [120-277V Only] | Outdoor Luminaires | Mid Output | Architectural Flood and Spot Luminaires | Premium | FALSE | [9 empty] | 42691 | Dimmable | Continuous Below 10 | Yes |  | 4.1 | 6274 | 128.17 | 48.95 | 12.9 | 0.88 | 5000 | 70
PYA4S2PH | Acuity Brands Lighting | Holophane Lighting | PSLED PK1 XXXX WFL 50K XX XXXXX XXXXXX XXXX XXXX [120-277V Only] | Outdoor Luminaires | Mid Output | Architectural Flood and Spot Luminaires | Premium | FALSE | [9 empty] | 42691 | Dimmable | Continuous Below 10 | Yes |  | 4.1 | 6200 | 126.66 | 48.95 | 12.9 | 0.88 | 5000 | 70
PJTDXPGT | Acuity Brands Lighting | American Electric Lighting | ACP0LED PK5 XXXX WFL 50K XX XXXXX XXXXXX XXXX XXXX | Outdoor Luminaires | High Output | Architectural Flood and Spot Luminaires | Standard | FALSE | [9 empty] | 42691 | Dimmable | Continuous Below 10 | Yes |  | 4.1 | 23067 | 115.22 | 200.2 | 11.28 | 0.95 | 5000 | 70
PFT7ZPE6 | Acuity Brands Lighting | Holophane Lighting | PSLED PK5 XXXX WFL 50K XX XXXXX XXXXXX XXXX XXXX | Outdoor Luminaires | High Output | Architectural Flood and Spot Luminaires | Standard | FALSE | [9 empty] | 42691 | Dimmable | Continuous Below 10 | Yes |  | 4.1 | 22793 | 113.85 | 200.2 | 11.28 | 0.95 | 5000 | 70
P8H4RWA5 | Acuity Brands Lighting | American Electric Lighting | ACP0LED PK2 XXXX WFL 50K XX XXXXX XXXXXX XXXX XXXX | Outdoor Luminaires | High Output | Architectural Flood and Spot Luminaires | Premium | FALSE | [9 empty] | 42691 | Dimmable | Continuous Below 10 | Yes |  | 4.1 | 10136 | 133.9 | 75.7 | 8.5 | 0.92 | 5000 | 70
P1Z9WNUG | Acuity Brands Lighting | Holophane Lighting | PSLED PK2 XXXX WFL 50K XX XXXXX XXXXXX XXXX XXXX | Outdoor Luminaires | High Output | Architectural Flood and Spot Luminaires | Premium | FALSE | [9 empty] | 42691 | Dimmable | Continuous Below 10 | Yes |  | 4.1 | 10029 | 132.48 | 75.7 | 8.5 | 0.92 | 5000 | 70
PWZZSWTV | Acuity Brands Lighting | American Electric Lighting | ACP0LED PK3 XXXX FL 50K XX XXXXX XXXXXX XXXX XXXX | Outdoor Luminaires | High Output | Architectural Flood and Spot Luminaires | Standard | FALSE | [9 empty] | 42691 | Dimmable | Continuous Below 10 | Yes |  | 4.1 | 14139 | 118.99 | 118.83 | 15 | 0.9 | 5000 | 70
PF6Z4NM2 | Acuity Brands Lighting | Holophane Lighting | PSLED PK3 XXXX WFR 50K XX XXXXX XXXXXX XXXX XXXX | Outdoor Luminaires | High Output | Architectural Flood and Spot Luminaires | Premium | FALSE | [9 empty] | 42691 | Dimmable | Continuous Below 10 | Yes |  | 4.1 | 14024 | 118.02 | 118.83 | 15 | 0.9 | 5000 | 70
PJFA3XV1 | Acuity Brands Lighting | Holophane Lighting | PSLED PK3 XXXX FL 50K XX XXXXX XXXXXX XXXX XXXX | Outdoor Luminaires | High Output | Architectural Flood and Spot Luminaires | Standard | FALSE | [9 empty] | 42691 | Dimmable | Continuous Below 10 | Yes |  | 4.1 | 13956 | 117.45 | 118.83 | 15 | 0.9 | 5000 | 70
P67YG98Q | Acuity Brands Lighting | American Electric Lighting | ACP0LED PK3 XXXX WFR 50K XX XXXXX XXXXXX XXXX XXXX | Outdoor Luminaires | High Output | Architectural Flood and Spot Luminaires | Standard | FALSE | [9 empty] | 42691 | Dimmable | Continuous Below 10 | Yes |  | 4.1 | 13549 | 114.02 | 118.83 | 15 | 0.9 | 5000 | 70
PUTN3WPS | Acuity Brands Lighting | American Electric Lighting | ACP0LED PK4 XXXX FL 50K XX XXXXX XXXXXX XXXX XXXX | Outdoor Luminaires | High Output | Architectural Flood and Spot Luminaires | Premium | FALSE | [9 empty] | 42691 | Dimmable | Continuous Below 10 | Yes |  | 4.1 | 18194 | 122.19 | 148.9 | 13.17 | 0.92 | 5000 | 70
PVP9EHBE | Acuity Brands Lighting | American Electric Lighting | ACP0LED PK4 XXXX WFR 50K XX XXXXX XXXXXX XXXX XXXX | Outdoor Luminaires | High Output | Architectural Flood and Spot Luminaires | Premium | FALSE | [9 empty] | 42691 | Dimmable | Continuous Below 10 | Yes |  | 4.1 | 18169 | 122.02 | 148.9 | 13.17 | 0.92 | 5000 | 70
P7ZWA7SG | Acuity Brands Lighting | Holophane Lighting | PSLED PK4 XXXX WFR 50K XX XXXXX XXXXXX XXXX XXXX | Outdoor Luminaires | High Output | Architectural Flood and Spot Luminaires | Premium | FALSE | [9 empty] | 42691 | Dimmable | Continuous Below 10 | Yes |  | 4.1 | 17751 | 119.21 | 148.9 | 13.17 | 0.92 | 5000 | 70
P1H3R5YG | Acuity Brands Lighting | Holophane Lighting | PSLED PK4 XXXX FL 50K XX XXXXX XXXXXX XXXX XXXX | Outdoor Luminaires | High Output | Architectural Flood and Spot Luminaires | Premium | FALSE | [9 empty] | 42691 | Dimmable | Continuous Below 10 | Yes |  | 4.1 | 17666 | 118.64 | 148.9 | 13.17 | 0.92 | 5000 | 70
PM6GAF6S | Acuity Brands Lighting | American Electric Lighting | ACP0LED PK1 XXXX WFR 50K XX XXXXX XXXXXX XXXX XXXX [120-277V Only] | Outdoor Luminaires | Mid Output | Architectural Flood and Spot Luminaires | Premium | FALSE | [9 empty] | 42691 | Dimmable | Continuous Below 10 | Yes |  | 4.1 | 6177 | 126.19 | 48.95 | 12.9 | 0.88 | 5000 | 70
PHMJHTE3 | Acuity Brands Lighting | American Electric Lighting | ACP0LED PK1 XXXX FL 50K XX XXXXX XXXXXX XXXX XXXX [120-277V Only] | Outdoor Luminaires | Mid Output | Architectural Flood and Spot Luminaires | Premium | FALSE | [9 empty] | 42691 | Dimmable | Continuous Below 10 | Yes |  | 4.1 | 6085 | 124.31 | 48.95 | 12.9 | 0.88 | 5000 | 70
P4WPGPWA | Acuity Brands Lighting | Holophane Lighting | PSLED PK1 XXXX WFR 50K XX XXXXX XXXXXX XXXX XXXX [120-277V Only] | Outdoor Luminaires | Mid Output | Architectural Flood and Spot Luminaires | Premium | FALSE | [9 empty] | 42691 | Dimmable | Continuous Below 10 | Yes |  | 4.1 | 6036 | 123.31 | 48.95 | 12.9 | 0.88 | 5000 | 70
PFPXVTP5 | Acuity Brands Lighting | Holophane Lighting | PSLED PK1 XXXX FL 50K XX XXXXX XXXXXX XXXX XXXX [120-277V Only] | Outdoor Luminaires | Mid Output | Architectural Flood and Spot Luminaires | Premium | FALSE | [9 empty] | 42691 | Dimmable | Continuous Below 10 | Yes |  | 4.1 | 6006 | 122.7 | 48.95 | 12.9 | 0.88 | 5000 | 70
PGEETTPZ | Acuity Brands Lighting | American Electric Lighting | ACP0LED PK5 XXXX WFR 50K XX XXXXX XXXXXX XXXX XXXX | Outdoor Luminaires | High Output | Architectural Flood and Spot Luminaires | Standard | FALSE | [9 empty] | 42691 | Dimmable | Continuous Below 10 | Yes |  | 4.1 | 22711 | 113.44 | 200.2 | 11.28 | 0.95 | 5000 | 70
PN338R4X | Acuity Brands Lighting | American Electric Lighting | ACP0LED PK5 XXXX FL 50K XX XXXXX XXXXXX XXXX XXXX | Outdoor Luminaires | High Output | Architectural Flood and Spot Luminaires | Standard | FALSE | [9 empty] | 42691 | Dimmable | Continuous Below 10 | Yes |  | 4.1 | 22372 | 111.75 | 200.2 | 11.28 | 0.95 | 5000 | 70
PPSRHBDY | Acuity Brands Lighting | Holophane Lighting | PSLED PK5 XXXX WFR 50K XX XXXXX XXXXXX XXXX XXXX | Outdoor Luminaires | High Output | Architectural Flood and Spot Luminaires | Standard | FALSE | [9 empty] | 42691 | Dimmable | Continuous Below 10 | Yes |  | 4.1 | 22189 | 110.83 | 200.2 | 11.28 | 0.95 | 5000 | 70
P31EQ6GY | Acuity Brands Lighting | Holophane Lighting | PSLED PK5 XXXX FL 50K XX XXXXX XXXXXX XXXX XXXX | Outdoor Luminaires | High Output | Architectural Flood and Spot Luminaires | Standard | FALSE | [9 empty] | 42691 | Dimmable | Continuous Below 10 | Yes |  | 4.1 | 22082 | 110.3 | 200.2 | 11.28 | 0.95 | 5000 | 70
PNX5TEK3 | Acuity Brands Lighting | American Electric Lighting | ACP0LED PK2 XXXX WFR 50K XX XXXXX XXXXXX XXXX XXXX | Outdoor Luminaires | Mid Output | Architectural Flood and Spot Luminaires | Premium | FALSE | [9 empty] | 42691 | Dimmable | Continuous Below 10 | Yes |  | 4.1 | 9993 | 132.01 | 75.7 | 8.5 | 0.92 | 5000 | 70
P8KVA8S3 | Acuity Brands Lighting | American Electric Lighting | ACP0LED PK2 XXXX FL 50K XX XXXXX XXXXXX XXXX XXXX | Outdoor Luminaires | Mid Output | Architectural Flood and Spot Luminaires | Premium | FALSE | [9 empty] | 42691 | Dimmable | Continuous Below 10 | Yes |  | 4.1 | 9844 | 130.04 | 75.7 | 8.5 | 0.92 | 5000 | 70
P8TQBR7D | Acuity Brands Lighting | Holophane Lighting | PSLED PK2 XXXX WFR 50K XX XXXXX XXXXXX XXXX XXXX | Outdoor Luminaires | Mid Output | Architectural Flood and Spot Luminaires | Premium | FALSE | [9 empty] | 42691 | Dimmable | Continuous Below 10 | Yes |  | 4.1 | 9763 | 128.97 | 75.7 | 8.5 | 0.92 | 5000 | 70
PQTVG8Y5 | Acuity Brands Lighting | Holophane Lighting | PSLED PK2 XXXX FL 50K XX XXXXX XXXXXX XXXX XXXX | Outdoor Luminaires | Mid Output | Architectural Flood and Spot Luminaires | Premium | FALSE | [9 empty] | 42691 | Dimmable | Continuous Below 10 | Yes |  | 4.1 | 9716 | 128.35 | 75.7 | 8.5 | 0.92 | 5000 | 70
P146BM8X | Acuity Brands Lighting | American Electric Lighting | ACP0LED PK3 XXXX MFL 50K XX XXXXX XXXXXX XXXX XXXX | Outdoor Luminaires | High Output | Architectural Flood and Spot Luminaires | Standard | FALSE | [9 empty] | 42691 | Dimmable | Continuous Below 10 | Yes |  | 4.1 | 13654 | 114.9 | 118.83 | 15 | 0.9 | 5000 | 70
PKFU1RS8 | Acuity Brands Lighting | Holophane Lighting | PSLED PK3 XXXX MFL 50K XX XXXXX XXXXXX XXXX XXXX | Outdoor Luminaires | High Output | Architectural Flood and Spot Luminaires | Standard | FALSE | [9 empty] | 42691 | Dimmable | Continuous Below 10 | Yes |  | 4.1 | 13613 | 114.56 | 118.83 | 15 | 0.9 | 5000 | 70
PH7TKTA4 | Acuity Brands Lighting | Holophane Lighting | PSLED PK3 XXXX NSP 50K XX XXXXX XXXXXX XXXX XXXX | Outdoor Luminaires | High Output | Architectural Flood and Spot Luminaires | Standard | FALSE | [9 empty] | 42691 | Dimmable | Continuous Below 10 | Yes |  | 4.1 | 12267 | 103.23 | 118.83 | 15 | 0.9 | 5000 | 70
PAMPP3D2 | Acuity Brands Lighting | American Electric Lighting | ACP0LED PK1 XXXX MFL 50K XX XXXXX XXXXXX XXXX XXXX [120-277V Only] | Outdoor Luminaires | Mid Output | Architectural Flood and Spot Luminaires | Premium | FALSE | [9 empty] | 42691 | Dimmable | Continuous Below 10 | Yes |  | 4.1 | 5877 | 120.06 | 48.95 | 12.9 | 0.88 | 5000 | 70
PXY3XAZN | Acuity Brands Lighting | Holophane Lighting | PSLED PK1 XXXX MFL 50K XX XXXXX XXXXXX XXXX XXXX [120-277V Only] | Outdoor Luminaires | Mid Output | Architectural Flood and Spot Luminaires | Premium | FALSE | [9 empty] | 42691 | Dimmable | Continuous Below 10 | Yes |  | 4.1 | 5859 | 119.69 | 48.95 | 12.9 | 0.88 | 5000 | 70
PRDYPC19 | Acuity Brands Lighting | Holophane Lighting | PSLED PK1 XXXX NSP 50K XX XXXXX XXXXXX XXXX XXXX [120-277V Only] | Outdoor Luminaires | Mid Output | Architectural Flood and Spot Luminaires | Standard | FALSE | [9 empty] | 42691 | Dimmable | Continuous Below 10 | Yes |  | 4.1 | 5280 | 107.87 | 48.95 | 12.9 | 0.88 | 5000 | 70
P8N8FQ4J | Acuity Brands Lighting | American Electric Lighting | ACP0LED PK5 XXXX MFL 50K XX XXXXX XXXXXX XXXX XXXX | Outdoor Luminaires | High Output | Architectural Flood and Spot Luminaires | Standard | FALSE | [9 empty] | 42691 | Dimmable | Continuous Below 10 | Yes |  | 4.1 | 21605 | 107.92 | 200.2 | 11.28 | 0.95 | 5000 | 70
PB6FQCK1 | Acuity Brands Lighting | Holophane Lighting | PSLED PK5 XXXX MFL 50K XX XXXXX XXXXXX XXXX XXXX | Outdoor Luminaires | High Output | Architectural Flood and Spot Luminaires | Standard | FALSE | [9 empty] | 42691 | Dimmable | Continuous Below 10 | Yes |  | 4.1 | 21540 | 107.59 | 200.2 | 11.28 | 0.95 | 5000 | 70
P9YCT34Y | Acuity Brands Lighting | American Electric Lighting | ACP0LED PK2 XXXX MFL 50K XX XXXXX XXXXXX XXXX XXXX | Outdoor Luminaires | Mid Output | Architectural Flood and Spot Luminaires | Premium | FALSE | [9 empty] | 42691 | Dimmable | Continuous Below 10 | Yes |  | 4.1 | 9506 | 125.57 | 75.7 | 8.5 | 0.92 | 5000 | 70
PPVDXEEX | Acuity Brands Lighting | Holophane Lighting | PSLED PK2 XXXX MFL 50K XX XXXXX XXXXXX XXXX XXXX | Outdoor Luminaires | Mid Output | Architectural Flood and Spot Luminaires | Premium | FALSE | [9 empty] | 42691 | Dimmable | Continuous Below 10 | Yes |  | 4.1 | 9478 | 125.2 | 75.7 | 8.5 | 0.92 | 5000 | 70
PRTM696A | Acuity Brands Lighting | Holophane Lighting | PSLED PK2 XXXX NSP 50K XX XXXXX XXXXXX XXXX XXXX | Outdoor Luminaires | Mid Output | Architectural Flood and Spot Luminaires | Standard | FALSE | [9 empty] | 42691 | Dimmable | Continuous Below 10 | Yes |  | 4.1 | 8540 | 112.81 | 75.7 | 8.5 | 0.92 | 5000 | 70
P7E74KV1 | Acuity Brands Lighting | American Electric Lighting | ACP0LED PK3 XXXX WFL 40K XX XXXXX XXXXXX XXXX XXXX | Outdoor Luminaires | High Output | Architectural Flood and Spot Luminaires | Premium | FALSE | [9 empty] | 42691 | Dimmable | Continuous Below 10 | Yes |  | 4.1 | 14579 | 122.69 | 118.83 | 15 | 0.9 | 4000 | 70
P6U4MWM8 | Acuity Brands Lighting | American Electric Lighting | ACP0LED PK4 XXXX WFL 40K XX XXXXX XXXXXX XXXX XXXX | Outdoor Luminaires | High Output | Architectural Flood and Spot Luminaires | Premium | FALSE | [9 empty] | 42691 | Dimmable | Continuous Below 10 | Yes |  | 4.1 | 18454 | 123.94 | 148.9 | 13.17 | 0.92 | 4000 | 70
PVM6F1E7 | Acuity Brands Lighting | Holophane Lighting | PSLED PK4 XXXX WFL 40K XX XXXXX XXXXXX XXXX XXXX | Outdoor Luminaires | High Output | Architectural Flood and Spot Luminaires | Premium | FALSE | [9 empty] | 42691 | Dimmable | Continuous Below 10 | Yes |  | 4.1 | 18235 | 122.46 | 148.9 | 13.17 | 0.92 | 4000 | 70
PUH3XUJ8 | Acuity Brands Lighting | American Electric Lighting | ACP0LED PK1 XXXX WFL 40K XX XXXXX XXXXXX XXXX XXXX [120-277V Only] | Outdoor Luminaires | Mid Output | Architectural Flood and Spot Luminaires | Premium | FALSE | [9 empty] | 42691 | Dimmable | Continuous Below 10 | Yes |  | 4.1 | 6274 | 128.04 | 49 | 12.9 | 0.88 | 4000 | 70
P1TJ2G8B | Acuity Brands Lighting | Holophane Lighting | PSLED PK1 XXXX WFL 40K XX XXXXX XXXXXX XXXX XXXX [120-277V Only] | Outdoor Luminaires | Mid Output | Architectural Flood and Spot Luminaires | Premium | FALSE | [9 empty] | 42691 | Dimmable | Continuous Below 10 | Yes |  | 4.1 | 6200 | 126.53 | 49 | 12.9 | 0.88 | 4000 | 70
PWYVWRBF | Acuity Brands Lighting | American Electric Lighting | ACP0LED PK5 XXXX WFL 40K XX XXXXX XXXXXX XXXX XXXX | Outdoor Luminaires | High Output | Architectural Flood and Spot Luminaires | Standard | FALSE | [9 empty] | 42691 | Dimmable | Continuous Below 10 | Yes |  | 4.1 | 23067 | 115.22 | 200.2 | 11.28 | 0.95 | 4000 | 70
P5771P78 | Acuity Brands Lighting | Holophane Lighting | PSLED PK5 XXXX WFL 40K XX XXXXX XXXXXX XXXX XXXX | Outdoor Luminaires | High Output | Architectural Flood and Spot Luminaires | Standard | FALSE | [9 empty] | 42691 | Dimmable | Continuous Below 10 | Yes |  | 4.1 | 22793 | 113.85 | 200.2 | 11.28 | 0.95 | 4000 | 70
PRQFY8DP | Acuity Brands Lighting | American Electric Lighting | ACP0LED PK3 XXXX FL 40K XX XXXXX XXXXXX XXXX XXXX | Outdoor Luminaires | High Output | Architectural Flood and Spot Luminaires | Standard | FALSE | [9 empty] | 42691 | Dimmable | Continuous Below 10 | Yes |  | 4.1 | 14139 | 118.99 | 118.83 | 15 | 0.9 | 4000 | 70
P4YCCBJJ | Acuity Brands Lighting | Holophane Lighting | PSLED PK3 XXXX FL 40K XX XXXXX XXXXXX XXXX XXXX | Outdoor Luminaires | High Output | Architectural Flood and Spot Luminaires | Standard | FALSE | [9 empty] | 42691 | Dimmable | Continuous Below 10 | Yes |  | 4.1 | 13956 | 117.45 | 118.83 | 15 | 0.9 | 4000 | 70
PQEGNPQH | Acuity Brands Lighting | Holophane Lighting | PSLED PK4 XXXX WFR 40K XX XXXXX XXXXXX XXXX XXXX | Outdoor Luminaires | High Output | Architectural Flood and Spot Luminaires | Premium | FALSE | [9 empty] | 42691 | Dimmable | Continuous Below 10 | Yes |  | 4.1 | 17751 | 119.21 | 148.9 | 13.17 | 0.92 | 4000 | 70
PGF4695Q | Acuity Brands Lighting | Holophane Lighting | PSLED PK4 XXXX FL 40K XX XXXXX XXXXXX XXXX XXXX | Outdoor Luminaires | High Output | Architectural Flood and Spot Luminaires | Standard | FALSE | [9 empty] | 42691 | Dimmable | Continuous Below 10 | Yes |  | 4.1 | 17104 | 116.36 | 146.99 | 13.17 | 0.92 | 4000 | 70
PPR2EUZ6 | Acuity Brands Lighting | American Electric Lighting | ACP0LED PK1 XXXX WFR 40K XX XXXXX XXXXXX XXXX XXXX [120-277V Only] | Outdoor Luminaires | Mid Output | Architectural Flood and Spot Luminaires | Premium | FALSE | [9 empty] | 42691 | Dimmable | Continuous Below 10 | Yes |  | 4.1 | 6177 | 126.06 | 49 | 12.9 | 0.88 | 4000 | 70
PBY6GDAM | Acuity Brands Lighting | American Electric Lighting | ACP0LED PK1 XXXX FL 40K XX XXXXX XXXXXX XXXX XXXX [120-277V Only] | Outdoor Luminaires | Mid Output | Architectural Flood and Spot Luminaires | Premium | FALSE | [9 empty] | 42691 | Dimmable | Continuous Below 10 | Yes |  | 4.1 | 6085 | 124.31 | 48.95 | 12.9 | 0.88 | 4000 | 70
PGC79PMZ | Acuity Brands Lighting | Holophane Lighting | PSLED PK1 XXXX WFR 40K XX XXXXX XXXXXX XXXX XXXX [120-277V Only] | Outdoor Luminaires | Mid Output | Architectural Flood and Spot Luminaires | Premium | FALSE | [9 empty] | 42691 | Dimmable | Continuous Below 10 | Yes |  | 4.1 | 6036 | 123.18 | 49 | 12.9 | 0.88 | 4000 | 70
P77CZQ1C | Acuity Brands Lighting | Holophane Lighting | PSLED PK1 XXXX FL 40K XX XXXXX XXXXXX XXXX XXXX [120-277V Only] | Outdoor Luminaires | Mid Output | Architectural Flood and Spot Luminaires | Premium | FALSE | [9 empty] | 42691 | Dimmable | Continuous Below 10 | Yes |  | 4.1 | 6006 | 122.7 | 48.95 | 12.9 | 0.88 | 4000 | 70
PQK74RBC | Acuity Brands Lighting | American Electric Lighting | ACP0LED PK5 XXXX WFR 40K XX XXXXX XXXXXX XXXX XXXX | Outdoor Luminaires | High Output | Architectural Flood and Spot Luminaires | Standard | FALSE | [9 empty] | 42691 | Dimmable | Continuous Below 10 | Yes |  | 4.1 | 22711 | 113.44 | 200.2 | 11.28 | 0.95 | 4000 | 70
PQ98D9MA | Acuity Brands Lighting | American Electric Lighting | ACP0LED PK5 XXXX FL 40K XX XXXXX XXXXXX XXXX XXXX | Outdoor Luminaires | High Output | Architectural Flood and Spot Luminaires | Standard | FALSE | [9 empty] | 42691 | Dimmable | Continuous Below 10 | Yes |  | 4.1 | 22372 | 111.75 | 200.2 | 11.28 | 0.95 | 4000 | 70
P212W2KQ | Acuity Brands Lighting | Holophane Lighting | PSLED PK5 XXXX WFR 40K XX XXXXX XXXXXX XXXX XXXX | Outdoor Luminaires | High Output | Architectural Flood and Spot Luminaires | Standard | FALSE | [9 empty] | 42691 | Dimmable | Continuous Below 10 | Yes |  | 4.1 | 22189 | 110.83 | 200.2 | 11.28 | 0.95 | 4000 | 70
PF5GDJJR | Acuity Brands Lighting | Holophane Lighting | PSLED PK5 XXXX FL 40K XX XXXXX XXXXXX XXXX XXXX | Outdoor Luminaires | High Output | Architectural Flood and Spot Luminaires | Standard | FALSE | [9 empty] | 42691 | Dimmable | Continuous Below 10 | Yes |  | 4.1 | 22082 | 110.3 | 200.2 | 11.28 | 0.95 | 4000 | 70
PP793H4C | Acuity Brands Lighting | American Electric Lighting | ACP0LED PK2 XXXX WFR 40K XX XXXXX XXXXXX XXXX XXXX | Outdoor Luminaires | Mid Output | Architectural Flood and Spot Luminaires | Premium | FALSE | [9 empty] | 42691 | Dimmable | Continuous Below 10 | Yes |  | 4.1 | 9993 | 132.01 | 75.7 | 8.5 | 0.92 | 4000 | 70
PVTPEPH3 | Acuity Brands Lighting | American Electric Lighting | ACP0LED PK2 XXXX FL 40K XX XXXXX XXXXXX XXXX XXXX | Outdoor Luminaires | Mid Output | Architectural Flood and Spot Luminaires | Premium | FALSE | [9 empty] | 42691 | Dimmable | Continuous Below 10 | Yes |  | 4.1 | 9844 | 130.04 | 75.7 | 8.5 | 0.92 | 4000 | 70
P8DJC9MU | Acuity Brands Lighting | Holophane Lighting | PSLED PK2 XXXX WFR 40K XX XXXXX XXXXXX XXXX XXXX | Outdoor Luminaires | Mid Output | Architectural Flood and Spot Luminaires | Premium | FALSE | [9 empty] | 42691 | Dimmable | Continuous Below 10 | Yes |  | 4.1 | 9763 | 128.97 | 75.7 | 8.5 | 0.92 | 4000 | 70
PNX7JYEY | Acuity Brands Lighting | Holophane Lighting | PSLED PK2 XXXX FL 40K XX XXXXX XXXXXX XXXX XXXX | Outdoor Luminaires | Mid Output | Architectural Flood and Spot Luminaires | Premium | FALSE | [9 empty] | 42691 | Dimmable | Continuous Below 10 | Yes |  | 4.1 | 9716 | 128.35 | 75.7 | 8.5 | 0.92 | 4000 | 70
P5F4W1FJ | Acuity Brands Lighting | American Electric Lighting | ACP0LED PK3 XXXX MFL 40K XX XXXXX XXXXXX XXXX XXXX | Outdoor Luminaires | High Output | Architectural Flood and Spot Luminaires | Standard | FALSE | [9 empty] | 42691 | Dimmable | Continuous Below 10 | Yes |  | 4.1 | 13654 | 114.9 | 118.83 | 15 | 0.9 | 4000 | 70
PNEBJZRR | Acuity Brands Lighting | Holophane Lighting | PSLED PK3 XXXX MFL 40K XX XXXXX XXXXXX XXXX XXXX | Outdoor Luminaires | High Output | Architectural Flood and Spot Luminaires | Standard | FALSE | [9 empty] | 42691 | Dimmable | Continuous Below 10 | Yes |  | 4.1 | 13613 | 114.56 | 118.83 | 15 | 0.9 | 4000 | 70
P3UKAR11 | Acuity Brands Lighting | Holophane Lighting | PSLED PK3 XXXX NSP 40K XX XXXXX XXXXXX XXXX XXXX | Outdoor Luminaires | High Output | Architectural Flood and Spot Luminaires | Standard | FALSE | [9 empty] | 42691 | Dimmable | Continuous Below 10 | Yes |  | 4.1 | 12267 | 103.23 | 118.83 | 15 | 0.9 | 4000 | 70
P14WH2F8 | Acuity Brands Lighting | American Electric Lighting | ACP0LED PK4 XXXX MFL 40K XX XXXXX XXXXXX XXXX XXXX | Outdoor Luminaires | High Output | Architectural Flood and Spot Luminaires | Standard | FALSE | [9 empty] | 42691 | Dimmable | Continuous Below 10 | Yes |  | 4.1 | 17284 | 116.08 | 148.9 | 13.17 | 0.92 | 4000 | 70
PWZH1QC3 | Acuity Brands Lighting | Holophane Lighting | PSLED PK4 XXXX MFL 40K XX XXXXX XXXXXX XXXX XXXX | Outdoor Luminaires | High Output | Architectural Flood and Spot Luminaires | Standard | FALSE | [9 empty] | 42691 | Dimmable | Continuous Below 10 | Yes |  | 4.1 | 17232 | 115.73 | 148.9 | 13.17 | 0.92 | 4000 | 70
P479TKQZ | Acuity Brands Lighting | Holophane Lighting | PSLED PK4 XXXX NSP 40K XX XXXXX XXXXXX XXXX XXXX | Outdoor Luminaires | High Output | Architectural Flood and Spot Luminaires | Standard | FALSE | [9 empty] | 42691 | Dimmable | Continuous Below 10 | Yes |  | 4.1 | 15528 | 104.28 | 148.9 | 13.17 | 0.92 | 4000 | 70
PPHF2S36 | Acuity Brands Lighting | American Electric Lighting | ACP0LED PK1 XXXX MFL 40K XX XXXXX XXXXXX XXXX XXXX [120-277V Only] | Outdoor Luminaires | Mid Output | Architectural Flood and Spot Luminaires | Premium | FALSE | [9 empty] | 42691 | Dimmable | Continuous Below 10 | Yes |  | 4.1 | 5877 | 120.06 | 48.95 | 12.9 | 0.88 | 4000 | 70
PU6ZSWKX | Acuity Brands Lighting | Holophane Lighting | PSLED PK1 XXXX MFL 40K XX XXXXX XXXXXX XXXX XXXX [120-277V Only] | Outdoor Luminaires | Mid Output | Architectural Flood and Spot Luminaires | Premium | FALSE | [9 empty] | 42691 | Dimmable | Continuous Below 10 | Yes |  | 4.1 | 5859 | 119.69 | 48.95 | 12.9 | 0.88 | 4000 | 70
PT14KZBP | Acuity Brands Lighting | Holophane Lighting | PSLED PK1 XXXX NSP 40K XX XXXXX XXXXXX XXXX XXXX [120-277V Only] | Outdoor Luminaires | Mid Output | Architectural Flood and Spot Luminaires | Standard | FALSE | [9 empty] | 42691 | Dimmable | Continuous Below 10 | Yes |  | 4.1 | 5280 | 107.87 | 48.95 | 12.9 | 0.88 | 4000 | 70
PB119PKC | Acuity Brands Lighting | American Electric Lighting | ACP0LED PK5 XXXX MFL 40K XX XXXXX XXXXXX XXXX XXXX | Outdoor Luminaires | High Output | Architectural Flood and Spot Luminaires | Standard | FALSE | [9 empty] | 42691 | Dimmable | Continuous Below 10 | Yes |  | 4.1 | 21605 | 107.92 | 200.2 | 11.28 | 0.95 | 4000 | 70
PPUWG3SG | Acuity Brands Lighting | Holophane Lighting | PSLED PK5 XXXX MFL 40K XX XXXXX XXXXXX XXXX XXXX | Outdoor Luminaires | High Output | Architectural Flood and Spot Luminaires | Standard | FALSE | [9 empty] | 42691 | Dimmable | Continuous Below 10 | Yes |  | 4.1 | 21540 | 107.59 | 200.2 | 11.28 | 0.95 | 4000 | 70
P3JWP61Q | Acuity Brands Lighting | American Electric Lighting | ACP0LED PK2 XXXX MFL 40K XX XXXXX XXXXXX XXXX XXXX | Outdoor Luminaires | Mid Output | Architectural Flood and Spot Luminaires | Premium | FALSE | [9 empty] | 42691 | Dimmable | Continuous Below 10 | Yes |  | 4.1 | 9506 | 125.57 | 75.7 | 8.5 | 0.92 | 4000 | 70
PXVTNGVS | Acuity Brands Lighting | Holophane Lighting | PSLED PK2 XXXX MFL 40K XX XXXXX XXXXXX XXXX XXXX | Outdoor Luminaires | Mid Output | Architectural Flood and Spot Luminaires | Premium | FALSE | [9 empty] | 42691 | Dimmable | Continuous Below 10 | Yes |  | 4.1 | 9478 | 125.2 | 75.7 | 8.5 | 0.92 | 4000 | 70
P64H2N9K | Acuity Brands Lighting | Holophane Lighting | PSLED PK2 XXXX NSP 40K XX XXXXX XXXXXX XXXX XXXX | Outdoor Luminaires | Mid Output | Architectural Flood and Spot Luminaires | Standard | FALSE | [9 empty] | 42691 | Dimmable | Continuous Below 10 | Yes |  | 4.1 | 8540 | 112.81 | 75.7 | 8.5 | 0.92 | 4000 | 70
PADQKA9T | Acuity Brands Lighting | American Electric Lighting | ACP0LED PK2 XXXX WFL 40K XX XXXXX XXXXXX XXXX XXXX | Outdoor Luminaires | High Output | Architectural Flood and Spot Luminaires | Premium | FALSE | [9 empty] | 42691 | Dimmable | Continuous Below 10 | Yes |  | 4.1 | 10136 | 133.93 | 75.68 | 8.5 | 0.92 | 3992 | 73.1
PTCDHQ2G | Acuity Brands Lighting | Holophane Lighting | PSLED PK3 XXXX WFR 40K XX XXXXX XXXXXX XXXX XXXX | Outdoor Luminaires | High Output | Architectural Flood and Spot Luminaires | Premium | FALSE | [9 empty] | 42691 | Dimmable | Continuous Below 10 | Yes |  | 4.1 | 14024 | 119.81 | 117.05 | 15 | 0.9 | 3956 | 73.5
PQ29MQDA | Acuity Brands Lighting | American Electric Lighting | ACP0LED PK3 XXXX WFR 40K XX XXXXX XXXXXX XXXX XXXX | Outdoor Luminaires | High Output | Architectural Flood and Spot Luminaires | Standard | FALSE | [9 empty] | 42691 | Dimmable | Continuous Below 10 | Yes |  | 4.1 | 13549 | 115.75 | 117.05 | 15 | 0.9 | 3956 | 73.5
P2R5GKP3 | Acuity Brands Lighting | American Electric Lighting | ACP0LED PK4 XXXX FL 40K XX XXXXX XXXXXX XXXX XXXX | Outdoor Luminaires | High Output | Architectural Flood and Spot Luminaires | Premium | FALSE | [9 empty] | 42691 | Dimmable | Continuous Below 10 | Yes |  | 4.1 | 18194 | 122.84 | 148.11 | 13.17 | 0.92 | 3946 | 73.24
P8DQYCKD | Acuity Brands Lighting | Holophane Lighting | PSLED PK2 XXXX WFL 40K XX XXXXX XXXXXX XXXX XXXX | Outdoor Luminaires | High Output | Architectural Flood and Spot Luminaires | Premium | FALSE | [9 empty] | 42691 | Dimmable | Continuous Below 10 | Yes |  | 4.1 | 10137 | 133.95 | 75.68 | 8.5 | 0.92 | 3855 | 73.53
PA8DS5ZW | Acuity Brands Lighting | Holophane Lighting | PSLED PK3 XXXX MFL 30K XX XXXXX XXXXXX XXXX XXXX | Outdoor Luminaires | High Output | Architectural Flood and Spot Luminaires | Standard | FALSE | [9 empty] | 42691 | Dimmable | Continuous Below 10 | Yes |  | 4.1 | 12523.96 | 105.39 | 118.83 | 15 | 0.9 | 3114 | 69.5
P6UWJ7A8 | Acuity Brands Lighting | American Electric Lighting | ACP0LED PK3 XXXX MFL 30K XX XXXXX XXXXXX XXXX XXXX | Outdoor Luminaires | High Output | Architectural Flood and Spot Luminaires | Standard | FALSE | [9 empty] | 42691 | Dimmable | Continuous Below 10 | Yes |  | 4.1 | 12424 | 104.55 | 118.83 | 15 | 0.9 | 3114 | 69.5
PS5WFQXB | Acuity Brands Lighting | American Electric Lighting | ACP0LED PK1 XXXX MFL 30K XX XXXXX XXXXXX XXXX XXXX [120-277V Only] | Outdoor Luminaires | Mid Output | Architectural Flood and Spot Luminaires | Premium | FALSE | [9 empty] | 42691 | Dimmable | Continuous Below 10 | Yes |  | 4.1 | 5761 | 117.69 | 48.95 | 12.9 | 0.88 | 3044 | 70.05
P352PWYR | Acuity Brands Lighting | Holophane Lighting | PSLED PK1 XXXX MFL 30K XX XXXXX XXXXXX XXXX XXXX [120-277V Only] | Outdoor Luminaires | Mid Output | Architectural Flood and Spot Luminaires | Standard | FALSE | [9 empty] | 42691 | Dimmable | Continuous Below 10 | Yes |  | 4.1 | 5390.28 | 110.12 | 48.95 | 12.9 | 0.88 | 3044 | 70.05
P591Z564 | Acuity Brands Lighting | Holophane Lighting | PSLED PK1 XXXX WFR 30K XX XXXXX XXXXXX XXXX XXXX [120-277V Only] | Outdoor Luminaires | Mid Output | Architectural Flood and Spot Luminaires | Premium | FALSE | [9 empty] | 42691 | Dimmable | Continuous Below 10 | Yes |  | 4.1 | 6012 | 122.52 | 49.07 | 12.9 | 0.88 | 3042 | 70.05
PJQST6P2 | Acuity Brands Lighting | Holophane Lighting | PSLED PK1 XXXX WFL 30K XX XXXXX XXXXXX XXXX XXXX [120-277V Only] | Outdoor Luminaires | Mid Output | Architectural Flood and Spot Luminaires | Premium | FALSE | [9 empty] | 42691 | Dimmable | Continuous Below 10 | Yes |  | 4.1 | 6003 | 122.64 | 48.95 | 12.9 | 0.88 | 3041 | 70
PHANDHTH | Acuity Brands Lighting | American Electric Lighting | ACP0LED PK3 XXXX WFL 30K XX XXXXX XXXXXX XXXX XXXX | Outdoor Luminaires | High Output | Architectural Flood and Spot Luminaires | Standard | FALSE | [9 empty] | 42691 | Dimmable | Continuous Below 10 | Yes |  | 4.1 | 13412.68 | 112.87 | 118.83 | 15 | 0.9 | 3000 | 70
PZFKWY1Q | Acuity Brands Lighting | Holophane Lighting | PSLED PK3 XXXX WFL 30K XX XXXXX XXXXXX XXXX XXXX | Outdoor Luminaires | High Output | Architectural Flood and Spot Luminaires | Standard | FALSE | [9 empty] | 42691 | Dimmable | Continuous Below 10 | Yes |  | 4.1 | 12892.88 | 108.5 | 118.83 | 15 | 0.9 | 3000 | 70
PZJMH972 | Acuity Brands Lighting | American Electric Lighting | ACP0LED PK4 XXXX WFL 30K XX XXXXX XXXXXX XXXX XXXX | Outdoor Luminaires | High Output | Architectural Flood and Spot Luminaires | Standard | FALSE | [9 empty] | 42691 | Dimmable | Continuous Below 10 | Yes |  | 4.1 | 16977.68 | 114.02 | 148.9 | 13.17 | 0.92 | 3000 | 70
PF5EXZYX | Acuity Brands Lighting | Holophane Lighting | PSLED PK4 XXXX WFL 30K XX XXXXX XXXXXX XXXX XXXX | Outdoor Luminaires | High Output | Architectural Flood and Spot Luminaires | Standard | FALSE | [9 empty] | 42691 | Dimmable | Continuous Below 10 | Yes |  | 4.1 | 16776.2 | 112.67 | 148.9 | 13.17 | 0.92 | 3000 | 70
P9HTYXFE | Acuity Brands Lighting | American Electric Lighting | ACP0LED PK1 XXXX WFL 30K XX XXXXX XXXXXX XXXX XXXX [120-277V Only] | Outdoor Luminaires | Mid Output | Architectural Flood and Spot Luminaires | Premium | FALSE | [9 empty] | 42691 | Dimmable | Continuous Below 10 | Yes |  | 4.1 | 5772.08 | 117.92 | 48.95 | 12.9 | 0.88 | 3000 | 70
PZEMW4GP | Acuity Brands Lighting | American Electric Lighting | ACP0LED PK5 XXXX WFL 30K XX XXXXX XXXXXX XXXX XXXX | Outdoor Luminaires | High Output | Architectural Flood and Spot Luminaires | Standard | FALSE | [9 empty] | 42691 | Dimmable | Continuous Below 10 | Yes |  | 4.1 | 21221.64 | 106 | 200.2 | 11.28 | 0.95 | 3000 | 70
P2Q2CRF9 | Acuity Brands Lighting | Holophane Lighting | PSLED PK5 XXXX WFL 30K XX XXXXX XXXXXX XXXX XXXX | Outdoor Luminaires | High Output | Architectural Flood and Spot Luminaires | Standard | FALSE | [9 empty] | 42691 | Dimmable | Continuous Below 10 | Yes |  | 4.1 | 20969.56 | 104.74 | 200.2 | 11.28 | 0.95 | 3000 | 70
PYJZAGV6 | Acuity Brands Lighting | Holophane Lighting | PSLED PK2 XXXX WFL 30K XX XXXXX XXXXXX XXXX XXXX | Outdoor Luminaires | Mid Output | Architectural Flood and Spot Luminaires | Premium | FALSE | [9 empty] | 42691 | Dimmable | Continuous Below 10 | Yes |  | 4.1 | 9326.04 | 123.2 | 75.7 | 8.5 | 0.92 | 3000 | 70
PDSW9553 | Acuity Brands Lighting | American Electric Lighting | ACP0LED PK2 XXXX WFL 30K XX XXXXX XXXXXX XXXX XXXX | Outdoor Luminaires | Mid Output | Architectural Flood and Spot Luminaires | Premium | FALSE | [9 empty] | 42691 | Dimmable | Continuous Below 10 | Yes |  | 4.1 | 9325.12 | 123.19 | 75.7 | 8.5 | 0.92 | 3000 | 70
PBAPJ4YE | Acuity Brands Lighting | American Electric Lighting | ACP0LED PK3 XXXX FL 30K XX XXXXX XXXXXX XXXX XXXX | Outdoor Luminaires | High Output | Architectural Flood and Spot Luminaires | Standard | FALSE | [9 empty] | 42691 | Dimmable | Continuous Below 10 | Yes |  | 4.1 | 13007.88 | 109.47 | 118.83 | 15 | 0.9 | 3000 | 70
P9C2SB2S | Acuity Brands Lighting | Holophane Lighting | PSLED PK3 XXXX WFR 30K XX XXXXX XXXXXX XXXX XXXX | Outdoor Luminaires | High Output | Architectural Flood and Spot Luminaires | Standard | FALSE | [9 empty] | 42691 | Dimmable | Continuous Below 10 | Yes |  | 4.1 | 12902.08 | 108.58 | 118.83 | 15 | 0.9 | 3000 | 70
PNCSM9HR | Acuity Brands Lighting | Holophane Lighting | PSLED PK3 XXXX FL 30K XX XXXXX XXXXXX XXXX XXXX | Outdoor Luminaires | High Output | Architectural Flood and Spot Luminaires | Standard | FALSE | [9 empty] | 42691 | Dimmable | Continuous Below 10 | Yes |  | 4.1 | 12839.52 | 108.05 | 118.83 | 15 | 0.9 | 3000 | 70
PFEZ8SKQ | Acuity Brands Lighting | American Electric Lighting | ACP0LED PK3 XXXX WFR 30K XX XXXXX XXXXXX XXXX XXXX | Outdoor Luminaires | High Output | Architectural Flood and Spot Luminaires | Standard | FALSE | [9 empty] | 42691 | Dimmable | Continuous Below 10 | Yes |  | 4.1 | 12465.08 | 104.9 | 118.83 | 15 | 0.9 | 3000 | 70
PYAYN4AA | Acuity Brands Lighting | American Electric Lighting | ACP0LED PK4 XXXX FL 30K XX XXXXX XXXXXX XXXX XXXX | Outdoor Luminaires | High Output | Architectural Flood and Spot Luminaires | Standard | FALSE | [9 empty] | 42691 | Dimmable | Continuous Below 10 | Yes |  | 4.1 | 16738.48 | 112.41 | 148.9 | 13.17 | 0.92 | 3000 | 70
PG4QFHXR | Acuity Brands Lighting | American Electric Lighting | ACP0LED PK4 XXXX WFR 30K XX XXXXX XXXXXX XXXX XXXX | Outdoor Luminaires | High Output | Architectural Flood and Spot Luminaires | Standard | FALSE | [9 empty] | 42691 | Dimmable | Continuous Below 10 | Yes |  | 4.1 | 16715.48 | 112.26 | 148.9 | 13.17 | 0.92 | 3000 | 70
PWHA8JEU | Acuity Brands Lighting | Holophane Lighting | PSLED PK4 XXXX WFR 30K XX XXXXX XXXXXX XXXX XXXX | Outdoor Luminaires | High Output | Architectural Flood and Spot Luminaires | Standard | FALSE | [9 empty] | 42691 | Dimmable | Continuous Below 10 | Yes |  | 4.1 | 16330.92 | 109.68 | 148.9 | 13.17 | 0.92 | 3000 | 70
PGBR45DM | Acuity Brands Lighting | Holophane Lighting | PSLED PK4 XXXX FL 30K XX XXXXX XXXXXX XXXX XXXX | Outdoor Luminaires | High Output | Architectural Flood and Spot Luminaires | Standard | FALSE | [9 empty] | 42691 | Dimmable | Continuous Below 10 | Yes |  | 4.1 | 15735.68 | 105.68 | 148.9 | 13.17 | 0.92 | 3000 | 70
PJUB9S93 | Acuity Brands Lighting | American Electric Lighting | ACP0LED PK1 XXXX FL 30K XX XXXXX XXXXXX XXXX XXXX [120-277V Only] | Outdoor Luminaires | Mid Output | Architectural Flood and Spot Luminaires | Premium | FALSE | [9 empty] | 42691 | Dimmable | Continuous Below 10 | Yes |  | 4.1 | 5598.2 | 114.37 | 48.95 | 12.9 | 0.88 | 3000 | 70
PSJXY2CG | Acuity Brands Lighting | Holophane Lighting | PSLED PK1 XXXX FL 30K XX XXXXX XXXXXX XXXX XXXX [120-277V Only] | Outdoor Luminaires | Mid Output | Architectural Flood and Spot Luminaires | Standard | FALSE | [9 empty] | 42691 | Dimmable | Continuous Below 10 | Yes |  | 4.1 | 5525.52 | 112.88 | 48.95 | 12.9 | 0.88 | 3000 | 70
P1CZVAWH | Acuity Brands Lighting | American Electric Lighting | ACP0LED PK5 XXXX WFR 30K XX XXXXX XXXXXX XXXX XXXX | Outdoor Luminaires | High Output | Architectural Flood and Spot Luminaires | Standard | FALSE | [9 empty] | 42691 | Dimmable | Continuous Below 10 | Yes |  | 4.1 | 20894.12 | 104.37 | 200.2 | 11.28 | 0.95 | 3000 | 70
P3YF8D5Y | Acuity Brands Lighting | American Electric Lighting | ACP0LED PK2 XXXX WFR 30K XX XXXXX XXXXXX XXXX XXXX | Outdoor Luminaires | Mid Output | Architectural Flood and Spot Luminaires | Premium | FALSE | [9 empty] | 42691 | Dimmable | Continuous Below 10 | Yes |  | 4.1 | 9193.56 | 121.45 | 75.7 | 8.5 | 0.92 | 3000 | 70
P5XJHQ61 | Acuity Brands Lighting | American Electric Lighting | ACP0LED PK2 XXXX FL 30K XX XXXXX XXXXXX XXXX XXXX | Outdoor Luminaires | Mid Output | Architectural Flood and Spot Luminaires | Premium | FALSE | [9 empty] | 42691 | Dimmable | Continuous Below 10 | Yes |  | 4.1 | 9056.48 | 119.64 | 75.7 | 8.5 | 0.92 | 3000 | 70
PX6UNVZM | Acuity Brands Lighting | Holophane Lighting | PSLED PK2 XXXX WFR 30K XX XXXXX XXXXXX XXXX XXXX | Outdoor Luminaires | Mid Output | Architectural Flood and Spot Luminaires | Premium | FALSE | [9 empty] | 42691 | Dimmable | Continuous Below 10 | Yes |  | 4.1 | 8981.96 | 118.65 | 75.7 | 8.5 | 0.92 | 3000 | 70
PDDCJ8FD | Acuity Brands Lighting | Holophane Lighting | PSLED PK2 XXXX FL 30K XX XXXXX XXXXXX XXXX XXXX | Outdoor Luminaires | Mid Output | Architectural Flood and Spot Luminaires | Standard | FALSE | [9 empty] | 42691 | Dimmable | Continuous Below 10 | Yes |  | 4.1 | 8938.72 | 118.08 | 75.7 | 8.5 | 0.92 | 3000 | 70
PWSV5YFJ | Acuity Brands Lighting | American Electric Lighting | ACP0LED PK4 XXXX MFL 30K XX XXXXX XXXXXX XXXX XXXX | Outdoor Luminaires | High Output | Architectural Flood and Spot Luminaires | Standard | FALSE | [9 empty] | 42691 | Dimmable | Continuous Below 10 | Yes |  | 4.1 | 15901.28 | 106.79 | 148.9 | 13.17 | 0.92 | 3000 | 70
PARG3Q68 | Acuity Brands Lighting | Holophane Lighting | PSLED PK4 XXXX MFL 30K XX XXXXX XXXXXX XXXX XXXX | Outdoor Luminaires | High Output | Architectural Flood and Spot Luminaires | Standard | FALSE | [9 empty] | 42691 | Dimmable | Continuous Below 10 | Yes |  | 4.1 | 15853.44 | 106.47 | 148.9 | 13.17 | 0.92 | 3000 | 70
P66U8YCX | Acuity Brands Lighting | American Electric Lighting | ACP0LED PK2 XXXX MFL 30K XX XXXXX XXXXXX XXXX XXXX | Outdoor Luminaires | Mid Output | Architectural Flood and Spot Luminaires | Premium | FALSE | [9 empty] | 42691 | Dimmable | Continuous Below 10 | Yes |  | 4.1 | 8745.52 | 115.53 | 75.7 | 8.5 | 0.92 | 3000 | 70
P1UNJHMN | Acuity Brands Lighting | Holophane Lighting | PSLED PK2 XXXX MFL 30K XX XXXXX XXXXXX XXXX XXXX | Outdoor Luminaires | Mid Output | Architectural Flood and Spot Luminaires | Standard | FALSE | [9 empty] | 42691 | Dimmable | Continuous Below 10 | Yes |  | 4.1 | 8719.76 | 115.19 | 75.7 | 8.5 | 0.92 | 3000 | 70
PXA43FN5 | Acuity Brands Lighting | Holophane Lighting | PSLED PK2 XXXX NSP 30K XX XXXXX XXXXXX XXXX XXXX | Outdoor Luminaires | Mid Output | Architectural Flood and Spot Luminaires | Standard | FALSE | [9 empty] | 42691 | Dimmable | Continuous Below 10 | Yes |  | 4.1 | 7856.8 | 103.79 | 75.7 | 8.5 | 0.92 | 3000 | 70
PP35RQWK | SNC OPTO ELECTRONIC CO LTD. | SNC LED | SNC-RWP-80WA1 4000K | Outdoor Luminaires | High Output | Architectural Flood and Spot Luminaires | Premium | TRUE | 10598 | 133.36 | 79.47 | 12.32 | 0.9374 | 3822 | 73.6 | 5 | 50000 | 42690 |  |  | No |  | 4.1 | 10598 | 133.36 | 79.47 | 12.32 | 0.94 | 4000 | 73.6
P96DX1SA | CEA GROUP INTERNATIONAL CO.LTD | CEA/EAEC | SFL1-75(2700K) | Outdoor Luminaires | Mid Output | Architectural Flood and Spot Luminaires | Standard | TRUE | 6888.9 | 95.18 | 72.38 | 14.07 | 0.9095 | 2740 | 82.1 | 5 | 50000 | 42690 |  |  | Yes |  | 4 | 7153.7 | 95.22 | 75.13 | 14.07 | 0.91 | 2700 | 82.1
PEX4Y9YP | CEA GROUP INTERNATIONAL CO.LTD | CEA/EAEC | SFL1-50(2700K) | Outdoor Luminaires | Low Output | Architectural Flood and Spot Luminaires | Standard | TRUE | 4424 | 90.84 | 48.7 | 13.76 | 0.9094 | 2822 | 80.5 | 5 | 50000 | 42690 |  |  | Yes |  | 4.1 | 4424 | 90.84 | 48.7 | 13.76 | 0.91 | 2700 | 80.5
P4JRUSGQ | CEA GROUP INTERNATIONAL CO.LTD | CEA/EAEC | SFL1-20(2700K) | Outdoor Luminaires | Low Output | Architectural Flood and Spot Luminaires | Standard | TRUE | 1819.6 | 91.44 | 19.9 | 14.52 | 0.9089 | 2705 | 80 | 5 | 50000 | 42690 |  |  | Yes |  | 4 | 1842.9 | 92.47 | 19.93 | 14.52 | 0.91 | 2700 | 80
PPQRGJCW | SNC OPTO ELECTRONIC CO LTD. | SNC LED | SNC-RWP-40WA1 4000K | Outdoor Luminaires | Mid Output | Architectural Flood and Spot Luminaires | Premium | TRUE | 5238.3 | 126.19 | 41.51 | 18.95 | 0.9078 | 3765 | 73.5 | 5 | 50000 | 42690 |  |  | No |  | 4.1 | 5131.2 | 128.18 | 40.03 | 18.95 | 0.91 | 4000 | 73.5
P26BG9Z2 | CEA GROUP INTERNATIONAL CO.LTD | CEA/EAEC | SFL1-150(2700K) | Outdoor Luminaires | High Output | Architectural Flood and Spot Luminaires | Standard | TRUE | 14360 | 104.21 | 137.8 | 13.49 | 0.9073 | 2798 | 80.6 | 5 | 50000 | 42690 |  |  | Yes |  | 4 | 14917 | 104.61 | 142.6 | 13.49 | 0.91 | 2700 | 80.6
PXYGDWHX | CEA GROUP INTERNATIONAL CO.LTD | CEA/EAEC | SFL1-30(2700K) | Outdoor Luminaires | Low Output | Architectural Flood and Spot Luminaires | Standard | TRUE | 2630.6 | 90.12 | 29.19 | 15.01 | 0.9073 | 2630.6 | 80.2 | 5 | 50000 | 42690 |  |  | Yes |  | 4 | 2630.6 | 90.12 | 29.19 | 15.01 | 0.91 | 2700 | 80.2
PBJWQR4W | SNC OPTO ELECTRONIC CO LTD. | SNC LED | SNC-RWP-60WA1 4000K | Outdoor Luminaires | Mid Output | Architectural Flood and Spot Luminaires | Premium | TRUE | 7809.3 | 128.46 | 60.79 | 12.31 | 0.9071 | 3810 | 73.8 | 5 | 50000 | 42690 |  |  | No |  | 4.1 | 7853.9 | 129.43 | 60.68 | 12.31 | 0.91 | 4000 | 73.8
PW39G54V | SNC OPTO ELECTRONIC CO LTD. | SNC LED | SNC-RWP-25WA1 4000K | Outdoor Luminaires | Low Output | Architectural Flood and Spot Luminaires | Premium | TRUE | 3324.5 | 126.99 | 26.18 | 14.07 | 0.9053 | 3808 | 73.5 | 5 | 50000 | 42690 |  |  | No |  | 4.1 | 3280.3 | 129.66 | 25.3 | 14.07 | 0.91 | 4000 | 73.5
PTREXCHM | CEA GROUP INTERNATIONAL CO.LTD | CEA/EAEC | SFL1-100(2700K) | Outdoor Luminaires | High Output | Architectural Flood and Spot Luminaires | Standard | TRUE | 9828.7 | 103.94 | 94.56 | 13.85 | 0.9031 | 2735 | 80.8 | 5 | 50000 | 42690 |  |  | Yes |  | 4 | 10216 | 107.5 | 95.03 | 13.85 | 0.9 | 2700 | 80.8
PWV24RK8 | SNC OPTO ELECTRONIC CO LTD. | SNC LED | SNC-RWP-60WA1 5700K | Outdoor Luminaires | Mid Output | Architectural Flood and Spot Luminaires | Premium | FALSE | [9 empty] | 42690 |  |  | No |  | 4.1 | 8090 | 132.52 | 61.05 | 12.92 | 0.91 | 5700 | 73.1
PR5SRB3H | SNC OPTO ELECTRONIC CO LTD. | SNC LED | SNC-RWP-25WA1 5700K | Outdoor Luminaires | Low Output | Architectural Flood and Spot Luminaires | Premium | FALSE | [9 empty] | 42690 |  |  | No |  | 4.1 | 3383 | 132.19 | 25.59 | 14.52 | 0.91 | 5700 | 73
PNT9V185 | SNC OPTO ELECTRONIC CO LTD. | SNC LED | SNC-RWP-80WA1 5700K | Outdoor Luminaires | High Output | Architectural Flood and Spot Luminaires | Premium | FALSE | [9 empty] | 42690 |  |  | No |  | 4.1 | 10876 | 135.86 | 80.05 | 12.92 | 0.94 | 5700 | 73
P485K932 | SNC OPTO ELECTRONIC CO LTD. | SNC LED | SNC-RWP-40WA1 5700K | Outdoor Luminaires | Mid Output | Architectural Flood and Spot Luminaires | Premium | FALSE | [9 empty] | 42690 |  |  | No |  | 4.1 | 5341 | 131.59 | 40.59 | 19.83 | 0.91 | 5700 | 73.1
P7WEBARA | SNC OPTO ELECTRONIC CO LTD. | SNC LED | SNC-RWP-60WA1 5000K | Outdoor Luminaires | Mid Output | Architectural Flood and Spot Luminaires | Premium | FALSE | [9 empty] | 42690 |  |  | No |  | 4.1 | 7853.9 | 129.43 | 60.68 | 12.31 | 0.91 | 5000 | 73.8
PBQGWUPH | SNC OPTO ELECTRONIC CO LTD. | SNC LED | SNC-RWP-80WA1 5000K | Outdoor Luminaires | High Output | Architectural Flood and Spot Luminaires | Premium | FALSE | [9 empty] | 42690 |  |  | No |  | 4.1 | 10598 | 133.36 | 79.47 | 12.32 | 0.94 | 5000 | 73.6
P6TWBDMD | SNC OPTO ELECTRONIC CO LTD. | SNC LED | SNC-RWP-25WA1 5000K | Outdoor Luminaires | Low Output | Architectural Flood and Spot Luminaires | Premium | FALSE | [9 empty] | 42690 |  |  | No |  | 4.1 | 3280.3 | 129.66 | 25.3 | 14.07 | 0.91 | 5000 | 73.5
PARMRY5K | SNC OPTO ELECTRONIC CO LTD. | SNC LED | SNC-RWP-40WA1 5000K | Outdoor Luminaires | Mid Output | Architectural Flood and Spot Luminaires | Premium | FALSE | [9 empty] | 42690 |  |  | No |  | 4.1 | 5131.2 | 128.18 | 40.03 | 18.95 | 0.91 | 5000 | 73.5
PTAM6BJJ | ELEDLIGHTS.com | ELEDLIGHTS.COM | MP120XX100NN50W | Outdoor Luminaires | High Output | Architectural Flood and Spot Luminaires | Standard | TRUE | 13494 | 130.13 | 103.7 | 15.03 | 0.9365 | 5213 | 76.6 | 5 | 50000 | 42689 |  |  | No |  | 4 | 13494 | 130.13 | 103.7 | 15.03 | 0.94 | 5000 | 76.6
PGYM5QES | Shat-R-Shield | Shat-R-Shield | 045HY50-FL-33-VL-X-XX-XX-01 | Outdoor Luminaires | Mid Output | Architectural Flood and Spot Luminaires | Standard | TRUE | 5576 | 122.3 | 45.6 | 23.8 | 0.892 | 4869 | 71 | 5 | 50000 | 42689 |  |  | No |  | 4 | 5576 | 122.01 | 45.7 | 23.5 | 0.89 | 4869 | 71
PFWER5GD | ELEDLIGHTS.com | ELEDLIGHTS.COM | MP120XX200NN50W | Outdoor Luminaires | High Output | Architectural Flood and Spot Luminaires | Standard | FALSE | [9 empty] | 42689 |  |  | No |  | 4 | 24800.52 | 121.39 | 204.3 | 13.69 | 0.92 | 5000 | 76.5
PZDGPZFG | ELEDLIGHTS.com | ELEDLIGHTS.COM | MP120XX240NN50W | Outdoor Luminaires | High Output | Architectural Flood and Spot Luminaires | Standard | FALSE | [9 empty] | 42689 |  |  | No |  | 4 | 27754.75 | 114.41 | 242.6 | 11.74 | 0.94 | 5000 | 76.5
PA88B4T5 | ELEDLIGHTS.com | ELEDLIGHTS.COM | MP120XX150NN50W | Outdoor Luminaires | High Output | Architectural Flood and Spot Luminaires | Standard | FALSE | [9 empty] | 42689 |  |  | No |  | 4 | 18907.31 | 123.25 | 153.4 | 13.91 | 0.93 | 5000 | 76.3
PC3QDC4R | Shat-R-Shield | Shat-R-Shield | 090HY50-FL-CL-VL-X-XX-XX-01 | Outdoor Luminaires | High Output | Architectural Flood and Spot Luminaires | Standard | FALSE | [9 empty] | 42689 |  |  | No |  | 4 | 10816 | 118.34 | 91.4 | 23.8 | 0.89 | 4993 | 72
PNWURMBY | Shat-R-Shield | Shat-R-Shield | 045HY50-FL-CL-VL-X-XX-XX-01 | Outdoor Luminaires | Mid Output | Architectural Flood and Spot Luminaires | Standard | FALSE | [9 empty] | 42689 |  |  | No |  | 4 | 5446 | 119.17 | 45.7 | 23.5 | 0.89 | 4936 | 71
PY9NF431 | Shat-R-Shield | Shat-R-Shield | 045HY50-FL-44-VL-X-XX-XX-01 | Outdoor Luminaires | Mid Output | Architectural Flood and Spot Luminaires | Standard | FALSE | [9 empty] | 42689 |  |  | No |  | 4 | 5595 | 122.43 | 45.7 | 23.5 | 0.89 | 4902 | 71
PN2MJ78Y | Shat-R-Shield | Shat-R-Shield | 090HY50-FL-44-VL-X-XX-XX-01 | Outdoor Luminaires | High Output | Architectural Flood and Spot Luminaires | Standard | FALSE | [9 empty] | 42689 |  |  | No |  | 4 | 10962 | 119.93 | 91.4 | 23.8 | 0.89 | 4901 | 72
PGZPYJV2 | Shat-R-Shield | Shat-R-Shield | 090HY50-FL-33-VL-X-XX-XX-01 | Outdoor Luminaires | High Output | Architectural Flood and Spot Luminaires | Standard | FALSE | [9 empty] | 42689 |  |  | No |  | 4 | 10940 | 119.82 | 91.3 | 23.8 | 0.89 | 4882 | 72
P4Y1YMH4 | Shat-R-Shield | Shat-R-Shield | 090HY50-FL-22-VL-X-XX-XX-01 | Outdoor Luminaires | High Output | Architectural Flood and Spot Luminaires | Standard | FALSE | [9 empty] | 42689 |  |  | No |  | 4 | 10936 | 119.78 | 91.3 | 23.8 | 0.89 | 4867 | 72
P8TDBJPV | Shat-R-Shield | Shat-R-Shield | 045HY50-FL-22-VL-X-XX-XX-01 | Outdoor Luminaires | Mid Output | Architectural Flood and Spot Luminaires | Standard | FALSE | [9 empty] | 42689 |  |  | No |  | 4 | 5540 | 121.23 | 45.7 | 23.5 | 0.89 | 4849 | 71
PFQ71PUQ | Philips Gardco | Philips Gardco | DFL7-aaa-RM-16L-1200-NW-G2-bbb | Outdoor Luminaires | Mid Output | Architectural Flood and Spot Luminaires | Standard | TRUE | 6104 | 94.6 | 64.52 | 8.16 | 0.995 | 4038 | 72.1 | 5 | 50000 | 42688 |  |  | NotYetVerified |  | 4 | 6118 | 94.52 | 64.73 | 8.16 | 1 | 4038 | 72.1
PXK4N17C | Philips Gardco | Philips Gardco | DFL7-aaa-RM-16L-700-NW-G2-bbb | Outdoor Luminaires | Low Output | Architectural Flood and Spot Luminaires | Standard | TRUE | 3984 | 102.9 | 38.73 | 14.7 | 0.984 | 3961 | 72.1 | 5 | 50000 | 42688 |  |  | NotYetVerified |  | 4 | 3986 | 102.28 | 38.97 | 14.5 | 0.99 | 3961 | 72.1
PXHT1D4Y | Morris Products Inc. | Morris | TL43 | Outdoor Luminaires | Low Output | Architectural Flood and Spot Luminaires | Standard | TRUE | 2723.6 | 106 | 25.69 | 18.41 | 0.9089 | 3094 | 83.5 | 5 | 50000 | 42688 |  |  | No |  | 4 | 3200 | 114.3 | 28 | 17.22 | 0.91 | 3000 | 80
PZV2MRX1 | Morris Products Inc. | Morris | 71683 71684 71685 71686 | Outdoor Luminaires | Low Output | Architectural Flood and Spot Luminaires | Standard | TRUE | 2769.8 | 106.8 | 25.94 | 20.98 | 0.9071 | 3080 | 83.3 | 5 | 50000 | 42688 |  |  | No |  | 4 | 3200 | 114.3 | 28 | 20.98 | 0.9071 | 3000 | 80
PMMR4S81 | Morris Products Inc. | Morris | 71675 71676 71677 71678 | Outdoor Luminaires | Low Output | Architectural Flood and Spot Luminaires | Standard | TRUE | 1539.2 | 107 | 14.39 | 14.74 | 0.9 | 3067 | 83.4 | 5 | 50000 | 42688 |  |  | No |  | 4 | 1700 | 113.3 | 15 | 17.4 | 0.9 | 3000 | 80
PF842DE2 | Morris Products Inc. | Morris | TL42 | Outdoor Luminaires | Low Output | Architectural Flood and Spot Luminaires | Standard | TRUE | 1536 | 106.5 | 14.42 | 17.62 | 0.8994 | 3088 | 83.5 | 5 | 50000 | 42688 |  |  | No |  | 4 | 1700 | 113.3 | 15 | 17.62 | 0.8994 | 3000 | 80
PWG6GTSQ | Morris Products Inc. | Morris | 71691 71692 71693 71694 | Outdoor Luminaires | Low Output | Architectural Flood and Spot Luminaires | Standard | TRUE | 4204.1 | 106.9 | 39.32 | 19.19 | 0.8914 | 3077 | 83.4 | 5 | 50000 | 42688 |  |  | No |  | 4 | 4800 | 114.3 | 42 | 19.19 | 0.8914 | 3000 | 80
PXCWCCJ1 | Philips Gardco | Philips Gardco | DFL7-aaa-A33-16L-700-NW-G2-bbb | Outdoor Luminaires | Low Output | Architectural Flood and Spot Luminaires | Standard | FALSE | [9 empty] | 42688 |  |  | NotYetVerified |  | 4 | 3901.93 | 102.68 | 38 | 13.26 | 0.99 | 4000 | 70
PWUYW2MK | Philips Gardco | Philips Gardco | DFL7-aaa-A33-16L-1200-NW-G2-bbb | Outdoor Luminaires | Mid Output | Architectural Flood and Spot Luminaires | Standard | FALSE | [9 empty] | 42688 |  |  | NotYetVerified |  | 4 | 5951.64 | 95.07 | 62.6 | 7.63 | 1 | 4000 | 70
PWBHU2JN | Philips Gardco | Philips Gardco | DFL7-aaa-A33-32L-700-NW-G2-bbb | Outdoor Luminaires | Mid Output | Architectural Flood and Spot Luminaires | Standard | FALSE | [9 empty] | 42688 |  |  | NotYetVerified |  | 4 | 7798.52 | 109.53 | 71.2 | 6.69 | 1 | 4000 | 70
PUJVUERS | Philips Gardco | Philips Gardco | DFL7-aaa-A33-32L-900-NW-G2-bbb | Outdoor Luminaires | Mid Output | Architectural Flood and Spot Luminaires | Standard | FALSE | [9 empty] | 42688 |  |  | NotYetVerified |  | 4 | 9549.32 | 104.94 | 91 | 5.28 | 1 | 4000 | 70
PW2CSPYN | Philips Gardco | Philips Gardco | DFL7-aaa-RN-16L-700-NW-G2-bbb | Outdoor Luminaires | Low Output | Architectural Flood and Spot Luminaires | Standard | FALSE | [9 empty] | 42688 |  |  | NotYetVerified |  | 4 | 3869 | 101.82 | 38 | 13.26 | 0.99 | 4000 | 70
PXBX2849 | Philips Gardco | Philips Gardco | DFL7-aaa-RN-16L-1200-NW-G2-bbb | Outdoor Luminaires | Mid Output | Architectural Flood and Spot Luminaires | Standard | FALSE | [9 empty] | 42688 |  |  | NotYetVerified |  | 4 | 5901.41 | 94.27 | 62.6 | 7.63 | 1 | 4000 | 70
PXQD3GH9 | Philips Gardco | Philips Gardco | DFL7-aaa-RN-32L-700-NW-G2-bbb | Outdoor Luminaires | Mid Output | Architectural Flood and Spot Luminaires | Standard | FALSE | [9 empty] | 42688 |  |  | NotYetVerified |  | 4 | 7732.7 | 108.61 | 71.2 | 6.69 | 1 | 4000 | 70
PACEWQB8 | Philips Gardco | Philips Gardco | DFL7-aaa-RM-32L-700-NW-G2-bbb | Outdoor Luminaires | Mid Output | Architectural Flood and Spot Luminaires | Standard | FALSE | [9 empty] | 42688 |  |  | NotYetVerified |  | 4 | 7646.36 | 107.39 | 71.2 | 6.69 | 1 | 4000 | 70
PHX88W5C | Philips Gardco | Philips Gardco | DFL7-aaa-RN-32L-900-NW-G2-bbb | Outdoor Luminaires | Mid Output | Architectural Flood and Spot Luminaires | Standard | FALSE | [9 empty] | 42688 |  |  | NotYetVerified |  | 4 | 9468.72 | 103.6 | 91.4 | 5.28 | 1 | 4000 | 70
PQ2345XA | Philips Gardco | Philips Gardco | DFL7-aaa-RM-32L-900-NW-G2-bbb | Outdoor Luminaires | Mid Output | Architectural Flood and Spot Luminaires | Standard | FALSE | [9 empty] | 42688 |  |  | NotYetVerified |  | 4 | 9363 | 99.39 | 94.2 | 5.28 | 1 | 4000 | 70
PHPUN4QQ | Philips Gardco | Philips Gardco | DFL7-aaa-RSP-16L-700-NW-G2-bbb | Outdoor Luminaires | Low Output | Architectural Flood and Spot Luminaires | Standard | FALSE | [9 empty] | 42688 |  |  | NotYetVerified |  | 4 | 3894.44 | 102.49 | 38 | 13.26 | 0.99 | 4000 | 70
P8G1H4QU | Philips Gardco | Philips Gardco | DFL7-aaa-RSP-16L-1200-NW-G2-bbb | Outdoor Luminaires | Mid Output | Architectural Flood and Spot Luminaires | Standard | FALSE | [9 empty] | 42688 |  |  | NotYetVerified |  | 4 | 5940.23 | 94.89 | 62.6 | 7.63 | 1 | 4000 | 70
PVY2GNAY | Philips Gardco | Philips Gardco | DFL7-aaa-RSP-32L-700-NW-G2-bbb | Outdoor Luminaires | Mid Output | Architectural Flood and Spot Luminaires | Standard | FALSE | [9 empty] | 42688 |  |  | NotYetVerified |  | 4 | 7783.56 | 109.32 | 71.2 | 6.69 | 1 | 4000 | 70
PU6W2ZG1 | Philips Gardco | Philips Gardco | DFL7-aaa-RSP-32L-900-NW-G2-bbb | Outdoor Luminaires | Mid Output | Architectural Flood and Spot Luminaires | Standard | FALSE | [9 empty] | 42688 |  |  | NotYetVerified |  | 4 | 9531 | 104.74 | 91 | 5.28 | 1 | 4000 | 70
PR1184KY | Philips Gardco | Philips Gardco | DFL7-aaa-SP-16L-700-NW-G2-bbb | Outdoor Luminaires | Low Output | Architectural Flood and Spot Luminaires | Standard | FALSE | [9 empty] | 42688 |  |  | NotYetVerified |  | 4 | 4209.07 | 110.77 | 38 | 13.26 | 0.99 | 4000 | 70
PZXP5RGX | Philips Gardco | Philips Gardco | DFL7-aaa-SP-16L-1200-NW-G2-bbb | Outdoor Luminaires | Mid Output | Architectural Flood and Spot Luminaires | Standard | FALSE | [9 empty] | 42688 |  |  | NotYetVerified |  | 4 | 6420.13 | 102.56 | 62.6 | 7.63 | 1 | 4000 | 70
PCBEQ9F3 | Philips Gardco | Philips Gardco | DFL7-aaa-SP-32L-700-NW-G2-bbb | Outdoor Luminaires | Mid Output | Architectural Flood and Spot Luminaires | Standard | FALSE | [9 empty] | 42688 |  |  | NotYetVerified |  | 4 | 8412.39 | 118.15 | 71.2 | 6.69 | 1 | 4000 | 70
PFKPBPBM | Philips Gardco | Philips Gardco | DFL7-aaa-SP-32L-900-NW-G2-bbb | Outdoor Luminaires | Mid Output | Architectural Flood and Spot Luminaires | Standard | FALSE | [9 empty] | 42688 |  |  | NotYetVerified |  | 4 | 10301 | 113.07 | 91.1 | 5.28 | 1 | 4000 | 70
PYFPRFRM | Morris Products Inc. | Morris | 71663 | Outdoor Luminaires | Low Output | Architectural Flood and Spot Luminaires | Standard | FALSE | [9 empty] | 42688 |  |  | No |  | 4 | 3200 | 114.3 | 28 | 17.22 | 0.91 | 5000 | 80
P49SJDN6 | Morris Products Inc. | Morris | 71687 71688 71689 71690 | Outdoor Luminaires | Low Output | Architectural Flood and Spot Luminaires | Standard | FALSE | [9 empty] | 42688 |  |  | No |  | 4 | 3200 | 114.3 | 28 | 20.98 | 0.9071 | 5000 | 80
PQ22ZHAY | Morris Products Inc. | Morris | 71695 71696 71697 71698 | Outdoor Luminaires | Low Output | Architectural Flood and Spot Luminaires | Standard | FALSE | [9 empty] | 42688 |  |  | No |  | 4 | 4800 | 114.3 | 42 | 19.19 | 0.8914 | 5000 | 80
PCXJT4CY | Morris Products Inc. | Morris | 71660 | Outdoor Luminaires | Low Output | Architectural Flood and Spot Luminaires | Standard | FALSE | [9 empty] | 42688 |  |  | No |  | 4 | 1700 | 113.3 | 15 | 17.62 | 0.8994 | 5000 | 80
PJMW56XK | Morris Products Inc. | Morris | 71679 71680 71681 71682 | Outdoor Luminaires | Low Output | Architectural Flood and Spot Luminaires | Standard | FALSE | [9 empty] | 42688 |  |  | No |  | 4 | 1700 | 113.3 | 15 | 17.4 | 0.9 | 5000 | 80
PGZYKFSQ | Mester LED Limited | MESTER | FD30W27V30KBYB77 | Outdoor Luminaires | Low Output | Architectural Flood and Spot Luminaires | Standard | TRUE | 2693.3 | 95 | 28.35 | 12.84 | 0.967 | 2992 | 73.4 | 5 | 50000 | 42685 |  |  | NotYetVerified |  | 4.1 | 2700 | 90 | 30 | 20 | 0.9 | 3000 | 70
PKCXBGDW | Tamlite Lighting | Tamlite Lighting | TLFLR3454K[YTS][N3N5N7]-UNV-XX | Outdoor Luminaires | Very High Output | Architectural Flood and Spot Luminaires | Standard | TRUE | 40674 | 121 | 335.7 | 8 | 0.96 | 4010 | 72 | 5 | 50000 | 42685 |  |  | Yes |  | 4 | 40674.7 | 121 | 335.7 | 5 | 1 | 4010 | 72
PJF7H4MY | Mester LED Limited | MESTER | FD15W27V30KBYB77 | Outdoor Luminaires | Low Output | Architectural Flood and Spot Luminaires | Standard | TRUE | 1373.2 | 93.41 | 14.7 | 10.05 | 0.959 | 2977 | 73.5 | 5 | 50000 | 42685 |  |  | NotYetVerified |  | 4.1 | 1370 | 91 | 15 | 20 | 0.9 | 3000 | 70
PW1SKT92 | Tamlite Lighting | Tamlite Lighting | TLFLR1454K[YTS][N3N5N7]-UNV-XX | Outdoor Luminaires | High Output | Architectural Flood and Spot Luminaires | Standard | TRUE | 16491.66 | 113 | 146.5 | 14 | 0.93 | 4073 | 72 | 5 | 50000 | 42685 |  |  | Yes |  | 4 | 16491.66 | 113 | 146.5 | 8 | 0.99 | 4073 | 72
PHQ7NDUR | Tamlite Lighting | Tamlite Lighting | TLFLR3455K[YTS][N3N5N7]-UNV-XX | Outdoor Luminaires | Very High Output | Architectural Flood and Spot Luminaires | Standard | FALSE | [9 empty] | 42685 |  |  | Yes |  | 4 | 40674.7 | 121 | 335.7 | 5 | 1 | 5020 | 75
P83PNGQ5 | Tamlite Lighting | Tamlite Lighting | TLFLR1455K[YTS][N3N5N7]-UNV-XX | Outdoor Luminaires | High Output | Architectural Flood and Spot Luminaires | Standard | FALSE | [9 empty] | 42685 |  |  | Yes |  | 4 | 16491.66 | 113 | 146.5 | 8 | 0.99 | 4975 | 73
P91VS76N | Mester LED Limited | MESTER | FD30W27V50KBYB77 | Outdoor Luminaires | Low Output | Architectural Flood and Spot Luminaires | Standard | FALSE | [9 empty] | 42685 |  |  | NotYetVerified |  | 4.1 | 3000 | 100 | 30 | 20 | 0.9 | 5000 | 70
PNKUY84J | Mester LED Limited | MESTER | FD15W27V50KBYB77 | Outdoor Luminaires | Low Output | Architectural Flood and Spot Luminaires | Standard | FALSE | [9 empty] | 42685 |  |  | NotYetVerified |  | 4.1 | 1500 | 100 | 15 | 20 | 0.9 | 5000 | 70
PURTEAJN | Mester LED Limited | MESTER | FD30W27V40KBYB77 | Outdoor Luminaires | Low Output | Architectural Flood and Spot Luminaires | Standard | FALSE | [9 empty] | 42685 |  |  | NotYetVerified |  | 4.1 | 3000 | 100 | 30 | 20 | 0.9 | 4000 | 70
PG9TS771 | Mester LED Limited | MESTER | FD15W27V40KBYB77 | Outdoor Luminaires | Low Output | Architectural Flood and Spot Luminaires | Standard | FALSE | [9 empty] | 42685 |  |  | NotYetVerified |  | 4.1 | 1500 | 100 | 15 | 20 | 0.9 | 4000 | 70
PVABYKSV | Mester LED Limited | MESTER | FD30W27V35KBYB77 | Outdoor Luminaires | Low Output | Architectural Flood and Spot Luminaires | Standard | FALSE | [9 empty] | 42685 |  |  | NotYetVerified |  | 4.1 | 2800 | 93 | 30 | 20 | 0.9 | 3500 | 70
P1GMGCGA | Mester LED Limited | MESTER | FD15W27V35KBYB77 | Outdoor Luminaires | Low Output | Architectural Flood and Spot Luminaires | Standard | FALSE | [9 empty] | 42685 |  |  | NotYetVerified |  | 4.1 | 1400 | 93 | 15 | 20 | 0.9 | 3500 | 70
PDT4E5N4 | Acuity Brands Lighting | Lithonia Lighting | DSXF1 LED P1 30K HMF xxxxx xxxxxxxxx xxx xxxxx [120V-277V] | Outdoor Luminaires | Low Output | Architectural Flood and Spot Luminaires | Standard | TRUE | 1986 | 96.31 | 20.62 | 6.7316 | 0.97327 | 3093 | 71.33 | 5 | 50000 | 42684 |  |  | Yes | Updated on 1/10/2017 | 4 | 2329 | 110.9 | 21 | 8.36 | 0.96 | 3000 | 70
PK88X4F6 | KOBI ELECTRIC LIMITED | KOBI ELECTRIC | CA-45-50-[WH BZ]-MV | Outdoor Luminaires | Mid Output | Architectural Flood and Spot Luminaires | Standard | TRUE | 5198 | 117.39 | 44.16 | 9.9 | 0.973 | 5198 | 84.3 | 5 | 50000 | 42684 |  |  | NotYetVerified |  | 4.1 | 5000 | 111 | 45 | 20 | 0.9 | 5000 | 80
PXPM6UC5 | Acuity Brands Lighting | Lithonia Lighting | DSXF1 LED P2 50K HMF xxxxx xxxxxxxxx xxx xxxxx [120V-277V] | Outdoor Luminaires | Low Output | Architectural Flood and Spot Luminaires | Standard | TRUE | 4126 | 100.83 | 40.92 | 7.2383 | 0.96545 | 5131 | 71.78 | 5 | 50000 | 42684 |  |  | Yes |  | 4 | 4693 | 111.7 | 42 | 8.36 | 0.96 | 5000 | 70
PMD96QDQ | Acuity Brands Lighting | Lithonia Lighting | DSXF1 LED P2 30K MSP xxxxx xxxxxxxxx xxx xxxxx [120V-277V] | Outdoor Luminaires | Low Output | Architectural Flood and Spot Luminaires | Premium | TRUE | 4668 | 112.97 | 41.32 | 7.2383 | 0.96545 | 3085 | 70.89 | 5 | 50000 | 42684 |  |  | Yes |  | 4 | 4699 | 111.8 | 42 | 8.36 | 0.96 | 3000 | 70
PUJP8DK7 | Acuity Brands Lighting | Lithonia Lighting | DSXF1 LED P2 30K HMF xxxxx xxxxxxxxx xxx xxxxx [120V-277V] | Outdoor Luminaires | Low Output | Architectural Flood and Spot Luminaires | Standard | TRUE | 4218 | 102.06 | 41.33 | 7.2383 | 0.96545 | 3102 | 70.93 | 5 | 50000 | 42684 |  |  | Yes |  | 4 | 4245 | 101 | 42 | 8.36 | 0.96 | 3000 | 70
PUCG1GJR | Mester LED Limited | MESTER | FD200W27V40KBYB76YY | Outdoor Luminaires | High Output | Architectural Flood and Spot Luminaires | Premium | TRUE | 23430 | 117.38 | 199.6 | 10.23 | 0.9578 | 3813 | 74.5 | 5 | 50000 | 42684 |  |  | Yes |  | 4 | 23400 | 117 | 200 | 10 | 0.9 | 4000 | 72
P2T55DBW | Acuity Brands Lighting | Lithonia Lighting | DSXF2 LED P3 30K WFR xxxxx xxxxxxxxx xxx xxxxx [120V-277V] | Outdoor Luminaires | High Output | Architectural Flood and Spot Luminaires | Premium | TRUE | 12021 | 117.58 | 102.24 | 9.23 | 0.9494 | 3111 | 70.78 | 5 | 50000 | 42684 |  |  | Yes |  | 4 | 12054 | 118.1 | 102 | 11.67 | 0.96 | 3000 | 70
PA1BXWMX | Acuity Brands Lighting | Lithonia Lighting | DSXF2 LED P3 30K HMF xxxxx xxxxxxxxx xxx xxxxx [120V-277V] | Outdoor Luminaires | High Output | Architectural Flood and Spot Luminaires | Standard | TRUE | 10944 | 105.79 | 103.45 | 9.23 | 0.9494 | 3112 | 70.74 | 5 | 50000 | 42684 |  |  | Yes |  | 4 | 10961 | 107.4 | 102 | 11.67 | 0.96 | 3000 | 70
P2BGG853 | Grandlite International Corp | Grandlite International | LED-787-L4-240W-4K | Outdoor Luminaires | High Output | Architectural Flood and Spot Luminaires | Standard | TRUE | 34857 | 136.16 | 256 | 8.69 | 0.9469 | 3933 | 72.8 | 5 | 50000 | 42684 |  |  | Yes |  | 4 | 34857 | 136.16 | 256 | 4.63 | 1 | 3933 | 72.8
PDSHKX5V | Mester LED Limited | MESTER | FD140W27V40KBYB76YY | Outdoor Luminaires | High Output | Architectural Flood and Spot Luminaires | Premium | TRUE | 16401 | 117.37 | 139.7 | 19.28 | 0.9218 | 3923 | 73.9 | 5 | 50000 | 42684 |  |  | Yes |  | 4 | 16400 | 117 | 140 | 20 | 0.9 | 4000 | 72
PFNV38DA | Mester LED Limited | MESTER | FD65W[12V27V]40KBYWFLY | Outdoor Luminaires | Mid Output | Architectural Flood and Spot Luminaires | Standard | TRUE | 7420.9 | 110.84 | 66.95 | 12.76 | 0.9212 | 3858 | 73.3 | 5 | 50000 | 42684 |  |  | Yes |  | 4 | 7300 | 112 | 65 | 20 | 0.9 | 4000 | 70
P79A35TM | KOBI ELECTRIC LIMITED | KOBI ELECTRIC | CA-65-50-[WH BZ]-MV | Outdoor Luminaires | Mid Output | Architectural Flood and Spot Luminaires | Standard | TRUE | 7562.23 | 119.33 | 63.37 | 9.4 | 0.914 | 5169 | 84.4 | 5 | 50000 | 42684 |  |  | NotYetVerified |  | 4.1 | 7500 | 115.38 | 65 | 20 | 0.9 | 5000 | 80
PF4Z3KZK | Tamlite Lighting | Tamlite Lighting | TLMSP283KX30D-UNV-ZZ | Outdoor Luminaires | Low Output | Architectural Flood and Spot Luminaires | Standard | TRUE | 2723.6 | 106 | 25.69 | 18.41 | 0.9089 | 3094 | 83.5 | 5 | 50000 | 42684 |  |  | No | Updated 11/23/2016 | 4 | 3200 | 114.3 | 28 | 17.22 | 0.91 | 3000 | 80
PYW7K4ZE | Tamlite Lighting | Tamlite Lighting | TLMSP153KX30D-UNV-ZZ | Outdoor Luminaires | Low Output | Architectural Flood and Spot Luminaires | Standard | TRUE | 1536 | 106.5 | 14.42 | 17.62 | 0.8994 | 3088 | 83.5 | 5 | 50000 | 42684 |  |  | No | Updated 11/23/2016 | 4 | 1700 | 113.3 | 15 | 17.62 | 0.8994 | 3000 | 80
PUNP89UP | Tamlite Lighting | Tamlite Lighting | TLMSP423KX60D-UNV-ZZ | Outdoor Luminaires | Low Output | Architectural Flood and Spot Luminaires | Standard | TRUE | 4204.1 | 106.9 | 39.32 | 19.19 | 0.8914 | 3077 | 83.4 | 5 | 50000 | 42684 |  |  | No | Updated 11/23/2016 | 4 | 4800 | 114.3 | 42 | 19.19 | 0.8914 | 3000 | 80
PH31EP2N | Tamlite Lighting | Tamlite Lighting | TLMSP285KX30D-UNV-ZZ | Outdoor Luminaires | Low Output | Architectural Flood and Spot Luminaires | Standard | FALSE | [9 empty] | 42684 |  |  | No | Updated 11/23/2016 | 4 | 3200 | 114.3 | 28 | 17.22 | 0.91 | 5000 | 80
P2GST957 | Tamlite Lighting | Tamlite Lighting | TLMSP425KX60D-UNV-ZZ | Outdoor Luminaires | Low Output | Architectural Flood and Spot Luminaires | Standard | FALSE | [9 empty] | 42684 |  |  | No | Updated 11/23/2016 | 4 | 4800 | 114.3 | 42 | 19.19 | 0.8914 | 5000 | 80
PNZC94F3 | Tamlite Lighting | Tamlite Lighting | TLMSP155KX30D-UNV-ZZ | Outdoor Luminaires | Low Output | Architectural Flood and Spot Luminaires | Standard | FALSE | [9 empty] | 42684 |  |  | No | Updated 11/23/2016 | 4 | 1700 | 113.3 | 15 | 17.62 | 0.8994 | 5000 | 80
PFWV4NSR | Tamlite Lighting | Tamlite Lighting | TLMSP284KX30D-UNV-ZZ | Outdoor Luminaires | Low Output | Architectural Flood and Spot Luminaires | Standard | FALSE | [9 empty] | 42684 |  |  | No | Updated 11/23/2016 | 4 | 3200 | 114.3 | 28 | 17.22 | 0.91 | 4000 | 80
PXGCHQJS | Tamlite Lighting | Tamlite Lighting | TLMSP424KX60D-UNV-ZZ | Outdoor Luminaires | Low Output | Architectural Flood and Spot Luminaires | Standard | FALSE | [9 empty] | 42684 |  |  | No | Updated 11/23/2016 | 4 | 4800 | 114.3 | 42 | 19.19 | 0.8914 | 4000 | 80
PD5YK6DQ | Tamlite Lighting | Tamlite Lighting | TLMSP154KX30D-UNV-ZZ | Outdoor Luminaires | Low Output | Architectural Flood and Spot Luminaires | Standard | FALSE | [9 empty] | 42684 |  |  | No | Updated 11/23/2016 | 4 | 1700 | 113.3 | 15 | 17.62 | 0.8994 | 4000 | 80
PMF6XXS8 | Signcomplex Limited | Signcomplex | FL-300-AW-W-04(5000K) | Outdoor Luminaires | Very High Output | Architectural Flood and Spot Luminaires | Standard | FALSE | [9 empty] | 42684 |  |  | NotYetVerified |  | 3 | 29945.117 | 99.857 | 299.88 | 8.07 | 0.912 | 4928 | 69.4
PBUDE91S | Mester LED Limited | MESTER | FD140W27V50KBYB76YY | Outdoor Luminaires | High Output | Architectural Flood and Spot Luminaires | Premium | FALSE | [9 empty] | 42684 |  |  | Yes |  | 4 | 16700 | 119 | 140 | 20 | 0.9 | 5000 | 72
PFPDRBWN | Mester LED Limited | MESTER | FD200W27V50KBYB76YY | Outdoor Luminaires | High Output | Architectural Flood and Spot Luminaires | Premium | FALSE | [9 empty] | 42684 |  |  | Yes |  | 4 | 24000 | 120 | 200 | 10 | 0.9 | 5000 | 72
PQKCWNK9 | Mester LED Limited | MESTER | FD65W[12V27V]50KBYWFLY | Outdoor Luminaires | Mid Output | Architectural Flood and Spot Luminaires | Standard | FALSE | [9 empty] | 42684 |  |  | Yes |  | 4 | 7400 | 114 | 65 | 20 | 0.9 | 5000 | 70
PBCYVJ33 | Grandlite International Corp | Grandlite International | LED-787-L4-240W-5K | Outdoor Luminaires | High Output | Architectural Flood and Spot Luminaires | Standard | FALSE | [9 empty] | 42684 |  |  | Yes |  | 4 | 35671 | 138.18 | 258.1 | 4.63 | 1 | 4922 | 72.6
PPE2UUNC | Acuity Brands Lighting | Lithonia Lighting | DSXF2 LED P1 50K WFL xxxxx xxxxxxxxx xxx xxxxx [120V-277V] | Outdoor Luminaires | Mid Output | Architectural Flood and Spot Luminaires | Premium | FALSE | [9 empty] | 42684 | Dimmable | Continuous Below 10 | Yes |  | 4 | 7793 | 144.3 | 54 | 11.67 | 0.96 | 5000 | 70
PRCBRSUF | Acuity Brands Lighting | Lithonia Lighting | DSXF2 LED P3 50K WFL xxxxx xxxxxxxxx xxx xxxxx [120V-277V] | Outdoor Luminaires | High Output | Architectural Flood and Spot Luminaires | Premium | FALSE | [9 empty] | 42684 | Dimmable | Continuous Below 10 | Yes |  | 4 | 12648 | 124 | 102 | 11.67 | 0.96 | 5000 | 70
P7QUYK7P | Acuity Brands Lighting | Lithonia Lighting | DSXF2 LED P2 50K WFL xxxxx xxxxxxxxx xxx xxxxx [120V-277V] | Outdoor Luminaires | High Output | Architectural Flood and Spot Luminaires | Premium | FALSE | [9 empty] | 42684 | Dimmable | Continuous Below 10 | Yes |  | 4 | 10678 | 136.8 | 78 | 11.67 | 0.96 | 5000 | 70
PWX2YEQA | Acuity Brands Lighting | Lithonia Lighting | DSXF1 LED P2 50K WFL xxxxx xxxxxxxxx xxx xxxxx [120V-277V] | Outdoor Luminaires | Mid Output | Architectural Flood and Spot Luminaires | Premium | FALSE | [9 empty] | 42684 | Dimmable | Continuous Below 10 | Yes |  | 4 | 5573 | 132.6 | 42 | 8.36 | 0.96 | 5000 | 70
PWE6VAJV | Acuity Brands Lighting | Lithonia Lighting | DSXF1 LED P1 50K WFL xxxxx xxxxxxxxx xxx xxxxx [120V-277V] | Outdoor Luminaires | Low Output | Architectural Flood and Spot Luminaires | Premium | FALSE | [9 empty] | 42684 | Dimmable | Continuous Below 10 | Yes | Updated on 1/10/2017 | 4 | 3058 | 145.6 | 21 | 8.36 | 0.96 | 5000 | 70
P4EB8AH6 | Acuity Brands Lighting | Lithonia Lighting | DSXF2 LED P1 50K WFR xxxxx xxxxxxxxx xxx xxxxx [120V-277V] | Outdoor Luminaires | Mid Output | Architectural Flood and Spot Luminaires | Premium | FALSE | [9 empty] | 42684 | Dimmable | Continuous Below 10 | Yes |  | 4 | 7810 | 144.6 | 54 | 11.67 | 0.96 | 5000 | 70
PQR9U8F5 | Acuity Brands Lighting | Lithonia Lighting | DSXF2 LED P1 50K FL xxxxx xxxxxxxxx xxx xxxxx [120V-277V] | Outdoor Luminaires | Mid Output | Architectural Flood and Spot Luminaires | Premium | FALSE | [9 empty] | 42684 | Dimmable | Continuous Below 10 | Yes |  | 4 | 7686 | 142.3 | 54 | 11.67 | 0.96 | 5000 | 70
PX8X5MG3 | Acuity Brands Lighting | Lithonia Lighting | DSXF2 LED P3 50K WFR xxxxx xxxxxxxxx xxx xxxxx [120V-277V] | Outdoor Luminaires | High Output | Architectural Flood and Spot Luminaires | Premium | FALSE | [9 empty] | 42684 | Dimmable | Continuous Below 10 | Yes |  | 4 | 12675 | 124.2 | 102 | 11.67 | 0.96 | 5000 | 70
PVDMHTHE | Acuity Brands Lighting | Lithonia Lighting | DSXF2 LED P3 50K FL xxxxx xxxxxxxxx xxx xxxxx [120V-277V] | Outdoor Luminaires | High Output | Architectural Flood and Spot Luminaires | Premium | FALSE | [9 empty] | 42684 | Dimmable | Continuous Below 10 | Yes |  | 4 | 12474 | 122.2 | 102 | 11.67 | 0.96 | 5000 | 70
PEHQ1A6S | Acuity Brands Lighting | Lithonia Lighting | DSXF2 LED P2 50K WFR xxxxx xxxxxxxxx xxx xxxxx [120V-277V] | Outdoor Luminaires | High Output | Architectural Flood and Spot Luminaires | Premium | FALSE | [9 empty] | 42684 | Dimmable | Continuous Below 10 | Yes |  | 4 | 10701 | 137.1 | 78 | 11.67 | 0.96 | 5000 | 70
PNM4WFZ6 | Acuity Brands Lighting | Lithonia Lighting | DSXF2 LED P2 50K FL xxxxx xxxxxxxxx xxx xxxxx [120V-277V] | Outdoor Luminaires | High Output | Architectural Flood and Spot Luminaires | Premium | FALSE | [9 empty] | 42684 | Dimmable | Continuous Below 10 | Yes |  | 4 | 10531 | 135 | 78 | 11.67 | 0.96 | 5000 | 70
PP8CAY18 | Acuity Brands Lighting | Lithonia Lighting | DSXF1 LED P2 50K WFR xxxxx xxxxxxxxx xxx xxxxx [120V-277V] | Outdoor Luminaires | Mid Output | Architectural Flood and Spot Luminaires | Premium | FALSE | [9 empty] | 42684 | Dimmable | Continuous Below 10 | Yes |  | 4 | 5631 | 134 | 42 | 8.36 | 0.96 | 5000 | 70
P5D96WVC | Acuity Brands Lighting | Lithonia Lighting | DSXF1 LED P2 50K FL xxxxx xxxxxxxxx xxx xxxxx [120V-277V] | Outdoor Luminaires | Mid Output | Architectural Flood and Spot Luminaires | Premium | FALSE | [9 empty] | 42684 | Dimmable | Continuous Below 10 | Yes |  | 4 | 5405 | 128.6 | 42 | 8.36 | 0.96 | 5000 | 70
PM9YEURA | Acuity Brands Lighting | Lithonia Lighting | DSXF1 LED P1 50K WFR xxxxx xxxxxxxxx xxx xxxxx [120V-277V] | Outdoor Luminaires | Low Output | Architectural Flood and Spot Luminaires | Premium | FALSE | [9 empty] | 42684 | Dimmable | Continuous Below 10 | Yes | Updated on 1/10/2017 | 4 | 3089 | 147 | 21 | 8.36 | 0.96 | 5000 | 70
PJ8E75VF | Acuity Brands Lighting | Lithonia Lighting | DSXF1 LED P1 50K FL xxxxx xxxxxxxxx xxx xxxxx [120V-277V] | Outdoor Luminaires | Low Output | Architectural Flood and Spot Luminaires | Premium | FALSE | [9 empty] | 42684 | Dimmable | Continuous Below 10 | Yes | Updated on 1/10/2017 | 4 | 2965 | 141.1 | 21 | 8.36 | 0.96 | 5000 | 70
P12A19BT | Acuity Brands Lighting | Lithonia Lighting | DSXF2 LED P2 50K HMF xxxxx xxxxxxxxx xxx xxxxx [120V-277V] | Outdoor Luminaires | Mid Output | Architectural Flood and Spot Luminaires | Premium | FALSE | [9 empty] | 42684 | Dimmable | Continuous Below 10 | Yes |  | 4 | 9731 | 124.7 | 78 | 11.67 | 0.96 | 5000 | 70
PB381S8M | Acuity Brands Lighting | Lithonia Lighting | DSXF2 LED P1 50K MFL xxxxx xxxxxxxxx xxx xxxxx [120V-277V] | Outdoor Luminaires | Mid Output | Architectural Flood and Spot Luminaires | Premium | FALSE | [9 empty] | 42684 | Dimmable | Continuous Below 10 | Yes |  | 4 | 7421 | 137.4 | 54 | 11.67 | 0.96 | 5000 | 70
PXFERY39 | Acuity Brands Lighting | Lithonia Lighting | DSXF2 LED P1 50K MSP xxxxx xxxxxxxxx xxx xxxxx [120V-277V] | Outdoor Luminaires | Mid Output | Architectural Flood and Spot Luminaires | Premium | FALSE | [9 empty] | 42684 | Dimmable | Continuous Below 10 | Yes |  | 4 | 7370 | 136.4 | 54 | 11.67 | 0.96 | 5000 | 70
PHADS1VZ | Acuity Brands Lighting | Lithonia Lighting | DSXF2 LED P1 50K HMF xxxxx xxxxxxxxx xxx xxxxx [120V-277V] | Outdoor Luminaires | Mid Output | Architectural Flood and Spot Luminaires | Premium | FALSE | [9 empty] | 42684 | Dimmable | Continuous Below 10 | Yes |  | 4 | 7102 | 131.5 | 54 | 11.67 | 0.96 | 5000 | 70
P4WFKA8E | Acuity Brands Lighting | Lithonia Lighting | DSXF2 LED P3 50K MFL xxxxx xxxxxxxxx xxx xxxxx [120V-277V] | Outdoor Luminaires | High Output | Architectural Flood and Spot Luminaires | Standard | FALSE | [9 empty] | 42684 | Dimmable | Continuous Below 10 | Yes |  | 4 | 12044 | 118 | 102 | 11.67 | 0.96 | 5000 | 70
P77AKXC4 | Acuity Brands Lighting | Lithonia Lighting | DSXF2 LED P3 50K MSP xxxxx xxxxxxxxx xxx xxxxx [120V-277V] | Outdoor Luminaires | High Output | Architectural Flood and Spot Luminaires | Standard | FALSE | [9 empty] | 42684 | Dimmable | Continuous Below 10 | Yes |  | 4 | 11962 | 117.2 | 102 | 11.67 | 0.96 | 5000 | 70
P1RC5AGE | Acuity Brands Lighting | Lithonia Lighting | DSXF2 LED P3 50K HMF xxxxx xxxxxxxxx xxx xxxxx [120V-277V] | Outdoor Luminaires | High Output | Architectural Flood and Spot Luminaires | Standard | FALSE | [9 empty] | 42684 | Dimmable | Continuous Below 10 | Yes |  | 4 | 11526 | 113 | 102 | 11.67 | 0.96 | 5000 | 70
PQA3D1P9 | Acuity Brands Lighting | Lithonia Lighting | DSXF2 LED P2 50K MFL xxxxx xxxxxxxxx xxx xxxxx [120V-277V] | Outdoor Luminaires | High Output | Architectural Flood and Spot Luminaires | Premium | FALSE | [9 empty] | 42684 | Dimmable | Continuous Below 10 | Yes |  | 4 | 10169 | 130.3 | 78 | 11.67 | 0.96 | 5000 | 70
P5U5FSY8 | Acuity Brands Lighting | Lithonia Lighting | DSXF2 LED P2 50K MSP xxxxx xxxxxxxxx xxx xxxxx [120V-277V] | Outdoor Luminaires | High Output | Architectural Flood and Spot Luminaires | Premium | FALSE | [9 empty] | 42684 | Dimmable | Continuous Below 10 | Yes |  | 4 | 10099 | 129.4 | 78 | 11.67 | 0.96 | 5000 | 70
PBTCR6ME | Acuity Brands Lighting | Lithonia Lighting | DSXF1 LED P2 50K MSP xxxxx xxxxxxxxx xxx xxxxx [120V-277V] | Outdoor Luminaires | Mid Output | Architectural Flood and Spot Luminaires | Standard | FALSE | [9 empty] | 42684 | Dimmable | Continuous Below 10 | Yes |  | 4 | 5195 | 123.6 | 42 | 8.36 | 0.96 | 5000 | 70
P63Q3H4N | Acuity Brands Lighting | Lithonia Lighting | DSXF1 LED P2 50K MFL xxxxx xxxxxxxxx xxx xxxxx [120V-277V] | Outdoor Luminaires | Low Output | Architectural Flood and Spot Luminaires | Premium | FALSE | [9 empty] | 42684 | Dimmable | Continuous Below 10 | Yes |  | 4 | 4908 | 116.8 | 42 | 8.36 | 0.96 | 5000 | 70
PJ3VNUEM | Acuity Brands Lighting | Lithonia Lighting | DSXF1 LED P1 50K MSP xxxxx xxxxxxxxx xxx xxxxx [120V-277V] | Outdoor Luminaires | Low Output | Architectural Flood and Spot Luminaires | Premium | FALSE | [9 empty] | 42684 | Dimmable | Continuous Below 10 | Yes | Updated on 1/10/2017 | 4 | 2850 | 135.7 | 21 | 8.36 | 0.96 | 5000 | 70
P87VADZW | Acuity Brands Lighting | Lithonia Lighting | DSXF1 LED P1 50K MFL xxxxx xxxxxxxxx xxx xxxxx [120V-277V] | Outdoor Luminaires | Low Output | Architectural Flood and Spot Luminaires | Premium | FALSE | [9 empty] | 42684 | Dimmable | Continuous Below 10 | Yes | Updated on 1/10/2017 | 4 | 2692 | 128.1 | 21 | 8.36 | 0.96 | 5000 | 70
PTD7GH3E | Acuity Brands Lighting | Lithonia Lighting | DSXF1 LED P1 50K HMF xxxxx xxxxxxxxx xxx xxxxx [120V-277V] | Outdoor Luminaires | Low Output | Architectural Flood and Spot Luminaires | Premium | FALSE | [9 empty] | 42684 | Dimmable | Continuous Below 10 | Yes | Updated on 1/10/2017 | 4 | 2575 | 122.6 | 21 | 8.36 | 0.96 | 5000 | 70
PRS4RE82 | Acuity Brands Lighting | Lithonia Lighting | DSXF2 LED P1 50K NSP xxxxx xxxxxxxxx xxx xxxxx [120V-277V] | Outdoor Luminaires | Mid Output | Architectural Flood and Spot Luminaires | Premium | FALSE | [9 empty] | 42684 | Dimmable | Continuous Below 10 | Yes |  | 4 | 7715 | 142.8 | 54 | 11.67 | 0.96 | 5000 | 70
PEXXZZ7Z | Acuity Brands Lighting | Lithonia Lighting | DSXF1 LED P2 50K NSP xxxxx xxxxxxxxx xxx xxxxx [120V-277V] | Outdoor Luminaires | Mid Output | Architectural Flood and Spot Luminaires | Premium | FALSE | [9 empty] | 42684 | Dimmable | Continuous Below 10 | Yes |  | 4 | 5242 | 124.8 | 42 | 11.67 | 0.96 | 5000 | 70
PH28A1GK | Acuity Brands Lighting | Lithonia Lighting | DSXF2 LED P3 50K NSP xxxxx xxxxxxxxx xxx xxxxx [120V-277V] | Outdoor Luminaires | High Output | Architectural Flood and Spot Luminaires | Standard | FALSE | [9 empty] | 42684 | Dimmable | Continuous Below 10 | Yes |  | 4 | 12521 | 122.7 | 102 | 11.67 | 0.96 | 5000 | 70
PZZXRZBC | Acuity Brands Lighting | Lithonia Lighting | DSXF2 LED P2 50K NSP xxxxx xxxxxxxxx xxx xxxxx [120V-277V] | Outdoor Luminaires | High Output | Architectural Flood and Spot Luminaires | Premium | FALSE | [9 empty] | 42684 | Dimmable | Continuous Below 10 | Yes |  | 4 | 10571 | 135.5 | 78 | 11.67 | 0.96 | 5000 | 70
PC65BPDW | Acuity Brands Lighting | Lithonia Lighting | DSXF1 LED P1 50K NSP xxxxx xxxxxxxxx xxx xxxxx [120V-277V] | Outdoor Luminaires | Low Output | Architectural Flood and Spot Luminaires | Premium | FALSE | [9 empty] | 42684 | Dimmable | Continuous Below 10 | Yes | Updated on 1/10/2017 | 4 | 2876 | 136.9 | 21 | 8.36 | 0.96 | 5000 | 70
P544XNEW | Acuity Brands Lighting | Lithonia Lighting | DSXF2 LED P1 40K WFL xxxxx xxxxxxxxx xxx xxxxx [120V-277V] | Outdoor Luminaires | Mid Output | Architectural Flood and Spot Luminaires | Premium | FALSE | [9 empty] | 42684 | Dimmable | Continuous Below 10 | Yes |  | 4 | 7793 | 144.3 | 54 | 11.67 | 0.96 | 4000 | 70
PM3KQFND | Acuity Brands Lighting | Lithonia Lighting | DSXF2 LED P3 40K WFL xxxxx xxxxxxxxx xxx xxxxx [120V-277V] | Outdoor Luminaires | High Output | Architectural Flood and Spot Luminaires | Standard | FALSE | [9 empty] | 42684 | Dimmable | Continuous Below 10 | Yes |  | 4 | 12648 | 124 | 102 | 11.67 | 0.96 | 4000 | 70
PK7YADVU | Acuity Brands Lighting | Lithonia Lighting | DSXF2 LED P2 40K WFL xxxxx xxxxxxxxx xxx xxxxx [120V-277V] | Outdoor Luminaires | High Output | Architectural Flood and Spot Luminaires | Premium | FALSE | [9 empty] | 42684 | Dimmable | Continuous Below 10 | Yes |  | 4 | 10678 | 136.8 | 78 | 11.67 | 0.96 | 4000 | 70
PRQPGRQS | Acuity Brands Lighting | Lithonia Lighting | DSXF1 LED P2 40K WFL xxxxx xxxxxxxxx xxx xxxxx [120V-277V] | Outdoor Luminaires | Mid Output | Architectural Flood and Spot Luminaires | Premium | FALSE | [9 empty] | 42684 | Dimmable | Continuous Below 10 | Yes |  | 4 | 5573 | 132.6 | 42 | 8.36 | 0.96 | 4000 | 70
P33166NV | Acuity Brands Lighting | Lithonia Lighting | DSXF1 LED P1 40K WFL xxxxx xxxxxxxxx xxx xxxxx [120V-277V] | Outdoor Luminaires | Low Output | Architectural Flood and Spot Luminaires | Premium | FALSE | [9 empty] | 42684 | Dimmable | Continuous Below 10 | Yes | Updated on 1/10/2017 | 4 | 3058 | 145.6 | 21 | 8.36 | 0.96 | 4000 | 70
PFE52APK | Acuity Brands Lighting | Lithonia Lighting | DSXF2 LED P1 40K WFR xxxxx xxxxxxxxx xxx xxxxx [120V-277V] | Outdoor Luminaires | Mid Output | Architectural Flood and Spot Luminaires | Premium | FALSE | [9 empty] | 42684 | Dimmable | Continuous Below 10 | Yes |  | 4 | 7810 | 144.6 | 54 | 11.67 | 0.96 | 4000 | 70
PNKXFA4D | Acuity Brands Lighting | Lithonia Lighting | DSXF2 LED P1 40K FL xxxxx xxxxxxxxx xxx xxxxx [120V-277V] | Outdoor Luminaires | Mid Output | Architectural Flood and Spot Luminaires | Premium | FALSE | [9 empty] | 42684 | Dimmable | Continuous Below 10 | Yes |  | 4 | 7686 | 142.3 | 54 | 11.67 | 0.96 | 4000 | 70
PH5V46EH | Acuity Brands Lighting | Lithonia Lighting | DSXF2 LED P3 40K WFR xxxxx xxxxxxxxx xxx xxxxx [120V-277V] | Outdoor Luminaires | High Output | Architectural Flood and Spot Luminaires | Premium | FALSE | [9 empty] | 42684 | Dimmable | Continuous Below 10 | Yes |  | 4 | 12675 | 124.2 | 102 | 11.67 | 0.96 | 4000 | 70
P9HYTXGE | Acuity Brands Lighting | Lithonia Lighting | DSXF2 LED P3 40K FL xxxxx xxxxxxxxx xxx xxxxx [120V-277V] | Outdoor Luminaires | High Output | Architectural Flood and Spot Luminaires | Premium | FALSE | [9 empty] | 42684 | Dimmable | Continuous Below 10 | Yes |  | 4 | 12474 | 122.2 | 102 | 11.67 | 0.96 | 4000 | 70
PWR66NMA | Acuity Brands Lighting | Lithonia Lighting | DSXF2 LED P2 40K WFR xxxxx xxxxxxxxx xxx xxxxx [120V-277V] | Outdoor Luminaires | High Output | Architectural Flood and Spot Luminaires | Premium | FALSE | [9 empty] | 42684 | Dimmable | Continuous Below 10 | Yes |  | 4 | 10701 | 137.1 | 78 | 11.67 | 0.96 | 4000 | 70
PJFJD2XW | Acuity Brands Lighting | Lithonia Lighting | DSXF2 LED P2 40K FL xxxxx xxxxxxxxx xxx xxxxx [120V-277V] | Outdoor Luminaires | High Output | Architectural Flood and Spot Luminaires | Premium | FALSE | [9 empty] | 42684 | Dimmable | Continuous Below 10 | Yes |  | 4 | 10531 | 135 | 78 | 11.67 | 0.96 | 4000 | 70
PDWXFTHB | Acuity Brands Lighting | Lithonia Lighting | DSXF1 LED P2 40K WFR xxxxx xxxxxxxxx xxx xxxxx [120V-277V] | Outdoor Luminaires | Mid Output | Architectural Flood and Spot Luminaires | Premium | FALSE | [9 empty] | 42684 | Dimmable | Continuous Below 10 | Yes |  | 4 | 5631 | 134 | 42 | 8.36 | 0.96 | 4000 | 70
PDQ54138 | Acuity Brands Lighting | Lithonia Lighting | DSXF1 LED P2 40K FL xxxxx xxxxxxxxx xxx xxxxx [120V-277V] | Outdoor Luminaires | Mid Output | Architectural Flood and Spot Luminaires | Premium | FALSE | [9 empty] | 42684 | Dimmable | Continuous Below 10 | Yes |  | 4 | 5405 | 128.6 | 42 | 8.36 | 0.96 | 4000 | 70
P9GMMG5K | Acuity Brands Lighting | Lithonia Lighting | DSXF1 LED P1 40K WFR xxxxx xxxxxxxxx xxx xxxxx [120V-277V] | Outdoor Luminaires | Low Output | Architectural Flood and Spot Luminaires | Premium | FALSE | [9 empty] | 42684 | Dimmable | Continuous Below 10 | Yes | Updated on 1/10/2017 | 4 | 3089 | 147 | 21 | 8.36 | 0.96 | 4000 | 70
PTWEP1FJ | Acuity Brands Lighting | Lithonia Lighting | DSXF1 LED P1 40K FL xxxxx xxxxxxxxx xxx xxxxx [120V-277V] | Outdoor Luminaires | Low Output | Architectural Flood and Spot Luminaires | Premium | FALSE | [9 empty] | 42684 | Dimmable | Continuous Below 10 | Yes | Updated on 1/10/2017 | 4 | 2965 | 141.1 | 21 | 8.36 | 0.96 | 4000 | 70
P1C73EEZ | Acuity Brands Lighting | Lithonia Lighting | DSXF2 LED P2 40K HMF xxxxx xxxxxxxxx xxx xxxxx [120V-277V] | Outdoor Luminaires | Mid Output | Architectural Flood and Spot Luminaires | Premium | FALSE | [9 empty] | 42684 | Dimmable | Continuous Below 10 | Yes |  | 4 | 9731 | 124.7 | 78 | 11.67 | 0.96 | 4000 | 70
PRCWHFKG | Acuity Brands Lighting | Lithonia Lighting | DSXF2 LED P1 40K MFL xxxxx xxxxxxxxx xxx xxxxx [120V-277V] | Outdoor Luminaires | Mid Output | Architectural Flood and Spot Luminaires | Premium | FALSE | [9 empty] | 42684 | Dimmable | Continuous Below 10 | Yes |  | 4 | 7421 | 137.4 | 54 | 11.67 | 0.96 | 4000 | 70
PQJFVGNX | Acuity Brands Lighting | Lithonia Lighting | DSXF2 LED P1 40K MSP xxxxx xxxxxxxxx xxx xxxxx [120V-277V] | Outdoor Luminaires | Mid Output | Architectural Flood and Spot Luminaires | Premium | FALSE | [9 empty] | 42684 | Dimmable | Continuous Below 10 | Yes |  | 4 | 7370 | 136.4 | 54 | 11.67 | 0.96 | 4000 | 70
PQYUSUGD | Acuity Brands Lighting | Lithonia Lighting | DSXF2 LED P1 40K HMF xxxxx xxxxxxxxx xxx xxxxx [120V-277V] | Outdoor Luminaires | Mid Output | Architectural Flood and Spot Luminaires | Premium | FALSE | [9 empty] | 42684 | Dimmable | Continuous Below 10 | Yes |  | 4 | 7102 | 131.5 | 54 | 11.67 | 0.96 | 4000 | 70
PC4FD1GE | Acuity Brands Lighting | Lithonia Lighting | DSXF2 LED P3 40K MFL xxxxx xxxxxxxxx xxx xxxxx [120V-277V] | Outdoor Luminaires | High Output | Architectural Flood and Spot Luminaires | Standard | FALSE | [9 empty] | 42684 | Dimmable | Continuous Below 10 | Yes |  | 4 | 12044 | 118 | 102 | 11.67 | 0.96 | 4000 | 70
P8FJWHRP | Acuity Brands Lighting | Lithonia Lighting | DSXF2 LED P3 40K MSP xxxxx xxxxxxxxx xxx xxxxx [120V-277V] | Outdoor Luminaires | High Output | Architectural Flood and Spot Luminaires | Standard | FALSE | [9 empty] | 42684 | Dimmable | Continuous Below 10 | Yes |  | 4 | 11962 | 117.2 | 102 | 11.67 | 0.96 | 4000 | 70
PDTHKK9P | Acuity Brands Lighting | Lithonia Lighting | DSXF2 LED P3 40K HMF xxxxx xxxxxxxxx xxx xxxxx [120V-277V] | Outdoor Luminaires | High Output | Architectural Flood and Spot Luminaires | Standard | FALSE | [9 empty] | 42684 | Dimmable | Continuous Below 10 | Yes |  | 4 | 11526 | 113 | 102 | 11.67 | 0.96 | 4000 | 70
P1K5B97N | Acuity Brands Lighting | Lithonia Lighting | DSXF2 LED P2 40K MFL xxxxx xxxxxxxxx xxx xxxxx [120V-277V] | Outdoor Luminaires | High Output | Architectural Flood and Spot Luminaires | Premium | FALSE | [9 empty] | 42684 | Dimmable | Continuous Below 10 | Yes |  | 4 | 10169 | 130.3 | 78 | 11.67 | 0.96 | 4000 | 70
P1A4BWCV | Acuity Brands Lighting | Lithonia Lighting | DSXF2 LED P2 40K MSP xxxxx xxxxxxxxx xxx xxxxx [120V-277V] | Outdoor Luminaires | High Output | Architectural Flood and Spot Luminaires | Premium | FALSE | [9 empty] | 42684 | Dimmable | Continuous Below 10 | Yes |  | 4 | 10099 | 129.4 | 78 | 11.67 | 0.96 | 4000 | 70
PE1KQP9J | Acuity Brands Lighting | Lithonia Lighting | DSXF1 LED P2 40K MSP xxxxx xxxxxxxxx xxx xxxxx [120V-277V] | Outdoor Luminaires | Mid Output | Architectural Flood and Spot Luminaires | Standard | FALSE | [9 empty] | 42684 | Dimmable | Continuous Below 10 | Yes |  | 4 | 5195 | 123.6 | 42 | 8.36 | 0.96 | 4000 | 70
PHXKQD8Z | Acuity Brands Lighting | Lithonia Lighting | DSXF1 LED P2 40K MFL xxxxx xxxxxxxxx xxx xxxxx [120V-277V] | Outdoor Luminaires | Low Output | Architectural Flood and Spot Luminaires | Premium | FALSE | [9 empty] | 42684 | Dimmable | Continuous Below 10 | Yes |  | 4 | 4908 | 116.8 | 42 | 8.36 | 0.96 | 4000 | 70
P69MDWT8 | Acuity Brands Lighting | Lithonia Lighting | DSXF1 LED P2 40K HMF xxxxx xxxxxxxxx xxx xxxxx [120V-277V] | Outdoor Luminaires | Low Output | Architectural Flood and Spot Luminaires | Standard | FALSE | [9 empty] | 42684 | Dimmable | Continuous Below 10 | Yes |  | 4 | 4693 | 111.7 | 42 | 8.36 | 0.96 | 4000 | 70
PCNCQH12 | Acuity Brands Lighting | Lithonia Lighting | DSXF1 LED P1 40K MSP xxxxx xxxxxxxxx xxx xxxxx [120V-277V] | Outdoor Luminaires | Low Output | Architectural Flood and Spot Luminaires | Premium | FALSE | [9 empty] | 42684 | Dimmable | Continuous Below 10 | Yes | Updated on 1/10/2017 | 4 | 2850 | 135.7 | 21 | 8.36 | 0.96 | 4000 | 70
PCVD7D1Y | Acuity Brands Lighting | Lithonia Lighting | DSXF1 LED P1 40K MFL xxxxx xxxxxxxxx xxx xxxxx [120V-277V] | Outdoor Luminaires | Low Output | Architectural Flood and Spot Luminaires | Premium | FALSE | [9 empty] | 42684 | Dimmable | Continuous Below 10 | Yes | Updated on 1/10/2017 | 4 | 2692 | 128.1 | 21 | 8.36 | 0.96 | 4000 | 70
PQEQTBHY | Acuity Brands Lighting | Lithonia Lighting | DSXF1 LED P1 40K HMF xxxxx xxxxxxxxx xxx xxxxx [120V-277V] | Outdoor Luminaires | Low Output | Architectural Flood and Spot Luminaires | Premium | FALSE | [9 empty] | 42684 | Dimmable | Continuous Below 10 | Yes | Updated on 1/10/2017 | 4 | 2575 | 122.6 | 21 | 8.36 | 0.96 | 4000 | 70
P9D966V8 | Acuity Brands Lighting | Lithonia Lighting | DSXF2 LED P1 40K NSP xxxxx xxxxxxxxx xxx xxxxx [120V-277V] | Outdoor Luminaires | Mid Output | Architectural Flood and Spot Luminaires | Premium | FALSE | [9 empty] | 42684 | Dimmable | Continuous Below 10 | Yes |  | 4 | 7715 | 142.8 | 54 | 11.67 | 0.96 | 4000 | 70
PJGNS5R4 | Acuity Brands Lighting | Lithonia Lighting | DSXF2 LED P3 40K NSP xxxxx xxxxxxxxx xxx xxxxx [120V-277V] | Outdoor Luminaires | High Output | Architectural Flood and Spot Luminaires | Premium | FALSE | [9 empty] | 42684 | Dimmable | Continuous Below 10 | Yes |  | 4 | 12521 | 122.7 | 102 | 11.67 | 0.96 | 4000 | 70
P41A7GQH | Acuity Brands Lighting | Lithonia Lighting | DSXF2 LED P2 40K NSP xxxxx xxxxxxxxx xxx xxxxx [120V-277V] | Outdoor Luminaires | High Output | Architectural Flood and Spot Luminaires | Premium | FALSE | [9 empty] | 42684 | Dimmable | Continuous Below 10 | Yes |  | 4 | 10571 | 135.5 | 78 | 11.67 | 0.96 | 4000 | 70
P991KKCD | Acuity Brands Lighting | Lithonia Lighting | DSXF1 LED P2 40K NSP xxxxx xxxxxxxxx xxx xxxxx [120V-277V] | Outdoor Luminaires | Mid Output | Architectural Flood and Spot Luminaires | Premium | FALSE | [9 empty] | 42684 | Dimmable | Continuous Below 10 | Yes |  | 4 | 5242 | 124.8 | 42 | 8.36 | 0.96 | 4000 | 70
PW1B5QXY | Acuity Brands Lighting | Lithonia Lighting | DSXF1 LED P1 40K NSP xxxxx xxxxxxxxx xxx xxxxx [120V-277V] | Outdoor Luminaires | Low Output | Architectural Flood and Spot Luminaires | Premium | FALSE | [9 empty] | 42684 | Dimmable | Continuous Below 10 | Yes | Updated on 1/10/2017 | 4 | 2876 | 136.9 | 21 | 8.36 | 0.96 | 4000 | 70
P4X77RJB | Acuity Brands Lighting | Lithonia Lighting | DSXF2 LED P1 30K WFL xxxxx xxxxxxxxx xxx xxxxx [120V-277V] | Outdoor Luminaires | Mid Output | Architectural Flood and Spot Luminaires | Premium | FALSE | [9 empty] | 42684 | Dimmable | Continuous Below 10 | Yes |  | 4 | 7412 | 137.2 | 54 | 11.67 | 0.96 | 3000 | 70
P21T94ZR | Acuity Brands Lighting | Lithonia Lighting | DSXF2 LED P3 30K WFL xxxxx xxxxxxxxx xxx xxxxx [120V-277V] | Outdoor Luminaires | High Output | Architectural Flood and Spot Luminaires | Standard | FALSE | [9 empty] | 42684 | Dimmable | Continuous Below 10 | Yes |  | 4 | 11508 | 112.8 | 102 | 11.67 | 0.96 | 3000 | 70
P3VETDUN | Acuity Brands Lighting | Lithonia Lighting | DSXF2 LED P2 30K WFL xxxxx xxxxxxxxx xxx xxxxx [120V-277V] | Outdoor Luminaires | High Output | Architectural Flood and Spot Luminaires | Premium | FALSE | [9 empty] | 42684 | Dimmable | Continuous Below 10 | Yes |  | 4 | 10156 | 130.2 | 78 | 11.67 | 0.96 | 3000 | 70
PQS5YQVT | Acuity Brands Lighting | Lithonia Lighting | DSXF1 LED P2 30K WFL xxxxx xxxxxxxxx xxx xxxxx [120V-277V] | Outdoor Luminaires | Low Output | Architectural Flood and Spot Luminaires | Premium | FALSE | [9 empty] | 42684 | Dimmable | Continuous Below 10 | Yes |  | 4 | 4753 | 113.1 | 42 | 8.36 | 0.96 | 3000 | 70
PHKJGKEH | Acuity Brands Lighting | Lithonia Lighting | DSXF1 LED P1 30K WFL xxxxx xxxxxxxxx xxx xxxxx [120V-277V] | Outdoor Luminaires | Low Output | Architectural Flood and Spot Luminaires | Premium | FALSE | [9 empty] | 42684 | Dimmable | Continuous Below 10 | Yes | Updated on 1/10/2017 | 4 | 2766 | 131.7 | 21 | 8.36 | 0.96 | 3000 | 70
P9Y38VNS | Acuity Brands Lighting | Lithonia Lighting | DSXF2 LED P1 30K WFR xxxxx xxxxxxxxx xxx xxxxx [120V-277V] | Outdoor Luminaires | Mid Output | Architectural Flood and Spot Luminaires | Premium | FALSE | [9 empty] | 42684 | Dimmable | Continuous Below 10 | Yes |  | 4 | 7427 | 137.5 | 54 | 11.67 | 0.96 | 3000 | 70
PCXADH5N | Acuity Brands Lighting | Lithonia Lighting | DSXF2 LED P1 30K FL xxxxx xxxxxxxxx xxx xxxxx [120V-277V] | Outdoor Luminaires | Mid Output | Architectural Flood and Spot Luminaires | Premium | FALSE | [9 empty] | 42684 | Dimmable | Continuous Below 10 | Yes |  | 4 | 7309 | 135.3 | 54 | 11.67 | 0.96 | 3000 | 70
PPS7WP8Y | Acuity Brands Lighting | Lithonia Lighting | DSXF2 LED P3 30K FL xxxxx xxxxxxxxx xxx xxxxx [120V-277V] | Outdoor Luminaires | High Output | Architectural Flood and Spot Luminaires | Standard | FALSE | [9 empty] | 42684 | Dimmable | Continuous Below 10 | Yes |  | 4 | 11863 | 116.3 | 102 | 11.67 | 0.96 | 3000 | 70
PVD1E7D8 | Acuity Brands Lighting | Lithonia Lighting | DSXF2 LED P2 30K WFR xxxxx xxxxxxxxx xxx xxxxx [120V-277V] | Outdoor Luminaires | High Output | Architectural Flood and Spot Luminaires | Premium | FALSE | [9 empty] | 42684 | Dimmable | Continuous Below 10 | Yes |  | 4 | 10177 | 130.4 | 78 | 11.67 | 0.96 | 3000 | 70
PRJDRHA5 | Acuity Brands Lighting | Lithonia Lighting | DSXF2 LED P2 30K FL xxxxx xxxxxxxxx xxx xxxxx [120V-277V] | Outdoor Luminaires | High Output | Architectural Flood and Spot Luminaires | Premium | FALSE | [9 empty] | 42684 | Dimmable | Continuous Below 10 | Yes |  | 4 | 10016 | 128.4 | 78 | 11.67 | 0.96 | 3000 | 70
PZKES564 | Acuity Brands Lighting | Lithonia Lighting | DSXF1 LED P2 30K WFR xxxxx xxxxxxxxx xxx xxxxx [120V-277V] | Outdoor Luminaires | Mid Output | Architectural Flood and Spot Luminaires | Premium | FALSE | [9 empty] | 42684 | Dimmable | Continuous Below 10 | Yes |  | 4 | 5094 | 121.2 | 42 | 8.36 | 0.96 | 3000 | 70
PBV8YD8Q | Acuity Brands Lighting | Lithonia Lighting | DSXF1 LED P2 30K FL xxxxx xxxxxxxxx xxx xxxxx [120V-277V] | Outdoor Luminaires | Low Output | Architectural Flood and Spot Luminaires | Premium | FALSE | [9 empty] | 42684 | Dimmable | Continuous Below 10 | Yes |  | 4 | 4889 | 116.4 | 42 | 8.36 | 0.96 | 3000 | 70
PMHXFG6N | Acuity Brands Lighting | Lithonia Lighting | DSXF1 LED P1 30K WFR xxxxx xxxxxxxxx xxx xxxxx [120V-277V] | Outdoor Luminaires | Low Output | Architectural Flood and Spot Luminaires | Premium | FALSE | [9 empty] | 42684 | Dimmable | Continuous Below 10 | Yes | Updated on 1/10/2017 | 4 | 2794 | 133 | 21 | 8.36 | 0.96 | 3000 | 70
PAEXMPST | Acuity Brands Lighting | Lithonia Lighting | DSXF1 LED P1 30K FL xxxxx xxxxxxxxx xxx xxxxx [120V-277V] | Outdoor Luminaires | Low Output | Architectural Flood and Spot Luminaires | Premium | FALSE | [9 empty] | 42684 | Dimmable | Continuous Below 10 | Yes | Updated on 1/10/2017 | 4 | 2682 | 127.7 | 21 | 8.36 | 0.96 | 3000 | 70
PM9GSW4E | Acuity Brands Lighting | Lithonia Lighting | DSXF2 LED P2 30K MFL xxxxx xxxxxxxxx xxx xxxxx [120V-277V] | Outdoor Luminaires | Mid Output | Architectural Flood and Spot Luminaires | Premium | FALSE | [9 empty] | 42684 | Dimmable | Continuous Below 10 | Yes |  | 4 | 9671 | 123.9 | 78 | 11.67 | 0.96 | 3000 | 70
PFZ94XER | Acuity Brands Lighting | Lithonia Lighting | DSXF2 LED P2 30K MSP xxxxx xxxxxxxxx xxx xxxxx [120V-277V] | Outdoor Luminaires | Mid Output | Architectural Flood and Spot Luminaires | Premium | FALSE | [9 empty] | 42684 | Dimmable | Continuous Below 10 | Yes |  | 4 | 9605 | 123.1 | 78 | 11.67 | 0.96 | 3000 | 70
PPMCFT9M | Acuity Brands Lighting | Lithonia Lighting | DSXF2 LED P2 30K HMF xxxxx xxxxxxxxx xxx xxxxx [120V-277V] | Outdoor Luminaires | Mid Output | Architectural Flood and Spot Luminaires | Premium | FALSE | [9 empty] | 42684 | Dimmable | Continuous Below 10 | Yes |  | 4 | 9254 | 118.6 | 78 | 11.67 | 0.96 | 3000 | 70
PJZGJM38 | Acuity Brands Lighting | Lithonia Lighting | DSXF2 LED P1 30K MFL xxxxx xxxxxxxxx xxx xxxxx [120V-277V] | Outdoor Luminaires | Mid Output | Architectural Flood and Spot Luminaires | Premium | FALSE | [9 empty] | 42684 | Dimmable | Continuous Below 10 | Yes |  | 4 | 7058 | 130.7 | 54 | 11.67 | 0.96 | 3000 | 70
PEJDP7ZD | Acuity Brands Lighting | Lithonia Lighting | DSXF2 LED P1 30K MSP xxxxx xxxxxxxxx xxx xxxxx [120V-277V] | Outdoor Luminaires | Mid Output | Architectural Flood and Spot Luminaires | Premium | FALSE | [9 empty] | 42684 | Dimmable | Continuous Below 10 | Yes |  | 4 | 7010 | 129.8 | 54 | 11.67 | 0.96 | 3000 | 70
P5YV5EKZ | Acuity Brands Lighting | Lithonia Lighting | DSXF2 LED P1 30K HMF xxxxx xxxxxxxxx xxx xxxxx [120V-277V] | Outdoor Luminaires | Mid Output | Architectural Flood and Spot Luminaires | Premium | FALSE | [9 empty] | 42684 | Dimmable | Continuous Below 10 | Yes |  | 4 | 6754 | 125 | 54 | 11.67 | 0.96 | 3000 | 70
P2U4H8DN | Acuity Brands Lighting | Lithonia Lighting | DSXF2 LED P3 30K MFL xxxxx xxxxxxxxx xxx xxxxx [120V-277V] | Outdoor Luminaires | High Output | Architectural Flood and Spot Luminaires | Standard | FALSE | [9 empty] | 42684 | Dimmable | Continuous Below 10 | Yes |  | 4 | 11455 | 112.3 | 102 | 11.67 | 0.96 | 3000 | 70
P15Q9KDW | Acuity Brands Lighting | Lithonia Lighting | DSXF2 LED P3 30K MSP xxxxx xxxxxxxxx xxx xxxxx [120V-277V] | Outdoor Luminaires | High Output | Architectural Flood and Spot Luminaires | Standard | FALSE | [9 empty] | 42684 | Dimmable | Continuous Below 10 | Yes |  | 4 | 11377 | 111.5 | 102 | 11.67 | 0.96 | 3000 | 70
PCAQX23G | Acuity Brands Lighting | Lithonia Lighting | DSXF1 LED P2 30K MFL xxxxx xxxxxxxxx xxx xxxxx [120V-277V] | Outdoor Luminaires | Low Output | Architectural Flood and Spot Luminaires | Standard | FALSE | [9 empty] | 42684 | Dimmable | Continuous Below 10 | Yes |  | 4 | 4439 | 105.6 | 42 | 8.36 | 0.96 | 3000 | 70
PKB3ECM3 | Acuity Brands Lighting | Lithonia Lighting | DSXF1 LED P1 30K MSP xxxxx xxxxxxxxx xxx xxxxx [120V-277V] | Outdoor Luminaires | Low Output | Architectural Flood and Spot Luminaires | Premium | FALSE | [9 empty] | 42684 | Dimmable | Continuous Below 10 | Yes | Updated on 1/10/2017 | 4 | 2578 | 122.7 | 21 | 8.36 | 0.96 | 3000 | 70
PPXQ5S1U | Acuity Brands Lighting | Lithonia Lighting | DSXF1 LED P1 30K MFL xxxxx xxxxxxxxx xxx xxxxx [120V-277V] | Outdoor Luminaires | Low Output | Architectural Flood and Spot Luminaires | Premium | FALSE | [9 empty] | 42684 | Dimmable | Continuous Below 10 | Yes | Updated on 1/10/2017 | 4 | 2435 | 115.9 | 21 | 8.36 | 0.96 | 3000 | 70
PKC7Q5WR | Acuity Brands Lighting | Lithonia Lighting | DSXF2 LED P1 30K NSP xxxxx xxxxxxxxx xxx xxxxx [120V-277V] | Outdoor Luminaires | Mid Output | Architectural Flood and Spot Luminaires | Premium | FALSE | [9 empty] | 42684 | Dimmable | Continuous Below 10 | Yes |  | 4 | 7337 | 135.8 | 54 | 11.67 | 0.96 | 3000 | 70
PUVWYP9N | Acuity Brands Lighting | Lithonia Lighting | DSXF2 LED P3 30K NSP xxxxx xxxxxxxxx xxx xxxxx [120V-277V] | Outdoor Luminaires | High Output | Architectural Flood and Spot Luminaires | Standard | FALSE | [9 empty] | 42684 | Dimmable | Continuous Below 10 | Yes |  | 4 | 11908 | 116.7 | 102 | 11.67 | 0.96 | 3000 | 70
PCT3WGA7 | Acuity Brands Lighting | Lithonia Lighting | DSXF2 LED P2 30K NSP xxxxx xxxxxxxxx xxx xxxxx [120V-277V] | Outdoor Luminaires | High Output | Architectural Flood and Spot Luminaires | Premium | FALSE | [9 empty] | 42684 | Dimmable | Continuous Below 10 | Yes |  | 4 | 10054 | 128.8 | 78 | 11.67 | 0.96 | 3000 | 70
PEAYRYVD | Acuity Brands Lighting | Lithonia Lighting | DSXF1 LED P2 30K NSP xxxxx xxxxxxxxx xxx xxxxx [120V-277V] | Outdoor Luminaires | Low Output | Architectural Flood and Spot Luminaires | Premium | FALSE | [9 empty] | 42684 | Dimmable | Continuous Below 10 | Yes |  | 4 | 4741 | 112.8 | 42 | 8.36 | 0.96 | 3000 | 70
P8BBF24J | Acuity Brands Lighting | Lithonia Lighting | DSXF1 LED P1 30K NSP xxxxx xxxxxxxxx xxx xxxxx [120V-277V] | Outdoor Luminaires | Low Output | Architectural Flood and Spot Luminaires | Premium | FALSE | [9 empty] | 42684 | Dimmable | Continuous Below 10 | Yes | Updated on 1/10/2017 | 4 | 2601 | 123.8 | 21 | 8.36 | 0.96 | 3000 | 70
P9NVSUGK | Jubilee LED Lighting | Jubilee LED | Flood-120W-4K-JLL | Outdoor Luminaires | High Output | Architectural Flood and Spot Luminaires | Premium | TRUE | 13136.2 | 121.52 | 108.1 | 6.3 | 0.96 | 3967 | 72.7 | 5 | 50000 | 42682 |  |  | Yes |  | 3.1 | 13000 | 121 | 120 | 6.3 | 0.96 | 4000 | 70
PS6A787M | Acuity Brands Lighting | Holophane Lighting | PLLED 7 3K 10A XX 44 X X XX XX XX XXXX XXXX | Outdoor Luminaires | High Output | Architectural Flood and Spot Luminaires | Standard | TRUE | 30765 | 98.17 | 313.4 | 14.44 | 0.9593 | 3036 | 72.68 | 5 | 50000 | 42682 |  |  | Yes |  | 4 | 30765 | 98.17 | 313.4 | 8.81 | 0.97 | 3036 | 72.68
PBXGYA96 | Reno LED Lighting Inc. | RENO LED LIGHTING | RENO-FL-100W-4000K | Outdoor Luminaires | High Output | Architectural Flood and Spot Luminaires | Premium | TRUE | 10933.7 | 121.46 | 90.02 | 10.6 | 0.936 | 3956 | 72.7 | 5 | 50000 | 42682 |  |  | Yes |  | 3.1 | 11000 | 121 | 100 | 10.6 | 0.936 | 4000 | 70
P5DBQDD4 | Acuity Brands Lighting | Holophane Lighting | PMLED 4 3K 10A XX 44 X X XX XX XX XXXX XXXX | Outdoor Luminaires | High Output | Architectural Flood and Spot Luminaires | Standard | TRUE | 17538 | 97.43 | 180.01 | 15.35 | 0.9312 | 3045 | 72.75 | 5 | 50000 | 42682 |  |  | Yes |  | 4 | 17538 | 97.43 | 180 | 8.32 | 0.97 | 3045 | 72.75
PJBCCNEG | Damar | DAMAR? | 33918A | Outdoor Luminaires | Low Output | Architectural Flood and Spot Luminaires | Standard | TRUE | 3010.681 | 107.678 | 27.96 | 15.48 | 0.925 | 4009 | 71.3 | 5 | 50000 | 42682 |  |  | NotYetVerified |  | 3 | 3010.681 | 107.678 | 27.96 | 15.48 | 0.989 | 4009 | 71.3
P1GE5U2G | Reno LED Lighting Inc. | RENO LED LIGHTING | RENO-FL-150W-4000K | Outdoor Luminaires | High Output | Architectural Flood and Spot Luminaires | Premium | TRUE | 18283.3 | 121 | 151.1 | 8.8 | 0.92 | 4058 | 72.5 | 5 | 50000 | 42682 |  |  | Yes |  | 4 | 18000 | 121.5 | 150 | 8.8 | 0.92 | 4000 | 70
PHHPUR1T | Reno LED Lighting Inc. | RENO LED LIGHTING | RENO-FL-50W-4000K | Outdoor Luminaires | Mid Output | Architectural Flood and Spot Luminaires | Premium | TRUE | 5240.8 | 116.45 | 45.01 | 12.1 | 0.917 | 4068 | 73.2 | 5 | 50000 | 42682 |  |  | Yes |  | 3.1 | 5300 | 117 | 50 | 12.1 | 0.917 | 4000 | 75
PF3SGAB3 | Reno LED Lighting Inc. | RENO LED LIGHTING | RENO-FL-30W-4000K | Outdoor Luminaires | Low Output | Architectural Flood and Spot Luminaires | Standard | TRUE | 3299.09 | 113.8 | 28.99 | 10.9 | 0.908 | 4092 | 72.6 | 5 | 50000 | 42682 |  |  | Yes |  | 3.1 | 3350 | 112 | 30 | 10.9 | 0.908 | 4000 | 70
PEFAGFBS | Damar | DAMAR? | 33920A | Outdoor Luminaires | Mid Output | Architectural Flood and Spot Luminaires | Standard | TRUE | 5621.656 | 112.269 | 50.073 | 23.78 | 0.893 | 3959 | 71.5 | 5 | 50000 | 42682 |  |  | NotYetVerified |  | 3 | 5621.656 | 112.269 | 50.073 | 23.78 | 0.984 | 3959 | 71.5
P9JVYFTF | Reno LED Lighting Inc. | RENO LED LIGHTING | RENO-FL-50W-5000K | Outdoor Luminaires | Mid Output | Architectural Flood and Spot Luminaires | Premium | FALSE | [9 empty] | 42682 |  |  | Yes |  | 3.1 | 5400 | 118 | 50 | 12.1 | 0.917 | 5000 | 75
PWRVX9AF | Reno LED Lighting Inc. | RENO LED LIGHTING | RENO-FL-30W-5000K | Outdoor Luminaires | Low Output | Architectural Flood and Spot Luminaires | Standard | FALSE | [9 empty] | 42682 |  |  | Yes |  | 3.1 | 3400 | 114 | 30 | 10.9 | 0.908 | 5000 | 70
PUMTPT5B | Reno LED Lighting Inc. | RENO LED LIGHTING | RENO-FL-100W-5000K | Outdoor Luminaires | High Output | Architectural Flood and Spot Luminaires | Premium | FALSE | [9 empty] | 42682 |  |  | Yes |  | 3.1 | 11200 | 123 | 100 | 10.6 | 0.936 | 5000 | 70
PCEXPPTG | Reno LED Lighting Inc. | RENO LED LIGHTING | RENO-FL-150W-5000K | Outdoor Luminaires | High Output | Architectural Flood and Spot Luminaires | Premium | FALSE | [9 empty] | 42682 |  |  | Yes |  | 4 | 18300 | 122 | 150 | 8.8 | 0.92 | 5000 | 70
P1P9PN5W | Damar | DAMAR? | 33919A | Outdoor Luminaires | Low Output | Architectural Flood and Spot Luminaires | Standard | FALSE | [9 empty] | 42682 |  |  | NotYetVerified |  | 3 | 3084.961 | 110.177 | 28 | 15.48 | 0.989 | 5074 | 72.7
PQBNK89P | Damar | DAMAR? | 33921A | Outdoor Luminaires | Mid Output | Architectural Flood and Spot Luminaires | Standard | FALSE | [9 empty] | 42682 |  |  | NotYetVerified |  | 3 | 5741.922 | 115.022 | 49.92 | 23.78 | 0.984 | 5030 | 72.3
P16TZBF8 | Acuity Brands Lighting | Holophane Lighting | PLLED 9 3K 10A XX 44 X X XX XX XX XXXX XXXX | Outdoor Luminaires | High Output | Architectural Flood and Spot Luminaires | Standard | FALSE | [9 empty] | 42682 | Dimmable | Continuous Below 10 | Yes |  | 3 | 42214 | 106.36 | 396.9 | 8.81 | 0.97 | 3138 | 74.4
PDY7GJ5Q | Acuity Brands Lighting | Holophane Lighting | PMLED 6 3K 10A XX 44 X X XX XX XX XXXX XXXX | Outdoor Luminaires | High Output | Architectural Flood and Spot Luminaires | Standard | FALSE | [9 empty] | 42682 | Dimmable | Continuous Below 10 | Yes |  | 3 | 26799 | 102.29 | 262 | 8.32 | 0.97 | 3127 | 74.2
PC8JJP6S | Acuity Brands Lighting | Holophane Lighting | PMLED 6 3K 10A XX 66 X X XX XX XX XXXX XXXX | Outdoor Luminaires | High Output | Architectural Flood and Spot Luminaires | Standard | FALSE | [9 empty] | 42682 | Dimmable | Continuous Below 10 | Yes |  | 3 | 29789.15 | 112.41 | 265 | 8.32 | 0.97 | 3045 | 72.75
P21AA1HW | Acuity Brands Lighting | Holophane Lighting | PMLED 5 3K 10A XX 66 X X XX XX XX XXXX XXXX | Outdoor Luminaires | High Output | Architectural Flood and Spot Luminaires | Standard | FALSE | [9 empty] | 42682 | Dimmable | Continuous Below 10 | Yes |  | 3 | 25244.35 | 115.27 | 219 | 8.32 | 0.97 | 3045 | 72.75
PRYEQKXJ | Acuity Brands Lighting | Holophane Lighting | PMLED 4 3K 10A XX 66 X X XX XX XX XXXX XXXX | Outdoor Luminaires | High Output | Architectural Flood and Spot Luminaires | Standard | FALSE | [9 empty] | 42682 | Dimmable | Continuous Below 10 | Yes |  | 3 | 20447.8 | 113.6 | 180 | 8.32 | 0.97 | 3045 | 72.75
PRBXT8PV | Acuity Brands Lighting | Holophane Lighting | PMLED 6 3K 10A XX 65 X X XX XX XX XXXX XXXX | Outdoor Luminaires | High Output | Architectural Flood and Spot Luminaires | Standard | FALSE | [9 empty] | 42682 | Dimmable | Continuous Below 10 | Yes |  | 3 | 30394.3 | 114.7 | 265 | 8.32 | 0.97 | 3045 | 72.75
PG9RDGEY | Acuity Brands Lighting | Holophane Lighting | PMLED 6 3K 10A XX 55 X X XX XX XX XXXX XXXX | Outdoor Luminaires | High Output | Architectural Flood and Spot Luminaires | Standard | FALSE | [9 empty] | 42682 | Dimmable | Continuous Below 10 | Yes |  | 3 | 30153 | 113.78 | 265 | 8.32 | 0.97 | 3045 | 72.75
P1TKCYY5 | Acuity Brands Lighting | Holophane Lighting | PMLED 6 3K 10A XX 45 X X XX XX XX XXXX XXXX | Outdoor Luminaires | High Output | Architectural Flood and Spot Luminaires | Standard | FALSE | [9 empty] | 42682 | Dimmable | Continuous Below 10 | Yes |  | 3 | 28266.3 | 106.67 | 265 | 8.32 | 0.97 | 3045 | 72.75
PWW4B3ZS | Acuity Brands Lighting | Holophane Lighting | PMLED 5 3K 10A XX 65 X X XX XX XX XXXX XXXX | Outdoor Luminaires | High Output | Architectural Flood and Spot Luminaires | Standard | FALSE | [9 empty] | 42682 | Dimmable | Continuous Below 10 | Yes |  | 3 | 25758.3 | 117.62 | 219 | 8.32 | 0.97 | 3045 | 72.75
PVSE8FRD | Acuity Brands Lighting | Holophane Lighting | PMLED 5 3K 10A XX 55 X X XX XX XX XXXX XXXX | Outdoor Luminaires | High Output | Architectural Flood and Spot Luminaires | Standard | FALSE | [9 empty] | 42682 | Dimmable | Continuous Below 10 | Yes |  | 3 | 25554.05 | 116.69 | 219 | 8.32 | 0.97 | 3045 | 72.75
PM38J9WS | Acuity Brands Lighting | Holophane Lighting | PMLED 5 3K 10A XX 45 X X XX XX XX XXXX XXXX | Outdoor Luminaires | High Output | Architectural Flood and Spot Luminaires | Standard | FALSE | [9 empty] | 42682 | Dimmable | Continuous Below 10 | Yes |  | 3 | 23954.25 | 109.38 | 219 | 8.32 | 0.97 | 3045 | 72.75
P1TRVCKE | Acuity Brands Lighting | Holophane Lighting | PMLED 4 3K 10A XX 65 X X XX XX XX XXXX XXXX | Outdoor Luminaires | High Output | Architectural Flood and Spot Luminaires | Standard | FALSE | [9 empty] | 42682 | Dimmable | Continuous Below 10 | Yes |  | 3 | 20863.9 | 115.91 | 180 | 8.32 | 0.97 | 3045 | 72.75
P5FUVT61 | Acuity Brands Lighting | Holophane Lighting | PMLED 4 3K 10A XX 55 X X XX XX XX XXXX XXXX | Outdoor Luminaires | High Output | Architectural Flood and Spot Luminaires | Standard | FALSE | [9 empty] | 42682 | Dimmable | Continuous Below 10 | Yes |  | 3 | 20699.55 | 115 | 180 | 8.32 | 0.97 | 3045 | 72.75
P7Q5QMPS | Acuity Brands Lighting | Holophane Lighting | PMLED 4 3K 10A XX 45 X X XX XX XX XXXX XXXX | Outdoor Luminaires | High Output | Architectural Flood and Spot Luminaires | Standard | FALSE | [9 empty] | 42682 | Dimmable | Continuous Below 10 | Yes |  | 3 | 19402.8 | 107.79 | 180 | 8.32 | 0.97 | 3045 | 72.75
PJB6YKX6 | Acuity Brands Lighting | Holophane Lighting | PMLED 5 3K 10A XX 44 X X XX XX XX XXXX XXXX | Outdoor Luminaires | High Output | Architectural Flood and Spot Luminaires | Standard | FALSE | [9 empty] | 42682 | Dimmable | Continuous Below 10 | Yes |  | 3 | 23554.3 | 107.55 | 219 | 8.32 | 0.97 | 3045 | 72.75
P5RKA1EE | Acuity Brands Lighting | Holophane Lighting | PLLED 9 3K 10A XX 66 X X XX XX XX XXXX XXXX | Outdoor Luminaires | High Output | Architectural Flood and Spot Luminaires | Standard | FALSE | [9 empty] | 42682 | Dimmable | Continuous Below 10 | Yes |  | 3 | 45426.15 | 114.11 | 398.1 | 8.81 | 0.97 | 3036 | 72.68
P7H8A8NC | Acuity Brands Lighting | Holophane Lighting | PLLED 8 3K 10A XX 66 X X XX XX XX XXXX XXXX | Outdoor Luminaires | High Output | Architectural Flood and Spot Luminaires | Standard | FALSE | [9 empty] | 42682 | Dimmable | Continuous Below 10 | Yes |  | 3 | 40679 | 116.56 | 349 | 8.81 | 0.97 | 3036 | 72.68
PJBXPXGN | Acuity Brands Lighting | Holophane Lighting | PLLED 7 3K 10A XX 66 X X XX XX XX XXXX XXXX | Outdoor Luminaires | High Output | Architectural Flood and Spot Luminaires | Standard | FALSE | [9 empty] | 42682 | Dimmable | Continuous Below 10 | Yes |  | 3 | 35987.9 | 114.83 | 313.4 | 8.81 | 0.97 | 3036 | 72.68
PRWWSTCM | Acuity Brands Lighting | Holophane Lighting | PLLED 9 3K 10A XX 65 X X XX XX XX XXXX XXXX | Outdoor Luminaires | High Output | Architectural Flood and Spot Luminaires | Standard | FALSE | [9 empty] | 42682 | Dimmable | Continuous Below 10 | Yes |  | 3 | 45502.15 | 114.3 | 398.1 | 8.81 | 0.97 | 3036 | 72.68
PWG7GBCG | Acuity Brands Lighting | Holophane Lighting | PLLED 9 3K 10A XX 55 X X XX XX XX XXXX XXXX | Outdoor Luminaires | High Output | Architectural Flood and Spot Luminaires | Standard | FALSE | [9 empty] | 42682 | Dimmable | Continuous Below 10 | Yes |  | 3 | 44796.3 | 112.53 | 398.1 | 8.81 | 0.97 | 3036 | 72.68
PVWZUTZP | Acuity Brands Lighting | Holophane Lighting | PLLED 9 3K 10A XX 45 X X XX XX XX XXXX XXXX | Outdoor Luminaires | High Output | Architectural Flood and Spot Luminaires | Standard | FALSE | [9 empty] | 42682 | Dimmable | Continuous Below 10 | Yes |  | 3 | 41601.45 | 104.5 | 398.1 | 8.81 | 0.97 | 3036 | 72.68
PGA7RMPF | Acuity Brands Lighting | Holophane Lighting | PLLED 8 3K 10A XX 65 X X XX XX XX XXXX XXXX | Outdoor Luminaires | High Output | Architectural Flood and Spot Luminaires | Standard | FALSE | [9 empty] | 42682 | Dimmable | Continuous Below 10 | Yes |  | 3 | 40745.5 | 116.75 | 349 | 8.81 | 0.97 | 3036 | 72.68
P5RQRQEK | Acuity Brands Lighting | Holophane Lighting | PLLED 8 3K 10A XX 55 X X XX XX XX XXXX XXXX | Outdoor Luminaires | High Output | Architectural Flood and Spot Luminaires | Standard | FALSE | [9 empty] | 42682 | Dimmable | Continuous Below 10 | Yes |  | 3 | 40113.75 | 114.94 | 349 | 8.81 | 0.97 | 3036 | 72.68
PJCQK8CH | Acuity Brands Lighting | Holophane Lighting | PLLED 8 3K 10A XX 45 X X XX XX XX XXXX XXXX | Outdoor Luminaires | High Output | Architectural Flood and Spot Luminaires | Standard | FALSE | [9 empty] | 42682 | Dimmable | Continuous Below 10 | Yes |  | 3 | 37254.25 | 106.75 | 349 | 8.81 | 0.97 | 3036 | 72.68
PGYA9TW7 | Acuity Brands Lighting | Holophane Lighting | PLLED 7 3K 10A XX 65 X X XX XX XX XXXX XXXX | Outdoor Luminaires | High Output | Architectural Flood and Spot Luminaires | Standard | FALSE | [9 empty] | 42682 | Dimmable | Continuous Below 10 | Yes |  | 3 | 35989.8 | 114.84 | 313.4 | 8.81 | 0.97 | 3036 | 72.68
PTFQVT8Q | Acuity Brands Lighting | Holophane Lighting | PLLED 7 3K 10A XX 55 X X XX XX XX XXXX XXXX | Outdoor Luminaires | High Output | Architectural Flood and Spot Luminaires | Standard | FALSE | [9 empty] | 42682 | Dimmable | Continuous Below 10 | Yes |  | 3 | 35432.15 | 113.06 | 313.4 | 8.81 | 0.97 | 3036 | 72.68
PQ85MXEZ | Acuity Brands Lighting | Holophane Lighting | PLLED 7 3K 10A XX 45 X X XX XX XX XXXX XXXX | Outdoor Luminaires | High Output | Architectural Flood and Spot Luminaires | Standard | FALSE | [9 empty] | 42682 | Dimmable | Continuous Below 10 | Yes |  | 3 | 32906.1 | 105 | 313.4 | 8.81 | 0.97 | 3036 | 72.68
PQRUC46J | Acuity Brands Lighting | Holophane Lighting | PLLED 8 3K 10A XX 44 X X XX XX XX XXXX XXXX | Outdoor Luminaires | High Output | Architectural Flood and Spot Luminaires | Standard | FALSE | [9 empty] | 42682 | Dimmable | Continuous Below 10 | Yes |  | 3 | 37221.95 | 106.65 | 349 | 8.81 | 0.97 | 3036 | 72.68
PZN1U8Y7 | Jubilee LED Lighting | Jubilee LED | Flood-120W-5K-JLL | Outdoor Luminaires | High Output | Architectural Flood and Spot Luminaires | Premium | FALSE | [9 empty] | 42682 | Dimmable | Continuous Below 10 | Yes |  | 3.1 | 13500 | 123 | 120 | 6.3 | 0.96 | 5000 | 70
PQHWT8AN | Global Energy & Lighting | Blaze | GLEDBB-100W-5K-65X120R10 | Outdoor Luminaires | High Output | Architectural Flood and Spot Luminaires | Standard | TRUE | 13494 | 130.13 | 103.7 | 15.03 | 0.9365 | 5213 | 76.6 | 5 | 50000 | 42681 |  |  | No |  | 4 | 13494 | 130.13 | 103.7 | 15.03 | 0.94 | 5000 | 76.6
PG87KAFA | Global Energy & Lighting | Blaze | GLEDBB-240W-5K-65X120R10 | Outdoor Luminaires | High Output | Architectural Flood and Spot Luminaires | Standard | TRUE | 27264 | 112.38 | 242.6 | 11.74 | 0.9357 | 5240 | 76.5 | 5 | 50000 | 42681 |  |  | No |  | 4 | 27264 | 112.38 | 242.6 | 11.74 | 0.94 | 5000 | 76.5
P9YMGFRN | Global Energy & Lighting | Blaze | GLEDBB-100W-5K-65X120R55 | Outdoor Luminaires | High Output | Architectural Flood and Spot Luminaires | Standard | FALSE | [9 empty] | 42681 | Not Dimmable | Not Dimmable | No |  | 4 | 13744 | 132.54 | 103.7 | 15.3 | 0.94 | 5000 | 76.6
PM1FZ8AE | Global Energy & Lighting | Blaze | GLEDBB-100W-5K-30X60R10 | Outdoor Luminaires | High Output | Architectural Flood and Spot Luminaires | Standard | FALSE | [9 empty] | 42681 | Not Dimmable | Not Dimmable | No |  | 4 | 14084 | 135.95 | 103.6 | 15.71 | 0.94 | 5000 | 76.5
PMTH69RE | Global Energy & Lighting | Blaze | GLEDBB-200W-5K-30X60R10 | Outdoor Luminaires | High Output | Architectural Flood and Spot Luminaires | Standard | FALSE | [9 empty] | 42681 | Not Dimmable | Not Dimmable | No |  | 4 | 25409.57 | 124.37 | 204.3 | 13.69 | 0.92 | 5000 | 76.5
PVJEX859 | Global Energy & Lighting | Blaze | GLEDBB-200W-5K-65X120R55 | Outdoor Luminaires | High Output | Architectural Flood and Spot Luminaires | Standard | FALSE | [9 empty] | 42681 | Not Dimmable | Not Dimmable | No |  | 4 | 24800.52 | 121.39 | 204.3 | 13.69 | 0.92 | 5000 | 76.5
P285QJGJ | Global Energy & Lighting | Blaze | GLEDBB-200W-5K-65X120R10 | Outdoor Luminaires | High Output | Architectural Flood and Spot Luminaires | Standard | FALSE | [9 empty] | 42681 | Not Dimmable | Not Dimmable | No |  | 4 | 24362 | 119.25 | 204.3 | 13.69 | 0.92 | 5000 | 76.5
PD1KJUTT | Global Energy & Lighting | Blaze | GLEDBB-240W-5K-30X60R10 | Outdoor Luminaires | High Output | Architectural Flood and Spot Luminaires | Standard | FALSE | [9 empty] | 42681 | Not Dimmable | Not Dimmable | No |  | 4 | 28436.35 | 117.21 | 242.6 | 11.74 | 0.94 | 5000 | 76.5
PZR8B5GA | Global Energy & Lighting | Blaze | GLEDBB-240W-5K-65X120R55 | Outdoor Luminaires | High Output | Architectural Flood and Spot Luminaires | Standard | FALSE | [9 empty] | 42681 | Not Dimmable | Not Dimmable | No |  | 4 | 27754.75 | 114.41 | 242.6 | 11.74 | 0.94 | 5000 | 76.5
PMTH3X99 | Global Energy & Lighting | Blaze | GLEDBB-150W-5K-30X60R10 | Outdoor Luminaires | High Output | Architectural Flood and Spot Luminaires | Standard | FALSE | [9 empty] | 42681 | Not Dimmable | Not Dimmable | No |  | 4 | 19371.64 | 126.28 | 153.4 | 13.91 | 0.93 | 5000 | 76.3
P9UW7665 | Global Energy & Lighting | Blaze | GLEDBB-150W-5K-65X120R55 | Outdoor Luminaires | High Output | Architectural Flood and Spot Luminaires | Standard | FALSE | [9 empty] | 42681 | Not Dimmable | Not Dimmable | No |  | 4 | 18907.31 | 123.25 | 153.4 | 13.91 | 0.93 | 5000 | 76.3
PKYMNMCS | Global Energy & Lighting | Blaze | GLEDBB-150W-5K-65X120R10 | Outdoor Luminaires | High Output | Architectural Flood and Spot Luminaires | Standard | FALSE | [9 empty] | 42681 | Not Dimmable | Not Dimmable | No |  | 4 | 18573 | 121.08 | 153.4 | 13.91 | 0.93 | 5000 | 76.3
P6NZ5XNB | Zhejiang Qixing Qinghe Electronic Technology Co.Ltd. | QHL | QHFFD001C80W30K | Outdoor Luminaires | Mid Output | Architectural Flood and Spot Luminaires | Standard | TRUE | 8105 | 101.5 | 79.9 | 14.15 | 0.958 | 3119 | 83.4 | 5 | 50000 | 42678 |  |  | No |  | 4 | 8294 | 103 | 80 | 14.15 | 0.96 | 3000 | 83
PPVZ8ZAT | SNC OPTO ELECTRONIC CO LTD. | SNC LED | SNC-FL-185W-114X-1601 4000K | Outdoor Luminaires | High Output | Architectural Flood and Spot Luminaires | Standard | TRUE | 24434 | 130.11 | 187.8 | 13.56 | 0.9293 | 3985 | 73.8 | 5 | 50000 | 42678 |  |  | No |  | 4 | 24434 | 130.11 | 187.8 | 13.56 | 0.93 | 4000 | 73.8
PAAEVR8Z | ShenZhen GangMing OPTO.co.Ltd | GANGMING | GM-UFO-W150X(3000K) | Outdoor Luminaires | High Output | Architectural Flood and Spot Luminaires | Standard | TRUE | 18513.355 | 117.025 | 158.2 | 14.6 | 0.915 | 3145 | 84.2 | 5 | 50000 | 42678 |  |  | No |  | 4 | 18513.36 | 117.03 | 158.2 | 14.6 | 0.99 | 3000 | 84.2
PD2V14RG | ShenZhen GangMing OPTO.co.Ltd | GANGMING | GM-UFO-W150X(5000K) | Outdoor Luminaires | High Output | Architectural Flood and Spot Luminaires | Standard | FALSE | [9 empty] | 42678 |  |  | No |  | 4 | 19119.22 | 120.63 | 158.5 | 13.5 | 0.99 | 5000 | 85.6
PQUC3SJH | ShenZhen GangMing OPTO.co.Ltd | GANGMING | GM-UFO-W150X(4500K) | Outdoor Luminaires | High Output | Architectural Flood and Spot Luminaires | Standard | FALSE | [9 empty] | 42678 |  |  | No |  | 4 | 18513.36 | 117.03 | 158.2 | 14.6 | 0.99 | 4500 | 84.2
PK5TKG4V | ShenZhen GangMing OPTO.co.Ltd | GANGMING | GM-UFO-W150X(4000K) | Outdoor Luminaires | High Output | Architectural Flood and Spot Luminaires | Standard | FALSE | [9 empty] | 42678 |  |  | No |  | 4 | 18513.36 | 117.03 | 158.2 | 14.6 | 0.99 | 4000 | 84.2
PC1UCQDB | ShenZhen GangMing OPTO.co.Ltd | GANGMING | GM-UFO-W150X(3500K) | Outdoor Luminaires | High Output | Architectural Flood and Spot Luminaires | Standard | FALSE | [9 empty] | 42678 |  |  | No |  | 4 | 18513.36 | 117.03 | 158.2 | 14.6 | 0.99 | 3500 | 84.2
PW7S8MNY | SNC OPTO ELECTRONIC CO LTD. | SNC LED | SNC-FL-185W-114X-1601 5700K | Outdoor Luminaires | High Output | Architectural Flood and Spot Luminaires | Standard | FALSE | [9 empty] | 42678 |  |  | No |  | 4 | 25173 | 133.26 | 188.9 | 14.28 | 0.92 | 5700 | 74.3
PQSDJ86N | SNC OPTO ELECTRONIC CO LTD. | SNC LED | SNC-FL-185W-114X-1601 5000K | Outdoor Luminaires | High Output | Architectural Flood and Spot Luminaires | Standard | FALSE | [9 empty] | 42678 |  |  | No |  | 4 | 24434 | 130.11 | 187.8 | 13.56 | 0.93 | 5000 | 73.7
PVYKAXF9 | Zhejiang Qixing Qinghe Electronic Technology Co.Ltd. | QHL | QHFFD001C80W57K | Outdoor Luminaires | Mid Output | Architectural Flood and Spot Luminaires | Standard | FALSE | [9 empty] | 42678 | Not Dimmable | Not Dimmable | No |  | 4 | 8719 | 108.8 | 80 | 14.15 | 0.96 | 5700 | 83
PNTYB6SY | Zhejiang Qixing Qinghe Electronic Technology Co.Ltd. | QHL | QHFFD001C80W50K | Outdoor Luminaires | Mid Output | Architectural Flood and Spot Luminaires | Standard | FALSE | [9 empty] | 42678 | Not Dimmable | Not Dimmable | No |  | 4 | 8294 | 103 | 80 | 14.15 | 0.96 | 5000 | 83
PYYER9HP | Zhejiang Qixing Qinghe Electronic Technology Co.Ltd. | QHL | QHFFD001C80W45K | Outdoor Luminaires | Mid Output | Architectural Flood and Spot Luminaires | Standard | FALSE | [9 empty] | 42678 | Not Dimmable | Not Dimmable | No |  | 4 | 8294 | 103 | 80 | 14.15 | 0.96 | 4500 | 83
PEZJ9KTX | Zhejiang Qixing Qinghe Electronic Technology Co.Ltd. | QHL | QHFFD001C80W40K | Outdoor Luminaires | Mid Output | Architectural Flood and Spot Luminaires | Standard | FALSE | [9 empty] | 42678 | Not Dimmable | Not Dimmable | No |  | 4 | 8294 | 103 | 80 | 14.15 | 0.96 | 4000 | 83
P7MK2DDZ | Zhejiang Qixing Qinghe Electronic Technology Co.Ltd. | QHL | QHFFD001C80W35K | Outdoor Luminaires | Mid Output | Architectural Flood and Spot Luminaires | Standard | FALSE | [9 empty] | 42678 | Not Dimmable | Not Dimmable | No |  | 4 | 8294 | 103 | 80 | 14.15 | 0.96 | 3500 | 83
PSVAFZVG | RC Lighting | RC | FFLED18Y/[P BLANK][ALL HOUSING FINISHES] RCL | Outdoor Luminaires | Low Output | Architectural Flood and Spot Luminaires | Standard | TRUE | 2042 | 91.2 | 22.4 | 11.3 | 0.963 | 3111 | 82 | 5 | 50000 | 42676 |  |  | Yes |  | 4 | 2042 | 88.4 | 23.1 | 11.3 | 0.96 | 3111 | 82
PMMC21F1 | RC Lighting | RC | FFLED18/[P BLANK][ALL HOUSING FINISHES] RCL | Outdoor Luminaires | Low Output | Architectural Flood and Spot Luminaires | Standard | TRUE | 2310 | 102.7 | 22.5 | 9.9 | 0.962 | 5011 | 72 | 5 | 50000 | 42676 |  |  | Yes |  | 4 | 2310 | 100 | 23.1 | 9.9 | 0.96 | 5011 | 72
P9DRAZ99 | RC Lighting | RC | FFLED18/D10/[P BLANK][ALL HOUSING FINISHES] RCL | Outdoor Luminaires | Low Output | Architectural Flood and Spot Luminaires | Standard | FALSE | [9 empty] | 42676 |  |  | Yes |  | 4 | 2310 | 100 | 23.1 | 9.9 | 0.96 | 5011 | 72
P2MSCHPV | RC Lighting | RC | FFLED18N/[P BLANK][ALL HOUSING FINISHES] RCL | Outdoor Luminaires | Low Output | Architectural Flood and Spot Luminaires | Standard | FALSE | [9 empty] | 42676 |  |  | Yes |  | 4 | 2119 | 92.1 | 23 | 10.2 | 0.96 | 3982 | 82
PSZKF357 | RC Lighting | RC | FFLED18N/D10/[P BLANK][ALL HOUSING FINISHES] RCL | Outdoor Luminaires | Low Output | Architectural Flood and Spot Luminaires | Standard | FALSE | [9 empty] | 42676 |  |  | Yes |  | 4 | 2119 | 92.1 | 23 | 10.2 | 0.96 | 3982 | 82
PXS4B243 | RC Lighting | RC | FFLED18Y/D10/[P BLANK][ALL HOUSING FINISHES] RCL | Outdoor Luminaires | Low Output | Architectural Flood and Spot Luminaires | Standard | FALSE | [9 empty] | 42676 |  |  | Yes |  | 4 | 2042 | 88.4 | 23.1 | 11.3 | 0.96 | 3111 | 82
PSABEVE7 | Grandlite International Corp | Grandlite International | LED-787-L4-185W-4K | Outdoor Luminaires | High Output | Architectural Flood and Spot Luminaires | Standard | TRUE | 28429 | 142.99 | 198.8 | 12.11 | 0.9864 | 3887 | 73.2 | 5 | 50000 | 42674 |  |  | Yes |  | 4 | 28429 | 142.99 | 198.8 | 8.63 | 1 | 3997 | 73.2
P1TM8WWU | SLT LIGHTING TECHNOLOGY(DONGGUAN)CO. LTD | SLTMAKS | STL-010AW1 | Outdoor Luminaires | Low Output | Architectural Flood and Spot Luminaires | Standard | TRUE | 1045 | 97.7 | 10.7 | 21.9 | 0.912 | 3020 | 72.2 | 5 | 50000 | 42674 |  |  | No |  | 4 | 1072 | 98 | 10 | 21.9 | 0.91 | 3000 | 72
PQSZNQX3 | Grandlite International Corp | Grandlite International | LED-787-L4-185W-5K | Outdoor Luminaires | High Output | Architectural Flood and Spot Luminaires | Standard | FALSE | [9 empty] | 42674 |  |  | Yes |  | 4 | 28915 | 145.15 | 199.2 | 8.63 | 1 | 4898 | 73.2
PZZ2MGKV | SLT LIGHTING TECHNOLOGY(DONGGUAN)CO. LTD | SLTMAKS | STL-010AC2 | Outdoor Luminaires | Low Output | Architectural Flood and Spot Luminaires | Standard | FALSE | [9 empty] | 42674 | Not Dimmable | Not Dimmable | No |  | 4 | 1113 | 102.1 | 10 | 21.9 | 0.91 | 5700 | 74
PJADU6AR | SLT LIGHTING TECHNOLOGY(DONGGUAN)CO. LTD | SLTMAKS | STL-010AC1 | Outdoor Luminaires | Low Output | Architectural Flood and Spot Luminaires | Standard | FALSE | [9 empty] | 42674 | Not Dimmable | Not Dimmable | No |  | 4 | 1072 | 98 | 10 | 21.9 | 0.91 | 5000 | 72
PMNADA1R | SLT LIGHTING TECHNOLOGY(DONGGUAN)CO. LTD | SLTMAKS | STL-010AN2 | Outdoor Luminaires | Low Output | Architectural Flood and Spot Luminaires | Standard | FALSE | [9 empty] | 42674 | Not Dimmable | Not Dimmable | No |  | 4 | 1072 | 98 | 10 | 21.9 | 0.91 | 4500 | 72
PBKEQRT2 | SLT LIGHTING TECHNOLOGY(DONGGUAN)CO. LTD | SLTMAKS | STL-010AN1 | Outdoor Luminaires | Low Output | Architectural Flood and Spot Luminaires | Standard | FALSE | [9 empty] | 42674 | Not Dimmable | Not Dimmable | No |  | 4 | 1072 | 98 | 10 | 21.9 | 0.91 | 4000 | 72
PYJ1FJ3G | SLT LIGHTING TECHNOLOGY(DONGGUAN)CO. LTD | SLTMAKS | STL-010AW2 | Outdoor Luminaires | Low Output | Architectural Flood and Spot Luminaires | Standard | FALSE | [9 empty] | 42674 | Not Dimmable | Not Dimmable | No |  | 4 | 1072 | 98 | 10 | 21.9 | 0.91 | 3500 | 72
PYSQKZZM | Atlas Lighting Products | Atlas Lighting Products | PFMXW64LED [PC] | Outdoor Luminaires | Mid Output | Architectural Flood and Spot Luminaires | Premium | TRUE | 7384 | 121.01 | 61.02 | 6.1 | 0.989 | 4631 | 84.6 | 5 | 200000 | 42670 |  |  | Yes |  | 4 | 7384 | 121 | 61.02 | 6.1 | 0.99 | 4631 | 84.6
PAFXUMSU | P.Q.L. Inc. | Superior LifeÂ® | 83599 | Outdoor Luminaires | High Output | Architectural Flood and Spot Luminaires | Standard | TRUE | 18840 | 128.24 | 146.9 | 7.14 | 0.9321 | 4809 | 84.4 | 5 | 50000 | 42670 |  |  | Yes |  | 4 | 17300 | 115 | 150 | 7.14 | 0.95 | 5000 | 80
P931PP34 | P.Q.L. Inc. | Superior LifeÂ® | 83595 | Outdoor Luminaires | High Output | Architectural Flood and Spot Luminaires | Standard | TRUE | 11157 | 111.59 | 99.98 | 6.13 | 0.9316 | 4823 | 84.2 | 5 | 50000 | 42670 |  |  | Yes |  | 4 | 11100 | 111 | 100 | 6.3 | 0.95 | 5000 | 80
PADX3E1E | Aimlite Lighting Products | AimLite | F13S-L-A2-2/27K-xx/[TRNPT1] | Outdoor Luminaires | Low Output | Architectural Flood and Spot Luminaires | Standard | TRUE | 1698 | 88.76 | 19.13 | 13.3 | 0.9082 | 2792 | 79.9 | 5 | 50000 | 42670 |  |  | No |  | 4 | 1698 | 88.76 | 19.13 | 13.3 | 0.9082 | 2700 | 79.9
PFGDPW4G | Aimlite Lighting Products | AimLite | F13S-L-A3-2/27K-xx/[TRNPT1] | Outdoor Luminaires | Low Output | Architectural Flood and Spot Luminaires | Standard | TRUE | 2670.7 | 89.1 | 29.97 | 13.09 | 0.9073 | 2748 | 80.2 | 5 | 50000 | 42670 |  |  | No |  | 4 | 2670.7 | 89.1 | 29.97 | 13.09 | 0.9073 | 2700 | 80.2
PY18R6AV | Aimlite Lighting Products | AimLite | F13S-L-A4-2/27K-xx/[TRNPT1] | Outdoor Luminaires | Low Output | Architectural Flood and Spot Luminaires | Standard | TRUE | 4163.6 | 87.73 | 47.46 | 13.22 | 0.9043 | 2788 | 80.1 | 5 | 50000 | 42670 |  |  | No |  | 4 | 4163.6 | 87.73 | 47.46 | 13.22 | 0.9043 | 2700 | 80.1
P9P1W43Y | Aimlite Lighting Products | AimLite | F13S-L-A1-2/27K-xx/[TRNPT1] | Outdoor Luminaires | Low Output | Architectural Flood and Spot Luminaires | Standard | TRUE | 909.3 | 87.52 | 10.39 | 13.3 | 0.9017 | 2795 | 80 | 5 | 50000 | 42670 |  |  | No |  | 4 | 909.3 | 87.52 | 10.39 | 13.3 | 0.9017 | 2700 | 80
PXBPVN2D | P.Q.L. Inc. | Superior LifeÂ® | 83598 | Outdoor Luminaires | High Output | Architectural Flood and Spot Luminaires | Standard | FALSE | [9 empty] | 42670 |  |  | Yes |  | 4 | 17300 | 115 | 150 | 7.14 | 0.95 | 5700 | 80
PTPS78YC | P.Q.L. Inc. | Superior LifeÂ® | 83594 | Outdoor Luminaires | High Output | Architectural Flood and Spot Luminaires | Standard | FALSE | [9 empty] | 42670 |  |  | Yes |  | 4 | 11100 | 111 | 100 | 6.3 | 0.95 | 5700 | 80
PG1E5CTS | Eaton (formerly Cooper Lighting) | Streetworks | GAN-AF-05-LED-[8 9]-5WQ-[AP BZ BK DP GM WH]-[ADJA ADJS ADJA-WM]-7050-800-[2L 3 P 4 4N7 HA ALL MS SENSORS DIMRF-LW DIMRF-LN L90 R90 MT TH LCF CE] | Outdoor Luminaires | High Output | Architectural Flood and Spot Luminaires | Standard | FALSE | [9 empty] | 42670 |  |  | Yes |  | 3.1 | 25318 | 111 | 228 | 19.68 | 0.98 | 5000 | 70
P9QKZJKC | Eaton (formerly Cooper Lighting) | Mcgraw-Edison | GLEON-AF-05-LED-[347 480]-5WQ-[AP BZ BK DP GM WH]-[ADJA ADJS ADJA-WM]-7050-800-[P PER7 R HA ALL MS LWR SENSORS L90 R90 MT TH LCF CE] | Outdoor Luminaires | High Output | Architectural Flood and Spot Luminaires | Standard | FALSE | [9 empty] | 42670 |  |  | Yes |  | 3.1 | 25318 | 111 | 228 | 19.68 | 0.98 | 5000 | 70
P9WH6NBS | Eaton (formerly Cooper Lighting) | Mcgraw-Edison | GLEON-AF-05-LED-[347 480]-5MQ-[AP BZ BK DP GM WH]-[ADJA ADJS ADJA-WM]-7050-800-[P PER7 R HA ALL MS LWR SENSORS L90 R90 MT TH LCF CE] | Outdoor Luminaires | High Output | Architectural Flood and Spot Luminaires | Standard | FALSE | [9 empty] | 42670 |  |  | Yes |  | 3.1 | 25250 | 110.7 | 228 | 19.68 | 0.98 | 5000 | 70
P4ECKA3H | Eaton (formerly Cooper Lighting) | Streetworks | GAN-AF-05-LED-[8 9]-5MQ-[AP BZ BK DP GM WH]-[ADJA ADJS ADJA-WM]-7050-800-[2L 3 P 4 4N7 HA ALL MS SENSORS DIMRF-LW DIMRF-LN L90 R90 MT TH LCF CE] | Outdoor Luminaires | High Output | Architectural Flood and Spot Luminaires | Standard | FALSE | [9 empty] | 42670 |  |  | Yes |  | 3.1 | 25250 | 110.7 | 228 | 19.68 | 0.98 | 5000 | 70
PQCHJCYV | Eaton (formerly Cooper Lighting) | Streetworks | GAN-AF-05-LED-[8 9]-5NQ-[AP BZ BK DP GM WH]-[ADJA ADJS ADJA-WM]-7050-800-[2L 3 P 4 4N7 HA ALL MS SENSORS DIMRF-LW DIMRF-LN L90 R90 MT TH LCF CE] | Outdoor Luminaires | High Output | Architectural Flood and Spot Luminaires | Standard | FALSE | [9 empty] | 42670 |  |  | Yes |  | 3.1 | 24794 | 108.7 | 228 | 19.68 | 0.98 | 5000 | 70
PASDEWGV | Eaton (formerly Cooper Lighting) | Mcgraw-Edison | GLEON-AF-05-LED-[347 480]-5NQ-[AP BZ BK DP GM WH]-[ADJA ADJS ADJA-WM]-7050-800-[P PER7 R HA ALL MS LWR SENSORS L90 R90 MT TH LCF CE] | Outdoor Luminaires | High Output | Architectural Flood and Spot Luminaires | Standard | FALSE | [9 empty] | 42670 |  |  | Yes |  | 3.1 | 24794 | 108.7 | 228 | 19.68 | 0.98 | 5000 | 70
PK4T7ASY | Eaton (formerly Cooper Lighting) | Mcgraw-Edison | GLEON-AF-02-LED-[347 480]-5WQ-[AP BZ BK DP GM WH]-[ADJA ADJS ADJA-WM]-7050-800-[P PER7 R HA ALL MS LWR SENSORS L90 R90 MT TH LCF CE] | Outdoor Luminaires | High Output | Architectural Flood and Spot Luminaires | Standard | FALSE | [9 empty] | 42670 |  |  | Yes |  | 3.1 | 10365 | 109.8 | 94.4 | 19.68 | 0.98 | 5000 | 70
PBYYBECH | Eaton (formerly Cooper Lighting) | Streetworks | GAN-AF-02-LED-[8 9]-5WQ-[AP BZ BK DP GM WH]-[ADJA ADJS ADJA-WM]-7050-800-[2L 3 P 4 4N7 HA ALL MS SENSORS DIMRF-LW DIMRF-LN L90 R90 MT TH LCF CE] | Outdoor Luminaires | High Output | Architectural Flood and Spot Luminaires | Standard | FALSE | [9 empty] | 42670 |  |  | Yes |  | 3.1 | 10365 | 109.8 | 94.4 | 19.68 | 0.98 | 5000 | 70
PF9WU3PG | Eaton (formerly Cooper Lighting) | Mcgraw-Edison | GLEON-AF-02-LED-[347 480]-5MQ-[AP BZ BK DP GM WH]-[ADJA ADJS ADJA-WM]-7050-800-[P PER7 R HA ALL MS LWR SENSORS L90 R90 MT TH LCF CE] | Outdoor Luminaires | High Output | Architectural Flood and Spot Luminaires | Standard | FALSE | [9 empty] | 42670 |  |  | Yes |  | 3.1 | 10337 | 109.5 | 94.4 | 19.68 | 0.98 | 5000 | 70
P34ANRZ9 | Eaton (formerly Cooper Lighting) | Streetworks | GAN-AF-02-LED-[8 9]-5MQ-[AP BZ BK DP GM WH]-[ADJA ADJS ADJA-WM]-7050-800-[2L 3 P 4 4N7 HA ALL MS SENSORS DIMRF-LW DIMRF-LN L90 R90 MT TH LCF CE] | Outdoor Luminaires | High Output | Architectural Flood and Spot Luminaires | Standard | FALSE | [9 empty] | 42670 |  |  | Yes |  | 3.1 | 10337 | 109.5 | 94.4 | 19.68 | 0.98 | 5000 | 70
PSE1JCJS | Eaton (formerly Cooper Lighting) | Streetworks | GAN-AF-02-LED-[8 9]-5NQ-[AP BZ BK DP GM WH]-[ADJA ADJS ADJA-WM]-7050-800-[2L 3 P 4 4N7 HA ALL MS SENSORS DIMRF-LW DIMRF-LN L90 R90 MT TH LCF CE] | Outdoor Luminaires | High Output | Architectural Flood and Spot Luminaires | Standard | FALSE | [9 empty] | 42670 |  |  | Yes |  | 3.1 | 10150 | 107.5 | 94.4 | 19.68 | 0.98 | 5000 | 70
PS2V5JU8 | Eaton (formerly Cooper Lighting) | Mcgraw-Edison | GLEON-AF-02-LED-[347 480]-5NQ-[AP BZ BK DP GM WH]-[ADJA ADJS ADJA-WM]-7050-800-[P PER7 R HA ALL MS LWR SENSORS L90 R90 MT TH LCF CE] | Outdoor Luminaires | High Output | Architectural Flood and Spot Luminaires | Standard | FALSE | [9 empty] | 42670 |  |  | Yes |  | 3.1 | 10150 | 107.5 | 94.4 | 19.68 | 0.98 | 5000 | 70
PJJUHQ74 | Eaton (formerly Cooper Lighting) | Mcgraw-Edison | GLEON-AF-05-LED-[347 480]-5NQ-[AP BZ BK DP GM WH]-[ADJA ADJS ADJA-WM]-7050-600-[P PER7 R HA ALL MS LWR SENSORS L90 R90 MT TH LCF CE] | Outdoor Luminaires | High Output | Architectural Flood and Spot Luminaires | Standard | FALSE | [9 empty] | 42670 |  |  | Yes |  | 3.1 | 20219 | 115.5 | 175.1 | 17.18 | 0.98 | 5000 | 70
PASZZWNR | Eaton (formerly Cooper Lighting) | Streetworks | GAN-AF-05-LED-[8 9]-5NQ-[AP BZ BK DP GM WH]-[ADJA ADJS ADJA-WM]-7050-600-[2L 3 P 4 4N7 HA ALL MS SENSORS DIMRF-LW DIMRF-LN L90 R90 MT TH LCF CE] | Outdoor Luminaires | High Output | Architectural Flood and Spot Luminaires | Standard | FALSE | [9 empty] | 42670 |  |  | Yes |  | 3.1 | 20219 | 115.5 | 175.1 | 17.18 | 0.98 | 5000 | 70
PYZ96J5F | Eaton (formerly Cooper Lighting) | Streetworks | GAN-AF-01-LED-[8 9]-5WQ-[AP BZ BK DP GM WH]-[ADJA ADJS ADJA-WM]-7050-800-[2L 3 P 4 4N7 HA ALL MS SENSORS DIMRF-LW DIMRF-LN L90 R90 MT TH LCF CE] | Outdoor Luminaires | Mid Output | Architectural Flood and Spot Luminaires | Standard | FALSE | [9 empty] | 42670 |  |  | Yes |  | 3.1 | 5304 | 104.4 | 50.8 | 16.41 | 0.97 | 5000 | 70
PSJFPX4S | Eaton (formerly Cooper Lighting) | Mcgraw-Edison | GLEON-AF-01-LED-[347 480]-5WQ-[AP BZ BK DP GM WH]-[ADJA ADJS ADJA-WM]-7050-800-[P PER7 R HA ALL MS LWR SENSORS L90 R90 MT TH LCF CE] | Outdoor Luminaires | Mid Output | Architectural Flood and Spot Luminaires | Standard | FALSE | [9 empty] | 42670 |  |  | Yes |  | 3.1 | 5304 | 104.4 | 50.8 | 16.41 | 0.97 | 5000 | 70
PUVASMVK | Eaton (formerly Cooper Lighting) | Mcgraw-Edison | GLEON-AF-01-LED-[347 480]-5MQ-[AP BZ BK DP GM WH]-[ADJA ADJS ADJA-WM]-7050-800-[P PER7 R HA ALL MS LWR SENSORS L90 R90 MT TH LCF CE] | Outdoor Luminaires | Mid Output | Architectural Flood and Spot Luminaires | Standard | FALSE | [9 empty] | 42670 |  |  | Yes |  | 3.1 | 5290 | 104.1 | 50.8 | 16.41 | 0.97 | 5000 | 70
PDG9V1M6 | Eaton (formerly Cooper Lighting) | Streetworks | GAN-AF-01-LED-[8 9]-5MQ-[AP BZ BK DP GM WH]-[ADJA ADJS ADJA-WM]-7050-800-[2L 3 P 4 4N7 HA ALL MS SENSORS DIMRF-LW DIMRF-LN L90 R90 MT TH LCF CE] | Outdoor Luminaires | Mid Output | Architectural Flood and Spot Luminaires | Standard | FALSE | [9 empty] | 42670 |  |  | Yes |  | 3.1 | 5290 | 104.1 | 50.8 | 16.41 | 0.97 | 5000 | 70
PTWZ3HYG | Eaton (formerly Cooper Lighting) | Mcgraw-Edison | GLEON-AF-01-LED-[347 480]-5NQ-[AP BZ BK DP GM WH]-[ADJA ADJS ADJA-WM]-7050-800-[P PER7 R HA ALL MS LWR SENSORS L90 R90 MT TH LCF CE] | Outdoor Luminaires | Mid Output | Architectural Flood and Spot Luminaires | Standard | FALSE | [9 empty] | 42670 |  |  | Yes |  | 3.1 | 5194 | 102.2 | 50.8 | 16.41 | 0.97 | 5000 | 70
PGAVMWYM | Eaton (formerly Cooper Lighting) | Streetworks | GAN-AF-01-LED-[8 9]-5NQ-[AP BZ BK DP GM WH]-[ADJA ADJS ADJA-WM]-7050-800-[2L 3 P 4 4N7 HA ALL MS SENSORS DIMRF-LW DIMRF-LN L90 R90 MT TH LCF CE] | Outdoor Luminaires | Mid Output | Architectural Flood and Spot Luminaires | Standard | FALSE | [9 empty] | 42670 |  |  | Yes |  | 3.1 | 5194 | 102.2 | 50.8 | 16.41 | 0.97 | 5000 | 70
P84J24T7 | Eaton (formerly Cooper Lighting) | Mcgraw-Edison | GLEON-AF-06-LED-[347 480]-5NQ-[AP BZ BK DP GM WH]-[ADJA ADJS ADJA-WM]-7050-800-[P PER7 R HA ALL MS LWR SENSORS L90 R90 MT TH LCF CE] | Outdoor Luminaires | High Output | Architectural Flood and Spot Luminaires | Standard | FALSE | [9 empty] | 42670 |  |  | Yes |  | 3.1 | 29670 | 111 | 267.2 | 12.12 | 0.99 | 5000 | 70
P6FPSWXH | Eaton (formerly Cooper Lighting) | Streetworks | GAN-AF-06-LED-[8 9]-5NQ-[AP BZ BK DP GM WH]-[ADJA ADJS ADJA-WM]-7050-800-[2L 3 P 4 4N7 HA ALL MS SENSORS DIMRF-LW DIMRF-LN L90 R90 MT TH LCF CE] | Outdoor Luminaires | High Output | Architectural Flood and Spot Luminaires | Standard | FALSE | [9 empty] | 42670 |  |  | Yes |  | 3.1 | 29670 | 111 | 267.2 | 12.12 | 0.99 | 5000 | 70
PVG71YV5 | Eaton (formerly Cooper Lighting) | Mcgraw-Edison | GLEON-AF-03-LED-[347 480]-5WQ-[AP BZ BK DP GM WH]-[ADJA ADJS ADJA-WM]-7050-800-[P PER7 R HA ALL MS LWR SENSORS L90 R90 MT TH LCF CE] | Outdoor Luminaires | High Output | Architectural Flood and Spot Luminaires | Standard | FALSE | [9 empty] | 42670 |  |  | Yes |  | 3.1 | 15465 | 115.8 | 133.6 | 12.12 | 0.99 | 5000 | 70
P7HWEB7C | Eaton (formerly Cooper Lighting) | Streetworks | GAN-AF-03-LED-[8 9]-5WQ-[AP BZ BK DP GM WH]-[ADJA ADJS ADJA-WM]-7050-800-[2L 3 P 4 4N7 HA ALL MS SENSORS DIMRF-LW DIMRF-LN L90 R90 MT TH LCF CE] | Outdoor Luminaires | High Output | Architectural Flood and Spot Luminaires | Standard | FALSE | [9 empty] | 42670 |  |  | Yes |  | 3.1 | 15465 | 115.8 | 133.6 | 12.12 | 0.99 | 5000 | 70
P8HG9J5B | Eaton (formerly Cooper Lighting) | Streetworks | GAN-AF-03-LED-[8 9]-5MQ-[AP BZ BK DP GM WH]-[ADJA ADJS ADJA-WM]-7050-800-[2L 3 P 4 4N7 HA ALL MS SENSORS DIMRF-LW DIMRF-LN L90 R90 MT TH LCF CE] | Outdoor Luminaires | High Output | Architectural Flood and Spot Luminaires | Standard | FALSE | [9 empty] | 42670 |  |  | Yes |  | 3.1 | 15424 | 115.4 | 133.6 | 12.12 | 0.99 | 5000 | 70
P1RS6Y9R | Eaton (formerly Cooper Lighting) | Mcgraw-Edison | GLEON-AF-03-LED-[347 480]-5MQ-[AP BZ BK DP GM WH]-[ADJA ADJS ADJA-WM]-7050-800-[P PER7 R HA ALL MS LWR SENSORS L90 R90 MT TH LCF CE] | Outdoor Luminaires | High Output | Architectural Flood and Spot Luminaires | Standard | FALSE | [9 empty] | 42670 |  |  | Yes |  | 3.1 | 15424 | 115.4 | 133.6 | 12.12 | 0.99 | 5000 | 70
PN1AJEGF | Eaton (formerly Cooper Lighting) | Streetworks | GAN-AF-03-LED-[8 9]-5NQ-[AP BZ BK DP GM WH]-[ADJA ADJS ADJA-WM]-7050-800-[2L 3 P 4 4N7 HA ALL MS SENSORS DIMRF-LW DIMRF-LN L90 R90 MT TH LCF CE] | Outdoor Luminaires | High Output | Architectural Flood and Spot Luminaires | Standard | FALSE | [9 empty] | 42670 |  |  | Yes |  | 3.1 | 15145 | 113.4 | 133.6 | 12.12 | 0.99 | 5000 | 70
PEYXPCRA | Eaton (formerly Cooper Lighting) | Mcgraw-Edison | GLEON-AF-03-LED-[347 480]-5NQ-[AP BZ BK DP GM WH]-[ADJA ADJS ADJA-WM]-7050-800-[P PER7 R HA ALL MS LWR SENSORS L90 R90 MT TH LCF CE] | Outdoor Luminaires | High Output | Architectural Flood and Spot Luminaires | Standard | FALSE | [9 empty] | 42670 |  |  | Yes |  | 3.1 | 15145 | 113.4 | 133.6 | 12.12 | 0.99 | 5000 | 70
PURFB4JP | Eaton (formerly Cooper Lighting) | Mcgraw-Edison | GLEON-AF-04-LED-[347 480]-5WQ-[AP BZ BK DP GM WH]-[ADJA ADJS ADJA-WM]-7050-800-[P PER7 R HA ALL MS LWR SENSORS L90 R90 MT TH LCF CE] | Outdoor Luminaires | High Output | Architectural Flood and Spot Luminaires | Standard | FALSE | [9 empty] | 42670 |  |  | Yes |  | 3.1 | 20434 | 108.2 | 188.8 | 11.96 | 0.99 | 5000 | 70
P7G49YMF | Eaton (formerly Cooper Lighting) | Streetworks | GAN-AF-04-LED-[8 9]-5WQ-[AP BZ BK DP GM WH]-[ADJA ADJS ADJA-WM]-7050-800-[2L 3 P 4 4N7 HA ALL MS SENSORS DIMRF-LW DIMRF-LN L90 R90 MT TH LCF CE] | Outdoor Luminaires | High Output | Architectural Flood and Spot Luminaires | Standard | FALSE | [9 empty] | 42670 |  |  | Yes |  | 3.1 | 20434 | 108.2 | 188.8 | 11.96 | 0.99 | 5000 | 70
PZEZ1DQE | Eaton (formerly Cooper Lighting) | Streetworks | GAN-AF-04-LED-[8 9]-5MQ-[AP BZ BK DP GM WH]-[ADJA ADJS ADJA-WM]-7050-800-[2L 3 P 4 4N7 HA ALL MS SENSORS DIMRF-LW DIMRF-LN L90 R90 MT TH LCF CE] | Outdoor Luminaires | High Output | Architectural Flood and Spot Luminaires | Standard | FALSE | [9 empty] | 42670 |  |  | Yes |  | 3.1 | 20380 | 107.9 | 188.8 | 11.96 | 0.99 | 5000 | 70
PWDDT7GE | Eaton (formerly Cooper Lighting) | Mcgraw-Edison | GLEON-AF-04-LED-[347 480]-5MQ-[AP BZ BK DP GM WH]-[ADJA ADJS ADJA-WM]-7050-800-[P PER7 R HA ALL MS LWR SENSORS L90 R90 MT TH LCF CE] | Outdoor Luminaires | High Output | Architectural Flood and Spot Luminaires | Standard | FALSE | [9 empty] | 42670 |  |  | Yes |  | 3.1 | 20380 | 107.9 | 188.8 | 11.96 | 0.99 | 5000 | 70
PPN47WWD | Eaton (formerly Cooper Lighting) | Mcgraw-Edison | GLEON-AF-04-LED-[347 480]-5NQ-[AP BZ BK DP GM WH]-[ADJA ADJS ADJA-WM]-7050-800-[P PER7 R HA ALL MS LWR SENSORS L90 R90 MT TH LCF CE] | Outdoor Luminaires | High Output | Architectural Flood and Spot Luminaires | Standard | FALSE | [9 empty] | 42670 |  |  | Yes |  | 3.1 | 20011 | 106 | 188.8 | 11.96 | 0.99 | 5000 | 70
PA9HWNJX | Eaton (formerly Cooper Lighting) | Streetworks | GAN-AF-04-LED-[8 9]-5NQ-[AP BZ BK DP GM WH]-[ADJA ADJS ADJA-WM]-7050-800-[2L 3 P 4 4N7 HA ALL MS SENSORS DIMRF-LW DIMRF-LN L90 R90 MT TH LCF CE] | Outdoor Luminaires | High Output | Architectural Flood and Spot Luminaires | Standard | FALSE | [9 empty] | 42670 |  |  | Yes |  | 3.1 | 20011 | 106 | 188.8 | 11.96 | 0.99 | 5000 | 70
PEYDUCEG | Eaton (formerly Cooper Lighting) | Streetworks | GAN-AF-02-LED-[8 9]-T4FT-[AP BZ BK DP GM WH]-[ADJA ADJS ADJA-WM]-7050-800-[2L 3 P 4 4N7 HA ALL MS SENSORS DIMRF-LW DIMRF-LN L90 R90 MT TH LCF CE] | Outdoor Luminaires | Mid Output | Architectural Flood and Spot Luminaires | Standard | FALSE | [9 empty] | 42670 |  |  | Yes |  | 3.1 | 9899 | 104.9 | 94.4 | 19.68 | 0.98 | 5000 | 70
P475668M | Eaton (formerly Cooper Lighting) | Mcgraw-Edison | GLEON-AF-02-LED-[347 480]-T4FT-[AP BZ BK DP GM WH]-[ADJA ADJS ADJA-WM]-7050-800-[P PER7 R HA ALL MS LWR SENSORS L90 R90 MT TH LCF CE] | Outdoor Luminaires | Mid Output | Architectural Flood and Spot Luminaires | Standard | FALSE | [9 empty] | 42670 |  |  | Yes |  | 3.1 | 9899 | 104.9 | 94.4 | 19.68 | 0.98 | 5000 | 70
PTNAH7BG | Eaton (formerly Cooper Lighting) | Streetworks | GAN-AF-02-LED-[8 9]-SL3-[AP BZ BK DP GM WH]-[ADJA ADJS ADJA-WM]-7050-800-[2L 3 P 4 4N7 HA ALL MS SENSORS DIMRF-LW DIMRF-LN L90 R90 MT TH LCF CE] | Outdoor Luminaires | Mid Output | Architectural Flood and Spot Luminaires | Standard | FALSE | [9 empty] | 42670 |  |  | Yes |  | 3.1 | 9841 | 104.2 | 94.4 | 19.68 | 0.98 | 5000 | 70
PRS42M4X | Eaton (formerly Cooper Lighting) | Mcgraw-Edison | GLEON-AF-02-LED-[347 480]-SL3-[AP BZ BK DP GM WH]-[ADJA ADJS ADJA-WM]-7050-800-[P PER7 R HA ALL MS LWR SENSORS L90 R90 MT TH LCF CE] | Outdoor Luminaires | Mid Output | Architectural Flood and Spot Luminaires | Standard | FALSE | [9 empty] | 42670 |  |  | Yes |  | 3.1 | 9841 | 104.2 | 94.4 | 19.68 | 0.98 | 5000 | 70
PGQZ4ZC6 | Eaton (formerly Cooper Lighting) | Streetworks | GAN-AF-02-LED-[8 9]-T4W-[AP BZ BK DP GM WH]-[ADJA ADJS ADJA-WM]-7050-800-[2L 3 P 4 4N7 HA ALL MS SENSORS DIMRF-LW DIMRF-LN L90 R90 MT TH LCF CE] | Outdoor Luminaires | Mid Output | Architectural Flood and Spot Luminaires | Standard | FALSE | [9 empty] | 42670 |  |  | Yes |  | 3.1 | 9771 | 103.5 | 94.4 | 19.68 | 0.98 | 5000 | 70
P9P2DBWX | Eaton (formerly Cooper Lighting) | Mcgraw-Edison | GLEON-AF-02-LED-[347 480]-T4W-[AP BZ BK DP GM WH]-[ADJA ADJS ADJA-WM]-7050-800-[P PER7 R HA ALL MS LWR SENSORS L90 R90 MT TH LCF CE] | Outdoor Luminaires | Mid Output | Architectural Flood and Spot Luminaires | Standard | FALSE | [9 empty] | 42670 |  |  | Yes |  | 3.1 | 9771 | 103.5 | 94.4 | 19.68 | 0.98 | 5000 | 70
P9BDNEKV | Eaton (formerly Cooper Lighting) | Streetworks | GAN-AF-02-LED-[8 9]-SL2-[AP BZ BK DP GM WH]-[ADJA ADJS ADJA-WM]-7050-800-[2L 3 P 4 4N7 HA ALL MS SENSORS DIMRF-LW DIMRF-LN L90 R90 MT TH LCF CE] | Outdoor Luminaires | Mid Output | Architectural Flood and Spot Luminaires | Standard | FALSE | [9 empty] | 42670 |  |  | Yes |  | 3.1 | 9639 | 102.1 | 94.4 | 19.68 | 0.98 | 5000 | 70
P31JTA98 | Eaton (formerly Cooper Lighting) | Mcgraw-Edison | GLEON-AF-02-LED-[347 480]-SL2-[AP BZ BK DP GM WH]-[ADJA ADJS ADJA-WM]-7050-800-[P PER7 R HA ALL MS LWR SENSORS L90 R90 MT TH LCF CE] | Outdoor Luminaires | Mid Output | Architectural Flood and Spot Luminaires | Standard | FALSE | [9 empty] | 42670 |  |  | Yes |  | 3.1 | 9639 | 102.1 | 94.4 | 19.68 | 0.98 | 5000 | 70
PZWTN1BA | Eaton (formerly Cooper Lighting) | Streetworks | GAN-AF-05-LED-[8 9]-RW-[AP BZ BK DP GM WH]-[ADJA ADJS ADJA-WM]-7050-800-[2L 3 P 4 4N7 HA ALL MS SENSORS DIMRF-LW DIMRF-LN L90 R90 MT TH LCF CE] | Outdoor Luminaires | High Output | Architectural Flood and Spot Luminaires | Standard | FALSE | [9 empty] | 42670 |  |  | Yes |  | 3.1 | 24570 | 107.8 | 228 | 19.68 | 0.98 | 5000 | 70
P66757YF | Eaton (formerly Cooper Lighting) | Mcgraw-Edison | GLEON-AF-05-LED-[347 480]-RW-[AP BZ BK DP GM WH]-[ADJA ADJS ADJA-WM]-7050-800-[P PER7 R HA ALL MS LWR SENSORS L90 R90 MT TH LCF CE] | Outdoor Luminaires | High Output | Architectural Flood and Spot Luminaires | Standard | FALSE | [9 empty] | 42670 |  |  | Yes |  | 3.1 | 24570 | 107.8 | 228 | 19.68 | 0.98 | 5000 | 70
PW91TFM6 | Eaton (formerly Cooper Lighting) | Streetworks | GAN-AF-02-LED-[8 9]-RW-[AP BZ BK DP GM WH]-[ADJA ADJS ADJA-WM]-7050-800-[2L 3 P 4 4N7 HA ALL MS SENSORS DIMRF-LW DIMRF-LN L90 R90 MT TH LCF CE] | Outdoor Luminaires | High Output | Architectural Flood and Spot Luminaires | Standard | FALSE | [9 empty] | 42670 |  |  | Yes |  | 3.1 | 10058 | 106.5 | 94.4 | 19.68 | 0.98 | 5000 | 70
PP5QGSF4 | Eaton (formerly Cooper Lighting) | Mcgraw-Edison | GLEON-AF-02-LED-[347 480]-RW-[AP BZ BK DP GM WH]-[ADJA ADJS ADJA-WM]-7050-800-[P PER7 R HA ALL MS LWR SENSORS L90 R90 MT TH LCF CE] | Outdoor Luminaires | High Output | Architectural Flood and Spot Luminaires | Standard | FALSE | [9 empty] | 42670 |  |  | Yes |  | 3.1 | 10058 | 106.5 | 94.4 | 19.68 | 0.98 | 5000 | 70
PS6R6W9W | Eaton (formerly Cooper Lighting) | Streetworks | GAN-AF-07-LED-[8 9]-SL3-[AP BZ BK DP GM WH]-[ADJA ADJS ADJA-WM]-7050-600-[2L 3 P 4 4N7 HA ALL MS SENSORS DIMRF-LW DIMRF-LN L90 R90 MT TH LCF CE] | Outdoor Luminaires | High Output | Architectural Flood and Spot Luminaires | Standard | FALSE | [9 empty] | 42670 |  |  | Yes |  | 3.1 | 27742 | 116.1 | 238.9 | 17.18 | 0.98 | 5000 | 70
P1DDW5S5 | Eaton (formerly Cooper Lighting) | Mcgraw-Edison | GLEON-AF-07-LED-[347 480]-SL3-[AP BZ BK DP GM WH]-[ADJA ADJS ADJA-WM]-7050-600-[P PER7 R HA ALL MS LWR SENSORS L90 R90 MT TH LCF CE] | Outdoor Luminaires | High Output | Architectural Flood and Spot Luminaires | Standard | FALSE | [9 empty] | 42670 |  |  | Yes |  | 3.1 | 27742 | 116.1 | 238.9 | 17.18 | 0.98 | 5000 | 70
PQM6V4TH | Eaton (formerly Cooper Lighting) | Mcgraw-Edison | GLEON-AF-07-LED-[347 480]-T4W-[AP BZ BK DP GM WH]-[ADJA ADJS ADJA-WM]-7050-600-[P PER7 R HA ALL MS LWR SENSORS L90 R90 MT TH LCF CE] | Outdoor Luminaires | High Output | Architectural Flood and Spot Luminaires | Standard | FALSE | [9 empty] | 42670 |  |  | Yes |  | 3.1 | 27546 | 115.3 | 238.9 | 17.18 | 0.98 | 5000 | 70
P2T2HUXW | Eaton (formerly Cooper Lighting) | Streetworks | GAN-AF-07-LED-[8 9]-T4W-[AP BZ BK DP GM WH]-[ADJA ADJS ADJA-WM]-7050-600-[2L 3 P 4 4N7 HA ALL MS SENSORS DIMRF-LW DIMRF-LN L90 R90 MT TH LCF CE] | Outdoor Luminaires | High Output | Architectural Flood and Spot Luminaires | Standard | FALSE | [9 empty] | 42670 |  |  | Yes |  | 3.1 | 27546 | 115.3 | 238.9 | 17.18 | 0.98 | 5000 | 70
PYMX78HF | Eaton (formerly Cooper Lighting) | Mcgraw-Edison | GLEON-AF-07-LED-[347 480]-SL2-[AP BZ BK DP GM WH]-[ADJA ADJS ADJA-WM]-7050-600-[P PER7 R HA ALL MS LWR SENSORS L90 R90 MT TH LCF CE] | Outdoor Luminaires | High Output | Architectural Flood and Spot Luminaires | Standard | FALSE | [9 empty] | 42670 |  |  | Yes |  | 3.1 | 27175 | 113.8 | 238.9 | 17.18 | 0.98 | 5000 | 70
PMHZUJW6 | Eaton (formerly Cooper Lighting) | Streetworks | GAN-AF-07-LED-[8 9]-SL2-[AP BZ BK DP GM WH]-[ADJA ADJS ADJA-WM]-7050-600-[2L 3 P 4 4N7 HA ALL MS SENSORS DIMRF-LW DIMRF-LN L90 R90 MT TH LCF CE] | Outdoor Luminaires | High Output | Architectural Flood and Spot Luminaires | Standard | FALSE | [9 empty] | 42670 |  |  | Yes |  | 3.1 | 27175 | 113.8 | 238.9 | 17.18 | 0.98 | 5000 | 70
PYXNGQTH | Eaton (formerly Cooper Lighting) | Streetworks | GAN-AF-06-LED-[8 9]-T4FT-[AP BZ BK DP GM WH]-[ADJA ADJS ADJA-WM]-7050-600-[2L 3 P 4 4N7 HA ALL MS SENSORS DIMRF-LW DIMRF-LN L90 R90 MT TH LCF CE] | Outdoor Luminaires | High Output | Architectural Flood and Spot Luminaires | Standard | FALSE | [9 empty] | 42670 |  |  | Yes |  | 3.1 | 23597 | 114.8 | 205.6 | 17.18 | 0.98 | 5000 | 70
P1R7EKP8 | Eaton (formerly Cooper Lighting) | Mcgraw-Edison | GLEON-AF-06-LED-[347 480]-T4FT-[AP BZ BK DP GM WH]-[ADJA ADJS ADJA-WM]-7050-600-[P PER7 R HA ALL MS LWR SENSORS L90 R90 MT TH LCF CE] | Outdoor Luminaires | High Output | Architectural Flood and Spot Luminaires | Standard | FALSE | [9 empty] | 42670 |  |  | Yes |  | 3.1 | 23597 | 114.8 | 205.6 | 17.18 | 0.98 | 5000 | 70
PDU4CWSE | Eaton (formerly Cooper Lighting) | Streetworks | GAN-AF-06-LED-[8 9]-SL3-[AP BZ BK DP GM WH]-[ADJA ADJS ADJA-WM]-7050-600-[2L 3 P 4 4N7 HA ALL MS SENSORS DIMRF-LW DIMRF-LN L90 R90 MT TH LCF CE] | Outdoor Luminaires | High Output | Architectural Flood and Spot Luminaires | Standard | FALSE | [9 empty] | 42670 |  |  | Yes |  | 3.1 | 23458 | 114.1 | 205.6 | 17.18 | 0.98 | 5000 | 70
P7V6RPJS | Eaton (formerly Cooper Lighting) | Mcgraw-Edison | GLEON-AF-06-LED-[347 480]-SL3-[AP BZ BK DP GM WH]-[ADJA ADJS ADJA-WM]-7050-600-[P PER7 R HA ALL MS LWR SENSORS L90 R90 MT TH LCF CE] | Outdoor Luminaires | High Output | Architectural Flood and Spot Luminaires | Standard | FALSE | [9 empty] | 42670 |  |  | Yes |  | 3.1 | 23458 | 114.1 | 205.6 | 17.18 | 0.98 | 5000 | 70
PVKEV3AX | Eaton (formerly Cooper Lighting) | Mcgraw-Edison | GLEON-AF-06-LED-[347 480]-T4W-[AP BZ BK DP GM WH]-[ADJA ADJS ADJA-WM]-7050-600-[P PER7 R HA ALL MS LWR SENSORS L90 R90 MT TH LCF CE] | Outdoor Luminaires | High Output | Architectural Flood and Spot Luminaires | Standard | FALSE | [9 empty] | 42670 |  |  | Yes |  | 3.1 | 23292 | 113.3 | 205.6 | 17.18 | 0.98 | 5000 | 70
P97FRH3Y | Eaton (formerly Cooper Lighting) | Streetworks | GAN-AF-06-LED-[8 9]-T4W-[AP BZ BK DP GM WH]-[ADJA ADJS ADJA-WM]-7050-600-[2L 3 P 4 4N7 HA ALL MS SENSORS DIMRF-LW DIMRF-LN L90 R90 MT TH LCF CE] | Outdoor Luminaires | High Output | Architectural Flood and Spot Luminaires | Standard | FALSE | [9 empty] | 42670 |  |  | Yes |  | 3.1 | 23292 | 113.3 | 205.6 | 17.18 | 0.98 | 5000 | 70
PN5B2BSU | Eaton (formerly Cooper Lighting) | Mcgraw-Edison | GLEON-AF-06-LED-[347 480]-SL2-[AP BZ BK DP GM WH]-[ADJA ADJS ADJA-WM]-7050-600-[P PER7 R HA ALL MS LWR SENSORS L90 R90 MT TH LCF CE] | Outdoor Luminaires | High Output | Architectural Flood and Spot Luminaires | Standard | FALSE | [9 empty] | 42670 |  |  | Yes |  | 3.1 | 22979 | 111.8 | 205.6 | 17.18 | 0.98 | 5000 | 70
PH5ZDQMD | Eaton (formerly Cooper Lighting) | Streetworks | GAN-AF-06-LED-[8 9]-SL2-[AP BZ BK DP GM WH]-[ADJA ADJS ADJA-WM]-7050-600-[2L 3 P 4 4N7 HA ALL MS SENSORS DIMRF-LW DIMRF-LN L90 R90 MT TH LCF CE] | Outdoor Luminaires | High Output | Architectural Flood and Spot Luminaires | Standard | FALSE | [9 empty] | 42670 |  |  | Yes |  | 3.1 | 22979 | 111.8 | 205.6 | 17.18 | 0.98 | 5000 | 70
PVSDQZNE | Eaton (formerly Cooper Lighting) | Mcgraw-Edison | GLEON-AF-05-LED-[347 480]-RW-[AP BZ BK DP GM WH]-[ADJA ADJS ADJA-WM]-7050-600-[P PER7 R HA ALL MS LWR SENSORS L90 R90 MT TH LCF CE] | Outdoor Luminaires | High Output | Architectural Flood and Spot Luminaires | Standard | FALSE | [9 empty] | 42670 |  |  | Yes |  | 3.1 | 20036 | 114.4 | 175.1 | 17.18 | 0.98 | 5000 | 70
PC7UTPHK | Eaton (formerly Cooper Lighting) | Streetworks | GAN-AF-05-LED-[8 9]-RW-[AP BZ BK DP GM WH]-[ADJA ADJS ADJA-WM]-7050-600-[2L 3 P 4 4N7 HA ALL MS SENSORS DIMRF-LW DIMRF-LN L90 R90 MT TH LCF CE] | Outdoor Luminaires | High Output | Architectural Flood and Spot Luminaires | Standard | FALSE | [9 empty] | 42670 |  |  | Yes |  | 3.1 | 20036 | 114.4 | 175.1 | 17.18 | 0.98 | 5000 | 70
PV3FJ4NN | Eaton (formerly Cooper Lighting) | Streetworks | GAN-AF-05-LED-[8 9]-T4FT-[AP BZ BK DP GM WH]-[ADJA ADJS ADJA-WM]-7050-600-[2L 3 P 4 4N7 HA ALL MS SENSORS DIMRF-LW DIMRF-LN L90 R90 MT TH LCF CE] | Outdoor Luminaires | High Output | Architectural Flood and Spot Luminaires | Standard | FALSE | [9 empty] | 42670 |  |  | Yes |  | 3.1 | 19719 | 112.6 | 175.1 | 17.18 | 0.98 | 5000 | 70
P4MUHB2V | Eaton (formerly Cooper Lighting) | Mcgraw-Edison | GLEON-AF-05-LED-[347 480]-T4FT-[AP BZ BK DP GM WH]-[ADJA ADJS ADJA-WM]-7050-600-[P PER7 R HA ALL MS LWR SENSORS L90 R90 MT TH LCF CE] | Outdoor Luminaires | High Output | Architectural Flood and Spot Luminaires | Standard | FALSE | [9 empty] | 42670 |  |  | Yes |  | 3.1 | 19719 | 112.6 | 175.1 | 17.18 | 0.98 | 5000 | 70
PFV6AC4N | Eaton (formerly Cooper Lighting) | Mcgraw-Edison | GLEON-AF-05-LED-[347 480]-SL3-[AP BZ BK DP GM WH]-[ADJA ADJS ADJA-WM]-7050-600-[P PER7 R HA ALL MS LWR SENSORS L90 R90 MT TH LCF CE] | Outdoor Luminaires | High Output | Architectural Flood and Spot Luminaires | Standard | FALSE | [9 empty] | 42670 |  |  | Yes |  | 3.1 | 19603 | 112 | 175.1 | 17.18 | 0.98 | 5000 | 70
P4HU7T9E | Eaton (formerly Cooper Lighting) | Streetworks | GAN-AF-05-LED-[8 9]-SL3-[AP BZ BK DP GM WH]-[ADJA ADJS ADJA-WM]-7050-600-[2L 3 P 4 4N7 HA ALL MS SENSORS DIMRF-LW DIMRF-LN L90 R90 MT TH LCF CE] | Outdoor Luminaires | High Output | Architectural Flood and Spot Luminaires | Standard | FALSE | [9 empty] | 42670 |  |  | Yes |  | 3.1 | 19603 | 112 | 175.1 | 17.18 | 0.98 | 5000 | 70
PSE7K7QQ | Eaton (formerly Cooper Lighting) | Mcgraw-Edison | GLEON-AF-05-LED-[347 480]-T4W-[AP BZ BK DP GM WH]-[ADJA ADJS ADJA-WM]-7050-600-[P PER7 R HA ALL MS LWR SENSORS L90 R90 MT TH LCF CE] | Outdoor Luminaires | High Output | Architectural Flood and Spot Luminaires | Standard | FALSE | [9 empty] | 42670 |  |  | Yes |  | 3.1 | 19465 | 111.2 | 175.1 | 17.18 | 0.98 | 5000 | 70
PJ5AWWF4 | Eaton (formerly Cooper Lighting) | Streetworks | GAN-AF-05-LED-[8 9]-T4W-[AP BZ BK DP GM WH]-[ADJA ADJS ADJA-WM]-7050-600-[2L 3 P 4 4N7 HA ALL MS SENSORS DIMRF-LW DIMRF-LN L90 R90 MT TH LCF CE] | Outdoor Luminaires | High Output | Architectural Flood and Spot Luminaires | Standard | FALSE | [9 empty] | 42670 |  |  | Yes |  | 3.1 | 19465 | 111.2 | 175.1 | 17.18 | 0.98 | 5000 | 70
PEEX1T9A | Eaton (formerly Cooper Lighting) | Mcgraw-Edison | GLEON-AF-05-LED-[347 480]-SL2-[AP BZ BK DP GM WH]-[ADJA ADJS ADJA-WM]-7050-600-[P PER7 R HA ALL MS LWR SENSORS L90 R90 MT TH LCF CE] | Outdoor Luminaires | High Output | Architectural Flood and Spot Luminaires | Standard | FALSE | [9 empty] | 42670 |  |  | Yes |  | 3.1 | 19202 | 109.7 | 175.1 | 17.18 | 0.98 | 5000 | 70
P8Z3T63B | Eaton (formerly Cooper Lighting) | Streetworks | GAN-AF-05-LED-[8 9]-SL2-[AP BZ BK DP GM WH]-[ADJA ADJS ADJA-WM]-7050-600-[2L 3 P 4 4N7 HA ALL MS SENSORS DIMRF-LW DIMRF-LN L90 R90 MT TH LCF CE] | Outdoor Luminaires | High Output | Architectural Flood and Spot Luminaires | Standard | FALSE | [9 empty] | 42670 |  |  | Yes |  | 3.1 | 19202 | 109.7 | 175.1 | 17.18 | 0.98 | 5000 | 70
PNDQG28R | Eaton (formerly Cooper Lighting) | Mcgraw-Edison | GLEON-AF-03-LED-[347 480]-T4W-[AP BZ BK DP GM WH]-[ADJA ADJS ADJA-WM]-7050-600-[P PER7 R HA ALL MS LWR SENSORS L90 R90 MT TH LCF CE] | Outdoor Luminaires | High Output | Architectural Flood and Spot Luminaires | Standard | FALSE | [9 empty] | 42670 |  |  | Yes |  | 3.1 | 11889 | 115.7 | 102.8 | 17.18 | 0.98 | 5000 | 70
P5C8GPAC | Eaton (formerly Cooper Lighting) | Streetworks | GAN-AF-03-LED-[8 9]-T4W-[AP BZ BK DP GM WH]-[ADJA ADJS ADJA-WM]-7050-600-[2L 3 P 4 4N7 HA ALL MS SENSORS DIMRF-LW DIMRF-LN L90 R90 MT TH LCF CE] | Outdoor Luminaires | High Output | Architectural Flood and Spot Luminaires | Standard | FALSE | [9 empty] | 42670 |  |  | Yes |  | 3.1 | 11889 | 115.7 | 102.8 | 17.18 | 0.98 | 5000 | 70
PZ3SN4Q3 | Eaton (formerly Cooper Lighting) | Mcgraw-Edison | GLEON-AF-03-LED-[347 480]-SL2-[AP BZ BK DP GM WH]-[ADJA ADJS ADJA-WM]-7050-600-[P PER7 R HA ALL MS LWR SENSORS L90 R90 MT TH LCF CE] | Outdoor Luminaires | High Output | Architectural Flood and Spot Luminaires | Standard | FALSE | [9 empty] | 42670 |  |  | Yes |  | 3.1 | 11729 | 114.1 | 102.8 | 17.18 | 0.98 | 5000 | 70
PH41W2GJ | Eaton (formerly Cooper Lighting) | Streetworks | GAN-AF-03-LED-[8 9]-SL2-[AP BZ BK DP GM WH]-[ADJA ADJS ADJA-WM]-7050-600-[2L 3 P 4 4N7 HA ALL MS SENSORS DIMRF-LW DIMRF-LN L90 R90 MT TH LCF CE] | Outdoor Luminaires | High Output | Architectural Flood and Spot Luminaires | Standard | FALSE | [9 empty] | 42670 |  |  | Yes |  | 3.1 | 11729 | 114.1 | 102.8 | 17.18 | 0.98 | 5000 | 70
PYY8K4AT | Eaton (formerly Cooper Lighting) | Mcgraw-Edison | GLEON-AF-01-LED-[347 480]-RW-[AP BZ BK DP GM WH]-[ADJA ADJS ADJA-WM]-7050-800-[P PER7 R HA ALL MS LWR SENSORS L90 R90 MT TH LCF CE] | Outdoor Luminaires | Mid Output | Architectural Flood and Spot Luminaires | Standard | FALSE | [9 empty] | 42670 |  |  | Yes |  | 3.1 | 5147 | 101.3 | 50.8 | 16.41 | 0.97 | 5000 | 70
PGXGD573 | Eaton (formerly Cooper Lighting) | Streetworks | GAN-AF-01-LED-[8 9]-RW-[AP BZ BK DP GM WH]-[ADJA ADJS ADJA-WM]-7050-800-[2L 3 P 4 4N7 HA ALL MS SENSORS DIMRF-LW DIMRF-LN L90 R90 MT TH LCF CE] | Outdoor Luminaires | Mid Output | Architectural Flood and Spot Luminaires | Standard | FALSE | [9 empty] | 42670 |  |  | Yes |  | 3.1 | 5147 | 101.3 | 50.8 | 16.41 | 0.97 | 5000 | 70
PZN1BMG5 | Eaton (formerly Cooper Lighting) | Streetworks | GAN-AF-01-LED-[8 9]-T4FT-[AP BZ BK DP GM WH]-[ADJA ADJS ADJA-WM]-7050-800-[2L 3 P 4 4N7 HA ALL MS SENSORS DIMRF-LW DIMRF-LN L90 R90 MT TH LCF CE] | Outdoor Luminaires | Mid Output | Architectural Flood and Spot Luminaires | Standard | FALSE | [9 empty] | 42670 |  |  | Yes |  | 3.1 | 5066 | 99.7 | 50.8 | 16.41 | 0.97 | 5000 | 70
PA9RD67T | Eaton (formerly Cooper Lighting) | Mcgraw-Edison | GLEON-AF-01-LED-[347 480]-T4FT-[AP BZ BK DP GM WH]-[ADJA ADJS ADJA-WM]-7050-800-[P PER7 R HA ALL MS LWR SENSORS L90 R90 MT TH LCF CE] | Outdoor Luminaires | Mid Output | Architectural Flood and Spot Luminaires | Standard | FALSE | [9 empty] | 42670 |  |  | Yes |  | 3.1 | 5066 | 99.7 | 50.8 | 16.41 | 0.97 | 5000 | 70
PWHWJ5Y7 | Eaton (formerly Cooper Lighting) | Mcgraw-Edison | GLEON-AF-01-LED-[347 480]-SL3-[AP BZ BK DP GM WH]-[ADJA ADJS ADJA-WM]-7050-800-[P PER7 R HA ALL MS LWR SENSORS L90 R90 MT TH LCF CE] | Outdoor Luminaires | Mid Output | Architectural Flood and Spot Luminaires | Standard | FALSE | [9 empty] | 42670 |  |  | Yes |  | 3.1 | 5036 | 99.1 | 50.8 | 16.41 | 0.97 | 5000 | 70
P882RBNS | Eaton (formerly Cooper Lighting) | Streetworks | GAN-AF-01-LED-[8 9]-SL3-[AP BZ BK DP GM WH]-[ADJA ADJS ADJA-WM]-7050-800-[2L 3 P 4 4N7 HA ALL MS SENSORS DIMRF-LW DIMRF-LN L90 R90 MT TH LCF CE] | Outdoor Luminaires | Mid Output | Architectural Flood and Spot Luminaires | Standard | FALSE | [9 empty] | 42670 |  |  | Yes |  | 3.1 | 5036 | 99.1 | 50.8 | 16.41 | 0.97 | 5000 | 70
PRJUA1GS | Eaton (formerly Cooper Lighting) | Mcgraw-Edison | GLEON-AF-01-LED-[347 480]-T4W-[AP BZ BK DP GM WH]-[ADJA ADJS ADJA-WM]-7050-800-[P PER7 R HA ALL MS LWR SENSORS L90 R90 MT TH LCF CE] | Outdoor Luminaires | Mid Output | Architectural Flood and Spot Luminaires | Standard | FALSE | [9 empty] | 42670 |  |  | Yes |  | 3.1 | 5000 | 98.4 | 50.8 | 16.41 | 0.97 | 5000 | 70
PN6RYRHU | Eaton (formerly Cooper Lighting) | Streetworks | GAN-AF-01-LED-[8 9]-T4W-[AP BZ BK DP GM WH]-[ADJA ADJS ADJA-WM]-7050-800-[2L 3 P 4 4N7 HA ALL MS SENSORS DIMRF-LW DIMRF-LN L90 R90 MT TH LCF CE] | Outdoor Luminaires | Mid Output | Architectural Flood and Spot Luminaires | Standard | FALSE | [9 empty] | 42670 |  |  | Yes |  | 3.1 | 5000 | 98.4 | 50.8 | 16.41 | 0.97 | 5000 | 70
P9KFPPK3 | Eaton (formerly Cooper Lighting) | Streetworks | GAN-AF-01-LED-[8 9]-SL2-[AP BZ BK DP GM WH]-[ADJA ADJS ADJA-WM]-7050-800-[2L 3 P 4 4N7 HA ALL MS SENSORS DIMRF-LW DIMRF-LN L90 R90 MT TH LCF CE] | Outdoor Luminaires | Low Output | Architectural Flood and Spot Luminaires | Standard | FALSE | [9 empty] | 42670 |  |  | Yes |  | 3.1 | 4933 | 97.1 | 50.8 | 16.41 | 0.97 | 5000 | 70
P9D2YQTM | Eaton (formerly Cooper Lighting) | Mcgraw-Edison | GLEON-AF-01-LED-[347 480]-SL2-[AP BZ BK DP GM WH]-[ADJA ADJS ADJA-WM]-7050-800-[P PER7 R HA ALL MS LWR SENSORS L90 R90 MT TH LCF CE] | Outdoor Luminaires | Low Output | Architectural Flood and Spot Luminaires | Standard | FALSE | [9 empty] | 42670 |  |  | Yes |  | 3.1 | 4933 | 97.1 | 50.8 | 16.41 | 0.97 | 5000 | 70
PWGDM355 | Eaton (formerly Cooper Lighting) | Streetworks | GAN-AF-01-LED-[8 9]-T4FT-[AP BZ BK DP GM WH]-[ADJA ADJS ADJA-WM]-7050-600-[2L 3 P 4 4N7 HA ALL MS SENSORS DIMRF-LW DIMRF-LN L90 R90 MT TH LCF CE] | Outdoor Luminaires | Low Output | Architectural Flood and Spot Luminaires | Standard | FALSE | [9 empty] | 42670 |  |  | Yes |  | 3.1 | 4131 | 106.5 | 38.8 | 15.91 | 0.98 | 5000 | 70
PPSV8NUC | Eaton (formerly Cooper Lighting) | Mcgraw-Edison | GLEON-AF-01-LED-[347 480]-T4FT-[AP BZ BK DP GM WH]-[ADJA ADJS ADJA-WM]-7050-600-[P PER7 R HA ALL MS LWR SENSORS L90 R90 MT TH LCF CE] | Outdoor Luminaires | Low Output | Architectural Flood and Spot Luminaires | Standard | FALSE | [9 empty] | 42670 |  |  | Yes |  | 3.1 | 4131 | 106.5 | 38.8 | 15.91 | 0.98 | 5000 | 70
PQNDCSGZ | Eaton (formerly Cooper Lighting) | Streetworks | GAN-AF-01-LED-[8 9]-SL3-[AP BZ BK DP GM WH]-[ADJA ADJS ADJA-WM]-7050-600-[2L 3 P 4 4N7 HA ALL MS SENSORS DIMRF-LW DIMRF-LN L90 R90 MT TH LCF CE] | Outdoor Luminaires | Low Output | Architectural Flood and Spot Luminaires | Standard | FALSE | [9 empty] | 42670 |  |  | Yes |  | 3.1 | 4106 | 105.8 | 38.8 | 15.91 | 0.98 | 5000 | 70
PN6WQVBF | Eaton (formerly Cooper Lighting) | Mcgraw-Edison | GLEON-AF-01-LED-[347 480]-SL3-[AP BZ BK DP GM WH]-[ADJA ADJS ADJA-WM]-7050-600-[P PER7 R HA ALL MS LWR SENSORS L90 R90 MT TH LCF CE] | Outdoor Luminaires | Low Output | Architectural Flood and Spot Luminaires | Standard | FALSE | [9 empty] | 42670 |  |  | Yes |  | 3.1 | 4106 | 105.8 | 38.8 | 15.91 | 0.98 | 5000 | 70
PTRFJZY9 | Eaton (formerly Cooper Lighting) | Mcgraw-Edison | GLEON-AF-01-LED-[347 480]-T4W-[AP BZ BK DP GM WH]-[ADJA ADJS ADJA-WM]-7050-600-[P PER7 R HA ALL MS LWR SENSORS L90 R90 MT TH LCF CE] | Outdoor Luminaires | Low Output | Architectural Flood and Spot Luminaires | Standard | FALSE | [9 empty] | 42670 |  |  | Yes |  | 3.1 | 4077 | 105.1 | 38.8 | 15.91 | 0.98 | 5000 | 70
PMF2MTBK | Eaton (formerly Cooper Lighting) | Streetworks | GAN-AF-01-LED-[8 9]-T4W-[AP BZ BK DP GM WH]-[ADJA ADJS ADJA-WM]-7050-600-[2L 3 P 4 4N7 HA ALL MS SENSORS DIMRF-LW DIMRF-LN L90 R90 MT TH LCF CE] | Outdoor Luminaires | Low Output | Architectural Flood and Spot Luminaires | Standard | FALSE | [9 empty] | 42670 |  |  | Yes |  | 3.1 | 4077 | 105.1 | 38.8 | 15.91 | 0.98 | 5000 | 70
PPXQNCPA | Eaton (formerly Cooper Lighting) | Mcgraw-Edison | GLEON-AF-01-LED-[347 480]-SL2-[AP BZ BK DP GM WH]-[ADJA ADJS ADJA-WM]-7050-600-[P PER7 R HA ALL MS LWR SENSORS L90 R90 MT TH LCF CE] | Outdoor Luminaires | Low Output | Architectural Flood and Spot Luminaires | Standard | FALSE | [9 empty] | 42670 |  |  | Yes |  | 3.1 | 4022 | 103.7 | 38.8 | 15.91 | 0.98 | 5000 | 70
P7TTU44J | Eaton (formerly Cooper Lighting) | Streetworks | GAN-AF-01-LED-[8 9]-SL2-[AP BZ BK DP GM WH]-[ADJA ADJS ADJA-WM]-7050-600-[2L 3 P 4 4N7 HA ALL MS SENSORS DIMRF-LW DIMRF-LN L90 R90 MT TH LCF CE] | Outdoor Luminaires | Low Output | Architectural Flood and Spot Luminaires | Standard | FALSE | [9 empty] | 42670 |  |  | Yes |  | 3.1 | 4022 | 103.7 | 38.8 | 15.91 | 0.98 | 5000 | 70
P2XASPR1 | Eaton (formerly Cooper Lighting) | Streetworks | GAN-AF-06-LED-[8 9]-RW-[AP BZ BK DP GM WH]-[ADJA ADJS ADJA-WM]-7050-800-[2L 3 P 4 4N7 HA ALL MS SENSORS DIMRF-LW DIMRF-LN L90 R90 MT TH LCF CE] | Outdoor Luminaires | High Output | Architectural Flood and Spot Luminaires | Standard | FALSE | [9 empty] | 42670 |  |  | Yes |  | 3.1 | 29402 | 110 | 267.2 | 12.12 | 0.99 | 5000 | 70
P2WBSYXE | Eaton (formerly Cooper Lighting) | Mcgraw-Edison | GLEON-AF-06-LED-[347 480]-RW-[AP BZ BK DP GM WH]-[ADJA ADJS ADJA-WM]-7050-800-[P PER7 R HA ALL MS LWR SENSORS L90 R90 MT TH LCF CE] | Outdoor Luminaires | High Output | Architectural Flood and Spot Luminaires | Standard | FALSE | [9 empty] | 42670 |  |  | Yes |  | 3.1 | 29402 | 110 | 267.2 | 12.12 | 0.99 | 5000 | 70
P89UHHJY | Eaton (formerly Cooper Lighting) | Streetworks | GAN-AF-03-LED-[8 9]-RW-[AP BZ BK DP GM WH]-[ADJA ADJS ADJA-WM]-7050-800-[2L 3 P 4 4N7 HA ALL MS SENSORS DIMRF-LW DIMRF-LN L90 R90 MT TH LCF CE] | Outdoor Luminaires | High Output | Architectural Flood and Spot Luminaires | Standard | FALSE | [9 empty] | 42670 |  |  | Yes |  | 3.1 | 15009 | 112.3 | 133.6 | 12.12 | 0.99 | 5000 | 70
P26T91HN | Eaton (formerly Cooper Lighting) | Mcgraw-Edison | GLEON-AF-03-LED-[347 480]-RW-[AP BZ BK DP GM WH]-[ADJA ADJS ADJA-WM]-7050-800-[P PER7 R HA ALL MS LWR SENSORS L90 R90 MT TH LCF CE] | Outdoor Luminaires | High Output | Architectural Flood and Spot Luminaires | Standard | FALSE | [9 empty] | 42670 |  |  | Yes |  | 3.1 | 15009 | 112.3 | 133.6 | 12.12 | 0.99 | 5000 | 70
PZ2CB28H | Eaton (formerly Cooper Lighting) | Mcgraw-Edison | GLEON-AF-03-LED-[347 480]-T4FT-[AP BZ BK DP GM WH]-[ADJA ADJS ADJA-WM]-7050-800-[P PER7 R HA ALL MS LWR SENSORS L90 R90 MT TH LCF CE] | Outdoor Luminaires | High Output | Architectural Flood and Spot Luminaires | Standard | FALSE | [9 empty] | 42670 |  |  | Yes |  | 3.1 | 14770 | 110.6 | 133.6 | 12.12 | 0.99 | 5000 | 70
P37K16R6 | Eaton (formerly Cooper Lighting) | Streetworks | GAN-AF-03-LED-[8 9]-T4FT-[AP BZ BK DP GM WH]-[ADJA ADJS ADJA-WM]-7050-800-[2L 3 P 4 4N7 HA ALL MS SENSORS DIMRF-LW DIMRF-LN L90 R90 MT TH LCF CE] | Outdoor Luminaires | High Output | Architectural Flood and Spot Luminaires | Standard | FALSE | [9 empty] | 42670 |  |  | Yes |  | 3.1 | 14770 | 110.6 | 133.6 | 12.12 | 0.99 | 5000 | 70
PZ4647AZ | Eaton (formerly Cooper Lighting) | Mcgraw-Edison | GLEON-AF-03-LED-[347 480]-SL3-[AP BZ BK DP GM WH]-[ADJA ADJS ADJA-WM]-7050-800-[P PER7 R HA ALL MS LWR SENSORS L90 R90 MT TH LCF CE] | Outdoor Luminaires | High Output | Architectural Flood and Spot Luminaires | Standard | FALSE | [9 empty] | 42670 |  |  | Yes |  | 3.1 | 14683 | 109.9 | 133.6 | 12.12 | 0.99 | 5000 | 70
PKGFUYAP | Eaton (formerly Cooper Lighting) | Streetworks | GAN-AF-03-LED-[8 9]-SL3-[AP BZ BK DP GM WH]-[ADJA ADJS ADJA-WM]-7050-800-[2L 3 P 4 4N7 HA ALL MS SENSORS DIMRF-LW DIMRF-LN L90 R90 MT TH LCF CE] | Outdoor Luminaires | High Output | Architectural Flood and Spot Luminaires | Standard | FALSE | [9 empty] | 42670 |  |  | Yes |  | 3.1 | 14683 | 109.9 | 133.6 | 12.12 | 0.99 | 5000 | 70
PZ3VZ14Z | Eaton (formerly Cooper Lighting) | Mcgraw-Edison | GLEON-AF-03-LED-[347 480]-T4W-[AP BZ BK DP GM WH]-[ADJA ADJS ADJA-WM]-7050-800-[P PER7 R HA ALL MS LWR SENSORS L90 R90 MT TH LCF CE] | Outdoor Luminaires | High Output | Architectural Flood and Spot Luminaires | Standard | FALSE | [9 empty] | 42670 |  |  | Yes |  | 3.1 | 14579 | 109.1 | 133.6 | 12.12 | 0.99 | 5000 | 70
P2R1PJYF | Eaton (formerly Cooper Lighting) | Streetworks | GAN-AF-03-LED-[8 9]-T4W-[AP BZ BK DP GM WH]-[ADJA ADJS ADJA-WM]-7050-800-[2L 3 P 4 4N7 HA ALL MS SENSORS DIMRF-LW DIMRF-LN L90 R90 MT TH LCF CE] | Outdoor Luminaires | High Output | Architectural Flood and Spot Luminaires | Standard | FALSE | [9 empty] | 42670 |  |  | Yes |  | 3.1 | 14579 | 109.1 | 133.6 | 12.12 | 0.99 | 5000 | 70
PKHRR53R | Eaton (formerly Cooper Lighting) | Streetworks | GAN-AF-02-LED-[8 9]-SL3-[AP BZ BK DP GM WH]-[ADJA ADJS ADJA-WM]-7050-600-[2L 3 P 4 4N7 HA ALL MS SENSORS DIMRF-LW DIMRF-LN L90 R90 MT TH LCF CE] | Outdoor Luminaires | Mid Output | Architectural Flood and Spot Luminaires | Standard | FALSE | [9 empty] | 42670 |  |  | Yes |  | 3.1 | 8025 | 111 | 72.3 | 12.05 | 0.99 | 5000 | 70
P6NGKH6X | Eaton (formerly Cooper Lighting) | Mcgraw-Edison | GLEON-AF-02-LED-[347 480]-SL3-[AP BZ BK DP GM WH]-[ADJA ADJS ADJA-WM]-7050-600-[P PER7 R HA ALL MS LWR SENSORS L90 R90 MT TH LCF CE] | Outdoor Luminaires | Mid Output | Architectural Flood and Spot Luminaires | Standard | FALSE | [9 empty] | 42670 |  |  | Yes |  | 3.1 | 8025 | 111 | 72.3 | 12.05 | 0.99 | 5000 | 70
PJ1MKKMW | Eaton (formerly Cooper Lighting) | Mcgraw-Edison | GLEON-AF-02-LED-[347 480]-T4W-[AP BZ BK DP GM WH]-[ADJA ADJS ADJA-WM]-7050-600-[P PER7 R HA ALL MS LWR SENSORS L90 R90 MT TH LCF CE] | Outdoor Luminaires | Mid Output | Architectural Flood and Spot Luminaires | Standard | FALSE | [9 empty] | 42670 |  |  | Yes |  | 3.1 | 7968 | 110.2 | 72.3 | 12.05 | 0.99 | 5000 | 70
P49K6HPN | Eaton (formerly Cooper Lighting) | Streetworks | GAN-AF-02-LED-[8 9]-T4W-[AP BZ BK DP GM WH]-[ADJA ADJS ADJA-WM]-7050-600-[2L 3 P 4 4N7 HA ALL MS SENSORS DIMRF-LW DIMRF-LN L90 R90 MT TH LCF CE] | Outdoor Luminaires | Mid Output | Architectural Flood and Spot Luminaires | Standard | FALSE | [9 empty] | 42670 |  |  | Yes |  | 3.1 | 7968 | 110.2 | 72.3 | 12.05 | 0.99 | 5000 | 70
PTX2HQ5J | Eaton (formerly Cooper Lighting) | Streetworks | GAN-AF-02-LED-[8 9]-SL2-[AP BZ BK DP GM WH]-[ADJA ADJS ADJA-WM]-7050-600-[2L 3 P 4 4N7 HA ALL MS SENSORS DIMRF-LW DIMRF-LN L90 R90 MT TH LCF CE] | Outdoor Luminaires | Mid Output | Architectural Flood and Spot Luminaires | Standard | FALSE | [9 empty] | 42670 |  |  | Yes |  | 3.1 | 7861 | 108.7 | 72.3 | 12.05 | 0.99 | 5000 | 70
PJHUSR77 | Eaton (formerly Cooper Lighting) | Mcgraw-Edison | GLEON-AF-02-LED-[347 480]-SL2-[AP BZ BK DP GM WH]-[ADJA ADJS ADJA-WM]-7050-600-[P PER7 R HA ALL MS LWR SENSORS L90 R90 MT TH LCF CE] | Outdoor Luminaires | Mid Output | Architectural Flood and Spot Luminaires | Standard | FALSE | [9 empty] | 42670 |  |  | Yes |  | 3.1 | 7861 | 108.7 | 72.3 | 12.05 | 0.99 | 5000 | 70
P8C7SCPC | Eaton (formerly Cooper Lighting) | Mcgraw-Edison | GLEON-AF-04-LED-[347 480]-SL3-[AP BZ BK DP GM WH]-[ADJA ADJS ADJA-WM]-7050-600-[P PER7 R HA ALL MS LWR SENSORS L90 R90 MT TH LCF CE] | Outdoor Luminaires | High Output | Architectural Flood and Spot Luminaires | Standard | FALSE | [9 empty] | 42670 |  |  | Yes |  | 3.1 | 15821 | 116.2 | 136.1 | 11.8 | 0.99 | 5000 | 70
P7RCH6JT | Eaton (formerly Cooper Lighting) | Streetworks | GAN-AF-04-LED-[8 9]-SL3-[AP BZ BK DP GM WH]-[ADJA ADJS ADJA-WM]-7050-600-[2L 3 P 4 4N7 HA ALL MS SENSORS DIMRF-LW DIMRF-LN L90 R90 MT TH LCF CE] | Outdoor Luminaires | High Output | Architectural Flood and Spot Luminaires | Standard | FALSE | [9 empty] | 42670 |  |  | Yes |  | 3.1 | 15821 | 116.2 | 136.1 | 11.8 | 0.99 | 5000 | 70
PV3K4WR4 | Eaton (formerly Cooper Lighting) | Mcgraw-Edison | GLEON-AF-04-LED-[347 480]-T4W-[AP BZ BK DP GM WH]-[ADJA ADJS ADJA-WM]-7050-600-[P PER7 R HA ALL MS LWR SENSORS L90 R90 MT TH LCF CE] | Outdoor Luminaires | High Output | Architectural Flood and Spot Luminaires | Standard | FALSE | [9 empty] | 42670 |  |  | Yes |  | 3.1 | 15710 | 115.4 | 136.1 | 11.8 | 0.99 | 5000 | 70
PCKM6YE3 | Eaton (formerly Cooper Lighting) | Streetworks | GAN-AF-04-LED-[8 9]-T4W-[AP BZ BK DP GM WH]-[ADJA ADJS ADJA-WM]-7050-600-[2L 3 P 4 4N7 HA ALL MS SENSORS DIMRF-LW DIMRF-LN L90 R90 MT TH LCF CE] | Outdoor Luminaires | High Output | Architectural Flood and Spot Luminaires | Standard | FALSE | [9 empty] | 42670 |  |  | Yes |  | 3.1 | 15710 | 115.4 | 136.1 | 11.8 | 0.99 | 5000 | 70
P86S41EA | Eaton (formerly Cooper Lighting) | Mcgraw-Edison | GLEON-AF-04-LED-[347 480]-SL2-[AP BZ BK DP GM WH]-[ADJA ADJS ADJA-WM]-7050-600-[P PER7 R HA ALL MS LWR SENSORS L90 R90 MT TH LCF CE] | Outdoor Luminaires | High Output | Architectural Flood and Spot Luminaires | Standard | FALSE | [9 empty] | 42670 |  |  | Yes |  | 3.1 | 15498 | 113.9 | 136.1 | 11.8 | 0.99 | 5000 | 70
P58VF1BR | Eaton (formerly Cooper Lighting) | Streetworks | GAN-AF-04-LED-[8 9]-SL2-[AP BZ BK DP GM WH]-[ADJA ADJS ADJA-WM]-7050-600-[2L 3 P 4 4N7 HA ALL MS SENSORS DIMRF-LW DIMRF-LN L90 R90 MT TH LCF CE] | Outdoor Luminaires | High Output | Architectural Flood and Spot Luminaires | Standard | FALSE | [9 empty] | 42670 |  |  | Yes |  | 3.1 | 15498 | 113.9 | 136.1 | 11.8 | 0.99 | 5000 | 70
PCC3NG5D | Eaton (formerly Cooper Lighting) | Streetworks | GAN-AF-02-LED-[8 9]-T3-[AP BZ BK DP GM WH]-[ADJA ADJS ADJA-WM]-7050-800-[2L 3 P 4 4N7 HA ALL MS SENSORS DIMRF-LW DIMRF-LN L90 R90 MT TH LCF CE] | Outdoor Luminaires | Mid Output | Architectural Flood and Spot Luminaires | Standard | FALSE | [9 empty] | 42670 |  |  | Yes |  | 3.1 | 9842 | 104.3 | 94.4 | 19.68 | 0.98 | 5000 | 70
P2B2Q553 | Eaton (formerly Cooper Lighting) | Mcgraw-Edison | GLEON-AF-02-LED-[347 480]-T3-[AP BZ BK DP GM WH]-[ADJA ADJS ADJA-WM]-7050-800-[P PER7 R HA ALL MS LWR SENSORS L90 R90 MT TH LCF CE] | Outdoor Luminaires | Mid Output | Architectural Flood and Spot Luminaires | Standard | FALSE | [9 empty] | 42670 |  |  | Yes |  | 3.1 | 9842 | 104.3 | 94.4 | 19.68 | 0.98 | 5000 | 70
PYKVETK7 | Eaton (formerly Cooper Lighting) | Streetworks | GAN-AF-02-LED-[8 9]-T2-[AP BZ BK DP GM WH]-[ADJA ADJS ADJA-WM]-7050-800-[2L 3 P 4 4N7 HA ALL MS SENSORS DIMRF-LW DIMRF-LN L90 R90 MT TH LCF CE] | Outdoor Luminaires | Mid Output | Architectural Flood and Spot Luminaires | Standard | FALSE | [9 empty] | 42670 |  |  | Yes |  | 3.1 | 9656 | 102.3 | 94.4 | 19.68 | 0.98 | 5000 | 70
PY624KDV | Eaton (formerly Cooper Lighting) | Mcgraw-Edison | GLEON-AF-02-LED-[347 480]-T2-[AP BZ BK DP GM WH]-[ADJA ADJS ADJA-WM]-7050-800-[P PER7 R HA ALL MS LWR SENSORS L90 R90 MT TH LCF CE] | Outdoor Luminaires | Mid Output | Architectural Flood and Spot Luminaires | Standard | FALSE | [9 empty] | 42670 |  |  | Yes |  | 3.1 | 9656 | 102.3 | 94.4 | 19.68 | 0.98 | 5000 | 70
PTZPDW8T | Eaton (formerly Cooper Lighting) | Streetworks | GAN-AF-05-LED-[8 9]-T2R-[AP BZ BK DP GM WH]-[ADJA ADJS ADJA-WM]-7050-800-[2L 3 P 4 4N7 HA ALL MS SENSORS DIMRF-LW DIMRF-LN L90 R90 MT TH LCF CE] | Outdoor Luminaires | High Output | Architectural Flood and Spot Luminaires | Standard | FALSE | [9 empty] | 42670 |  |  | Yes |  | 3.1 | 25041 | 109.8 | 228 | 19.68 | 0.98 | 5000 | 70
PTVZWT5Y | Eaton (formerly Cooper Lighting) | Mcgraw-Edison | GLEON-AF-05-LED-[347 480]-T2R-[AP BZ BK DP GM WH]-[ADJA ADJS ADJA-WM]-7050-800-[P PER7 R HA ALL MS LWR SENSORS L90 R90 MT TH LCF CE] | Outdoor Luminaires | High Output | Architectural Flood and Spot Luminaires | Standard | FALSE | [9 empty] | 42670 |  |  | Yes |  | 3.1 | 25041 | 109.8 | 228 | 19.68 | 0.98 | 5000 | 70
PWX47ZX3 | Eaton (formerly Cooper Lighting) | Streetworks | GAN-AF-05-LED-[8 9]-T3R-[AP BZ BK DP GM WH]-[ADJA ADJS ADJA-WM]-7050-800-[2L 3 P 4 4N7 HA ALL MS SENSORS DIMRF-LW DIMRF-LN L90 R90 MT TH LCF CE] | Outdoor Luminaires | High Output | Architectural Flood and Spot Luminaires | Standard | FALSE | [9 empty] | 42670 |  |  | Yes |  | 3.1 | 24576 | 107.8 | 228 | 19.68 | 0.98 | 5000 | 70
PN1MQQ1W | Eaton (formerly Cooper Lighting) | Mcgraw-Edison | GLEON-AF-05-LED-[347 480]-T3R-[AP BZ BK DP GM WH]-[ADJA ADJS ADJA-WM]-7050-800-[P PER7 R HA ALL MS LWR SENSORS L90 R90 MT TH LCF CE] | Outdoor Luminaires | High Output | Architectural Flood and Spot Luminaires | Standard | FALSE | [9 empty] | 42670 |  |  | Yes |  | 3.1 | 24576 | 107.8 | 228 | 19.68 | 0.98 | 5000 | 70
PK8R37VF | Eaton (formerly Cooper Lighting) | Mcgraw-Edison | GLEON-AF-02-LED-[347 480]-T2R-[AP BZ BK DP GM WH]-[ADJA ADJS ADJA-WM]-7050-800-[P PER7 R HA ALL MS LWR SENSORS L90 R90 MT TH LCF CE] | Outdoor Luminaires | High Output | Architectural Flood and Spot Luminaires | Standard | FALSE | [9 empty] | 42670 |  |  | Yes |  | 3.1 | 10251 | 108.6 | 94.4 | 19.68 | 0.98 | 5000 | 70
P3JVH1DM | Eaton (formerly Cooper Lighting) | Streetworks | GAN-AF-02-LED-[8 9]-T2R-[AP BZ BK DP GM WH]-[ADJA ADJS ADJA-WM]-7050-800-[2L 3 P 4 4N7 HA ALL MS SENSORS DIMRF-LW DIMRF-LN L90 R90 MT TH LCF CE] | Outdoor Luminaires | High Output | Architectural Flood and Spot Luminaires | Standard | FALSE | [9 empty] | 42670 |  |  | Yes |  | 3.1 | 10251 | 108.6 | 94.4 | 19.68 | 0.98 | 5000 | 70
P9GHWHJM | Eaton (formerly Cooper Lighting) | Streetworks | GAN-AF-02-LED-[8 9]-T3R-[AP BZ BK DP GM WH]-[ADJA ADJS ADJA-WM]-7050-800-[2L 3 P 4 4N7 HA ALL MS SENSORS DIMRF-LW DIMRF-LN L90 R90 MT TH LCF CE] | Outdoor Luminaires | High Output | Architectural Flood and Spot Luminaires | Standard | FALSE | [9 empty] | 42670 |  |  | Yes |  | 3.1 | 10061 | 106.6 | 94.4 | 19.68 | 0.98 | 5000 | 70
P1XY6C5F | Eaton (formerly Cooper Lighting) | Mcgraw-Edison | GLEON-AF-02-LED-[347 480]-T3R-[AP BZ BK DP GM WH]-[ADJA ADJS ADJA-WM]-7050-800-[P PER7 R HA ALL MS LWR SENSORS L90 R90 MT TH LCF CE] | Outdoor Luminaires | High Output | Architectural Flood and Spot Luminaires | Standard | FALSE | [9 empty] | 42670 |  |  | Yes |  | 3.1 | 10061 | 106.6 | 94.4 | 19.68 | 0.98 | 5000 | 70
PXJMMHDU | Eaton (formerly Cooper Lighting) | Mcgraw-Edison | GLEON-AF-07-LED-[347 480]-T3-[AP BZ BK DP GM WH]-[ADJA ADJS ADJA-WM]-7050-600-[P PER7 R HA ALL MS LWR SENSORS L90 R90 MT TH LCF CE] | Outdoor Luminaires | High Output | Architectural Flood and Spot Luminaires | Standard | FALSE | [9 empty] | 42670 |  |  | Yes |  | 3.1 | 27746 | 116.1 | 238.9 | 17.18 | 0.98 | 5000 | 70
PAGCRW5D | Eaton (formerly Cooper Lighting) | Streetworks | GAN-AF-07-LED-[8 9]-T3-[AP BZ BK DP GM WH]-[ADJA ADJS ADJA-WM]-7050-600-[2L 3 P 4 4N7 HA ALL MS SENSORS DIMRF-LW DIMRF-LN L90 R90 MT TH LCF CE] | Outdoor Luminaires | High Output | Architectural Flood and Spot Luminaires | Standard | FALSE | [9 empty] | 42670 |  |  | Yes |  | 3.1 | 27746 | 116.1 | 238.9 | 17.18 | 0.98 | 5000 | 70
PNA44928 | Eaton (formerly Cooper Lighting) | Streetworks | GAN-AF-07-LED-[8 9]-T2-[AP BZ BK DP GM WH]-[ADJA ADJS ADJA-WM]-7050-600-[2L 3 P 4 4N7 HA ALL MS SENSORS DIMRF-LW DIMRF-LN L90 R90 MT TH LCF CE] | Outdoor Luminaires | High Output | Architectural Flood and Spot Luminaires | Standard | FALSE | [9 empty] | 42670 |  |  | Yes |  | 3.1 | 27222 | 113.9 | 238.9 | 17.18 | 0.98 | 5000 | 70
P15YZRXE | Eaton (formerly Cooper Lighting) | Mcgraw-Edison | GLEON-AF-07-LED-[347 480]-T2-[AP BZ BK DP GM WH]-[ADJA ADJS ADJA-WM]-7050-600-[P PER7 R HA ALL MS LWR SENSORS L90 R90 MT TH LCF CE] | Outdoor Luminaires | High Output | Architectural Flood and Spot Luminaires | Standard | FALSE | [9 empty] | 42670 |  |  | Yes |  | 3.1 | 27222 | 113.9 | 238.9 | 17.18 | 0.98 | 5000 | 70
PWHPH314 | Eaton (formerly Cooper Lighting) | Mcgraw-Edison | GLEON-AF-07-LED-[347 480]-SL4-[AP BZ BK DP GM WH]-[ADJA ADJS ADJA-WM]-7050-600-[P PER7 R HA ALL MS LWR SENSORS L90 R90 MT TH LCF CE] | Outdoor Luminaires | High Output | Architectural Flood and Spot Luminaires | Standard | FALSE | [9 empty] | 42670 |  |  | Yes |  | 3.1 | 26359 | 110.3 | 238.9 | 17.18 | 0.98 | 5000 | 70
PHZF7GKS | Eaton (formerly Cooper Lighting) | Streetworks | GAN-AF-07-LED-[8 9]-SL4-[AP BZ BK DP GM WH]-[ADJA ADJS ADJA-WM]-7050-600-[2L 3 P 4 4N7 HA ALL MS SENSORS DIMRF-LW DIMRF-LN L90 R90 MT TH LCF CE] | Outdoor Luminaires | High Output | Architectural Flood and Spot Luminaires | Standard | FALSE | [9 empty] | 42670 |  |  | Yes |  | 3.1 | 26359 | 110.3 | 238.9 | 17.18 | 0.98 | 5000 | 70
PZR817AK | Eaton (formerly Cooper Lighting) | Mcgraw-Edison | GLEON-AF-06-LED-[347 480]-T3-[AP BZ BK DP GM WH]-[ADJA ADJS ADJA-WM]-7050-600-[P PER7 R HA ALL MS LWR SENSORS L90 R90 MT TH LCF CE] | Outdoor Luminaires | High Output | Architectural Flood and Spot Luminaires | Standard | FALSE | [9 empty] | 42670 |  |  | Yes |  | 3.1 | 23461 | 114.1 | 205.6 | 17.18 | 0.98 | 5000 | 70
PQNV2GAM | Eaton (formerly Cooper Lighting) | Streetworks | GAN-AF-06-LED-[8 9]-T3-[AP BZ BK DP GM WH]-[ADJA ADJS ADJA-WM]-7050-600-[2L 3 P 4 4N7 HA ALL MS SENSORS DIMRF-LW DIMRF-LN L90 R90 MT TH LCF CE] | Outdoor Luminaires | High Output | Architectural Flood and Spot Luminaires | Standard | FALSE | [9 empty] | 42670 |  |  | Yes |  | 3.1 | 23461 | 114.1 | 205.6 | 17.18 | 0.98 | 5000 | 70
PHAZXZP5 | Eaton (formerly Cooper Lighting) | Mcgraw-Edison | GLEON-AF-06-LED-[347 480]-T2-[AP BZ BK DP GM WH]-[ADJA ADJS ADJA-WM]-7050-600-[P PER7 R HA ALL MS LWR SENSORS L90 R90 MT TH LCF CE] | Outdoor Luminaires | High Output | Architectural Flood and Spot Luminaires | Standard | FALSE | [9 empty] | 42670 |  |  | Yes |  | 3.1 | 23019 | 112 | 205.6 | 17.18 | 0.98 | 5000 | 70
P8T3AFUF | Eaton (formerly Cooper Lighting) | Streetworks | GAN-AF-06-LED-[8 9]-T2-[AP BZ BK DP GM WH]-[ADJA ADJS ADJA-WM]-7050-600-[2L 3 P 4 4N7 HA ALL MS SENSORS DIMRF-LW DIMRF-LN L90 R90 MT TH LCF CE] | Outdoor Luminaires | High Output | Architectural Flood and Spot Luminaires | Standard | FALSE | [9 empty] | 42670 |  |  | Yes |  | 3.1 | 23019 | 112 | 205.6 | 17.18 | 0.98 | 5000 | 70
PVU6KD5N | Eaton (formerly Cooper Lighting) | Mcgraw-Edison | GLEON-AF-05-LED-[347 480]-T3R-[AP BZ BK DP GM WH]-[ADJA ADJS ADJA-WM]-7050-600-[P PER7 R HA ALL MS LWR SENSORS L90 R90 MT TH LCF CE] | Outdoor Luminaires | High Output | Architectural Flood and Spot Luminaires | Standard | FALSE | [9 empty] | 42670 |  |  | Yes |  | 3.1 | 20041 | 114.5 | 175.1 | 17.18 | 0.98 | 5000 | 70
P1PTFPN3 | Eaton (formerly Cooper Lighting) | Streetworks | GAN-AF-05-LED-[8 9]-T3R-[AP BZ BK DP GM WH]-[ADJA ADJS ADJA-WM]-7050-600-[2L 3 P 4 4N7 HA ALL MS SENSORS DIMRF-LW DIMRF-LN L90 R90 MT TH LCF CE] | Outdoor Luminaires | High Output | Architectural Flood and Spot Luminaires | Standard | FALSE | [9 empty] | 42670 |  |  | Yes |  | 3.1 | 20041 | 114.5 | 175.1 | 17.18 | 0.98 | 5000 | 70
PUBZYB96 | Eaton (formerly Cooper Lighting) | Mcgraw-Edison | GLEON-AF-05-LED-[347 480]-T3-[AP BZ BK DP GM WH]-[ADJA ADJS ADJA-WM]-7050-600-[P PER7 R HA ALL MS LWR SENSORS L90 R90 MT TH LCF CE] | Outdoor Luminaires | High Output | Architectural Flood and Spot Luminaires | Standard | FALSE | [9 empty] | 42670 |  |  | Yes |  | 3.1 | 19605 | 112 | 175.1 | 17.18 | 0.98 | 5000 | 70
PT5NXQVX | Eaton (formerly Cooper Lighting) | Streetworks | GAN-AF-05-LED-[8 9]-T3-[AP BZ BK DP GM WH]-[ADJA ADJS ADJA-WM]-7050-600-[2L 3 P 4 4N7 HA ALL MS SENSORS DIMRF-LW DIMRF-LN L90 R90 MT TH LCF CE] | Outdoor Luminaires | High Output | Architectural Flood and Spot Luminaires | Standard | FALSE | [9 empty] | 42670 |  |  | Yes |  | 3.1 | 19605 | 112 | 175.1 | 17.18 | 0.98 | 5000 | 70
PSNNDPW7 | Eaton (formerly Cooper Lighting) | Mcgraw-Edison | GLEON-AF-05-LED-[347 480]-T2-[AP BZ BK DP GM WH]-[ADJA ADJS ADJA-WM]-7050-600-[P PER7 R HA ALL MS LWR SENSORS L90 R90 MT TH LCF CE] | Outdoor Luminaires | High Output | Architectural Flood and Spot Luminaires | Standard | FALSE | [9 empty] | 42670 |  |  | Yes |  | 3.1 | 19235 | 109.9 | 175.1 | 17.18 | 0.98 | 5000 | 70
PHJEXPNR | Eaton (formerly Cooper Lighting) | Streetworks | GAN-AF-05-LED-[8 9]-T2-[AP BZ BK DP GM WH]-[ADJA ADJS ADJA-WM]-7050-600-[2L 3 P 4 4N7 HA ALL MS SENSORS DIMRF-LW DIMRF-LN L90 R90 MT TH LCF CE] | Outdoor Luminaires | High Output | Architectural Flood and Spot Luminaires | Standard | FALSE | [9 empty] | 42670 |  |  | Yes |  | 3.1 | 19235 | 109.9 | 175.1 | 17.18 | 0.98 | 5000 | 70
PN3ADS31 | Eaton (formerly Cooper Lighting) | Streetworks | GAN-AF-03-LED-[8 9]-T2-[AP BZ BK DP GM WH]-[ADJA ADJS ADJA-WM]-7050-600-[2L 3 P 4 4N7 HA ALL MS SENSORS DIMRF-LW DIMRF-LN L90 R90 MT TH LCF CE] | Outdoor Luminaires | High Output | Architectural Flood and Spot Luminaires | Standard | FALSE | [9 empty] | 42670 |  |  | Yes |  | 3.1 | 11749 | 114.3 | 102.8 | 17.18 | 0.98 | 5000 | 70
P432DDHV | Eaton (formerly Cooper Lighting) | Mcgraw-Edison | GLEON-AF-03-LED-[347 480]-T2-[AP BZ BK DP GM WH]-[ADJA ADJS ADJA-WM]-7050-600-[P PER7 R HA ALL MS LWR SENSORS L90 R90 MT TH LCF CE] | Outdoor Luminaires | High Output | Architectural Flood and Spot Luminaires | Standard | FALSE | [9 empty] | 42670 |  |  | Yes |  | 3.1 | 11749 | 114.3 | 102.8 | 17.18 | 0.98 | 5000 | 70
PRRYAPF3 | Eaton (formerly Cooper Lighting) | Streetworks | GAN-AF-03-LED-[8 9]-SL4-[AP BZ BK DP GM WH]-[ADJA ADJS ADJA-WM]-7050-600-[2L 3 P 4 4N7 HA ALL MS SENSORS DIMRF-LW DIMRF-LN L90 R90 MT TH LCF CE] | Outdoor Luminaires | High Output | Architectural Flood and Spot Luminaires | Standard | FALSE | [9 empty] | 42670 |  |  | Yes |  | 3.1 | 11377 | 110.7 | 102.8 | 17.18 | 0.98 | 5000 | 70
PN1E3QXR | Eaton (formerly Cooper Lighting) | Mcgraw-Edison | GLEON-AF-03-LED-[347 480]-SL4-[AP BZ BK DP GM WH]-[ADJA ADJS ADJA-WM]-7050-600-[P PER7 R HA ALL MS LWR SENSORS L90 R90 MT TH LCF CE] | Outdoor Luminaires | High Output | Architectural Flood and Spot Luminaires | Standard | FALSE | [9 empty] | 42670 |  |  | Yes |  | 3.1 | 11377 | 110.7 | 102.8 | 17.18 | 0.98 | 5000 | 70
PCHGAF7F | Eaton (formerly Cooper Lighting) | Streetworks | GAN-AF-01-LED-[8 9]-T2R-[AP BZ BK DP GM WH]-[ADJA ADJS ADJA-WM]-7050-800-[2L 3 P 4 4N7 HA ALL MS SENSORS DIMRF-LW DIMRF-LN L90 R90 MT TH LCF CE] | Outdoor Luminaires | Mid Output | Architectural Flood and Spot Luminaires | Standard | FALSE | [9 empty] | 42670 |  |  | Yes |  | 3.1 | 5246 | 103.3 | 50.8 | 16.41 | 0.97 | 5000 | 70
PCB4B49G | Eaton (formerly Cooper Lighting) | Mcgraw-Edison | GLEON-AF-01-LED-[347 480]-T2R-[AP BZ BK DP GM WH]-[ADJA ADJS ADJA-WM]-7050-800-[P PER7 R HA ALL MS LWR SENSORS L90 R90 MT TH LCF CE] | Outdoor Luminaires | Mid Output | Architectural Flood and Spot Luminaires | Standard | FALSE | [9 empty] | 42670 |  |  | Yes |  | 3.1 | 5246 | 103.3 | 50.8 | 16.41 | 0.97 | 5000 | 70
PW25HYQS | Eaton (formerly Cooper Lighting) | Streetworks | GAN-AF-01-LED-[8 9]-T3R-[AP BZ BK DP GM WH]-[ADJA ADJS ADJA-WM]-7050-800-[2L 3 P 4 4N7 HA ALL MS SENSORS DIMRF-LW DIMRF-LN L90 R90 MT TH LCF CE] | Outdoor Luminaires | Mid Output | Architectural Flood and Spot Luminaires | Standard | FALSE | [9 empty] | 42670 |  |  | Yes |  | 3.1 | 5148 | 101.3 | 50.8 | 16.41 | 0.97 | 5000 | 70
PTTABHB4 | Eaton (formerly Cooper Lighting) | Mcgraw-Edison | GLEON-AF-01-LED-[347 480]-T3R-[AP BZ BK DP GM WH]-[ADJA ADJS ADJA-WM]-7050-800-[P PER7 R HA ALL MS LWR SENSORS L90 R90 MT TH LCF CE] | Outdoor Luminaires | Mid Output | Architectural Flood and Spot Luminaires | Standard | FALSE | [9 empty] | 42670 |  |  | Yes |  | 3.1 | 5148 | 101.3 | 50.8 | 16.41 | 0.97 | 5000 | 70
PWGTFK85 | Eaton (formerly Cooper Lighting) | Mcgraw-Edison | GLEON-AF-01-LED-[347 480]-T3-[AP BZ BK DP GM WH]-[ADJA ADJS ADJA-WM]-7050-800-[P PER7 R HA ALL MS LWR SENSORS L90 R90 MT TH LCF CE] | Outdoor Luminaires | Mid Output | Architectural Flood and Spot Luminaires | Standard | FALSE | [9 empty] | 42670 |  |  | Yes |  | 3.1 | 5037 | 99.2 | 50.8 | 16.41 | 0.97 | 5000 | 70
PUT8WXKQ | Eaton (formerly Cooper Lighting) | Streetworks | GAN-AF-01-LED-[8 9]-T3-[AP BZ BK DP GM WH]-[ADJA ADJS ADJA-WM]-7050-800-[2L 3 P 4 4N7 HA ALL MS SENSORS DIMRF-LW DIMRF-LN L90 R90 MT TH LCF CE] | Outdoor Luminaires | Mid Output | Architectural Flood and Spot Luminaires | Standard | FALSE | [9 empty] | 42670 |  |  | Yes |  | 3.1 | 5037 | 99.2 | 50.8 | 16.41 | 0.97 | 5000 | 70
PRF3D5TT | Eaton (formerly Cooper Lighting) | Mcgraw-Edison | GLEON-AF-01-LED-[347 480]-T2-[AP BZ BK DP GM WH]-[ADJA ADJS ADJA-WM]-7050-800-[P PER7 R HA ALL MS LWR SENSORS L90 R90 MT TH LCF CE] | Outdoor Luminaires | Low Output | Architectural Flood and Spot Luminaires | Standard | FALSE | [9 empty] | 42670 |  |  | Yes |  | 3.1 | 4941 | 97.3 | 50.8 | 16.41 | 0.97 | 5000 | 70
P5EXJG1N | Eaton (formerly Cooper Lighting) | Streetworks | GAN-AF-01-LED-[8 9]-T2-[AP BZ BK DP GM WH]-[ADJA ADJS ADJA-WM]-7050-800-[2L 3 P 4 4N7 HA ALL MS SENSORS DIMRF-LW DIMRF-LN L90 R90 MT TH LCF CE] | Outdoor Luminaires | Low Output | Architectural Flood and Spot Luminaires | Standard | FALSE | [9 empty] | 42670 |  |  | Yes |  | 3.1 | 4941 | 97.3 | 50.8 | 16.41 | 0.97 | 5000 | 70
PB618ENS | Eaton (formerly Cooper Lighting) | Mcgraw-Edison | GLEON-AF-01-LED-[347 480]-T3-[AP BZ BK DP GM WH]-[ADJA ADJS ADJA-WM]-7050-600-[P PER7 R HA ALL MS LWR SENSORS L90 R90 MT TH LCF CE] | Outdoor Luminaires | Low Output | Architectural Flood and Spot Luminaires | Standard | FALSE | [9 empty] | 42670 |  |  | Yes |  | 3.1 | 4107 | 105.9 | 38.8 | 15.91 | 0.98 | 5000 | 70
P4C1QKUR | Eaton (formerly Cooper Lighting) | Streetworks | GAN-AF-01-LED-[8 9]-T3-[AP BZ BK DP GM WH]-[ADJA ADJS ADJA-WM]-7050-600-[2L 3 P 4 4N7 HA ALL MS SENSORS DIMRF-LW DIMRF-LN L90 R90 MT TH LCF CE] | Outdoor Luminaires | Low Output | Architectural Flood and Spot Luminaires | Standard | FALSE | [9 empty] | 42670 |  |  | Yes |  | 3.1 | 4107 | 105.9 | 38.8 | 15.91 | 0.98 | 5000 | 70
PVVAYYSG | Eaton (formerly Cooper Lighting) | Streetworks | GAN-AF-01-LED-[8 9]-T2-[AP BZ BK DP GM WH]-[ADJA ADJS ADJA-WM]-7050-600-[2L 3 P 4 4N7 HA ALL MS SENSORS DIMRF-LW DIMRF-LN L90 R90 MT TH LCF CE] | Outdoor Luminaires | Low Output | Architectural Flood and Spot Luminaires | Standard | FALSE | [9 empty] | 42670 |  |  | Yes |  | 3.1 | 4029 | 103.8 | 38.8 | 15.91 | 0.98 | 5000 | 70
PQ15ENTB | Eaton (formerly Cooper Lighting) | Mcgraw-Edison | GLEON-AF-01-LED-[347 480]-T2-[AP BZ BK DP GM WH]-[ADJA ADJS ADJA-WM]-7050-600-[P PER7 R HA ALL MS LWR SENSORS L90 R90 MT TH LCF CE] | Outdoor Luminaires | Low Output | Architectural Flood and Spot Luminaires | Standard | FALSE | [9 empty] | 42670 |  |  | Yes |  | 3.1 | 4029 | 103.8 | 38.8 | 15.91 | 0.98 | 5000 | 70
PZHZWTVA | Eaton (formerly Cooper Lighting) | Streetworks | GAN-AF-01-LED-[8 9]-SL4-[AP BZ BK DP GM WH]-[ADJA ADJS ADJA-WM]-7050-600-[2L 3 P 4 4N7 HA ALL MS SENSORS DIMRF-LW DIMRF-LN L90 R90 MT TH LCF CE] | Outdoor Luminaires | Low Output | Architectural Flood and Spot Luminaires | Standard | FALSE | [9 empty] | 42670 |  |  | Yes |  | 3.1 | 3902 | 100.6 | 38.8 | 15.91 | 0.98 | 5000 | 70
PCJ8JVHN | Eaton (formerly Cooper Lighting) | Mcgraw-Edison | GLEON-AF-01-LED-[347 480]-SL4-[AP BZ BK DP GM WH]-[ADJA ADJS ADJA-WM]-7050-600-[P PER7 R HA ALL MS LWR SENSORS L90 R90 MT TH LCF CE] | Outdoor Luminaires | Low Output | Architectural Flood and Spot Luminaires | Standard | FALSE | [9 empty] | 42670 |  |  | Yes |  | 3.1 | 3902 | 100.6 | 38.8 | 15.91 | 0.98 | 5000 | 70
PT41E3QT | Eaton (formerly Cooper Lighting) | Mcgraw-Edison | GLEON-AF-06-LED-[347 480]-T2R-[AP BZ BK DP GM WH]-[ADJA ADJS ADJA-WM]-7050-800-[P PER7 R HA ALL MS LWR SENSORS L90 R90 MT TH LCF CE] | Outdoor Luminaires | High Output | Architectural Flood and Spot Luminaires | Standard | FALSE | [9 empty] | 42670 |  |  | Yes |  | 3.1 | 29966 | 112.1 | 267.2 | 12.12 | 0.99 | 5000 | 70
P3JW318F | Eaton (formerly Cooper Lighting) | Streetworks | GAN-AF-06-LED-[8 9]-T2R-[AP BZ BK DP GM WH]-[ADJA ADJS ADJA-WM]-7050-800-[2L 3 P 4 4N7 HA ALL MS SENSORS DIMRF-LW DIMRF-LN L90 R90 MT TH LCF CE] | Outdoor Luminaires | High Output | Architectural Flood and Spot Luminaires | Standard | FALSE | [9 empty] | 42670 |  |  | Yes |  | 3.1 | 29966 | 112.1 | 267.2 | 12.12 | 0.99 | 5000 | 70
PMFF6ZQM | Eaton (formerly Cooper Lighting) | Streetworks | GAN-AF-06-LED-[8 9]-T3R-[AP BZ BK DP GM WH]-[ADJA ADJS ADJA-WM]-7050-800-[2L 3 P 4 4N7 HA ALL MS SENSORS DIMRF-LW DIMRF-LN L90 R90 MT TH LCF CE] | Outdoor Luminaires | High Output | Architectural Flood and Spot Luminaires | Standard | FALSE | [9 empty] | 42670 |  |  | Yes |  | 3.1 | 29409 | 110.1 | 267.2 | 12.12 | 0.99 | 5000 | 70
P79EFWYZ | Eaton (formerly Cooper Lighting) | Mcgraw-Edison | GLEON-AF-06-LED-[347 480]-T3R-[AP BZ BK DP GM WH]-[ADJA ADJS ADJA-WM]-7050-800-[P PER7 R HA ALL MS LWR SENSORS L90 R90 MT TH LCF CE] | Outdoor Luminaires | High Output | Architectural Flood and Spot Luminaires | Standard | FALSE | [9 empty] | 42670 |  |  | Yes |  | 3.1 | 29409 | 110.1 | 267.2 | 12.12 | 0.99 | 5000 | 70
PJHFBN9S | Eaton (formerly Cooper Lighting) | Mcgraw-Edison | GLEON-AF-03-LED-[347 480]-T2R-[AP BZ BK DP GM WH]-[ADJA ADJS ADJA-WM]-7050-800-[P PER7 R HA ALL MS LWR SENSORS L90 R90 MT TH LCF CE] | Outdoor Luminaires | High Output | Architectural Flood and Spot Luminaires | Standard | FALSE | [9 empty] | 42670 |  |  | Yes |  | 3.1 | 15296 | 114.5 | 133.6 | 12.12 | 0.99 | 5000 | 70
PDWAHANC | Eaton (formerly Cooper Lighting) | Streetworks | GAN-AF-03-LED-[8 9]-T2R-[AP BZ BK DP GM WH]-[ADJA ADJS ADJA-WM]-7050-800-[2L 3 P 4 4N7 HA ALL MS SENSORS DIMRF-LW DIMRF-LN L90 R90 MT TH LCF CE] | Outdoor Luminaires | High Output | Architectural Flood and Spot Luminaires | Standard | FALSE | [9 empty] | 42670 |  |  | Yes |  | 3.1 | 15296 | 114.5 | 133.6 | 12.12 | 0.99 | 5000 | 70
PQKG8NG9 | Eaton (formerly Cooper Lighting) | Mcgraw-Edison | GLEON-AF-03-LED-[347 480]-T3R-[AP BZ BK DP GM WH]-[ADJA ADJS ADJA-WM]-7050-800-[P PER7 R HA ALL MS LWR SENSORS L90 R90 MT TH LCF CE] | Outdoor Luminaires | High Output | Architectural Flood and Spot Luminaires | Standard | FALSE | [9 empty] | 42670 |  |  | Yes |  | 3.1 | 15011 | 112.4 | 133.6 | 12.12 | 0.99 | 5000 | 70
PF15787E | Eaton (formerly Cooper Lighting) | Streetworks | GAN-AF-03-LED-[8 9]-T3R-[AP BZ BK DP GM WH]-[ADJA ADJS ADJA-WM]-7050-800-[2L 3 P 4 4N7 HA ALL MS SENSORS DIMRF-LW DIMRF-LN L90 R90 MT TH LCF CE] | Outdoor Luminaires | High Output | Architectural Flood and Spot Luminaires | Standard | FALSE | [9 empty] | 42670 |  |  | Yes |  | 3.1 | 15011 | 112.4 | 133.6 | 12.12 | 0.99 | 5000 | 70
PM8J6CZZ | Eaton (formerly Cooper Lighting) | Streetworks | GAN-AF-03-LED-[8 9]-T3-[AP BZ BK DP GM WH]-[ADJA ADJS ADJA-WM]-7050-800-[2L 3 P 4 4N7 HA ALL MS SENSORS DIMRF-LW DIMRF-LN L90 R90 MT TH LCF CE] | Outdoor Luminaires | High Output | Architectural Flood and Spot Luminaires | Standard | FALSE | [9 empty] | 42670 |  |  | Yes |  | 3.1 | 14685 | 109.9 | 133.6 | 12.12 | 0.99 | 5000 | 70
PAQQKEPS | Eaton (formerly Cooper Lighting) | Mcgraw-Edison | GLEON-AF-03-LED-[347 480]-T3-[AP BZ BK DP GM WH]-[ADJA ADJS ADJA-WM]-7050-800-[P PER7 R HA ALL MS LWR SENSORS L90 R90 MT TH LCF CE] | Outdoor Luminaires | High Output | Architectural Flood and Spot Luminaires | Standard | FALSE | [9 empty] | 42670 |  |  | Yes |  | 3.1 | 14685 | 109.9 | 133.6 | 12.12 | 0.99 | 5000 | 70
PWTZWWKB | Eaton (formerly Cooper Lighting) | Streetworks | GAN-AF-02-LED-[8 9]-T3-[AP BZ BK DP GM WH]-[ADJA ADJS ADJA-WM]-7050-600-[2L 3 P 4 4N7 HA ALL MS SENSORS DIMRF-LW DIMRF-LN L90 R90 MT TH LCF CE] | Outdoor Luminaires | Mid Output | Architectural Flood and Spot Luminaires | Standard | FALSE | [9 empty] | 42670 |  |  | Yes |  | 3.1 | 8026 | 111 | 72.3 | 12.05 | 0.99 | 5000 | 70
PSB2XB5P | Eaton (formerly Cooper Lighting) | Mcgraw-Edison | GLEON-AF-02-LED-[347 480]-T3-[AP BZ BK DP GM WH]-[ADJA ADJS ADJA-WM]-7050-600-[P PER7 R HA ALL MS LWR SENSORS L90 R90 MT TH LCF CE] | Outdoor Luminaires | Mid Output | Architectural Flood and Spot Luminaires | Standard | FALSE | [9 empty] | 42670 |  |  | Yes |  | 3.1 | 8026 | 111 | 72.3 | 12.05 | 0.99 | 5000 | 70
PS8RAC43 | Eaton (formerly Cooper Lighting) | Streetworks | GAN-AF-02-LED-[8 9]-T2-[AP BZ BK DP GM WH]-[ADJA ADJS ADJA-WM]-7050-600-[2L 3 P 4 4N7 HA ALL MS SENSORS DIMRF-LW DIMRF-LN L90 R90 MT TH LCF CE] | Outdoor Luminaires | Mid Output | Architectural Flood and Spot Luminaires | Standard | FALSE | [9 empty] | 42670 |  |  | Yes |  | 3.1 | 7874 | 108.9 | 72.3 | 12.05 | 0.99 | 5000 | 70
PCAW92S5 | Eaton (formerly Cooper Lighting) | Mcgraw-Edison | GLEON-AF-02-LED-[347 480]-T2-[AP BZ BK DP GM WH]-[ADJA ADJS ADJA-WM]-7050-600-[P PER7 R HA ALL MS LWR SENSORS L90 R90 MT TH LCF CE] | Outdoor Luminaires | Mid Output | Architectural Flood and Spot Luminaires | Standard | FALSE | [9 empty] | 42670 |  |  | Yes |  | 3.1 | 7874 | 108.9 | 72.3 | 12.05 | 0.99 | 5000 | 70
PCEZG6G6 | Eaton (formerly Cooper Lighting) | Mcgraw-Edison | GLEON-AF-02-LED-[347 480]-SL4-[AP BZ BK DP GM WH]-[ADJA ADJS ADJA-WM]-7050-600-[P PER7 R HA ALL MS LWR SENSORS L90 R90 MT TH LCF CE] | Outdoor Luminaires | Mid Output | Architectural Flood and Spot Luminaires | Standard | FALSE | [9 empty] | 42670 |  |  | Yes |  | 3.1 | 7624 | 105.4 | 72.3 | 12.05 | 0.99 | 5000 | 70
P853H1KZ | Eaton (formerly Cooper Lighting) | Streetworks | GAN-AF-02-LED-[8 9]-SL4-[AP BZ BK DP GM WH]-[ADJA ADJS ADJA-WM]-7050-600-[2L 3 P 4 4N7 HA ALL MS SENSORS DIMRF-LW DIMRF-LN L90 R90 MT TH LCF CE] | Outdoor Luminaires | Mid Output | Architectural Flood and Spot Luminaires | Standard | FALSE | [9 empty] | 42670 |  |  | Yes |  | 3.1 | 7624 | 105.4 | 72.3 | 12.05 | 0.99 | 5000 | 70
PM3AWENP | Eaton (formerly Cooper Lighting) | Mcgraw-Edison | GLEON-AF-04-LED-[347 480]-T2R-[AP BZ BK DP GM WH]-[ADJA ADJS ADJA-WM]-7050-800-[P PER7 R HA ALL MS LWR SENSORS L90 R90 MT TH LCF CE] | Outdoor Luminaires | High Output | Architectural Flood and Spot Luminaires | Standard | FALSE | [9 empty] | 42670 |  |  | Yes |  | 3.1 | 20211 | 107 | 188.8 | 11.96 | 0.99 | 5000 | 70
PDPP5X6F | Eaton (formerly Cooper Lighting) | Streetworks | GAN-AF-04-LED-[8 9]-T2R-[AP BZ BK DP GM WH]-[ADJA ADJS ADJA-WM]-7050-800-[2L 3 P 4 4N7 HA ALL MS SENSORS DIMRF-LW DIMRF-LN L90 R90 MT TH LCF CE] | Outdoor Luminaires | High Output | Architectural Flood and Spot Luminaires | Standard | FALSE | [9 empty] | 42670 |  |  | Yes |  | 3.1 | 20211 | 107 | 188.8 | 11.96 | 0.99 | 5000 | 70
PJWCNBGF | Eaton (formerly Cooper Lighting) | Mcgraw-Edison | GLEON-AF-04-LED-[347 480]-T3-[AP BZ BK DP GM WH]-[ADJA ADJS ADJA-WM]-7050-600-[P PER7 R HA ALL MS LWR SENSORS L90 R90 MT TH LCF CE] | Outdoor Luminaires | High Output | Architectural Flood and Spot Luminaires | Standard | FALSE | [9 empty] | 42670 |  |  | Yes |  | 3.1 | 15824 | 116.3 | 136.1 | 11.8 | 0.99 | 5000 | 70
PD35FMWZ | Eaton (formerly Cooper Lighting) | Streetworks | GAN-AF-04-LED-[8 9]-T3-[AP BZ BK DP GM WH]-[ADJA ADJS ADJA-WM]-7050-600-[2L 3 P 4 4N7 HA ALL MS SENSORS DIMRF-LW DIMRF-LN L90 R90 MT TH LCF CE] | Outdoor Luminaires | High Output | Architectural Flood and Spot Luminaires | Standard | FALSE | [9 empty] | 42670 |  |  | Yes |  | 3.1 | 15824 | 116.3 | 136.1 | 11.8 | 0.99 | 5000 | 70
PWPW41VN | Eaton (formerly Cooper Lighting) | Streetworks | GAN-AF-04-LED-[8 9]-T2-[AP BZ BK DP GM WH]-[ADJA ADJS ADJA-WM]-7050-600-[2L 3 P 4 4N7 HA ALL MS SENSORS DIMRF-LW DIMRF-LN L90 R90 MT TH LCF CE] | Outdoor Luminaires | High Output | Architectural Flood and Spot Luminaires | Standard | FALSE | [9 empty] | 42670 |  |  | Yes |  | 3.1 | 15525 | 114.1 | 136.1 | 11.8 | 0.99 | 5000 | 70
PF3PNQ7C | Eaton (formerly Cooper Lighting) | Mcgraw-Edison | GLEON-AF-04-LED-[347 480]-T2-[AP BZ BK DP GM WH]-[ADJA ADJS ADJA-WM]-7050-600-[P PER7 R HA ALL MS LWR SENSORS L90 R90 MT TH LCF CE] | Outdoor Luminaires | High Output | Architectural Flood and Spot Luminaires | Standard | FALSE | [9 empty] | 42670 |  |  | Yes |  | 3.1 | 15525 | 114.1 | 136.1 | 11.8 | 0.99 | 5000 | 70
P9R2WQAW | Eaton (formerly Cooper Lighting) | Streetworks | GAN-AF-04-LED-[8 9]-SL4-[AP BZ BK DP GM WH]-[ADJA ADJS ADJA-WM]-7050-600-[2L 3 P 4 4N7 HA ALL MS SENSORS DIMRF-LW DIMRF-LN L90 R90 MT TH LCF CE] | Outdoor Luminaires | High Output | Architectural Flood and Spot Luminaires | Standard | FALSE | [9 empty] | 42670 |  |  | Yes |  | 3.1 | 15033 | 110.5 | 136.1 | 11.8 | 0.99 | 5000 | 70
P2JZ6F6B | Eaton (formerly Cooper Lighting) | Mcgraw-Edison | GLEON-AF-04-LED-[347 480]-SL4-[AP BZ BK DP GM WH]-[ADJA ADJS ADJA-WM]-7050-600-[P PER7 R HA ALL MS LWR SENSORS L90 R90 MT TH LCF CE] | Outdoor Luminaires | High Output | Architectural Flood and Spot Luminaires | Standard | FALSE | [9 empty] | 42670 |  |  | Yes |  | 3.1 | 15033 | 110.5 | 136.1 | 11.8 | 0.99 | 5000 | 70
PY33U8Z4 | Eaton (formerly Cooper Lighting) | Streetworks | GAN-AF-04-LED-[8 9]-SL4-[AP BZ BK DP GM WH]-[ADJA ADJS ADJA-WM]-7050-1200-[2L 3 P 4 4N7 HA ALL MS SENSORS DIMRF-LW DIMRF-LN L90 R90 MT TH LCF CE] | Outdoor Luminaires | High Output | Architectural Flood and Spot Luminaires | Standard | FALSE | [9 empty] | 42670 |  |  | Yes |  | 3.1 | 25029 | 97 | 258 | 11.69 | 0.99 | 5000 | 70
PUPJKD91 | Eaton (formerly Cooper Lighting) | Mcgraw-Edison | GLEON-AF-04-LED-[347 480]-SL4-[AP BZ BK DP GM WH]-[ADJA ADJS ADJA-WM]-7050-1200-[P PER7 R ALL MS LWR SENSORS L90 R90 MT TH LCF CE] | Outdoor Luminaires | High Output | Architectural Flood and Spot Luminaires | Standard | FALSE | [9 empty] | 42670 |  |  | Yes |  | 3.1 | 25029 | 97 | 258 | 11.69 | 0.99 | 5000 | 70
PGUWWVV3 | Eaton (formerly Cooper Lighting) | Mcgraw-Edison | GLEON-AF-05-LED-[347 480]-AFL-[AP BZ BK DP GM WH]-[ADJA ADJS ADJA-WM]-7050-800-[P PER7 R HA ALL MS LWR SENSORS L90 R90 MT TH LCF CE] | Outdoor Luminaires | High Output | Architectural Flood and Spot Luminaires | Standard | FALSE | [9 empty] | 42670 |  |  | Yes |  | 3.1 | 24659 | 108.2 | 228 | 19.68 | 0.98 | 5000 | 70
P5FWBC3T | Eaton (formerly Cooper Lighting) | Streetworks | GAN-AF-05-LED-[8 9]-AFL-[AP BZ BK DP GM WH]-[ADJA ADJS ADJA-WM]-7050-800-[2L 3 P 4 4N7 HA ALL MS SENSORS DIMRF-LW DIMRF-LN L90 R90 MT TH LCF CE] | Outdoor Luminaires | High Output | Architectural Flood and Spot Luminaires | Standard | FALSE | [9 empty] | 42670 |  |  | Yes |  | 3.1 | 24659 | 108.2 | 228 | 19.68 | 0.98 | 5000 | 70
PY7P9A9K | Eaton (formerly Cooper Lighting) | Streetworks | GAN-AF-02-LED-[8 9]-AFL-[AP BZ BK DP GM WH]-[ADJA ADJS ADJA-WM]-7050-800-[2L 3 P 4 4N7 HA ALL MS SENSORS DIMRF-LW DIMRF-LN L90 R90 MT TH LCF CE] | Outdoor Luminaires | High Output | Architectural Flood and Spot Luminaires | Standard | FALSE | [9 empty] | 42670 |  |  | Yes |  | 3.1 | 10095 | 106.9 | 94.4 | 19.68 | 0.98 | 5000 | 70
PCW9FW6R | Eaton (formerly Cooper Lighting) | Mcgraw-Edison | GLEON-AF-02-LED-[347 480]-AFL-[AP BZ BK DP GM WH]-[ADJA ADJS ADJA-WM]-7050-800-[P PER7 R HA ALL MS LWR SENSORS L90 R90 MT TH LCF CE] | Outdoor Luminaires | High Output | Architectural Flood and Spot Luminaires | Standard | FALSE | [9 empty] | 42670 |  |  | Yes |  | 3.1 | 10095 | 106.9 | 94.4 | 19.68 | 0.98 | 5000 | 70
PRE9G6DQ | Eaton (formerly Cooper Lighting) | Streetworks | GAN-AF-05-LED-[8 9]-AFL-[AP BZ BK DP GM WH]-[ADJA ADJS ADJA-WM]-7050-600-[2L 3 P 4 4N7 HA ALL MS SENSORS DIMRF-LW DIMRF-LN L90 R90 MT TH LCF CE] | Outdoor Luminaires | High Output | Architectural Flood and Spot Luminaires | Standard | FALSE | [9 empty] | 42670 |  |  | Yes |  | 3.1 | 20109 | 114.8 | 175.1 | 17.18 | 0.98 | 5000 | 70
P6BYD9N1 | Eaton (formerly Cooper Lighting) | Mcgraw-Edison | GLEON-AF-05-LED-[347 480]-AFL-[AP BZ BK DP GM WH]-[ADJA ADJS ADJA-WM]-7050-600-[P PER7 R HA ALL MS LWR SENSORS L90 R90 MT TH LCF CE] | Outdoor Luminaires | High Output | Architectural Flood and Spot Luminaires | Standard | FALSE | [9 empty] | 42670 |  |  | Yes |  | 3.1 | 20109 | 114.8 | 175.1 | 17.18 | 0.98 | 5000 | 70
PHY5WQDF | Eaton (formerly Cooper Lighting) | Streetworks | GAN-AF-01-LED-[8 9]-AFL-[AP BZ BK DP GM WH]-[ADJA ADJS ADJA-WM]-7050-800-[2L 3 P 4 4N7 HA ALL MS SENSORS DIMRF-LW DIMRF-LN L90 R90 MT TH LCF CE] | Outdoor Luminaires | Mid Output | Architectural Flood and Spot Luminaires | Standard | FALSE | [9 empty] | 42670 |  |  | Yes |  | 3.1 | 5166 | 101.7 | 50.8 | 16.41 | 0.97 | 5000 | 70
PEYS4A3C | Eaton (formerly Cooper Lighting) | Mcgraw-Edison | GLEON-AF-01-LED-[347 480]-AFL-[AP BZ BK DP GM WH]-[ADJA ADJS ADJA-WM]-7050-800-[P PER7 R HA ALL MS LWR SENSORS L90 R90 MT TH LCF CE] | Outdoor Luminaires | Mid Output | Architectural Flood and Spot Luminaires | Standard | FALSE | [9 empty] | 42670 |  |  | Yes |  | 3.1 | 5166 | 101.7 | 50.8 | 16.41 | 0.97 | 5000 | 70
PW6DHA38 | Eaton (formerly Cooper Lighting) | Streetworks | GAN-AF-06-LED-[8 9]-AFL-[AP BZ BK DP GM WH]-[ADJA ADJS ADJA-WM]-7050-800-[2L 3 P 4 4N7 HA ALL MS SENSORS DIMRF-LW DIMRF-LN L90 R90 MT TH LCF CE] | Outdoor Luminaires | High Output | Architectural Flood and Spot Luminaires | Standard | FALSE | [9 empty] | 42670 |  |  | Yes |  | 3.1 | 29509 | 110.4 | 267.2 | 12.12 | 0.99 | 5000 | 70
P522XS2H | Eaton (formerly Cooper Lighting) | Mcgraw-Edison | GLEON-AF-06-LED-[347 480]-AFL-[AP BZ BK DP GM WH]-[ADJA ADJS ADJA-WM]-7050-800-[P PER7 R HA ALL MS LWR SENSORS L90 R90 MT TH LCF CE] | Outdoor Luminaires | High Output | Architectural Flood and Spot Luminaires | Standard | FALSE | [9 empty] | 42670 |  |  | Yes |  | 3.1 | 29509 | 110.4 | 267.2 | 12.12 | 0.99 | 5000 | 70
PYZ3NP8K | Eaton (formerly Cooper Lighting) | Mcgraw-Edison | GLEON-AF-03-LED-[347 480]-AFL-[AP BZ BK DP GM WH]-[ADJA ADJS ADJA-WM]-7050-800-[P PER7 R HA ALL MS LWR SENSORS L90 R90 MT TH LCF CE] | Outdoor Luminaires | High Output | Architectural Flood and Spot Luminaires | Standard | FALSE | [9 empty] | 42670 |  |  | Yes |  | 3.1 | 15063 | 112.7 | 133.6 | 12.12 | 0.99 | 5000 | 70
PCF2R8QC | Eaton (formerly Cooper Lighting) | Streetworks | GAN-AF-03-LED-[8 9]-AFL-[AP BZ BK DP GM WH]-[ADJA ADJS ADJA-WM]-7050-800-[2L 3 P 4 4N7 HA ALL MS SENSORS DIMRF-LW DIMRF-LN L90 R90 MT TH LCF CE] | Outdoor Luminaires | High Output | Architectural Flood and Spot Luminaires | Standard | FALSE | [9 empty] | 42670 |  |  | Yes |  | 3.1 | 15063 | 112.7 | 133.6 | 12.12 | 0.99 | 5000 | 70
PSNBEAXZ | Eaton (formerly Cooper Lighting) | Mcgraw-Edison | GLEON-AF-08-LED-[347 480]-5WQ-[AP BZ BK DP GM WH]-[ADJA ADJS ADJA-WM]-7050-800-[P PER7 R HA ALL MS LWR SENSORS L90 R90 MT TH LCF CE] | Outdoor Luminaires | Very High Output | Architectural Flood and Spot Luminaires | Standard | FALSE | [9 empty] | 42670 |  |  | Yes |  | 3.1 | 40597 | 112.3 | 361.6 | 19.68 | 0.98 | 5000 | 70
PBHR43WX | Eaton (formerly Cooper Lighting) | Streetworks | GAN-AF-08-LED-[8 9]-5WQ-[AP BZ BK DP GM WH]-[ADJA ADJS ADJA-WM]-7050-800-[2L 3 P 4 4N7 HA ALL MS SENSORS DIMRF-LW DIMRF-LN L90 R90 MT TH LCF CE] | Outdoor Luminaires | Very High Output | Architectural Flood and Spot Luminaires | Standard | FALSE | [9 empty] | 42670 |  |  | Yes |  | 3.1 | 40597 | 112.3 | 361.6 | 19.68 | 0.98 | 5000 | 70
PKNUJ4GK | Eaton (formerly Cooper Lighting) | Mcgraw-Edison | GLEON-AF-08-LED-[347 480]-5MQ-[AP BZ BK DP GM WH]-[ADJA ADJS ADJA-WM]-7050-800-[P PER7 R HA ALL MS LWR SENSORS L90 R90 MT TH LCF CE] | Outdoor Luminaires | Very High Output | Architectural Flood and Spot Luminaires | Standard | FALSE | [9 empty] | 42670 |  |  | Yes |  | 3.1 | 40489 | 112 | 361.6 | 19.68 | 0.98 | 5000 | 70
P51PXY3V | Eaton (formerly Cooper Lighting) | Streetworks | GAN-AF-08-LED-[8 9]-5MQ-[AP BZ BK DP GM WH]-[ADJA ADJS ADJA-WM]-7050-800-[2L 3 P 4 4N7 HA ALL MS SENSORS DIMRF-LW DIMRF-LN L90 R90 MT TH LCF CE] | Outdoor Luminaires | Very High Output | Architectural Flood and Spot Luminaires | Standard | FALSE | [9 empty] | 42670 |  |  | Yes |  | 3.1 | 40489 | 112 | 361.6 | 19.68 | 0.98 | 5000 | 70
PY792S4E | Eaton (formerly Cooper Lighting) | Streetworks | GAN-AF-08-LED-[8 9]-T2R-[AP BZ BK DP GM WH]-[ADJA ADJS ADJA-WM]-7050-800-[2L 3 P 4 4N7 HA ALL MS SENSORS DIMRF-LW DIMRF-LN L90 R90 MT TH LCF CE] | Outdoor Luminaires | Very High Output | Architectural Flood and Spot Luminaires | Standard | FALSE | [9 empty] | 42670 |  |  | Yes |  | 3.1 | 40154 | 111 | 361.6 | 19.68 | 0.98 | 5000 | 70
PK2J4HSD | Eaton (formerly Cooper Lighting) | Mcgraw-Edison | GLEON-AF-08-LED-[347 480]-T2R-[AP BZ BK DP GM WH]-[ADJA ADJS ADJA-WM]-7050-800-[P PER7 R HA ALL MS LWR SENSORS L90 R90 MT TH LCF CE] | Outdoor Luminaires | Very High Output | Architectural Flood and Spot Luminaires | Standard | FALSE | [9 empty] | 42670 |  |  | Yes |  | 3.1 | 40154 | 111 | 361.6 | 19.68 | 0.98 | 5000 | 70
PTWB9W7T | Eaton (formerly Cooper Lighting) | Streetworks | GAN-AF-08-LED-[8 9]-5NQ-[AP BZ BK DP GM WH]-[ADJA ADJS ADJA-WM]-7050-800-[2L 3 P 4 4N7 HA ALL MS SENSORS DIMRF-LW DIMRF-LN L90 R90 MT TH LCF CE] | Outdoor Luminaires | Very High Output | Architectural Flood and Spot Luminaires | Standard | FALSE | [9 empty] | 42670 |  |  | Yes |  | 3.1 | 39757 | 109.9 | 361.6 | 19.68 | 0.98 | 5000 | 70
PMTE6EDY | Eaton (formerly Cooper Lighting) | Mcgraw-Edison | GLEON-AF-08-LED-[347 480]-5NQ-[AP BZ BK DP GM WH]-[ADJA ADJS ADJA-WM]-7050-800-[P PER7 R HA ALL MS LWR SENSORS L90 R90 MT TH LCF CE] | Outdoor Luminaires | Very High Output | Architectural Flood and Spot Luminaires | Standard | FALSE | [9 empty] | 42670 |  |  | Yes |  | 3.1 | 39757 | 109.9 | 361.6 | 19.68 | 0.98 | 5000 | 70
PPUBYQMB | Eaton (formerly Cooper Lighting) | Streetworks | GAN-AF-08-LED-[8 9]-AFL-[AP BZ BK DP GM WH]-[ADJA ADJS ADJA-WM]-7050-800-[2L 3 P 4 4N7 HA ALL MS SENSORS DIMRF-LW DIMRF-LN L90 R90 MT TH LCF CE] | Outdoor Luminaires | Very High Output | Architectural Flood and Spot Luminaires | Standard | FALSE | [9 empty] | 42670 |  |  | Yes |  | 3.1 | 39542 | 109.4 | 361.6 | 19.68 | 0.98 | 5000 | 70
PCCVP8MK | Eaton (formerly Cooper Lighting) | Mcgraw-Edison | GLEON-AF-08-LED-[347 480]-AFL-[AP BZ BK DP GM WH]-[ADJA ADJS ADJA-WM]-7050-800-[P PER7 R HA ALL MS LWR SENSORS L90 R90 MT TH LCF CE] | Outdoor Luminaires | Very High Output | Architectural Flood and Spot Luminaires | Standard | FALSE | [9 empty] | 42670 |  |  | Yes |  | 3.1 | 39542 | 109.4 | 361.6 | 19.68 | 0.98 | 5000 | 70
PXPTJHDX | Eaton (formerly Cooper Lighting) | Streetworks | GAN-AF-08-LED-[8 9]-T3R-[AP BZ BK DP GM WH]-[ADJA ADJS ADJA-WM]-7050-800-[2L 3 P 4 4N7 HA ALL MS SENSORS DIMRF-LW DIMRF-LN L90 R90 MT TH LCF CE] | Outdoor Luminaires | Very High Output | Architectural Flood and Spot Luminaires | Standard | FALSE | [9 empty] | 42670 |  |  | Yes |  | 3.1 | 39408 | 109 | 361.6 | 19.68 | 0.98 | 5000 | 70
PV4SUDEK | Eaton (formerly Cooper Lighting) | Mcgraw-Edison | GLEON-AF-08-LED-[347 480]-T3R-[AP BZ BK DP GM WH]-[ADJA ADJS ADJA-WM]-7050-800-[P PER7 R HA ALL MS LWR SENSORS L90 R90 MT TH LCF CE] | Outdoor Luminaires | Very High Output | Architectural Flood and Spot Luminaires | Standard | FALSE | [9 empty] | 42670 |  |  | Yes |  | 3.1 | 39408 | 109 | 361.6 | 19.68 | 0.98 | 5000 | 70
PQQ532VK | Eaton (formerly Cooper Lighting) | Mcgraw-Edison | GLEON-AF-08-LED-[347 480]-RW-[AP BZ BK DP GM WH]-[ADJA ADJS ADJA-WM]-7050-800-[P PER7 R HA ALL MS LWR SENSORS L90 R90 MT TH LCF CE] | Outdoor Luminaires | Very High Output | Architectural Flood and Spot Luminaires | Standard | FALSE | [9 empty] | 42670 |  |  | Yes |  | 3.1 | 39399 | 109 | 361.6 | 19.68 | 0.98 | 5000 | 70
P8TTJWSZ | Eaton (formerly Cooper Lighting) | Streetworks | GAN-AF-08-LED-[8 9]-RW-[AP BZ BK DP GM WH]-[ADJA ADJS ADJA-WM]-7050-800-[2L 3 P 4 4N7 HA ALL MS SENSORS DIMRF-LW DIMRF-LN L90 R90 MT TH LCF CE] | Outdoor Luminaires | Very High Output | Architectural Flood and Spot Luminaires | Standard | FALSE | [9 empty] | 42670 |  |  | Yes |  | 3.1 | 39399 | 109 | 361.6 | 19.68 | 0.98 | 5000 | 70
PX72NACX | Eaton (formerly Cooper Lighting) | Mcgraw-Edison | GLEON-AF-07-LED-[347 480]-5WQ-[AP BZ BK DP GM WH]-[ADJA ADJS ADJA-WM]-7050-800-[P PER7 R HA ALL MS LWR SENSORS L90 R90 MT TH LCF CE] | Outdoor Luminaires | Very High Output | Architectural Flood and Spot Luminaires | Standard | FALSE | [9 empty] | 42670 |  |  | Yes |  | 3.1 | 35830 | 111.1 | 322.4 | 19.68 | 0.98 | 5000 | 70
PD2UKB5Q | Eaton (formerly Cooper Lighting) | Streetworks | GAN-AF-07-LED-[8 9]-5WQ-[AP BZ BK DP GM WH]-[ADJA ADJS ADJA-WM]-7050-800-[2L 3 P 4 4N7 HA ALL MS SENSORS DIMRF-LW DIMRF-LN L90 R90 MT TH LCF CE] | Outdoor Luminaires | Very High Output | Architectural Flood and Spot Luminaires | Standard | FALSE | [9 empty] | 42670 |  |  | Yes |  | 3.1 | 35830 | 111.1 | 322.4 | 19.68 | 0.98 | 5000 | 70
PM3MY9CT | Eaton (formerly Cooper Lighting) | Mcgraw-Edison | GLEON-AF-07-LED-[347 480]-5MQ-[AP BZ BK DP GM WH]-[ADJA ADJS ADJA-WM]-7050-800-[P PER7 R HA ALL MS LWR SENSORS L90 R90 MT TH LCF CE] | Outdoor Luminaires | Very High Output | Architectural Flood and Spot Luminaires | Standard | FALSE | [9 empty] | 42670 |  |  | Yes |  | 3.1 | 35734 | 110.8 | 322.4 | 19.68 | 0.98 | 5000 | 70
P869RZ5W | Eaton (formerly Cooper Lighting) | Streetworks | GAN-AF-07-LED-[8 9]-5MQ-[AP BZ BK DP GM WH]-[ADJA ADJS ADJA-WM]-7050-800-[2L 3 P 4 4N7 HA ALL MS SENSORS DIMRF-LW DIMRF-LN L90 R90 MT TH LCF CE] | Outdoor Luminaires | Very High Output | Architectural Flood and Spot Luminaires | Standard | FALSE | [9 empty] | 42670 |  |  | Yes |  | 3.1 | 35734 | 110.8 | 322.4 | 19.68 | 0.98 | 5000 | 70
PU552X3D | Eaton (formerly Cooper Lighting) | Mcgraw-Edison | GLEON-AF-07-LED-[347 480]-T2R-[AP BZ BK DP GM WH]-[ADJA ADJS ADJA-WM]-7050-800-[P PER7 R HA ALL MS LWR SENSORS L90 R90 MT TH LCF CE] | Outdoor Luminaires | Very High Output | Architectural Flood and Spot Luminaires | Standard | FALSE | [9 empty] | 42670 |  |  | Yes |  | 3.1 | 35439 | 109.9 | 322.4 | 19.68 | 0.98 | 5000 | 70
P7MCN9DD | Eaton (formerly Cooper Lighting) | Streetworks | GAN-AF-07-LED-[8 9]-T2R-[AP BZ BK DP GM WH]-[ADJA ADJS ADJA-WM]-7050-800-[2L 3 P 4 4N7 HA ALL MS SENSORS DIMRF-LW DIMRF-LN L90 R90 MT TH LCF CE] | Outdoor Luminaires | Very High Output | Architectural Flood and Spot Luminaires | Standard | FALSE | [9 empty] | 42670 |  |  | Yes |  | 3.1 | 35439 | 109.9 | 322.4 | 19.68 | 0.98 | 5000 | 70
PQY5VCHJ | Eaton (formerly Cooper Lighting) | Mcgraw-Edison | GLEON-AF-07-LED-[347 480]-5NQ-[AP BZ BK DP GM WH]-[ADJA ADJS ADJA-WM]-7050-800-[P PER7 R HA ALL MS LWR SENSORS L90 R90 MT TH LCF CE] | Outdoor Luminaires | Very High Output | Architectural Flood and Spot Luminaires | Standard | FALSE | [9 empty] | 42670 |  |  | Yes |  | 3.1 | 35088 | 108.8 | 322.4 | 19.68 | 0.98 | 5000 | 70
P5EZDPU6 | Eaton (formerly Cooper Lighting) | Streetworks | GAN-AF-07-LED-[8 9]-5NQ-[AP BZ BK DP GM WH]-[ADJA ADJS ADJA-WM]-7050-800-[2L 3 P 4 4N7 HA ALL MS SENSORS DIMRF-LW DIMRF-LN L90 R90 MT TH LCF CE] | Outdoor Luminaires | Very High Output | Architectural Flood and Spot Luminaires | Standard | FALSE | [9 empty] | 42670 |  |  | Yes |  | 3.1 | 35088 | 108.8 | 322.4 | 19.68 | 0.98 | 5000 | 70
PHTRWUSS | Eaton (formerly Cooper Lighting) | Mcgraw-Edison | GLEON-AF-07-LED-[347 480]-AFL-[AP BZ BK DP GM WH]-[ADJA ADJS ADJA-WM]-7050-800-[P PER7 R HA ALL MS LWR SENSORS L90 R90 MT TH LCF CE] | Outdoor Luminaires | Very High Output | Architectural Flood and Spot Luminaires | Standard | FALSE | [9 empty] | 42670 |  |  | Yes |  | 3.1 | 34898 | 108.2 | 322.4 | 19.68 | 0.98 | 5000 | 70
PFG73S85 | Eaton (formerly Cooper Lighting) | Streetworks | GAN-AF-07-LED-[8 9]-AFL-[AP BZ BK DP GM WH]-[ADJA ADJS ADJA-WM]-7050-800-[2L 3 P 4 4N7 HA ALL MS SENSORS DIMRF-LW DIMRF-LN L90 R90 MT TH LCF CE] | Outdoor Luminaires | Very High Output | Architectural Flood and Spot Luminaires | Standard | FALSE | [9 empty] | 42670 |  |  | Yes |  | 3.1 | 34898 | 108.2 | 322.4 | 19.68 | 0.98 | 5000 | 70
PV4MNVUC | Eaton (formerly Cooper Lighting) | Streetworks | GAN-AF-07-LED-[8 9]-T3R-[AP BZ BK DP GM WH]-[ADJA ADJS ADJA-WM]-7050-800-[2L 3 P 4 4N7 HA ALL MS SENSORS DIMRF-LW DIMRF-LN L90 R90 MT TH LCF CE] | Outdoor Luminaires | Very High Output | Architectural Flood and Spot Luminaires | Standard | FALSE | [9 empty] | 42670 |  |  | Yes |  | 3.1 | 34780 | 107.9 | 322.4 | 19.68 | 0.98 | 5000 | 70
PFD2ESMK | Eaton (formerly Cooper Lighting) | Mcgraw-Edison | GLEON-AF-07-LED-[347 480]-T3R-[AP BZ BK DP GM WH]-[ADJA ADJS ADJA-WM]-7050-800-[P PER7 R HA ALL MS LWR SENSORS L90 R90 MT TH LCF CE] | Outdoor Luminaires | Very High Output | Architectural Flood and Spot Luminaires | Standard | FALSE | [9 empty] | 42670 |  |  | Yes |  | 3.1 | 34780 | 107.9 | 322.4 | 19.68 | 0.98 | 5000 | 70
PH8KKFDY | Eaton (formerly Cooper Lighting) | Mcgraw-Edison | GLEON-AF-07-LED-[347 480]-RW-[AP BZ BK DP GM WH]-[ADJA ADJS ADJA-WM]-7050-800-[P PER7 R HA ALL MS LWR SENSORS L90 R90 MT TH LCF CE] | Outdoor Luminaires | Very High Output | Architectural Flood and Spot Luminaires | Standard | FALSE | [9 empty] | 42670 |  |  | Yes |  | 3.1 | 34771 | 107.9 | 322.4 | 19.68 | 0.98 | 5000 | 70
P4S5SXMU | Eaton (formerly Cooper Lighting) | Streetworks | GAN-AF-07-LED-[8 9]-RW-[AP BZ BK DP GM WH]-[ADJA ADJS ADJA-WM]-7050-800-[2L 3 P 4 4N7 HA ALL MS SENSORS DIMRF-LW DIMRF-LN L90 R90 MT TH LCF CE] | Outdoor Luminaires | Very High Output | Architectural Flood and Spot Luminaires | Standard | FALSE | [9 empty] | 42670 |  |  | Yes |  | 3.1 | 34771 | 107.9 | 322.4 | 19.68 | 0.98 | 5000 | 70
PWZ7FJ8V | Eaton (formerly Cooper Lighting) | Streetworks | GAN-AF-10-LED-[8 9]-5WQ-[AP BZ BK DP GM WH]-[ADJA ADJS ADJA-WM]-7050-800-[2L 3 P 4 4N7 HA ALL MS SENSORS DIMRF-LW DIMRF-LN L90 R90 MT TH LCF CE] | Outdoor Luminaires | Very High Output | Architectural Flood and Spot Luminaires | Standard | FALSE | [9 empty] | 42670 |  |  | Yes |  | 3.1 | 50139 | 110 | 456 | 17.5 | 0.98 | 5000 | 70
P22ME4YP | Eaton (formerly Cooper Lighting) | Mcgraw-Edison | GLEON-AF-10-LED-[347 480]-5WQ-[AP BZ BK DP GM WH]-[ADJA ADJS ADJA-WM]-7050-800-[P PER7 R HA ALL MS LWR SENSORS L90 R90 MT TH LCF CE] | Outdoor Luminaires | Very High Output | Architectural Flood and Spot Luminaires | Standard | FALSE | [9 empty] | 42670 |  |  | Yes |  | 3.1 | 50139 | 110 | 456 | 17.5 | 0.98 | 5000 | 70
PBVSX355 | Eaton (formerly Cooper Lighting) | Mcgraw-Edison | GLEON-AF-10-LED-[347 480]-5MQ-[AP BZ BK DP GM WH]-[ADJA ADJS ADJA-WM]-7050-800-[P PER7 R HA ALL MS LWR SENSORS L90 R90 MT TH LCF CE] | Outdoor Luminaires | Very High Output | Architectural Flood and Spot Luminaires | Standard | FALSE | [9 empty] | 42670 |  |  | Yes |  | 3.1 | 50006 | 109.7 | 456 | 17.5 | 0.98 | 5000 | 70
P7QWMW86 | Eaton (formerly Cooper Lighting) | Streetworks | GAN-AF-10-LED-[8 9]-5MQ-[AP BZ BK DP GM WH]-[ADJA ADJS ADJA-WM]-7050-800-[2L 3 P 4 4N7 HA ALL MS SENSORS DIMRF-LW DIMRF-LN L90 R90 MT TH LCF CE] | Outdoor Luminaires | Very High Output | Architectural Flood and Spot Luminaires | Standard | FALSE | [9 empty] | 42670 |  |  | Yes |  | 3.1 | 50006 | 109.7 | 456 | 17.5 | 0.98 | 5000 | 70
PQJG55HW | Eaton (formerly Cooper Lighting) | Mcgraw-Edison | GLEON-AF-10-LED-[347 480]-T2R-[AP BZ BK DP GM WH]-[ADJA ADJS ADJA-WM]-7050-800-[P PER7 R HA ALL MS LWR SENSORS L90 R90 MT TH LCF CE] | Outdoor Luminaires | Very High Output | Architectural Flood and Spot Luminaires | Standard | FALSE | [9 empty] | 42670 |  |  | Yes |  | 3.1 | 49592 | 108.8 | 456 | 17.5 | 0.98 | 5000 | 70
P82CSYKZ | Eaton (formerly Cooper Lighting) | Streetworks | GAN-AF-10-LED-[8 9]-T2R-[AP BZ BK DP GM WH]-[ADJA ADJS ADJA-WM]-7050-800-[2L 3 P 4 4N7 HA ALL MS SENSORS DIMRF-LW DIMRF-LN L90 R90 MT TH LCF CE] | Outdoor Luminaires | Very High Output | Architectural Flood and Spot Luminaires | Standard | FALSE | [9 empty] | 42670 |  |  | Yes |  | 3.1 | 49592 | 108.8 | 456 | 17.5 | 0.98 | 5000 | 70
PXN7TXRV | Eaton (formerly Cooper Lighting) | Mcgraw-Edison | GLEON-AF-10-LED-[347 480]-5NQ-[AP BZ BK DP GM WH]-[ADJA ADJS ADJA-WM]-7050-800-[P PER7 R HA ALL MS LWR SENSORS L90 R90 MT TH LCF CE] | Outdoor Luminaires | Very High Output | Architectural Flood and Spot Luminaires | Standard | FALSE | [9 empty] | 42670 |  |  | Yes |  | 3.1 | 49102 | 107.7 | 456 | 17.5 | 0.98 | 5000 | 70
PW1V41EX | Eaton (formerly Cooper Lighting) | Streetworks | GAN-AF-10-LED-[8 9]-5NQ-[AP BZ BK DP GM WH]-[ADJA ADJS ADJA-WM]-7050-800-[2L 3 P 4 4N7 HA ALL MS SENSORS DIMRF-LW DIMRF-LN L90 R90 MT TH LCF CE] | Outdoor Luminaires | Very High Output | Architectural Flood and Spot Luminaires | Standard | FALSE | [9 empty] | 42670 |  |  | Yes |  | 3.1 | 49102 | 107.7 | 456 | 17.5 | 0.98 | 5000 | 70
PQ7AWX98 | Eaton (formerly Cooper Lighting) | Streetworks | GAN-AF-10-LED-[8 9]-AFL-[AP BZ BK DP GM WH]-[ADJA ADJS ADJA-WM]-7050-800-[2L 3 P 4 4N7 HA ALL MS SENSORS DIMRF-LW DIMRF-LN L90 R90 MT TH LCF CE] | Outdoor Luminaires | Very High Output | Architectural Flood and Spot Luminaires | Standard | FALSE | [9 empty] | 42670 |  |  | Yes |  | 3.1 | 48835 | 107.1 | 456 | 17.5 | 0.98 | 5000 | 70
PG3ZHJWN | Eaton (formerly Cooper Lighting) | Mcgraw-Edison | GLEON-AF-10-LED-[347 480]-AFL-[AP BZ BK DP GM WH]-[ADJA ADJS ADJA-WM]-7050-800-[P PER7 R HA ALL MS LWR SENSORS L90 R90 MT TH LCF CE] | Outdoor Luminaires | Very High Output | Architectural Flood and Spot Luminaires | Standard | FALSE | [9 empty] | 42670 |  |  | Yes |  | 3.1 | 48835 | 107.1 | 456 | 17.5 | 0.98 | 5000 | 70
PE5UVFJ5 | Eaton (formerly Cooper Lighting) | Streetworks | GAN-AF-09-LED-[8 9]-5WQ-[AP BZ BK DP GM WH]-[ADJA ADJS ADJA-WM]-7050-800-[2L 3 P 4 4N7 HA ALL MS SENSORS DIMRF-LW DIMRF-LN L90 R90 MT TH LCF CE] | Outdoor Luminaires | Very High Output | Architectural Flood and Spot Luminaires | Standard | FALSE | [9 empty] | 42670 |  |  | Yes |  | 3.1 | 45286 | 113 | 400.8 | 17.5 | 0.98 | 5000 | 70
PB5YHHE4 | Eaton (formerly Cooper Lighting) | Mcgraw-Edison | GLEON-AF-09-LED-[347 480]-5WQ-[AP BZ BK DP GM WH]-[ADJA ADJS ADJA-WM]-7050-800-[P PER7 R HA ALL MS LWR SENSORS L90 R90 MT TH LCF CE] | Outdoor Luminaires | Very High Output | Architectural Flood and Spot Luminaires | Standard | FALSE | [9 empty] | 42670 |  |  | Yes |  | 3.1 | 45286 | 113 | 400.8 | 17.5 | 0.98 | 5000 | 70
PWS5QHYC | Eaton (formerly Cooper Lighting) | Mcgraw-Edison | GLEON-AF-09-LED-[347 480]-5MQ-[AP BZ BK DP GM WH]-[ADJA ADJS ADJA-WM]-7050-800-[P PER7 R HA ALL MS LWR SENSORS L90 R90 MT TH LCF CE] | Outdoor Luminaires | Very High Output | Architectural Flood and Spot Luminaires | Standard | FALSE | [9 empty] | 42670 |  |  | Yes |  | 3.1 | 45165 | 112.7 | 400.8 | 17.5 | 0.98 | 5000 | 70
PKM5WZKG | Eaton (formerly Cooper Lighting) | Streetworks | GAN-AF-09-LED-[8 9]-5MQ-[AP BZ BK DP GM WH]-[ADJA ADJS ADJA-WM]-7050-800-[2L 3 P 4 4N7 HA ALL MS SENSORS DIMRF-LW DIMRF-LN L90 R90 MT TH LCF CE] | Outdoor Luminaires | Very High Output | Architectural Flood and Spot Luminaires | Standard | FALSE | [9 empty] | 42670 |  |  | Yes |  | 3.1 | 45165 | 112.7 | 400.8 | 17.5 | 0.98 | 5000 | 70
PU4XJGEP | Eaton (formerly Cooper Lighting) | Mcgraw-Edison | GLEON-AF-09-LED-[347 480]-T2R-[AP BZ BK DP GM WH]-[ADJA ADJS ADJA-WM]-7050-800-[P PER7 R HA ALL MS LWR SENSORS L90 R90 MT TH LCF CE] | Outdoor Luminaires | Very High Output | Architectural Flood and Spot Luminaires | Standard | FALSE | [9 empty] | 42670 |  |  | Yes |  | 3.1 | 44791 | 111.8 | 400.8 | 17.5 | 0.98 | 5000 | 70
P8ZECY6G | Eaton (formerly Cooper Lighting) | Streetworks | GAN-AF-09-LED-[8 9]-T2R-[AP BZ BK DP GM WH]-[ADJA ADJS ADJA-WM]-7050-800-[2L 3 P 4 4N7 HA ALL MS SENSORS DIMRF-LW DIMRF-LN L90 R90 MT TH LCF CE] | Outdoor Luminaires | Very High Output | Architectural Flood and Spot Luminaires | Standard | FALSE | [9 empty] | 42670 |  |  | Yes |  | 3.1 | 44791 | 111.8 | 400.8 | 17.5 | 0.98 | 5000 | 70
PUHBF5EM | Eaton (formerly Cooper Lighting) | Mcgraw-Edison | GLEON-AF-09-LED-[347 480]-5NQ-[AP BZ BK DP GM WH]-[ADJA ADJS ADJA-WM]-7050-800-[P PER7 R HA ALL MS LWR SENSORS L90 R90 MT TH LCF CE] | Outdoor Luminaires | Very High Output | Architectural Flood and Spot Luminaires | Standard | FALSE | [9 empty] | 42670 |  |  | Yes |  | 3.1 | 44349 | 110.7 | 400.8 | 17.5 | 0.98 | 5000 | 70
P2RVCYG1 | Eaton (formerly Cooper Lighting) | Streetworks | GAN-AF-09-LED-[8 9]-5NQ-[AP BZ BK DP GM WH]-[ADJA ADJS ADJA-WM]-7050-800-[2L 3 P 4 4N7 HA ALL MS SENSORS DIMRF-LW DIMRF-LN L90 R90 MT TH LCF CE] | Outdoor Luminaires | Very High Output | Architectural Flood and Spot Luminaires | Standard | FALSE | [9 empty] | 42670 |  |  | Yes |  | 3.1 | 44349 | 110.7 | 400.8 | 17.5 | 0.98 | 5000 | 70
P9M5T589 | Eaton (formerly Cooper Lighting) | Mcgraw-Edison | GLEON-AF-09-LED-[347 480]-AFL-[AP BZ BK DP GM WH]-[ADJA ADJS ADJA-WM]-7050-800-[P PER7 R HA ALL MS LWR SENSORS L90 R90 MT TH LCF CE] | Outdoor Luminaires | Very High Output | Architectural Flood and Spot Luminaires | Standard | FALSE | [9 empty] | 42670 |  |  | Yes |  | 3.1 | 44108 | 110 | 400.8 | 17.5 | 0.98 | 5000 | 70
P3W258CH | Eaton (formerly Cooper Lighting) | Streetworks | GAN-AF-09-LED-[8 9]-AFL-[AP BZ BK DP GM WH]-[ADJA ADJS ADJA-WM]-7050-800-[2L 3 P 4 4N7 HA ALL MS SENSORS DIMRF-LW DIMRF-LN L90 R90 MT TH LCF CE] | Outdoor Luminaires | Very High Output | Architectural Flood and Spot Luminaires | Standard | FALSE | [9 empty] | 42670 |  |  | Yes |  | 3.1 | 44108 | 110 | 400.8 | 17.5 | 0.98 | 5000 | 70
PXAWB33U | Eaton (formerly Cooper Lighting) | Streetworks | GAN-AF-09-LED-[8 9]-T3R-[AP BZ BK DP GM WH]-[ADJA ADJS ADJA-WM]-7050-800-[2L 3 P 4 4N7 HA ALL MS SENSORS DIMRF-LW DIMRF-LN L90 R90 MT TH LCF CE] | Outdoor Luminaires | Very High Output | Architectural Flood and Spot Luminaires | Standard | FALSE | [9 empty] | 42670 |  |  | Yes |  | 3.1 | 43959 | 109.7 | 400.8 | 17.5 | 0.98 | 5000 | 70
PP6M2N2Q | Eaton (formerly Cooper Lighting) | Mcgraw-Edison | GLEON-AF-09-LED-[347 480]-T3R-[AP BZ BK DP GM WH]-[ADJA ADJS ADJA-WM]-7050-800-[P PER7 R HA ALL MS LWR SENSORS L90 R90 MT TH LCF CE] | Outdoor Luminaires | Very High Output | Architectural Flood and Spot Luminaires | Standard | FALSE | [9 empty] | 42670 |  |  | Yes |  | 3.1 | 43959 | 109.7 | 400.8 | 17.5 | 0.98 | 5000 | 70
PMFSEE61 | Eaton (formerly Cooper Lighting) | Streetworks | GAN-AF-09-LED-[8 9]-RW-[AP BZ BK DP GM WH]-[ADJA ADJS ADJA-WM]-7050-800-[2L 3 P 4 4N7 HA ALL MS SENSORS DIMRF-LW DIMRF-LN L90 R90 MT TH LCF CE] | Outdoor Luminaires | Very High Output | Architectural Flood and Spot Luminaires | Standard | FALSE | [9 empty] | 42670 |  |  | Yes |  | 3.1 | 43949 | 109.7 | 400.8 | 17.5 | 0.98 | 5000 | 70
PM5U6DYC | Eaton (formerly Cooper Lighting) | Mcgraw-Edison | GLEON-AF-09-LED-[347 480]-RW-[AP BZ BK DP GM WH]-[ADJA ADJS ADJA-WM]-7050-800-[P PER7 R HA ALL MS LWR SENSORS L90 R90 MT TH LCF CE] | Outdoor Luminaires | Very High Output | Architectural Flood and Spot Luminaires | Standard | FALSE | [9 empty] | 42670 |  |  | Yes |  | 3.1 | 43949 | 109.7 | 400.8 | 17.5 | 0.98 | 5000 | 70
PHEK3928 | Eaton (formerly Cooper Lighting) | Streetworks | GAN-AF-10-LED-[8 9]-T3R-[AP BZ BK DP GM WH]-[ADJA ADJS ADJA-WM]-7050-600-[2L 3 P 4 4N7 HA ALL MS SENSORS DIMRF-LW DIMRF-LN L90 R90 MT TH LCF CE] | Outdoor Luminaires | Very High Output | Architectural Flood and Spot Luminaires | Standard | FALSE | [9 empty] | 42670 |  |  | Yes |  | 3.1 | 39689 | 116.1 | 341.8 | 17.18 | 0.98 | 5000 | 70
PBNMKHJW | Eaton (formerly Cooper Lighting) | Mcgraw-Edison | GLEON-AF-10-LED-[347 480]-T3R-[AP BZ BK DP GM WH]-[ADJA ADJS ADJA-WM]-7050-600-[P PER7 R HA ALL MS LWR SENSORS L90 R90 MT TH LCF CE] | Outdoor Luminaires | Very High Output | Architectural Flood and Spot Luminaires | Standard | FALSE | [9 empty] | 42670 |  |  | Yes |  | 3.1 | 39689 | 116.1 | 341.8 | 17.18 | 0.98 | 5000 | 70
PA11VTB6 | Eaton (formerly Cooper Lighting) | Streetworks | GAN-AF-10-LED-[8 9]-RW-[AP BZ BK DP GM WH]-[ADJA ADJS ADJA-WM]-7050-600-[2L 3 P 4 4N7 HA ALL MS SENSORS DIMRF-LW DIMRF-LN L90 R90 MT TH LCF CE] | Outdoor Luminaires | Very High Output | Architectural Flood and Spot Luminaires | Standard | FALSE | [9 empty] | 42670 |  |  | Yes |  | 3.1 | 39680 | 116.1 | 341.8 | 17.18 | 0.98 | 5000 | 70
P4EFARJ4 | Eaton (formerly Cooper Lighting) | Mcgraw-Edison | GLEON-AF-10-LED-[347 480]-RW-[AP BZ BK DP GM WH]-[ADJA ADJS ADJA-WM]-7050-600-[P PER7 R HA ALL MS LWR SENSORS L90 R90 MT TH LCF CE] | Outdoor Luminaires | Very High Output | Architectural Flood and Spot Luminaires | Standard | FALSE | [9 empty] | 42670 |  |  | Yes |  | 3.1 | 39680 | 116.1 | 341.8 | 17.18 | 0.98 | 5000 | 70
PQ5N63H2 | Eaton (formerly Cooper Lighting) | Streetworks | GAN-AF-10-LED-[8 9]-T4FT-[AP BZ BK DP GM WH]-[ADJA ADJS ADJA-WM]-7050-600-[2L 3 P 4 4N7 HA ALL MS SENSORS DIMRF-LW DIMRF-LN L90 R90 MT TH LCF CE] | Outdoor Luminaires | Very High Output | Architectural Flood and Spot Luminaires | Standard | FALSE | [9 empty] | 42670 |  |  | Yes |  | 3.1 | 39052 | 114.3 | 341.8 | 17.18 | 0.98 | 5000 | 70
PP4W5J4Z | Eaton (formerly Cooper Lighting) | Mcgraw-Edison | GLEON-AF-10-LED-[347 480]-T4FT-[AP BZ BK DP GM WH]-[ADJA ADJS ADJA-WM]-7050-600-[P PER7 R HA ALL MS LWR SENSORS L90 R90 MT TH LCF CE] | Outdoor Luminaires | Very High Output | Architectural Flood and Spot Luminaires | Standard | FALSE | [9 empty] | 42670 |  |  | Yes |  | 3.1 | 39052 | 114.3 | 341.8 | 17.18 | 0.98 | 5000 | 70
PBV8R59N | Eaton (formerly Cooper Lighting) | Mcgraw-Edison | GLEON-AF-10-LED-[347 480]-T3-[AP BZ BK DP GM WH]-[ADJA ADJS ADJA-WM]-7050-600-[P PER7 R HA ALL MS LWR SENSORS L90 R90 MT TH LCF CE] | Outdoor Luminaires | Very High Output | Architectural Flood and Spot Luminaires | Standard | FALSE | [9 empty] | 42670 |  |  | Yes |  | 3.1 | 38827 | 113.6 | 341.8 | 17.18 | 0.98 | 5000 | 70
P3HP8PVM | Eaton (formerly Cooper Lighting) | Streetworks | GAN-AF-10-LED-[8 9]-T3-[AP BZ BK DP GM WH]-[ADJA ADJS ADJA-WM]-7050-600-[2L 3 P 4 4N7 HA ALL MS SENSORS DIMRF-LW DIMRF-LN L90 R90 MT TH LCF CE] | Outdoor Luminaires | Very High Output | Architectural Flood and Spot Luminaires | Standard | FALSE | [9 empty] | 42670 |  |  | Yes |  | 3.1 | 38827 | 113.6 | 341.8 | 17.18 | 0.98 | 5000 | 70
PEC4KG47 | Eaton (formerly Cooper Lighting) | Streetworks | GAN-AF-10-LED-[8 9]-SL3-[AP BZ BK DP GM WH]-[ADJA ADJS ADJA-WM]-7050-600-[2L 3 P 4 4N7 HA ALL MS SENSORS DIMRF-LW DIMRF-LN L90 R90 MT TH LCF CE] | Outdoor Luminaires | Very High Output | Architectural Flood and Spot Luminaires | Standard | FALSE | [9 empty] | 42670 |  |  | Yes |  | 3.1 | 38821 | 113.6 | 341.8 | 17.18 | 0.98 | 5000 | 70
P5VC2UKC | Eaton (formerly Cooper Lighting) | Mcgraw-Edison | GLEON-AF-10-LED-[347 480]-SL3-[AP BZ BK DP GM WH]-[ADJA ADJS ADJA-WM]-7050-600-[P PER7 R HA ALL MS LWR SENSORS L90 R90 MT TH LCF CE] | Outdoor Luminaires | Very High Output | Architectural Flood and Spot Luminaires | Standard | FALSE | [9 empty] | 42670 |  |  | Yes |  | 3.1 | 38821 | 113.6 | 341.8 | 17.18 | 0.98 | 5000 | 70
PVXH693B | Eaton (formerly Cooper Lighting) | Streetworks | GAN-AF-10-LED-[8 9]-T4W-[AP BZ BK DP GM WH]-[ADJA ADJS ADJA-WM]-7050-600-[2L 3 P 4 4N7 HA ALL MS SENSORS DIMRF-LW DIMRF-LN L90 R90 MT TH LCF CE] | Outdoor Luminaires | Very High Output | Architectural Flood and Spot Luminaires | Standard | FALSE | [9 empty] | 42670 |  |  | Yes |  | 3.1 | 38547 | 112.8 | 341.8 | 17.18 | 0.98 | 5000 | 70
PBNM95MN | Eaton (formerly Cooper Lighting) | Mcgraw-Edison | GLEON-AF-10-LED-[347 480]-T4W-[AP BZ BK DP GM WH]-[ADJA ADJS ADJA-WM]-7050-600-[P PER7 R HA ALL MS LWR SENSORS L90 R90 MT TH LCF CE] | Outdoor Luminaires | Very High Output | Architectural Flood and Spot Luminaires | Standard | FALSE | [9 empty] | 42670 |  |  | Yes |  | 3.1 | 38547 | 112.8 | 341.8 | 17.18 | 0.98 | 5000 | 70
PDVPTVD9 | Eaton (formerly Cooper Lighting) | Mcgraw-Edison | GLEON-AF-10-LED-[347 480]-T2-[AP BZ BK DP GM WH]-[ADJA ADJS ADJA-WM]-7050-600-[P PER7 R HA ALL MS LWR SENSORS L90 R90 MT TH LCF CE] | Outdoor Luminaires | Very High Output | Architectural Flood and Spot Luminaires | Standard | FALSE | [9 empty] | 42670 |  |  | Yes |  | 3.1 | 38093 | 111.4 | 341.8 | 17.18 | 0.98 | 5000 | 70
P2NR4AG2 | Eaton (formerly Cooper Lighting) | Streetworks | GAN-AF-10-LED-[8 9]-T2-[AP BZ BK DP GM WH]-[ADJA ADJS ADJA-WM]-7050-600-[2L 3 P 4 4N7 HA ALL MS SENSORS DIMRF-LW DIMRF-LN L90 R90 MT TH LCF CE] | Outdoor Luminaires | Very High Output | Architectural Flood and Spot Luminaires | Standard | FALSE | [9 empty] | 42670 |  |  | Yes |  | 3.1 | 38093 | 111.4 | 341.8 | 17.18 | 0.98 | 5000 | 70
PN1SKJFA | Eaton (formerly Cooper Lighting) | Mcgraw-Edison | GLEON-AF-10-LED-[347 480]-SL2-[AP BZ BK DP GM WH]-[ADJA ADJS ADJA-WM]-7050-600-[P PER7 R HA ALL MS LWR SENSORS L90 R90 MT TH LCF CE] | Outdoor Luminaires | Very High Output | Architectural Flood and Spot Luminaires | Standard | FALSE | [9 empty] | 42670 |  |  | Yes |  | 3.1 | 38028 | 111.3 | 341.8 | 17.18 | 0.98 | 5000 | 70
PCAC3N9X | Eaton (formerly Cooper Lighting) | Streetworks | GAN-AF-10-LED-[8 9]-SL2-[AP BZ BK DP GM WH]-[ADJA ADJS ADJA-WM]-7050-600-[2L 3 P 4 4N7 HA ALL MS SENSORS DIMRF-LW DIMRF-LN L90 R90 MT TH LCF CE] | Outdoor Luminaires | Very High Output | Architectural Flood and Spot Luminaires | Standard | FALSE | [9 empty] | 42670 |  |  | Yes |  | 3.1 | 38028 | 111.3 | 341.8 | 17.18 | 0.98 | 5000 | 70
PX66MSRW | Eaton (formerly Cooper Lighting) | Streetworks | GAN-AF-09-LED-[8 9]-T3R-[AP BZ BK DP GM WH]-[ADJA ADJS ADJA-WM]-7050-600-[2L 3 P 4 4N7 HA ALL MS SENSORS DIMRF-LW DIMRF-LN L90 R90 MT TH LCF CE] | Outdoor Luminaires | Very High Output | Architectural Flood and Spot Luminaires | Standard | FALSE | [9 empty] | 42670 |  |  | Yes |  | 3.1 | 35848 | 116.2 | 308.5 | 17.18 | 0.98 | 5000 | 70
PQUGSZCZ | Eaton (formerly Cooper Lighting) | Mcgraw-Edison | GLEON-AF-09-LED-[347 480]-T3R-[AP BZ BK DP GM WH]-[ADJA ADJS ADJA-WM]-7050-600-[P PER7 R HA ALL MS LWR SENSORS L90 R90 MT TH LCF CE] | Outdoor Luminaires | Very High Output | Architectural Flood and Spot Luminaires | Standard | FALSE | [9 empty] | 42670 |  |  | Yes |  | 3.1 | 35848 | 116.2 | 308.5 | 17.18 | 0.98 | 5000 | 70
PN7KWPVH | Eaton (formerly Cooper Lighting) | Mcgraw-Edison | GLEON-AF-09-LED-[347 480]-RW-[AP BZ BK DP GM WH]-[ADJA ADJS ADJA-WM]-7050-600-[P PER7 R HA ALL MS LWR SENSORS L90 R90 MT TH LCF CE] | Outdoor Luminaires | Very High Output | Architectural Flood and Spot Luminaires | Standard | FALSE | [9 empty] | 42670 |  |  | Yes |  | 3.1 | 35839 | 116.2 | 308.5 | 17.18 | 0.98 | 5000 | 70
PF3DRKE9 | Eaton (formerly Cooper Lighting) | Streetworks | GAN-AF-09-LED-[8 9]-RW-[AP BZ BK DP GM WH]-[ADJA ADJS ADJA-WM]-7050-600-[2L 3 P 4 4N7 HA ALL MS SENSORS DIMRF-LW DIMRF-LN L90 R90 MT TH LCF CE] | Outdoor Luminaires | Very High Output | Architectural Flood and Spot Luminaires | Standard | FALSE | [9 empty] | 42670 |  |  | Yes |  | 3.1 | 35839 | 116.2 | 308.5 | 17.18 | 0.98 | 5000 | 70
PSREUCQB | Eaton (formerly Cooper Lighting) | Streetworks | GAN-AF-09-LED-[8 9]-T4FT-[AP BZ BK DP GM WH]-[ADJA ADJS ADJA-WM]-7050-600-[2L 3 P 4 4N7 HA ALL MS SENSORS DIMRF-LW DIMRF-LN L90 R90 MT TH LCF CE] | Outdoor Luminaires | Very High Output | Architectural Flood and Spot Luminaires | Standard | FALSE | [9 empty] | 42670 |  |  | Yes |  | 3.1 | 35272 | 114.3 | 308.5 | 17.18 | 0.98 | 5000 | 70
PD3PV3MM | Eaton (formerly Cooper Lighting) | Mcgraw-Edison | GLEON-AF-09-LED-[347 480]-T4FT-[AP BZ BK DP GM WH]-[ADJA ADJS ADJA-WM]-7050-600-[P PER7 R HA ALL MS LWR SENSORS L90 R90 MT TH LCF CE] | Outdoor Luminaires | Very High Output | Architectural Flood and Spot Luminaires | Standard | FALSE | [9 empty] | 42670 |  |  | Yes |  | 3.1 | 35272 | 114.3 | 308.5 | 17.18 | 0.98 | 5000 | 70
PP3C3H5T | Eaton (formerly Cooper Lighting) | Streetworks | GAN-AF-09-LED-[8 9]-T3-[AP BZ BK DP GM WH]-[ADJA ADJS ADJA-WM]-7050-600-[2L 3 P 4 4N7 HA ALL MS SENSORS DIMRF-LW DIMRF-LN L90 R90 MT TH LCF CE] | Outdoor Luminaires | Very High Output | Architectural Flood and Spot Luminaires | Standard | FALSE | [9 empty] | 42670 |  |  | Yes |  | 3.1 | 35068 | 113.7 | 308.5 | 17.18 | 0.98 | 5000 | 70
PJZAGQWB | Eaton (formerly Cooper Lighting) | Mcgraw-Edison | GLEON-AF-09-LED-[347 480]-T3-[AP BZ BK DP GM WH]-[ADJA ADJS ADJA-WM]-7050-600-[P PER7 R HA ALL MS LWR SENSORS L90 R90 MT TH LCF CE] | Outdoor Luminaires | Very High Output | Architectural Flood and Spot Luminaires | Standard | FALSE | [9 empty] | 42670 |  |  | Yes |  | 3.1 | 35068 | 113.7 | 308.5 | 17.18 | 0.98 | 5000 | 70
PNZ4EZ1D | Eaton (formerly Cooper Lighting) | Mcgraw-Edison | GLEON-AF-09-LED-[347 480]-SL3-[AP BZ BK DP GM WH]-[ADJA ADJS ADJA-WM]-7050-600-[P PER7 R HA ALL MS LWR SENSORS L90 R90 MT TH LCF CE] | Outdoor Luminaires | Very High Output | Architectural Flood and Spot Luminaires | Standard | FALSE | [9 empty] | 42670 |  |  | Yes |  | 3.1 | 35064 | 113.7 | 308.5 | 17.18 | 0.98 | 5000 | 70
PNBTWXY3 | Eaton (formerly Cooper Lighting) | Streetworks | GAN-AF-09-LED-[8 9]-SL3-[AP BZ BK DP GM WH]-[ADJA ADJS ADJA-WM]-7050-600-[2L 3 P 4 4N7 HA ALL MS SENSORS DIMRF-LW DIMRF-LN L90 R90 MT TH LCF CE] | Outdoor Luminaires | Very High Output | Architectural Flood and Spot Luminaires | Standard | FALSE | [9 empty] | 42670 |  |  | Yes |  | 3.1 | 35064 | 113.7 | 308.5 | 17.18 | 0.98 | 5000 | 70
PG1VN5WB | Eaton (formerly Cooper Lighting) | Streetworks | GAN-AF-09-LED-[8 9]-T4W-[AP BZ BK DP GM WH]-[ADJA ADJS ADJA-WM]-7050-600-[2L 3 P 4 4N7 HA ALL MS SENSORS DIMRF-LW DIMRF-LN L90 R90 MT TH LCF CE] | Outdoor Luminaires | Very High Output | Architectural Flood and Spot Luminaires | Standard | FALSE | [9 empty] | 42670 |  |  | Yes |  | 3.1 | 34816 | 112.9 | 308.5 | 17.18 | 0.98 | 5000 | 70
P2UGFQ91 | Eaton (formerly Cooper Lighting) | Mcgraw-Edison | GLEON-AF-09-LED-[347 480]-T4W-[AP BZ BK DP GM WH]-[ADJA ADJS ADJA-WM]-7050-600-[P PER7 R HA ALL MS LWR SENSORS L90 R90 MT TH LCF CE] | Outdoor Luminaires | Very High Output | Architectural Flood and Spot Luminaires | Standard | FALSE | [9 empty] | 42670 |  |  | Yes |  | 3.1 | 34816 | 112.9 | 308.5 | 17.18 | 0.98 | 5000 | 70
PW4M72Y4 | Eaton (formerly Cooper Lighting) | Mcgraw-Edison | GLEON-AF-09-LED-[347 480]-T2-[AP BZ BK DP GM WH]-[ADJA ADJS ADJA-WM]-7050-600-[P PER7 R HA ALL MS LWR SENSORS L90 R90 MT TH LCF CE] | Outdoor Luminaires | Very High Output | Architectural Flood and Spot Luminaires | Standard | FALSE | [9 empty] | 42670 |  |  | Yes |  | 3.1 | 34406 | 111.5 | 308.5 | 17.18 | 0.98 | 5000 | 70
PHAQ5M9E | Eaton (formerly Cooper Lighting) | Streetworks | GAN-AF-09-LED-[8 9]-T2-[AP BZ BK DP GM WH]-[ADJA ADJS ADJA-WM]-7050-600-[2L 3 P 4 4N7 HA ALL MS SENSORS DIMRF-LW DIMRF-LN L90 R90 MT TH LCF CE] | Outdoor Luminaires | Very High Output | Architectural Flood and Spot Luminaires | Standard | FALSE | [9 empty] | 42670 |  |  | Yes |  | 3.1 | 34406 | 111.5 | 308.5 | 17.18 | 0.98 | 5000 | 70
PP29T444 | Eaton (formerly Cooper Lighting) | Mcgraw-Edison | GLEON-AF-09-LED-[347 480]-SL2-[AP BZ BK DP GM WH]-[ADJA ADJS ADJA-WM]-7050-600-[P PER7 R HA ALL MS LWR SENSORS L90 R90 MT TH LCF CE] | Outdoor Luminaires | Very High Output | Architectural Flood and Spot Luminaires | Standard | FALSE | [9 empty] | 42670 |  |  | Yes |  | 3.1 | 34347 | 111.3 | 308.5 | 17.18 | 0.98 | 5000 | 70
PMW661V6 | Eaton (formerly Cooper Lighting) | Streetworks | GAN-AF-09-LED-[8 9]-SL2-[AP BZ BK DP GM WH]-[ADJA ADJS ADJA-WM]-7050-600-[2L 3 P 4 4N7 HA ALL MS SENSORS DIMRF-LW DIMRF-LN L90 R90 MT TH LCF CE] | Outdoor Luminaires | Very High Output | Architectural Flood and Spot Luminaires | Standard | FALSE | [9 empty] | 42670 |  |  | Yes |  | 3.1 | 34347 | 111.3 | 308.5 | 17.18 | 0.98 | 5000 | 70
PH6225F1 | Eaton (formerly Cooper Lighting) | Mcgraw-Edison | GLEON-AF-08-LED-[347 480]-SL4-[AP BZ BK DP GM WH]-[ADJA ADJS ADJA-WM]-7050-1200-[P PER7 R ALL MS LWR SENSORS L90 R90 MT TH LCF CE] | Outdoor Luminaires | Very High Output | Architectural Flood and Spot Luminaires | Standard | FALSE | [9 empty] | 42670 |  |  | Yes |  | 3.1 | 49727 | 97.3 | 511 | 12.67 | 0.99 | 5000 | 70
PF211T7C | Eaton (formerly Cooper Lighting) | Streetworks | GAN-AF-08-LED-[8 9]-SL4-[AP BZ BK DP GM WH]-[ADJA ADJS ADJA-WM]-7050-1200-[2L 3 P 4 4N7 HA ALL MS SENSORS DIMRF-LW DIMRF-LN L90 R90 MT TH LCF CE] | Outdoor Luminaires | Very High Output | Architectural Flood and Spot Luminaires | Standard | FALSE | [9 empty] | 42670 |  |  | Yes |  | 3.1 | 49727 | 97.3 | 511 | 12.67 | 0.99 | 5000 | 70
PUVAU95D | Eaton (formerly Cooper Lighting) | Mcgraw-Edison | GLEON-AF-07-LED-[347 480]-SL4-[AP BZ BK DP GM WH]-[ADJA ADJS ADJA-WM]-7050-1200-[P PER7 R ALL MS LWR SENSORS L90 R90 MT TH LCF CE] | Outdoor Luminaires | Very High Output | Architectural Flood and Spot Luminaires | Standard | FALSE | [9 empty] | 42670 |  |  | Yes |  | 3.1 | 43886 | 98 | 448 | 12.67 | 0.97 | 5000 | 70
P2JB64S6 | Eaton (formerly Cooper Lighting) | Streetworks | GAN-AF-07-LED-[8 9]-SL4-[AP BZ BK DP GM WH]-[ADJA ADJS ADJA-WM]-7050-1200-[2L 3 P 4 4N7 HA ALL MS SENSORS DIMRF-LW DIMRF-LN L90 R90 MT TH LCF CE] | Outdoor Luminaires | Very High Output | Architectural Flood and Spot Luminaires | Standard | FALSE | [9 empty] | 42670 |  |  | Yes |  | 3.1 | 43886 | 98 | 448 | 12.67 | 0.97 | 5000 | 70
PH9C3CDB | Eaton (formerly Cooper Lighting) | Mcgraw-Edison | GLEON-AF-06-LED-[347 480]-5WQ-[AP BZ BK DP GM WH]-[ADJA ADJS ADJA-WM]-7050-800-[P PER7 R HA ALL MS LWR SENSORS L90 R90 MT TH LCF CE] | Outdoor Luminaires | Very High Output | Architectural Flood and Spot Luminaires | Standard | FALSE | [9 empty] | 42670 |  |  | Yes |  | 3.1 | 30297 | 113.4 | 267.2 | 12.12 | 0.99 | 5000 | 70
P34BKK6Z | Eaton (formerly Cooper Lighting) | Streetworks | GAN-AF-06-LED-[8 9]-5WQ-[AP BZ BK DP GM WH]-[ADJA ADJS ADJA-WM]-7050-800-[2L 3 P 4 4N7 HA ALL MS SENSORS DIMRF-LW DIMRF-LN L90 R90 MT TH LCF CE] | Outdoor Luminaires | Very High Output | Architectural Flood and Spot Luminaires | Standard | FALSE | [9 empty] | 42670 |  |  | Yes |  | 3.1 | 30297 | 113.4 | 267.2 | 12.12 | 0.99 | 5000 | 70
P89EK2D7 | Eaton (formerly Cooper Lighting) | Mcgraw-Edison | GLEON-AF-06-LED-[347 480]-5MQ-[AP BZ BK DP GM WH]-[ADJA ADJS ADJA-WM]-7050-800-[P PER7 R HA ALL MS LWR SENSORS L90 R90 MT TH LCF CE] | Outdoor Luminaires | Very High Output | Architectural Flood and Spot Luminaires | Standard | FALSE | [9 empty] | 42670 |  |  | Yes |  | 3.1 | 30217 | 113.1 | 267.2 | 12.12 | 0.99 | 5000 | 70
P7RBWRE4 | Eaton (formerly Cooper Lighting) | Streetworks | GAN-AF-06-LED-[8 9]-5MQ-[AP BZ BK DP GM WH]-[ADJA ADJS ADJA-WM]-7050-800-[2L 3 P 4 4N7 HA ALL MS SENSORS DIMRF-LW DIMRF-LN L90 R90 MT TH LCF CE] | Outdoor Luminaires | Very High Output | Architectural Flood and Spot Luminaires | Standard | FALSE | [9 empty] | 42670 |  |  | Yes |  | 3.1 | 30217 | 113.1 | 267.2 | 12.12 | 0.99 | 5000 | 70
PZUUVV9U | Eaton (formerly Cooper Lighting) | Streetworks | GAN-AF-08-LED-[8 9]-T4FT-[AP BZ BK DP GM WH]-[ADJA ADJS ADJA-WM]-7050-600-[2L 3 P 4 4N7 HA ALL MS SENSORS DIMRF-LW DIMRF-LN L90 R90 MT TH LCF CE] | Outdoor Luminaires | Very High Output | Architectural Flood and Spot Luminaires | Standard | FALSE | [9 empty] | 42670 |  |  | Yes |  | 3.1 | 31620 | 116.2 | 272.2 | 11.8 | 0.99 | 5000 | 70
PDTC1P1A | Eaton (formerly Cooper Lighting) | Mcgraw-Edison | GLEON-AF-08-LED-[347 480]-T4FT-[AP BZ BK DP GM WH]-[ADJA ADJS ADJA-WM]-7050-600-[P PER7 R HA ALL MS LWR SENSORS L90 R90 MT TH LCF CE] | Outdoor Luminaires | Very High Output | Architectural Flood and Spot Luminaires | Standard | FALSE | [9 empty] | 42670 |  |  | Yes |  | 3.1 | 31620 | 116.2 | 272.2 | 11.8 | 0.99 | 5000 | 70
PVC5NV3Q | Eaton (formerly Cooper Lighting) | Mcgraw-Edison | GLEON-AF-08-LED-[347 480]-T3-[AP BZ BK DP GM WH]-[ADJA ADJS ADJA-WM]-7050-600-[P PER7 R HA ALL MS LWR SENSORS L90 R90 MT TH LCF CE] | Outdoor Luminaires | Very High Output | Architectural Flood and Spot Luminaires | Standard | FALSE | [9 empty] | 42670 |  |  | Yes |  | 3.1 | 31438 | 115.5 | 272.2 | 11.8 | 0.99 | 5000 | 70
PA75E2Z2 | Eaton (formerly Cooper Lighting) | Streetworks | GAN-AF-08-LED-[8 9]-T3-[AP BZ BK DP GM WH]-[ADJA ADJS ADJA-WM]-7050-600-[2L 3 P 4 4N7 HA ALL MS SENSORS DIMRF-LW DIMRF-LN L90 R90 MT TH LCF CE] | Outdoor Luminaires | Very High Output | Architectural Flood and Spot Luminaires | Standard | FALSE | [9 empty] | 42670 |  |  | Yes |  | 3.1 | 31438 | 115.5 | 272.2 | 11.8 | 0.99 | 5000 | 70
PJ2G2RHF | Eaton (formerly Cooper Lighting) | Mcgraw-Edison | GLEON-AF-08-LED-[347 480]-SL3-[AP BZ BK DP GM WH]-[ADJA ADJS ADJA-WM]-7050-600-[P PER7 R HA ALL MS LWR SENSORS L90 R90 MT TH LCF CE] | Outdoor Luminaires | Very High Output | Architectural Flood and Spot Luminaires | Standard | FALSE | [9 empty] | 42670 |  |  | Yes |  | 3.1 | 31433 | 115.5 | 272.2 | 11.8 | 0.99 | 5000 | 70
PH82FA3D | Eaton (formerly Cooper Lighting) | Streetworks | GAN-AF-08-LED-[8 9]-SL3-[AP BZ BK DP GM WH]-[ADJA ADJS ADJA-WM]-7050-600-[2L 3 P 4 4N7 HA ALL MS SENSORS DIMRF-LW DIMRF-LN L90 R90 MT TH LCF CE] | Outdoor Luminaires | Very High Output | Architectural Flood and Spot Luminaires | Standard | FALSE | [9 empty] | 42670 |  |  | Yes |  | 3.1 | 31433 | 115.5 | 272.2 | 11.8 | 0.99 | 5000 | 70
PE6VM5BY | Eaton (formerly Cooper Lighting) | Mcgraw-Edison | GLEON-AF-08-LED-[347 480]-T4W-[AP BZ BK DP GM WH]-[ADJA ADJS ADJA-WM]-7050-600-[P PER7 R HA ALL MS LWR SENSORS L90 R90 MT TH LCF CE] | Outdoor Luminaires | Very High Output | Architectural Flood and Spot Luminaires | Standard | FALSE | [9 empty] | 42670 |  |  | Yes |  | 3.1 | 31212 | 114.7 | 272.2 | 11.8 | 0.99 | 5000 | 70
P86BDSKB | Eaton (formerly Cooper Lighting) | Streetworks | GAN-AF-08-LED-[8 9]-T4W-[AP BZ BK DP GM WH]-[ADJA ADJS ADJA-WM]-7050-600-[2L 3 P 4 4N7 HA ALL MS SENSORS DIMRF-LW DIMRF-LN L90 R90 MT TH LCF CE] | Outdoor Luminaires | Very High Output | Architectural Flood and Spot Luminaires | Standard | FALSE | [9 empty] | 42670 |  |  | Yes |  | 3.1 | 31212 | 114.7 | 272.2 | 11.8 | 0.99 | 5000 | 70
PP2ACMNA | Eaton (formerly Cooper Lighting) | Streetworks | GAN-AF-08-LED-[8 9]-T2-[AP BZ BK DP GM WH]-[ADJA ADJS ADJA-WM]-7050-600-[2L 3 P 4 4N7 HA ALL MS SENSORS DIMRF-LW DIMRF-LN L90 R90 MT TH LCF CE] | Outdoor Luminaires | Very High Output | Architectural Flood and Spot Luminaires | Standard | FALSE | [9 empty] | 42670 |  |  | Yes |  | 3.1 | 30844 | 113.3 | 272.2 | 11.8 | 0.99 | 5000 | 70
PHZGYX9F | Eaton (formerly Cooper Lighting) | Mcgraw-Edison | GLEON-AF-08-LED-[347 480]-T2-[AP BZ BK DP GM WH]-[ADJA ADJS ADJA-WM]-7050-600-[P PER7 R HA ALL MS LWR SENSORS L90 R90 MT TH LCF CE] | Outdoor Luminaires | Very High Output | Architectural Flood and Spot Luminaires | Standard | FALSE | [9 empty] | 42670 |  |  | Yes |  | 3.1 | 30844 | 113.3 | 272.2 | 11.8 | 0.99 | 5000 | 70
PH2WBS79 | Eaton (formerly Cooper Lighting) | Streetworks | GAN-AF-08-LED-[8 9]-SL2-[AP BZ BK DP GM WH]-[ADJA ADJS ADJA-WM]-7050-600-[2L 3 P 4 4N7 HA ALL MS SENSORS DIMRF-LW DIMRF-LN L90 R90 MT TH LCF CE] | Outdoor Luminaires | Very High Output | Architectural Flood and Spot Luminaires | Standard | FALSE | [9 empty] | 42670 |  |  | Yes |  | 3.1 | 30791 | 113.1 | 272.2 | 11.8 | 0.99 | 5000 | 70
P9DYC681 | Eaton (formerly Cooper Lighting) | Mcgraw-Edison | GLEON-AF-08-LED-[347 480]-SL2-[AP BZ BK DP GM WH]-[ADJA ADJS ADJA-WM]-7050-600-[P PER7 R HA ALL MS LWR SENSORS L90 R90 MT TH LCF CE] | Outdoor Luminaires | Very High Output | Architectural Flood and Spot Luminaires | Standard | FALSE | [9 empty] | 42670 |  |  | Yes |  | 3.1 | 30791 | 113.1 | 272.2 | 11.8 | 0.99 | 5000 | 70
PEE7H161 | Eaton (formerly Cooper Lighting) | Mcgraw-Edison | GLEON-AF-06-LED-[347 480]-SL4-[AP BZ BK DP GM WH]-[ADJA ADJS ADJA-WM]-7050-1200-[P PER7 R ALL MS LWR SENSORS L90 R90 MT TH LCF CE] | Outdoor Luminaires | Very High Output | Architectural Flood and Spot Luminaires | Standard | FALSE | [9 empty] | 42670 |  |  | Yes |  | 3.1 | 37110 | 97.1 | 382 | 10.77 | 0.99 | 5000 | 70
PCBU9JK1 | Eaton (formerly Cooper Lighting) | Streetworks | GAN-AF-06-LED-[8 9]-SL4-[AP BZ BK DP GM WH]-[ADJA ADJS ADJA-WM]-7050-1200-[2L 3 P 4 4N7 HA ALL MS SENSORS DIMRF-LW DIMRF-LN L90 R90 MT TH LCF CE] | Outdoor Luminaires | Very High Output | Architectural Flood and Spot Luminaires | Standard | FALSE | [9 empty] | 42670 |  |  | Yes |  | 3.1 | 37110 | 97.1 | 382 | 10.77 | 0.99 | 5000 | 70
PSZ68J3E | Eaton (formerly Cooper Lighting) | Streetworks | GAN-AF-05-LED-[8 9]-5WQ-[AP BZ BK DP GM WH]-[ADJA ADJS ADJA-WM]-800-[2L 3 P 4 4N7 HA ALL MS SENSORS DIMRF-LW DIMRF-LN L90 R90 MT TH LCF CE] | Outdoor Luminaires | High Output | Architectural Flood and Spot Luminaires | Standard | FALSE | [9 empty] | 42670 |  |  | Yes |  | 3.1 | 25318 | 111 | 228 | 19.68 | 0.98 | 4000 | 70
PPC79N38 | Eaton (formerly Cooper Lighting) | Mcgraw-Edison | GLEON-AF-05-LED-[347 480]-5WQ-[AP BZ BK DP GM WH]-[ADJA ADJS ADJA-WM]-800-[P PER7 R HA ALL MS LWR SENSORS L90 R90 MT TH LCF CE] | Outdoor Luminaires | High Output | Architectural Flood and Spot Luminaires | Standard | FALSE | [9 empty] | 42670 |  |  | Yes |  | 3.1 | 25318 | 111 | 228 | 19.68 | 0.98 | 4000 | 70
PH21291J | Eaton (formerly Cooper Lighting) | Mcgraw-Edison | GLEON-AF-05-LED-[347 480]-5MQ-[AP BZ BK DP GM WH]-[ADJA ADJS ADJA-WM]-800-[P PER7 R HA ALL MS LWR SENSORS L90 R90 MT TH LCF CE] | Outdoor Luminaires | High Output | Architectural Flood and Spot Luminaires | Standard | FALSE | [9 empty] | 42670 |  |  | Yes |  | 3.1 | 25250 | 110.7 | 228 | 19.68 | 0.98 | 4000 | 70
PES5XY3M | Eaton (formerly Cooper Lighting) | Streetworks | GAN-AF-05-LED-[8 9]-5MQ-[AP BZ BK DP GM WH]-[ADJA ADJS ADJA-WM]-800-[2L 3 P 4 4N7 HA ALL MS SENSORS DIMRF-LW DIMRF-LN L90 R90 MT TH LCF CE] | Outdoor Luminaires | High Output | Architectural Flood and Spot Luminaires | Standard | FALSE | [9 empty] | 42670 |  |  | Yes |  | 3.1 | 25250 | 110.7 | 228 | 19.68 | 0.98 | 4000 | 70
PWGYD42B | Eaton (formerly Cooper Lighting) | Mcgraw-Edison | GLEON-AF-05-LED-[347 480]-5NQ-[AP BZ BK DP GM WH]-[ADJA ADJS ADJA-WM]-800-[P PER7 R HA ALL MS LWR SENSORS L90 R90 MT TH LCF CE] | Outdoor Luminaires | High Output | Architectural Flood and Spot Luminaires | Standard | FALSE | [9 empty] | 42670 |  |  | Yes |  | 3.1 | 24794 | 108.7 | 228 | 19.68 | 0.98 | 4000 | 70
PA6NXE6X | Eaton (formerly Cooper Lighting) | Streetworks | GAN-AF-05-LED-[8 9]-5NQ-[AP BZ BK DP GM WH]-[ADJA ADJS ADJA-WM]-800-[2L 3 P 4 4N7 HA ALL MS SENSORS DIMRF-LW DIMRF-LN L90 R90 MT TH LCF CE] | Outdoor Luminaires | High Output | Architectural Flood and Spot Luminaires | Standard | FALSE | [9 empty] | 42670 |  |  | Yes |  | 3.1 | 24794 | 108.7 | 228 | 19.68 | 0.98 | 4000 | 70
PVE7XHPQ | Eaton (formerly Cooper Lighting) | Mcgraw-Edison | GLEON-AF-02-LED-[347 480]-5WQ-[AP BZ BK DP GM WH]-[ADJA ADJS ADJA-WM]-800-[P PER7 R HA ALL MS LWR SENSORS L90 R90 MT TH LCF CE] | Outdoor Luminaires | High Output | Architectural Flood and Spot Luminaires | Standard | FALSE | [9 empty] | 42670 |  |  | Yes |  | 3.1 | 10365 | 109.8 | 94.4 | 19.68 | 0.98 | 4000 | 70
PV65XPX2 | Eaton (formerly Cooper Lighting) | Streetworks | GAN-AF-02-LED-[8 9]-5WQ-[AP BZ BK DP GM WH]-[ADJA ADJS ADJA-WM]-800-[2L 3 P 4 4N7 HA ALL MS SENSORS DIMRF-LW DIMRF-LN L90 R90 MT TH LCF CE] | Outdoor Luminaires | High Output | Architectural Flood and Spot Luminaires | Standard | FALSE | [9 empty] | 42670 |  |  | Yes |  | 3.1 | 10365 | 109.8 | 94.4 | 19.68 | 0.98 | 4000 | 70
PX2GYB5N | Eaton (formerly Cooper Lighting) | Mcgraw-Edison | GLEON-AF-02-LED-[347 480]-5MQ-[AP BZ BK DP GM WH]-[ADJA ADJS ADJA-WM]-800-[P PER7 R HA ALL MS LWR SENSORS L90 R90 MT TH LCF CE] | Outdoor Luminaires | High Output | Architectural Flood and Spot Luminaires | Standard | FALSE | [9 empty] | 42670 |  |  | Yes |  | 3.1 | 10337 | 109.5 | 94.4 | 19.68 | 0.98 | 4000 | 70
P1BXSHN1 | Eaton (formerly Cooper Lighting) | Streetworks | GAN-AF-02-LED-[8 9]-5MQ-[AP BZ BK DP GM WH]-[ADJA ADJS ADJA-WM]-800-[2L 3 P 4 4N7 HA ALL MS SENSORS DIMRF-LW DIMRF-LN L90 R90 MT TH LCF CE] | Outdoor Luminaires | High Output | Architectural Flood and Spot Luminaires | Standard | FALSE | [9 empty] | 42670 |  |  | Yes |  | 3.1 | 10337 | 109.5 | 94.4 | 19.68 | 0.98 | 4000 | 70
PG8F19EB | Eaton (formerly Cooper Lighting) | Mcgraw-Edison | GLEON-AF-02-LED-[347 480]-5NQ-[AP BZ BK DP GM WH]-[ADJA ADJS ADJA-WM]-800-[P PER7 R HA ALL MS LWR SENSORS L90 R90 MT TH LCF CE] | Outdoor Luminaires | High Output | Architectural Flood and Spot Luminaires | Standard | FALSE | [9 empty] | 42670 |  |  | Yes |  | 3.1 | 10150 | 107.5 | 94.4 | 19.68 | 0.98 | 4000 | 70
PENYJYZU | Eaton (formerly Cooper Lighting) | Streetworks | GAN-AF-02-LED-[8 9]-5NQ-[AP BZ BK DP GM WH]-[ADJA ADJS ADJA-WM]-800-[2L 3 P 4 4N7 HA ALL MS SENSORS DIMRF-LW DIMRF-LN L90 R90 MT TH LCF CE] | Outdoor Luminaires | High Output | Architectural Flood and Spot Luminaires | Standard | FALSE | [9 empty] | 42670 |  |  | Yes |  | 3.1 | 10150 | 107.5 | 94.4 | 19.68 | 0.98 | 4000 | 70
PC6R4GF6 | Eaton (formerly Cooper Lighting) | Streetworks | GAN-AF-05-LED-[8 9]-5NQ-[AP BZ BK DP GM WH]-[ADJA ADJS ADJA-WM]-600-[2L 3 P 4 4N7 HA ALL MS SENSORS DIMRF-LW DIMRF-LN L90 R90 MT TH LCF CE] | Outdoor Luminaires | High Output | Architectural Flood and Spot Luminaires | Standard | FALSE | [9 empty] | 42670 |  |  | Yes |  | 3.1 | 20219 | 115.5 | 175.1 | 17.18 | 0.98 | 4000 | 70
PASTAV7X | Eaton (formerly Cooper Lighting) | Mcgraw-Edison | GLEON-AF-05-LED-[347 480]-5NQ-[AP BZ BK DP GM WH]-[ADJA ADJS ADJA-WM]-600-[P PER7 R HA ALL MS LWR SENSORS L90 R90 MT TH LCF CE] | Outdoor Luminaires | High Output | Architectural Flood and Spot Luminaires | Standard | FALSE | [9 empty] | 42670 |  |  | Yes |  | 3.1 | 20219 | 115.5 | 175.1 | 17.18 | 0.98 | 4000 | 70
PN9UD29Q | Eaton (formerly Cooper Lighting) | Mcgraw-Edison | GLEON-AF-01-LED-[347 480]-5WQ-[AP BZ BK DP GM WH]-[ADJA ADJS ADJA-WM]-800-[P PER7 R HA ALL MS LWR SENSORS L90 R90 MT TH LCF CE] | Outdoor Luminaires | Mid Output | Architectural Flood and Spot Luminaires | Standard | FALSE | [9 empty] | 42670 |  |  | Yes |  | 3.1 | 5304 | 104.4 | 50.8 | 16.41 | 0.97 | 4000 | 70
P26NW1M6 | Eaton (formerly Cooper Lighting) | Streetworks | GAN-AF-01-LED-[8 9]-5WQ-[AP BZ BK DP GM WH]-[ADJA ADJS ADJA-WM]-800-[2L 3 P 4 4N7 HA ALL MS SENSORS DIMRF-LW DIMRF-LN L90 R90 MT TH LCF CE] | Outdoor Luminaires | Mid Output | Architectural Flood and Spot Luminaires | Standard | FALSE | [9 empty] | 42670 |  |  | Yes |  | 3.1 | 5304 | 104.4 | 50.8 | 16.41 | 0.97 | 4000 | 70
P5MDWF83 | Eaton (formerly Cooper Lighting) | Streetworks | GAN-AF-01-LED-[8 9]-5MQ-[AP BZ BK DP GM WH]-[ADJA ADJS ADJA-WM]-800-[2L 3 P 4 4N7 HA ALL MS SENSORS DIMRF-LW DIMRF-LN L90 R90 MT TH LCF CE] | Outdoor Luminaires | Mid Output | Architectural Flood and Spot Luminaires | Standard | FALSE | [9 empty] | 42670 |  |  | Yes |  | 3.1 | 5290 | 104.1 | 50.8 | 16.41 | 0.97 | 4000 | 70
P1RBH3D9 | Eaton (formerly Cooper Lighting) | Mcgraw-Edison | GLEON-AF-01-LED-[347 480]-5MQ-[AP BZ BK DP GM WH]-[ADJA ADJS ADJA-WM]-800-[P PER7 R HA ALL MS LWR SENSORS L90 R90 MT TH LCF CE] | Outdoor Luminaires | Mid Output | Architectural Flood and Spot Luminaires | Standard | FALSE | [9 empty] | 42670 |  |  | Yes |  | 3.1 | 5290 | 104.1 | 50.8 | 16.41 | 0.97 | 4000 | 70
PYX29XX5 | Eaton (formerly Cooper Lighting) | Mcgraw-Edison | GLEON-AF-01-LED-[347 480]-5NQ-[AP BZ BK DP GM WH]-[ADJA ADJS ADJA-WM]-800-[P PER7 R HA ALL MS LWR SENSORS L90 R90 MT TH LCF CE] | Outdoor Luminaires | Mid Output | Architectural Flood and Spot Luminaires | Standard | FALSE | [9 empty] | 42670 |  |  | Yes |  | 3.1 | 5194 | 102.2 | 50.8 | 16.41 | 0.97 | 4000 | 70
PWGK7TXF | Eaton (formerly Cooper Lighting) | Streetworks | GAN-AF-01-LED-[8 9]-5NQ-[AP BZ BK DP GM WH]-[ADJA ADJS ADJA-WM]-800-[2L 3 P 4 4N7 HA ALL MS SENSORS DIMRF-LW DIMRF-LN L90 R90 MT TH LCF CE] | Outdoor Luminaires | Mid Output | Architectural Flood and Spot Luminaires | Standard | FALSE | [9 empty] | 42670 |  |  | Yes |  | 3.1 | 5194 | 102.2 | 50.8 | 16.41 | 0.97 | 4000 | 70
PJ4MH9XK | Eaton (formerly Cooper Lighting) | Streetworks | GAN-AF-06-LED-[8 9]-5NQ-[AP BZ BK DP GM WH]-[ADJA ADJS ADJA-WM]-800-[2L 3 P 4 4N7 HA ALL MS SENSORS DIMRF-LW DIMRF-LN L90 R90 MT TH LCF CE] | Outdoor Luminaires | High Output | Architectural Flood and Spot Luminaires | Standard | FALSE | [9 empty] | 42670 |  |  | Yes |  | 3.1 | 29670 | 111 | 267.2 | 12.12 | 0.99 | 4000 | 70
P3K9Y32Z | Eaton (formerly Cooper Lighting) | Mcgraw-Edison | GLEON-AF-06-LED-[347 480]-5NQ-[AP BZ BK DP GM WH]-[ADJA ADJS ADJA-WM]-800-[P PER7 R HA ALL MS LWR SENSORS L90 R90 MT TH LCF CE] | Outdoor Luminaires | High Output | Architectural Flood and Spot Luminaires | Standard | FALSE | [9 empty] | 42670 |  |  | Yes |  | 3.1 | 29670 | 111 | 267.2 | 12.12 | 0.99 | 4000 | 70
PQ1DW3QB | Eaton (formerly Cooper Lighting) | Mcgraw-Edison | GLEON-AF-03-LED-[347 480]-5WQ-[AP BZ BK DP GM WH]-[ADJA ADJS ADJA-WM]-800-[P PER7 R HA ALL MS LWR SENSORS L90 R90 MT TH LCF CE] | Outdoor Luminaires | High Output | Architectural Flood and Spot Luminaires | Standard | FALSE | [9 empty] | 42670 |  |  | Yes |  | 3.1 | 15465 | 115.8 | 133.6 | 12.12 | 0.99 | 4000 | 70
P5N8J5X5 | Eaton (formerly Cooper Lighting) | Streetworks | GAN-AF-03-LED-[8 9]-5WQ-[AP BZ BK DP GM WH]-[ADJA ADJS ADJA-WM]-800-[2L 3 P 4 4N7 HA ALL MS SENSORS DIMRF-LW DIMRF-LN L90 R90 MT TH LCF CE] | Outdoor Luminaires | High Output | Architectural Flood and Spot Luminaires | Standard | FALSE | [9 empty] | 42670 |  |  | Yes |  | 3.1 | 15465 | 115.8 | 133.6 | 12.12 | 0.99 | 4000 | 70
PTUDDQWA | Eaton (formerly Cooper Lighting) | Streetworks | GAN-AF-03-LED-[8 9]-5MQ-[AP BZ BK DP GM WH]-[ADJA ADJS ADJA-WM]-800-[2L 3 P 4 4N7 HA ALL MS SENSORS DIMRF-LW DIMRF-LN L90 R90 MT TH LCF CE] | Outdoor Luminaires | High Output | Architectural Flood and Spot Luminaires | Standard | FALSE | [9 empty] | 42670 |  |  | Yes |  | 3.1 | 15424 | 115.4 | 133.6 | 12.12 | 0.99 | 4000 | 70
PPSRVR54 | Eaton (formerly Cooper Lighting) | Mcgraw-Edison | GLEON-AF-03-LED-[347 480]-5MQ-[AP BZ BK DP GM WH]-[ADJA ADJS ADJA-WM]-800-[P PER7 R HA ALL MS LWR SENSORS L90 R90 MT TH LCF CE] | Outdoor Luminaires | High Output | Architectural Flood and Spot Luminaires | Standard | FALSE | [9 empty] | 42670 |  |  | Yes |  | 3.1 | 15424 | 115.4 | 133.6 | 12.12 | 0.99 | 4000 | 70
PD8S5XJB | Eaton (formerly Cooper Lighting) | Streetworks | GAN-AF-03-LED-[8 9]-5NQ-[AP BZ BK DP GM WH]-[ADJA ADJS ADJA-WM]-800-[2L 3 P 4 4N7 HA ALL MS SENSORS DIMRF-LW DIMRF-LN L90 R90 MT TH LCF CE] | Outdoor Luminaires | High Output | Architectural Flood and Spot Luminaires | Standard | FALSE | [9 empty] | 42670 |  |  | Yes |  | 3.1 | 15145 | 113.4 | 133.6 | 12.12 | 0.99 | 4000 | 70
P7AY2URK | Eaton (formerly Cooper Lighting) | Mcgraw-Edison | GLEON-AF-03-LED-[347 480]-5NQ-[AP BZ BK DP GM WH]-[ADJA ADJS ADJA-WM]-800-[P PER7 R HA ALL MS LWR SENSORS L90 R90 MT TH LCF CE] | Outdoor Luminaires | High Output | Architectural Flood and Spot Luminaires | Standard | FALSE | [9 empty] | 42670 |  |  | Yes |  | 3.1 | 15145 | 113.4 | 133.6 | 12.12 | 0.99 | 4000 | 70
PTFUKT9P | Eaton (formerly Cooper Lighting) | Mcgraw-Edison | GLEON-AF-04-LED-[347 480]-5WQ-[AP BZ BK DP GM WH]-[ADJA ADJS ADJA-WM]-800-[P PER7 R HA ALL MS LWR SENSORS L90 R90 MT TH LCF CE] | Outdoor Luminaires | High Output | Architectural Flood and Spot Luminaires | Standard | FALSE | [9 empty] | 42670 |  |  | Yes |  | 3.1 | 20434 | 108.2 | 188.8 | 11.96 | 0.99 | 4000 | 70
P1NHZ1AT | Eaton (formerly Cooper Lighting) | Streetworks | GAN-AF-04-LED-[8 9]-5WQ-[AP BZ BK DP GM WH]-[ADJA ADJS ADJA-WM]-800-[2L 3 P 4 4N7 HA ALL MS SENSORS DIMRF-LW DIMRF-LN L90 R90 MT TH LCF CE] | Outdoor Luminaires | High Output | Architectural Flood and Spot Luminaires | Standard | FALSE | [9 empty] | 42670 |  |  | Yes |  | 3.1 | 20434 | 108.2 | 188.8 | 11.96 | 0.99 | 4000 | 70
PYX6JQ8D | Eaton (formerly Cooper Lighting) | Streetworks | GAN-AF-04-LED-[8 9]-5MQ-[AP BZ BK DP GM WH]-[ADJA ADJS ADJA-WM]-800-[2L 3 P 4 4N7 HA ALL MS SENSORS DIMRF-LW DIMRF-LN L90 R90 MT TH LCF CE] | Outdoor Luminaires | High Output | Architectural Flood and Spot Luminaires | Standard | FALSE | [9 empty] | 42670 |  |  | Yes |  | 3.1 | 20380 | 107.9 | 188.8 | 11.96 | 0.99 | 4000 | 70
P1NMUDQK | Eaton (formerly Cooper Lighting) | Mcgraw-Edison | GLEON-AF-04-LED-[347 480]-5MQ-[AP BZ BK DP GM WH]-[ADJA ADJS ADJA-WM]-800-[P PER7 R HA ALL MS LWR SENSORS L90 R90 MT TH LCF CE] | Outdoor Luminaires | High Output | Architectural Flood and Spot Luminaires | Standard | FALSE | [9 empty] | 42670 |  |  | Yes |  | 3.1 | 20380 | 107.9 | 188.8 | 11.96 | 0.99 | 4000 | 70
PF31BPEZ | Eaton (formerly Cooper Lighting) | Mcgraw-Edison | GLEON-AF-04-LED-[347 480]-5NQ-[AP BZ BK DP GM WH]-[ADJA ADJS ADJA-WM]-800-[P PER7 R HA ALL MS LWR SENSORS L90 R90 MT TH LCF CE] | Outdoor Luminaires | High Output | Architectural Flood and Spot Luminaires | Standard | FALSE | [9 empty] | 42670 |  |  | Yes |  | 3.1 | 20011 | 106 | 188.8 | 11.96 | 0.99 | 4000 | 70
P6BX5NAZ | Eaton (formerly Cooper Lighting) | Streetworks | GAN-AF-04-LED-[8 9]-5NQ-[AP BZ BK DP GM WH]-[ADJA ADJS ADJA-WM]-800-[2L 3 P 4 4N7 HA ALL MS SENSORS DIMRF-LW DIMRF-LN L90 R90 MT TH LCF CE] | Outdoor Luminaires | High Output | Architectural Flood and Spot Luminaires | Standard | FALSE | [9 empty] | 42670 |  |  | Yes |  | 3.1 | 20011 | 106 | 188.8 | 11.96 | 0.99 | 4000 | 70
PR6978PW | Eaton (formerly Cooper Lighting) | Streetworks | GAN-AF-02-LED-[8 9]-T4FT-[AP BZ BK DP GM WH]-[ADJA ADJS ADJA-WM]-800-[2L 3 P 4 4N7 HA ALL MS SENSORS DIMRF-LW DIMRF-LN L90 R90 MT TH LCF CE] | Outdoor Luminaires | Mid Output | Architectural Flood and Spot Luminaires | Standard | FALSE | [9 empty] | 42670 |  |  | Yes |  | 3.1 | 9899 | 104.9 | 94.4 | 19.68 | 0.98 | 4000 | 70
PE6E3QCK | Eaton (formerly Cooper Lighting) | Mcgraw-Edison | GLEON-AF-02-LED-[347 480]-T4FT-[AP BZ BK DP GM WH]-[ADJA ADJS ADJA-WM]-800-[P PER7 R HA ALL MS LWR SENSORS L90 R90 MT TH LCF CE] | Outdoor Luminaires | Mid Output | Architectural Flood and Spot Luminaires | Standard | FALSE | [9 empty] | 42670 |  |  | Yes |  | 3.1 | 9899 | 104.9 | 94.4 | 19.68 | 0.98 | 4000 | 70
PMC2K291 | Eaton (formerly Cooper Lighting) | Mcgraw-Edison | GLEON-AF-02-LED-[347 480]-SL3-[AP BZ BK DP GM WH]-[ADJA ADJS ADJA-WM]-800-[P PER7 R HA ALL MS LWR SENSORS L90 R90 MT TH LCF CE] | Outdoor Luminaires | Mid Output | Architectural Flood and Spot Luminaires | Standard | FALSE | [9 empty] | 42670 |  |  | Yes |  | 3.1 | 9841 | 104.2 | 94.4 | 19.68 | 0.98 | 4000 | 70
PHCYB3DN | Eaton (formerly Cooper Lighting) | Streetworks | GAN-AF-02-LED-[8 9]-SL3-[AP BZ BK DP GM WH]-[ADJA ADJS ADJA-WM]-800-[2L 3 P 4 4N7 HA ALL MS SENSORS DIMRF-LW DIMRF-LN L90 R90 MT TH LCF CE] | Outdoor Luminaires | Mid Output | Architectural Flood and Spot Luminaires | Standard | FALSE | [9 empty] | 42670 |  |  | Yes |  | 3.1 | 9841 | 104.2 | 94.4 | 19.68 | 0.98 | 4000 | 70
PGTV2SX2 | Eaton (formerly Cooper Lighting) | Mcgraw-Edison | GLEON-AF-02-LED-[347 480]-T4W-[AP BZ BK DP GM WH]-[ADJA ADJS ADJA-WM]-800-[P PER7 R HA ALL MS LWR SENSORS L90 R90 MT TH LCF CE] | Outdoor Luminaires | Mid Output | Architectural Flood and Spot Luminaires | Standard | FALSE | [9 empty] | 42670 |  |  | Yes |  | 3.1 | 9771 | 103.5 | 94.4 | 19.68 | 0.98 | 4000 | 70
P9K533B3 | Eaton (formerly Cooper Lighting) | Streetworks | GAN-AF-02-LED-[8 9]-T4W-[AP BZ BK DP GM WH]-[ADJA ADJS ADJA-WM]-800-[2L 3 P 4 4N7 HA ALL MS SENSORS DIMRF-LW DIMRF-LN L90 R90 MT TH LCF CE] | Outdoor Luminaires | Mid Output | Architectural Flood and Spot Luminaires | Standard | FALSE | [9 empty] | 42670 |  |  | Yes |  | 3.1 | 9771 | 103.5 | 94.4 | 19.68 | 0.98 | 4000 | 70
PQ2PQWDB | Eaton (formerly Cooper Lighting) | Mcgraw-Edison | GLEON-AF-02-LED-[347 480]-SL2-[AP BZ BK DP GM WH]-[ADJA ADJS ADJA-WM]-800-[P PER7 R HA ALL MS LWR SENSORS L90 R90 MT TH LCF CE] | Outdoor Luminaires | Mid Output | Architectural Flood and Spot Luminaires | Standard | FALSE | [9 empty] | 42670 |  |  | Yes |  | 3.1 | 9639 | 102.1 | 94.4 | 19.68 | 0.98 | 4000 | 70
P3EZ4EZ7 | Eaton (formerly Cooper Lighting) | Streetworks | GAN-AF-02-LED-[8 9]-SL2-[AP BZ BK DP GM WH]-[ADJA ADJS ADJA-WM]-800-[2L 3 P 4 4N7 HA ALL MS SENSORS DIMRF-LW DIMRF-LN L90 R90 MT TH LCF CE] | Outdoor Luminaires | Mid Output | Architectural Flood and Spot Luminaires | Standard | FALSE | [9 empty] | 42670 |  |  | Yes |  | 3.1 | 9639 | 102.1 | 94.4 | 19.68 | 0.98 | 4000 | 70
PQ1V1AQR | Eaton (formerly Cooper Lighting) | Mcgraw-Edison | GLEON-AF-05-LED-[347 480]-RW-[AP BZ BK DP GM WH]-[ADJA ADJS ADJA-WM]-800-[P PER7 R HA ALL MS LWR SENSORS L90 R90 MT TH LCF CE] | Outdoor Luminaires | High Output | Architectural Flood and Spot Luminaires | Standard | FALSE | [9 empty] | 42670 |  |  | Yes |  | 3.1 | 24570 | 107.8 | 228 | 19.68 | 0.98 | 4000 | 70
PPT7RYRB | Eaton (formerly Cooper Lighting) | Streetworks | GAN-AF-05-LED-[8 9]-RW-[AP BZ BK DP GM WH]-[ADJA ADJS ADJA-WM]-800-[2L 3 P 4 4N7 HA ALL MS SENSORS DIMRF-LW DIMRF-LN L90 R90 MT TH LCF CE] | Outdoor Luminaires | High Output | Architectural Flood and Spot Luminaires | Standard | FALSE | [9 empty] | 42670 |  |  | Yes |  | 3.1 | 24570 | 107.8 | 228 | 19.68 | 0.98 | 4000 | 70
PSD2TWD9 | Eaton (formerly Cooper Lighting) | Streetworks | GAN-AF-02-LED-[8 9]-RW-[AP BZ BK DP GM WH]-[ADJA ADJS ADJA-WM]-800-[2L 3 P 4 4N7 HA ALL MS SENSORS DIMRF-LW DIMRF-LN L90 R90 MT TH LCF CE] | Outdoor Luminaires | High Output | Architectural Flood and Spot Luminaires | Standard | FALSE | [9 empty] | 42670 |  |  | Yes |  | 3.1 | 10058 | 106.5 | 94.4 | 19.68 | 0.98 | 4000 | 70
PP6WH4P2 | Eaton (formerly Cooper Lighting) | Mcgraw-Edison | GLEON-AF-02-LED-[347 480]-RW-[AP BZ BK DP GM WH]-[ADJA ADJS ADJA-WM]-800-[P PER7 R HA ALL MS LWR SENSORS L90 R90 MT TH LCF CE] | Outdoor Luminaires | High Output | Architectural Flood and Spot Luminaires | Standard | FALSE | [9 empty] | 42670 |  |  | Yes |  | 3.1 | 10058 | 106.5 | 94.4 | 19.68 | 0.98 | 4000 | 70
PTSR2T8K | Eaton (formerly Cooper Lighting) | Mcgraw-Edison | GLEON-AF-07-LED-[347 480]-SL3-[AP BZ BK DP GM WH]-[ADJA ADJS ADJA-WM]-600-[P PER7 R HA ALL MS LWR SENSORS L90 R90 MT TH LCF CE] | Outdoor Luminaires | High Output | Architectural Flood and Spot Luminaires | Standard | FALSE | [9 empty] | 42670 |  |  | Yes |  | 3.1 | 27742 | 116.1 | 238.9 | 17.18 | 0.98 | 4000 | 70
PGERK522 | Eaton (formerly Cooper Lighting) | Streetworks | GAN-AF-07-LED-[8 9]-SL3-[AP BZ BK DP GM WH]-[ADJA ADJS ADJA-WM]-600-[2L 3 P 4 4N7 HA ALL MS SENSORS DIMRF-LW DIMRF-LN L90 R90 MT TH LCF CE] | Outdoor Luminaires | High Output | Architectural Flood and Spot Luminaires | Standard | FALSE | [9 empty] | 42670 |  |  | Yes |  | 3.1 | 27742 | 116.1 | 238.9 | 17.18 | 0.98 | 4000 | 70
PWXCRAR6 | Eaton (formerly Cooper Lighting) | Streetworks | GAN-AF-07-LED-[8 9]-T4W-[AP BZ BK DP GM WH]-[ADJA ADJS ADJA-WM]-600-[2L 3 P 4 4N7 HA ALL MS SENSORS DIMRF-LW DIMRF-LN L90 R90 MT TH LCF CE] | Outdoor Luminaires | High Output | Architectural Flood and Spot Luminaires | Standard | FALSE | [9 empty] | 42670 |  |  | Yes |  | 3.1 | 27546 | 115.3 | 238.9 | 17.18 | 0.98 | 4000 | 70
PWBKMYCG | Eaton (formerly Cooper Lighting) | Mcgraw-Edison | GLEON-AF-07-LED-[347 480]-T4W-[AP BZ BK DP GM WH]-[ADJA ADJS ADJA-WM]-600-[P PER7 R HA ALL MS LWR SENSORS L90 R90 MT TH LCF CE] | Outdoor Luminaires | High Output | Architectural Flood and Spot Luminaires | Standard | FALSE | [9 empty] | 42670 |  |  | Yes |  | 3.1 | 27546 | 115.3 | 238.9 | 17.18 | 0.98 | 4000 | 70
PMK6HXWH | Eaton (formerly Cooper Lighting) | Mcgraw-Edison | GLEON-AF-07-LED-[347 480]-SL2-[AP BZ BK DP GM WH]-[ADJA ADJS ADJA-WM]-600-[P PER7 R HA ALL MS LWR SENSORS L90 R90 MT TH LCF CE] | Outdoor Luminaires | High Output | Architectural Flood and Spot Luminaires | Standard | FALSE | [9 empty] | 42670 |  |  | Yes |  | 3.1 | 27175 | 113.8 | 238.9 | 17.18 | 0.98 | 4000 | 70
PCF6VUE6 | Eaton (formerly Cooper Lighting) | Streetworks | GAN-AF-07-LED-[8 9]-SL2-[AP BZ BK DP GM WH]-[ADJA ADJS ADJA-WM]-600-[2L 3 P 4 4N7 HA ALL MS SENSORS DIMRF-LW DIMRF-LN L90 R90 MT TH LCF CE] | Outdoor Luminaires | High Output | Architectural Flood and Spot Luminaires | Standard | FALSE | [9 empty] | 42670 |  |  | Yes |  | 3.1 | 27175 | 113.8 | 238.9 | 17.18 | 0.98 | 4000 | 70
PY2WJMD5 | Eaton (formerly Cooper Lighting) | Streetworks | GAN-AF-06-LED-[8 9]-T4FT-[AP BZ BK DP GM WH]-[ADJA ADJS ADJA-WM]-600-[2L 3 P 4 4N7 HA ALL MS SENSORS DIMRF-LW DIMRF-LN L90 R90 MT TH LCF CE] | Outdoor Luminaires | High Output | Architectural Flood and Spot Luminaires | Standard | FALSE | [9 empty] | 42670 |  |  | Yes |  | 3.1 | 23597 | 114.8 | 205.6 | 17.18 | 0.98 | 4000 | 70
PKT2RBC7 | Eaton (formerly Cooper Lighting) | Mcgraw-Edison | GLEON-AF-06-LED-[347 480]-T4FT-[AP BZ BK DP GM WH]-[ADJA ADJS ADJA-WM]-600-[P PER7 R HA ALL MS LWR SENSORS L90 R90 MT TH LCF CE] | Outdoor Luminaires | High Output | Architectural Flood and Spot Luminaires | Standard | FALSE | [9 empty] | 42670 |  |  | Yes |  | 3.1 | 23597 | 114.8 | 205.6 | 17.18 | 0.98 | 4000 | 70
PHT7AYWU | Eaton (formerly Cooper Lighting) | Streetworks | GAN-AF-06-LED-[8 9]-SL3-[AP BZ BK DP GM WH]-[ADJA ADJS ADJA-WM]-600-[2L 3 P 4 4N7 HA ALL MS SENSORS DIMRF-LW DIMRF-LN L90 R90 MT TH LCF CE] | Outdoor Luminaires | High Output | Architectural Flood and Spot Luminaires | Standard | FALSE | [9 empty] | 42670 |  |  | Yes |  | 3.1 | 23458 | 114.1 | 205.6 | 17.18 | 0.98 | 4000 | 70
P9YHNEQQ | Eaton (formerly Cooper Lighting) | Mcgraw-Edison | GLEON-AF-06-LED-[347 480]-SL3-[AP BZ BK DP GM WH]-[ADJA ADJS ADJA-WM]-600-[P PER7 R HA ALL MS LWR SENSORS L90 R90 MT TH LCF CE] | Outdoor Luminaires | High Output | Architectural Flood and Spot Luminaires | Standard | FALSE | [9 empty] | 42670 |  |  | Yes |  | 3.1 | 23458 | 114.1 | 205.6 | 17.18 | 0.98 | 4000 | 70
PV13FBS3 | Eaton (formerly Cooper Lighting) | Streetworks | GAN-AF-06-LED-[8 9]-T4W-[AP BZ BK DP GM WH]-[ADJA ADJS ADJA-WM]-600-[2L 3 P 4 4N7 HA ALL MS SENSORS DIMRF-LW DIMRF-LN L90 R90 MT TH LCF CE] | Outdoor Luminaires | High Output | Architectural Flood and Spot Luminaires | Standard | FALSE | [9 empty] | 42670 |  |  | Yes |  | 3.1 | 23292 | 113.3 | 205.6 | 17.18 | 0.98 | 4000 | 70
PSYT4MVM | Eaton (formerly Cooper Lighting) | Mcgraw-Edison | GLEON-AF-06-LED-[347 480]-T4W-[AP BZ BK DP GM WH]-[ADJA ADJS ADJA-WM]-600-[P PER7 R HA ALL MS LWR SENSORS L90 R90 MT TH LCF CE] | Outdoor Luminaires | High Output | Architectural Flood and Spot Luminaires | Standard | FALSE | [9 empty] | 42670 |  |  | Yes |  | 3.1 | 23292 | 113.3 | 205.6 | 17.18 | 0.98 | 4000 | 70
PVSZCW2J | Eaton (formerly Cooper Lighting) | Streetworks | GAN-AF-06-LED-[8 9]-SL2-[AP BZ BK DP GM WH]-[ADJA ADJS ADJA-WM]-600-[2L 3 P 4 4N7 HA ALL MS SENSORS DIMRF-LW DIMRF-LN L90 R90 MT TH LCF CE] | Outdoor Luminaires | High Output | Architectural Flood and Spot Luminaires | Standard | FALSE | [9 empty] | 42670 |  |  | Yes |  | 3.1 | 22979 | 111.8 | 205.6 | 17.18 | 0.98 | 4000 | 70
PF2MG5W8 | Eaton (formerly Cooper Lighting) | Mcgraw-Edison | GLEON-AF-06-LED-[347 480]-SL2-[AP BZ BK DP GM WH]-[ADJA ADJS ADJA-WM]-600-[P PER7 R HA ALL MS LWR SENSORS L90 R90 MT TH LCF CE] | Outdoor Luminaires | High Output | Architectural Flood and Spot Luminaires | Standard | FALSE | [9 empty] | 42670 |  |  | Yes |  | 3.1 | 22979 | 111.8 | 205.6 | 17.18 | 0.98 | 4000 | 70
PJ573QTZ | Eaton (formerly Cooper Lighting) | Streetworks | GAN-AF-05-LED-[8 9]-RW-[AP BZ BK DP GM WH]-[ADJA ADJS ADJA-WM]-600-[2L 3 P 4 4N7 HA ALL MS SENSORS DIMRF-LW DIMRF-LN L90 R90 MT TH LCF CE] | Outdoor Luminaires | High Output | Architectural Flood and Spot Luminaires | Standard | FALSE | [9 empty] | 42670 |  |  | Yes |  | 3.1 | 20036 | 114.4 | 175.1 | 17.18 | 0.98 | 4000 | 70
PGDF8S6Y | Eaton (formerly Cooper Lighting) | Mcgraw-Edison | GLEON-AF-05-LED-[347 480]-RW-[AP BZ BK DP GM WH]-[ADJA ADJS ADJA-WM]-600-[P PER7 R HA ALL MS LWR SENSORS L90 R90 MT TH LCF CE] | Outdoor Luminaires | High Output | Architectural Flood and Spot Luminaires | Standard | FALSE | [9 empty] | 42670 |  |  | Yes |  | 3.1 | 20036 | 114.4 | 175.1 | 17.18 | 0.98 | 4000 | 70
PTYNW7QN | Eaton (formerly Cooper Lighting) | Streetworks | GAN-AF-05-LED-[8 9]-T4FT-[AP BZ BK DP GM WH]-[ADJA ADJS ADJA-WM]-600-[2L 3 P 4 4N7 HA ALL MS SENSORS DIMRF-LW DIMRF-LN L90 R90 MT TH LCF CE] | Outdoor Luminaires | High Output | Architectural Flood and Spot Luminaires | Standard | FALSE | [9 empty] | 42670 |  |  | Yes |  | 3.1 | 19719 | 112.6 | 175.1 | 17.18 | 0.98 | 4000 | 70
P5S36EBZ | Eaton (formerly Cooper Lighting) | Mcgraw-Edison | GLEON-AF-05-LED-[347 480]-T4FT-[AP BZ BK DP GM WH]-[ADJA ADJS ADJA-WM]-600-[P PER7 R HA ALL MS LWR SENSORS L90 R90 MT TH LCF CE] | Outdoor Luminaires | High Output | Architectural Flood and Spot Luminaires | Standard | FALSE | [9 empty] | 42670 |  |  | Yes |  | 3.1 | 19719 | 112.6 | 175.1 | 17.18 | 0.98 | 4000 | 70
PKR9Q3DC | Eaton (formerly Cooper Lighting) | Mcgraw-Edison | GLEON-AF-05-LED-[347 480]-SL3-[AP BZ BK DP GM WH]-[ADJA ADJS ADJA-WM]-600-[P PER7 R HA ALL MS LWR SENSORS L90 R90 MT TH LCF CE] | Outdoor Luminaires | High Output | Architectural Flood and Spot Luminaires | Standard | FALSE | [9 empty] | 42670 |  |  | Yes |  | 3.1 | 19603 | 112 | 175.1 | 17.18 | 0.98 | 4000 | 70
P3YH2P8F | Eaton (formerly Cooper Lighting) | Streetworks | GAN-AF-05-LED-[8 9]-SL3-[AP BZ BK DP GM WH]-[ADJA ADJS ADJA-WM]-600-[2L 3 P 4 4N7 HA ALL MS SENSORS DIMRF-LW DIMRF-LN L90 R90 MT TH LCF CE] | Outdoor Luminaires | High Output | Architectural Flood and Spot Luminaires | Standard | FALSE | [9 empty] | 42670 |  |  | Yes |  | 3.1 | 19603 | 112 | 175.1 | 17.18 | 0.98 | 4000 | 70
PM5274WW | Eaton (formerly Cooper Lighting) | Streetworks | GAN-AF-05-LED-[8 9]-T4W-[AP BZ BK DP GM WH]-[ADJA ADJS ADJA-WM]-600-[2L 3 P 4 4N7 HA ALL MS SENSORS DIMRF-LW DIMRF-LN L90 R90 MT TH LCF CE] | Outdoor Luminaires | High Output | Architectural Flood and Spot Luminaires | Standard | FALSE | [9 empty] | 42670 |  |  | Yes |  | 3.1 | 19465 | 111.2 | 175.1 | 17.18 | 0.98 | 4000 | 70
PK7J6DX3 | Eaton (formerly Cooper Lighting) | Mcgraw-Edison | GLEON-AF-05-LED-[347 480]-T4W-[AP BZ BK DP GM WH]-[ADJA ADJS ADJA-WM]-600-[P PER7 R HA ALL MS LWR SENSORS L90 R90 MT TH LCF CE] | Outdoor Luminaires | High Output | Architectural Flood and Spot Luminaires | Standard | FALSE | [9 empty] | 42670 |  |  | Yes |  | 3.1 | 19465 | 111.2 | 175.1 | 17.18 | 0.98 | 4000 | 70
PSUUXM7J | Eaton (formerly Cooper Lighting) | Mcgraw-Edison | GLEON-AF-05-LED-[347 480]-SL2-[AP BZ BK DP GM WH]-[ADJA ADJS ADJA-WM]-600-[P PER7 R HA ALL MS LWR SENSORS L90 R90 MT TH LCF CE] | Outdoor Luminaires | High Output | Architectural Flood and Spot Luminaires | Standard | FALSE | [9 empty] | 42670 |  |  | Yes |  | 3.1 | 19202 | 109.7 | 175.1 | 17.18 | 0.98 | 4000 | 70
P1YB42PW | Eaton (formerly Cooper Lighting) | Streetworks | GAN-AF-05-LED-[8 9]-SL2-[AP BZ BK DP GM WH]-[ADJA ADJS ADJA-WM]-600-[2L 3 P 4 4N7 HA ALL MS SENSORS DIMRF-LW DIMRF-LN L90 R90 MT TH LCF CE] | Outdoor Luminaires | High Output | Architectural Flood and Spot Luminaires | Standard | FALSE | [9 empty] | 42670 |  |  | Yes |  | 3.1 | 19202 | 109.7 | 175.1 | 17.18 | 0.98 | 4000 | 70
PEUSCSMU | Eaton (formerly Cooper Lighting) | Streetworks | GAN-AF-03-LED-[8 9]-T4W-[AP BZ BK DP GM WH]-[ADJA ADJS ADJA-WM]-600-[2L 3 P 4 4N7 HA ALL MS SENSORS DIMRF-LW DIMRF-LN L90 R90 MT TH LCF CE] | Outdoor Luminaires | High Output | Architectural Flood and Spot Luminaires | Standard | FALSE | [9 empty] | 42670 |  |  | Yes |  | 3.1 | 11889 | 115.7 | 102.8 | 17.18 | 0.98 | 4000 | 70
P8NXHBBF | Eaton (formerly Cooper Lighting) | Mcgraw-Edison | GLEON-AF-03-LED-[347 480]-T4W-[AP BZ BK DP GM WH]-[ADJA ADJS ADJA-WM]-600-[P PER7 R HA ALL MS LWR SENSORS L90 R90 MT TH LCF CE] | Outdoor Luminaires | High Output | Architectural Flood and Spot Luminaires | Standard | FALSE | [9 empty] | 42670 |  |  | Yes |  | 3.1 | 11889 | 115.7 | 102.8 | 17.18 | 0.98 | 4000 | 70
PRBK2X23 | Eaton (formerly Cooper Lighting) | Mcgraw-Edison | GLEON-AF-03-LED-[347 480]-SL2-[AP BZ BK DP GM WH]-[ADJA ADJS ADJA-WM]-600-[P PER7 R HA ALL MS LWR SENSORS L90 R90 MT TH LCF CE] | Outdoor Luminaires | High Output | Architectural Flood and Spot Luminaires | Standard | FALSE | [9 empty] | 42670 |  |  | Yes |  | 3.1 | 11729 | 114.1 | 102.8 | 17.18 | 0.98 | 4000 | 70
P51AK9XH | Eaton (formerly Cooper Lighting) | Streetworks | GAN-AF-03-LED-[8 9]-SL2-[AP BZ BK DP GM WH]-[ADJA ADJS ADJA-WM]-600-[2L 3 P 4 4N7 HA ALL MS SENSORS DIMRF-LW DIMRF-LN L90 R90 MT TH LCF CE] | Outdoor Luminaires | High Output | Architectural Flood and Spot Luminaires | Standard | FALSE | [9 empty] | 42670 |  |  | Yes |  | 3.1 | 11729 | 114.1 | 102.8 | 17.18 | 0.98 | 4000 | 70
PBETYCGA | Eaton (formerly Cooper Lighting) | Streetworks | GAN-AF-01-LED-[8 9]-RW-[AP BZ BK DP GM WH]-[ADJA ADJS ADJA-WM]-800-[2L 3 P 4 4N7 HA ALL MS SENSORS DIMRF-LW DIMRF-LN L90 R90 MT TH LCF CE] | Outdoor Luminaires | Mid Output | Architectural Flood and Spot Luminaires | Standard | FALSE | [9 empty] | 42670 |  |  | Yes |  | 3.1 | 5147 | 101.3 | 50.8 | 16.41 | 0.97 | 4000 | 70
P2KRGKTW | Eaton (formerly Cooper Lighting) | Mcgraw-Edison | GLEON-AF-01-LED-[347 480]-RW-[AP BZ BK DP GM WH]-[ADJA ADJS ADJA-WM]-800-[P PER7 R HA ALL MS LWR SENSORS L90 R90 MT TH LCF CE] | Outdoor Luminaires | Mid Output | Architectural Flood and Spot Luminaires | Standard | FALSE | [9 empty] | 42670 |  |  | Yes |  | 3.1 | 5147 | 101.3 | 50.8 | 16.41 | 0.97 | 4000 | 70
PJRXNKM3 | Eaton (formerly Cooper Lighting) | Streetworks | GAN-AF-01-LED-[8 9]-T4FT-[AP BZ BK DP GM WH]-[ADJA ADJS ADJA-WM]-800-[2L 3 P 4 4N7 HA ALL MS SENSORS DIMRF-LW DIMRF-LN L90 R90 MT TH LCF CE] | Outdoor Luminaires | Mid Output | Architectural Flood and Spot Luminaires | Standard | FALSE | [9 empty] | 42670 |  |  | Yes |  | 3.1 | 5066 | 99.7 | 50.8 | 16.41 | 0.97 | 4000 | 70
PA6XNEUW | Eaton (formerly Cooper Lighting) | Mcgraw-Edison | GLEON-AF-01-LED-[347 480]-T4FT-[AP BZ BK DP GM WH]-[ADJA ADJS ADJA-WM]-800-[P PER7 R HA ALL MS LWR SENSORS L90 R90 MT TH LCF CE] | Outdoor Luminaires | Mid Output | Architectural Flood and Spot Luminaires | Standard | FALSE | [9 empty] | 42670 |  |  | Yes |  | 3.1 | 5066 | 99.7 | 50.8 | 16.41 | 0.97 | 4000 | 70
P8FDG616 | Eaton (formerly Cooper Lighting) | Mcgraw-Edison | GLEON-AF-01-LED-[347 480]-SL3-[AP BZ BK DP GM WH]-[ADJA ADJS ADJA-WM]-800-[P PER7 R HA ALL MS LWR SENSORS L90 R90 MT TH LCF CE] | Outdoor Luminaires | Mid Output | Architectural Flood and Spot Luminaires | Standard | FALSE | [9 empty] | 42670 |  |  | Yes |  | 3.1 | 5036 | 99.1 | 50.8 | 16.41 | 0.97 | 4000 | 70
P71YBJZK | Eaton (formerly Cooper Lighting) | Streetworks | GAN-AF-01-LED-[8 9]-SL3-[AP BZ BK DP GM WH]-[ADJA ADJS ADJA-WM]-800-[2L 3 P 4 4N7 HA ALL MS SENSORS DIMRF-LW DIMRF-LN L90 R90 MT TH LCF CE] | Outdoor Luminaires | Mid Output | Architectural Flood and Spot Luminaires | Standard | FALSE | [9 empty] | 42670 |  |  | Yes |  | 3.1 | 5036 | 99.1 | 50.8 | 16.41 | 0.97 | 4000 | 70
PQREXHSV | Eaton (formerly Cooper Lighting) | Mcgraw-Edison | GLEON-AF-01-LED-[347 480]-T4W-[AP BZ BK DP GM WH]-[ADJA ADJS ADJA-WM]-800-[P PER7 R HA ALL MS LWR SENSORS L90 R90 MT TH LCF CE] | Outdoor Luminaires | Mid Output | Architectural Flood and Spot Luminaires | Standard | FALSE | [9 empty] | 42670 |  |  | Yes |  | 3.1 | 5000 | 98.4 | 50.8 | 16.41 | 0.97 | 4000 | 70
P6J7KWTG | Eaton (formerly Cooper Lighting) | Streetworks | GAN-AF-01-LED-[8 9]-T4W-[AP BZ BK DP GM WH]-[ADJA ADJS ADJA-WM]-800-[2L 3 P 4 4N7 HA ALL MS SENSORS DIMRF-LW DIMRF-LN L90 R90 MT TH LCF CE] | Outdoor Luminaires | Mid Output | Architectural Flood and Spot Luminaires | Standard | FALSE | [9 empty] | 42670 |  |  | Yes |  | 3.1 | 5000 | 98.4 | 50.8 | 16.41 | 0.97 | 4000 | 70
PX12A8QT | Eaton (formerly Cooper Lighting) | Streetworks | GAN-AF-01-LED-[8 9]-SL2-[AP BZ BK DP GM WH]-[ADJA ADJS ADJA-WM]-800-[2L 3 P 4 4N7 HA ALL MS SENSORS DIMRF-LW DIMRF-LN L90 R90 MT TH LCF CE] | Outdoor Luminaires | Low Output | Architectural Flood and Spot Luminaires | Standard | FALSE | [9 empty] | 42670 |  |  | Yes |  | 3.1 | 4933 | 97.1 | 50.8 | 16.41 | 0.97 | 4000 | 70
P1JDP5J4 | Eaton (formerly Cooper Lighting) | Mcgraw-Edison | GLEON-AF-01-LED-[347 480]-SL2-[AP BZ BK DP GM WH]-[ADJA ADJS ADJA-WM]-800-[P PER7 R HA ALL MS LWR SENSORS L90 R90 MT TH LCF CE] | Outdoor Luminaires | Low Output | Architectural Flood and Spot Luminaires | Standard | FALSE | [9 empty] | 42670 |  |  | Yes |  | 3.1 | 4933 | 97.1 | 50.8 | 16.41 | 0.97 | 4000 | 70
PKT46Y5Q | Eaton (formerly Cooper Lighting) | Streetworks | GAN-AF-01-LED-[8 9]-T4FT-[AP BZ BK DP GM WH]-[ADJA ADJS ADJA-WM]-600-[2L 3 P 4 4N7 HA ALL MS SENSORS DIMRF-LW DIMRF-LN L90 R90 MT TH LCF CE] | Outdoor Luminaires | Low Output | Architectural Flood and Spot Luminaires | Standard | FALSE | [9 empty] | 42670 |  |  | Yes |  | 3.1 | 4131 | 106.5 | 38.8 | 15.91 | 0.98 | 4000 | 70
PEYHDKS8 | Eaton (formerly Cooper Lighting) | Mcgraw-Edison | GLEON-AF-01-LED-[347 480]-T4FT-[AP BZ BK DP GM WH]-[ADJA ADJS ADJA-WM]-600-[P PER7 R HA ALL MS LWR SENSORS L90 R90 MT TH LCF CE] | Outdoor Luminaires | Low Output | Architectural Flood and Spot Luminaires | Standard | FALSE | [9 empty] | 42670 |  |  | Yes |  | 3.1 | 4131 | 106.5 | 38.8 | 15.91 | 0.98 | 4000 | 70
PB52FZA6 | Eaton (formerly Cooper Lighting) | Streetworks | GAN-AF-01-LED-[8 9]-SL3-[AP BZ BK DP GM WH]-[ADJA ADJS ADJA-WM]-600-[2L 3 P 4 4N7 HA ALL MS SENSORS DIMRF-LW DIMRF-LN L90 R90 MT TH LCF CE] | Outdoor Luminaires | Low Output | Architectural Flood and Spot Luminaires | Standard | FALSE | [9 empty] | 42670 |  |  | Yes |  | 3.1 | 4106 | 105.8 | 38.8 | 15.91 | 0.98 | 4000 | 70
P7JXTEZ5 | Eaton (formerly Cooper Lighting) | Mcgraw-Edison | GLEON-AF-01-LED-[347 480]-SL3-[AP BZ BK DP GM WH]-[ADJA ADJS ADJA-WM]-600-[P PER7 R HA ALL MS LWR SENSORS L90 R90 MT TH LCF CE] | Outdoor Luminaires | Low Output | Architectural Flood and Spot Luminaires | Standard | FALSE | [9 empty] | 42670 |  |  | Yes |  | 3.1 | 4106 | 105.8 | 38.8 | 15.91 | 0.98 | 4000 | 70
P4N8QDMX | Eaton (formerly Cooper Lighting) | Mcgraw-Edison | GLEON-AF-01-LED-[347 480]-T4W-[AP BZ BK DP GM WH]-[ADJA ADJS ADJA-WM]-600-[P PER7 R HA ALL MS LWR SENSORS L90 R90 MT TH LCF CE] | Outdoor Luminaires | Low Output | Architectural Flood and Spot Luminaires | Standard | FALSE | [9 empty] | 42670 |  |  | Yes |  | 3.1 | 4077 | 105.1 | 38.8 | 15.91 | 0.98 | 4000 | 70
P37QSBQJ | Eaton (formerly Cooper Lighting) | Streetworks | GAN-AF-01-LED-[8 9]-T4W-[AP BZ BK DP GM WH]-[ADJA ADJS ADJA-WM]-600-[2L 3 P 4 4N7 HA ALL MS SENSORS DIMRF-LW DIMRF-LN L90 R90 MT TH LCF CE] | Outdoor Luminaires | Low Output | Architectural Flood and Spot Luminaires | Standard | FALSE | [9 empty] | 42670 |  |  | Yes |  | 3.1 | 4077 | 105.1 | 38.8 | 15.91 | 0.98 | 4000 | 70
PV95HY7C | Eaton (formerly Cooper Lighting) | Streetworks | GAN-AF-01-LED-[8 9]-SL2-[AP BZ BK DP GM WH]-[ADJA ADJS ADJA-WM]-600-[2L 3 P 4 4N7 HA ALL MS SENSORS DIMRF-LW DIMRF-LN L90 R90 MT TH LCF CE] | Outdoor Luminaires | Low Output | Architectural Flood and Spot Luminaires | Standard | FALSE | [9 empty] | 42670 |  |  | Yes |  | 3.1 | 4022 | 103.7 | 38.8 | 15.91 | 0.98 | 4000 | 70
P883YAAV | Eaton (formerly Cooper Lighting) | Mcgraw-Edison | GLEON-AF-01-LED-[347 480]-SL2-[AP BZ BK DP GM WH]-[ADJA ADJS ADJA-WM]-600-[P PER7 R HA ALL MS LWR SENSORS L90 R90 MT TH LCF CE] | Outdoor Luminaires | Low Output | Architectural Flood and Spot Luminaires | Standard | FALSE | [9 empty] | 42670 |  |  | Yes |  | 3.1 | 4022 | 103.7 | 38.8 | 15.91 | 0.98 | 4000 | 70
PZGJ298Y | Eaton (formerly Cooper Lighting) | Mcgraw-Edison | GLEON-AF-06-LED-[347 480]-RW-[AP BZ BK DP GM WH]-[ADJA ADJS ADJA-WM]-800-[P PER7 R HA ALL MS LWR SENSORS L90 R90 MT TH LCF CE] | Outdoor Luminaires | High Output | Architectural Flood and Spot Luminaires | Standard | FALSE | [9 empty] | 42670 |  |  | Yes |  | 3.1 | 29402 | 110 | 267.2 | 12.12 | 0.99 | 4000 | 70
PVGKMMUJ | Eaton (formerly Cooper Lighting) | Streetworks | GAN-AF-06-LED-[8 9]-RW-[AP BZ BK DP GM WH]-[ADJA ADJS ADJA-WM]-800-[2L 3 P 4 4N7 HA ALL MS SENSORS DIMRF-LW DIMRF-LN L90 R90 MT TH LCF CE] | Outdoor Luminaires | High Output | Architectural Flood and Spot Luminaires | Standard | FALSE | [9 empty] | 42670 |  |  | Yes |  | 3.1 | 29402 | 110 | 267.2 | 12.12 | 0.99 | 4000 | 70
PTWX4992 | Eaton (formerly Cooper Lighting) | Streetworks | GAN-AF-03-LED-[8 9]-RW-[AP BZ BK DP GM WH]-[ADJA ADJS ADJA-WM]-800-[2L 3 P 4 4N7 HA ALL MS SENSORS DIMRF-LW DIMRF-LN L90 R90 MT TH LCF CE] | Outdoor Luminaires | High Output | Architectural Flood and Spot Luminaires | Standard | FALSE | [9 empty] | 42670 |  |  | Yes |  | 3.1 | 15009 | 112.3 | 133.6 | 12.12 | 0.99 | 4000 | 70
P4VUKDW3 | Eaton (formerly Cooper Lighting) | Mcgraw-Edison | GLEON-AF-03-LED-[347 480]-RW-[AP BZ BK DP GM WH]-[ADJA ADJS ADJA-WM]-800-[P PER7 R HA ALL MS LWR SENSORS L90 R90 MT TH LCF CE] | Outdoor Luminaires | High Output | Architectural Flood and Spot Luminaires | Standard | FALSE | [9 empty] | 42670 |  |  | Yes |  | 3.1 | 15009 | 112.3 | 133.6 | 12.12 | 0.99 | 4000 | 70
PYZGNVT2 | Eaton (formerly Cooper Lighting) | Streetworks | GAN-AF-03-LED-[8 9]-T4FT-[AP BZ BK DP GM WH]-[ADJA ADJS ADJA-WM]-800-[2L 3 P 4 4N7 HA ALL MS SENSORS DIMRF-LW DIMRF-LN L90 R90 MT TH LCF CE] | Outdoor Luminaires | High Output | Architectural Flood and Spot Luminaires | Standard | FALSE | [9 empty] | 42670 |  |  | Yes |  | 3.1 | 14770 | 110.6 | 133.6 | 12.12 | 0.99 | 4000 | 70
PD769338 | Eaton (formerly Cooper Lighting) | Mcgraw-Edison | GLEON-AF-03-LED-[347 480]-T4FT-[AP BZ BK DP GM WH]-[ADJA ADJS ADJA-WM]-800-[P PER7 R HA ALL MS LWR SENSORS L90 R90 MT TH LCF CE] | Outdoor Luminaires | High Output | Architectural Flood and Spot Luminaires | Standard | FALSE | [9 empty] | 42670 |  |  | Yes |  | 3.1 | 14770 | 110.6 | 133.6 | 12.12 | 0.99 | 4000 | 70
PS745M9H | Eaton (formerly Cooper Lighting) | Mcgraw-Edison | GLEON-AF-03-LED-[347 480]-SL3-[AP BZ BK DP GM WH]-[ADJA ADJS ADJA-WM]-800-[P PER7 R HA ALL MS LWR SENSORS L90 R90 MT TH LCF CE] | Outdoor Luminaires | High Output | Architectural Flood and Spot Luminaires | Standard | FALSE | [9 empty] | 42670 |  |  | Yes |  | 3.1 | 14683 | 109.9 | 133.6 | 12.12 | 0.99 | 4000 | 70
PNZ6TYQU | Eaton (formerly Cooper Lighting) | Streetworks | GAN-AF-03-LED-[8 9]-SL3-[AP BZ BK DP GM WH]-[ADJA ADJS ADJA-WM]-800-[2L 3 P 4 4N7 HA ALL MS SENSORS DIMRF-LW DIMRF-LN L90 R90 MT TH LCF CE] | Outdoor Luminaires | High Output | Architectural Flood and Spot Luminaires | Standard | FALSE | [9 empty] | 42670 |  |  | Yes |  | 3.1 | 14683 | 109.9 | 133.6 | 12.12 | 0.99 | 4000 | 70
PYJ4JR5E | Eaton (formerly Cooper Lighting) | Mcgraw-Edison | GLEON-AF-03-LED-[347 480]-T4W-[AP BZ BK DP GM WH]-[ADJA ADJS ADJA-WM]-800-[P PER7 R HA ALL MS LWR SENSORS L90 R90 MT TH LCF CE] | Outdoor Luminaires | High Output | Architectural Flood and Spot Luminaires | Standard | FALSE | [9 empty] | 42670 |  |  | Yes |  | 3.1 | 14579 | 109.1 | 133.6 | 12.12 | 0.99 | 4000 | 70
PBMTURXS | Eaton (formerly Cooper Lighting) | Streetworks | GAN-AF-03-LED-[8 9]-T4W-[AP BZ BK DP GM WH]-[ADJA ADJS ADJA-WM]-800-[2L 3 P 4 4N7 HA ALL MS SENSORS DIMRF-LW DIMRF-LN L90 R90 MT TH LCF CE] | Outdoor Luminaires | High Output | Architectural Flood and Spot Luminaires | Standard | FALSE | [9 empty] | 42670 |  |  | Yes |  | 3.1 | 14579 | 109.1 | 133.6 | 12.12 | 0.99 | 4000 | 70
PN9ENHT4 | Eaton (formerly Cooper Lighting) | Streetworks | GAN-AF-02-LED-[8 9]-SL3-[AP BZ BK DP GM WH]-[ADJA ADJS ADJA-WM]-600-[2L 3 P 4 4N7 HA ALL MS SENSORS DIMRF-LW DIMRF-LN L90 R90 MT TH LCF CE] | Outdoor Luminaires | Mid Output | Architectural Flood and Spot Luminaires | Standard | FALSE | [9 empty] | 42670 |  |  | Yes |  | 3.1 | 8025 | 111 | 72.3 | 12.05 | 0.99 | 4000 | 70
PAU9MMWC | Eaton (formerly Cooper Lighting) | Mcgraw-Edison | GLEON-AF-02-LED-[347 480]-SL3-[AP BZ BK DP GM WH]-[ADJA ADJS ADJA-WM]-600-[P PER7 R HA ALL MS LWR SENSORS L90 R90 MT TH LCF CE] | Outdoor Luminaires | Mid Output | Architectural Flood and Spot Luminaires | Standard | FALSE | [9 empty] | 42670 |  |  | Yes |  | 3.1 | 8025 | 111 | 72.3 | 12.05 | 0.99 | 4000 | 70
PYK79C7Q | Eaton (formerly Cooper Lighting) | Mcgraw-Edison | GLEON-AF-02-LED-[347 480]-T4W-[AP BZ BK DP GM WH]-[ADJA ADJS ADJA-WM]-600-[P PER7 R HA ALL MS LWR SENSORS L90 R90 MT TH LCF CE] | Outdoor Luminaires | Mid Output | Architectural Flood and Spot Luminaires | Standard | FALSE | [9 empty] | 42670 |  |  | Yes |  | 3.1 | 7968 | 110.2 | 72.3 | 12.05 | 0.99 | 4000 | 70
P1REPQ6W | Eaton (formerly Cooper Lighting) | Streetworks | GAN-AF-02-LED-[8 9]-T4W-[AP BZ BK DP GM WH]-[ADJA ADJS ADJA-WM]-600-[2L 3 P 4 4N7 HA ALL MS SENSORS DIMRF-LW DIMRF-LN L90 R90 MT TH LCF CE] | Outdoor Luminaires | Mid Output | Architectural Flood and Spot Luminaires | Standard | FALSE | [9 empty] | 42670 |  |  | Yes |  | 3.1 | 7968 | 110.2 | 72.3 | 12.05 | 0.99 | 4000 | 70
PY6GN6JH | Eaton (formerly Cooper Lighting) | Streetworks | GAN-AF-02-LED-[8 9]-SL2-[AP BZ BK DP GM WH]-[ADJA ADJS ADJA-WM]-600-[2L 3 P 4 4N7 HA ALL MS SENSORS DIMRF-LW DIMRF-LN L90 R90 MT TH LCF CE] | Outdoor Luminaires | Mid Output | Architectural Flood and Spot Luminaires | Standard | FALSE | [9 empty] | 42670 |  |  | Yes |  | 3.1 | 7861 | 108.7 | 72.3 | 12.05 | 0.99 | 4000 | 70
P2HCDWTD | Eaton (formerly Cooper Lighting) | Mcgraw-Edison | GLEON-AF-02-LED-[347 480]-SL2-[AP BZ BK DP GM WH]-[ADJA ADJS ADJA-WM]-600-[P PER7 R HA ALL MS LWR SENSORS L90 R90 MT TH LCF CE] | Outdoor Luminaires | Mid Output | Architectural Flood and Spot Luminaires | Standard | FALSE | [9 empty] | 42670 |  |  | Yes |  | 3.1 | 7861 | 108.7 | 72.3 | 12.05 | 0.99 | 4000 | 70
P7N4J7YK | Eaton (formerly Cooper Lighting) | Mcgraw-Edison | GLEON-AF-04-LED-[347 480]-SL3-[AP BZ BK DP GM WH]-[ADJA ADJS ADJA-WM]-600-[P PER7 R HA ALL MS LWR SENSORS L90 R90 MT TH LCF CE] | Outdoor Luminaires | High Output | Architectural Flood and Spot Luminaires | Standard | FALSE | [9 empty] | 42670 |  |  | Yes |  | 3.1 | 15821 | 116.2 | 136.1 | 11.8 | 0.99 | 4000 | 70
P51TT8KD | Eaton (formerly Cooper Lighting) | Streetworks | GAN-AF-04-LED-[8 9]-SL3-[AP BZ BK DP GM WH]-[ADJA ADJS ADJA-WM]-600-[2L 3 P 4 4N7 HA ALL MS SENSORS DIMRF-LW DIMRF-LN L90 R90 MT TH LCF CE] | Outdoor Luminaires | High Output | Architectural Flood and Spot Luminaires | Standard | FALSE | [9 empty] | 42670 |  |  | Yes |  | 3.1 | 15821 | 116.2 | 136.1 | 11.8 | 0.99 | 4000 | 70
PDY5HAGB | Eaton (formerly Cooper Lighting) | Mcgraw-Edison | GLEON-AF-04-LED-[347 480]-T4W-[AP BZ BK DP GM WH]-[ADJA ADJS ADJA-WM]-600-[P PER7 R HA ALL MS LWR SENSORS L90 R90 MT TH LCF CE] | Outdoor Luminaires | High Output | Architectural Flood and Spot Luminaires | Standard | FALSE | [9 empty] | 42670 |  |  | Yes |  | 3.1 | 15710 | 115.4 | 136.1 | 11.8 | 0.99 | 4000 | 70
P5Q9PXQT | Eaton (formerly Cooper Lighting) | Streetworks | GAN-AF-04-LED-[8 9]-T4W-[AP BZ BK DP GM WH]-[ADJA ADJS ADJA-WM]-600-[2L 3 P 4 4N7 HA ALL MS SENSORS DIMRF-LW DIMRF-LN L90 R90 MT TH LCF CE] | Outdoor Luminaires | High Output | Architectural Flood and Spot Luminaires | Standard | FALSE | [9 empty] | 42670 |  |  | Yes |  | 3.1 | 15710 | 115.4 | 136.1 | 11.8 | 0.99 | 4000 | 70
PTFUVHJZ | Eaton (formerly Cooper Lighting) | Mcgraw-Edison | GLEON-AF-04-LED-[347 480]-SL2-[AP BZ BK DP GM WH]-[ADJA ADJS ADJA-WM]-600-[P PER7 R HA ALL MS LWR SENSORS L90 R90 MT TH LCF CE] | Outdoor Luminaires | High Output | Architectural Flood and Spot Luminaires | Standard | FALSE | [9 empty] | 42670 |  |  | Yes |  | 3.1 | 15498 | 113.9 | 136.1 | 11.8 | 0.99 | 4000 | 70
PAMAM5FW | Eaton (formerly Cooper Lighting) | Streetworks | GAN-AF-04-LED-[8 9]-SL2-[AP BZ BK DP GM WH]-[ADJA ADJS ADJA-WM]-600-[2L 3 P 4 4N7 HA ALL MS SENSORS DIMRF-LW DIMRF-LN L90 R90 MT TH LCF CE] | Outdoor Luminaires | High Output | Architectural Flood and Spot Luminaires | Standard | FALSE | [9 empty] | 42670 |  |  | Yes |  | 3.1 | 15498 | 113.9 | 136.1 | 11.8 | 0.99 | 4000 | 70
PZ1B48T7 | Eaton (formerly Cooper Lighting) | Streetworks | GAN-AF-02-LED-[8 9]-T3-[AP BZ BK DP GM WH]-[ADJA ADJS ADJA-WM]-800-[2L 3 P 4 4N7 HA ALL MS SENSORS DIMRF-LW DIMRF-LN L90 R90 MT TH LCF CE] | Outdoor Luminaires | Mid Output | Architectural Flood and Spot Luminaires | Standard | FALSE | [9 empty] | 42670 |  |  | Yes |  | 3.1 | 9842 | 104.3 | 94.4 | 19.68 | 0.98 | 4000 | 70
PV4Z14WQ | Eaton (formerly Cooper Lighting) | Mcgraw-Edison | GLEON-AF-02-LED-[347 480]-T3-[AP BZ BK DP GM WH]-[ADJA ADJS ADJA-WM]-800-[P PER7 R HA ALL MS LWR SENSORS L90 R90 MT TH LCF CE] | Outdoor Luminaires | Mid Output | Architectural Flood and Spot Luminaires | Standard | FALSE | [9 empty] | 42670 |  |  | Yes |  | 3.1 | 9842 | 104.3 | 94.4 | 19.68 | 0.98 | 4000 | 70
PT756AY6 | Eaton (formerly Cooper Lighting) | Streetworks | GAN-AF-02-LED-[8 9]-T2-[AP BZ BK DP GM WH]-[ADJA ADJS ADJA-WM]-800-[2L 3 P 4 4N7 HA ALL MS SENSORS DIMRF-LW DIMRF-LN L90 R90 MT TH LCF CE] | Outdoor Luminaires | Mid Output | Architectural Flood and Spot Luminaires | Standard | FALSE | [9 empty] | 42670 |  |  | Yes |  | 3.1 | 9656 | 102.3 | 94.4 | 19.68 | 0.98 | 4000 | 70
PR1AYC9T | Eaton (formerly Cooper Lighting) | Mcgraw-Edison | GLEON-AF-02-LED-[347 480]-T2-[AP BZ BK DP GM WH]-[ADJA ADJS ADJA-WM]-800-[P PER7 R HA ALL MS LWR SENSORS L90 R90 MT TH LCF CE] | Outdoor Luminaires | Mid Output | Architectural Flood and Spot Luminaires | Standard | FALSE | [9 empty] | 42670 |  |  | Yes |  | 3.1 | 9656 | 102.3 | 94.4 | 19.68 | 0.98 | 4000 | 70
PKJUCJAP | Eaton (formerly Cooper Lighting) | Streetworks | GAN-AF-05-LED-[8 9]-T2R-[AP BZ BK DP GM WH]-[ADJA ADJS ADJA-WM]-800-[2L 3 P 4 4N7 HA ALL MS SENSORS DIMRF-LW DIMRF-LN L90 R90 MT TH LCF CE] | Outdoor Luminaires | High Output | Architectural Flood and Spot Luminaires | Standard | FALSE | [9 empty] | 42670 |  |  | Yes |  | 3.1 | 25041 | 109.8 | 228 | 19.68 | 0.98 | 4000 | 70
P45GVBW1 | Eaton (formerly Cooper Lighting) | Mcgraw-Edison | GLEON-AF-05-LED-[347 480]-T2R-[AP BZ BK DP GM WH]-[ADJA ADJS ADJA-WM]-800-[P PER7 R HA ALL MS LWR SENSORS L90 R90 MT TH LCF CE] | Outdoor Luminaires | High Output | Architectural Flood and Spot Luminaires | Standard | FALSE | [9 empty] | 42670 |  |  | Yes |  | 3.1 | 25041 | 109.8 | 228 | 19.68 | 0.98 | 4000 | 70
PZWTPKQH | Eaton (formerly Cooper Lighting) | Mcgraw-Edison | GLEON-AF-05-LED-[347 480]-T3R-[AP BZ BK DP GM WH]-[ADJA ADJS ADJA-WM]-800-[P PER7 R HA ALL MS LWR SENSORS L90 R90 MT TH LCF CE] | Outdoor Luminaires | High Output | Architectural Flood and Spot Luminaires | Standard | FALSE | [9 empty] | 42670 |  |  | Yes |  | 3.1 | 24576 | 107.8 | 228 | 19.68 | 0.98 | 4000 | 70
P9M5ZJFQ | Eaton (formerly Cooper Lighting) | Streetworks | GAN-AF-05-LED-[8 9]-T3R-[AP BZ BK DP GM WH]-[ADJA ADJS ADJA-WM]-800-[2L 3 P 4 4N7 HA ALL MS SENSORS DIMRF-LW DIMRF-LN L90 R90 MT TH LCF CE] | Outdoor Luminaires | High Output | Architectural Flood and Spot Luminaires | Standard | FALSE | [9 empty] | 42670 |  |  | Yes |  | 3.1 | 24576 | 107.8 | 228 | 19.68 | 0.98 | 4000 | 70
PUQSHPPN | Eaton (formerly Cooper Lighting) | Mcgraw-Edison | GLEON-AF-02-LED-[347 480]-T2R-[AP BZ BK DP GM WH]-[ADJA ADJS ADJA-WM]-800-[P PER7 R HA ALL MS LWR SENSORS L90 R90 MT TH LCF CE] | Outdoor Luminaires | High Output | Architectural Flood and Spot Luminaires | Standard | FALSE | [9 empty] | 42670 |  |  | Yes |  | 3.1 | 10251 | 108.6 | 94.4 | 19.68 | 0.98 | 4000 | 70
PGZGHQDH | Eaton (formerly Cooper Lighting) | Streetworks | GAN-AF-02-LED-[8 9]-T2R-[AP BZ BK DP GM WH]-[ADJA ADJS ADJA-WM]-800-[2L 3 P 4 4N7 HA ALL MS SENSORS DIMRF-LW DIMRF-LN L90 R90 MT TH LCF CE] | Outdoor Luminaires | High Output | Architectural Flood and Spot Luminaires | Standard | FALSE | [9 empty] | 42670 |  |  | Yes |  | 3.1 | 10251 | 108.6 | 94.4 | 19.68 | 0.98 | 4000 | 70
PK44BHH7 | Eaton (formerly Cooper Lighting) | Mcgraw-Edison | GLEON-AF-02-LED-[347 480]-T3R-[AP BZ BK DP GM WH]-[ADJA ADJS ADJA-WM]-800-[P PER7 R HA ALL MS LWR SENSORS L90 R90 MT TH LCF CE] | Outdoor Luminaires | High Output | Architectural Flood and Spot Luminaires | Standard | FALSE | [9 empty] | 42670 |  |  | Yes |  | 3.1 | 10061 | 106.6 | 94.4 | 19.68 | 0.98 | 4000 | 70
PFDHDWYU | Eaton (formerly Cooper Lighting) | Streetworks | GAN-AF-02-LED-[8 9]-T3R-[AP BZ BK DP GM WH]-[ADJA ADJS ADJA-WM]-800-[2L 3 P 4 4N7 HA ALL MS SENSORS DIMRF-LW DIMRF-LN L90 R90 MT TH LCF CE] | Outdoor Luminaires | High Output | Architectural Flood and Spot Luminaires | Standard | FALSE | [9 empty] | 42670 |  |  | Yes |  | 3.1 | 10061 | 106.6 | 94.4 | 19.68 | 0.98 | 4000 | 70
PWWHF865 | Eaton (formerly Cooper Lighting) | Streetworks | GAN-AF-07-LED-[8 9]-T3-[AP BZ BK DP GM WH]-[ADJA ADJS ADJA-WM]-600-[2L 3 P 4 4N7 HA ALL MS SENSORS DIMRF-LW DIMRF-LN L90 R90 MT TH LCF CE] | Outdoor Luminaires | High Output | Architectural Flood and Spot Luminaires | Standard | FALSE | [9 empty] | 42670 |  |  | Yes |  | 3.1 | 27746 | 116.1 | 238.9 | 17.18 | 0.98 | 4000 | 70
P197UPHS | Eaton (formerly Cooper Lighting) | Mcgraw-Edison | GLEON-AF-07-LED-[347 480]-T3-[AP BZ BK DP GM WH]-[ADJA ADJS ADJA-WM]-600-[P PER7 R HA ALL MS LWR SENSORS L90 R90 MT TH LCF CE] | Outdoor Luminaires | High Output | Architectural Flood and Spot Luminaires | Standard | FALSE | [9 empty] | 42670 |  |  | Yes |  | 3.1 | 27746 | 116.1 | 238.9 | 17.18 | 0.98 | 4000 | 70
PVGUBPEV | Eaton (formerly Cooper Lighting) | Streetworks | GAN-AF-07-LED-[8 9]-T2-[AP BZ BK DP GM WH]-[ADJA ADJS ADJA-WM]-600-[2L 3 P 4 4N7 HA ALL MS SENSORS DIMRF-LW DIMRF-LN L90 R90 MT TH LCF CE] | Outdoor Luminaires | High Output | Architectural Flood and Spot Luminaires | Standard | FALSE | [9 empty] | 42670 |  |  | Yes |  | 3.1 | 27222 | 113.9 | 238.9 | 17.18 | 0.98 | 4000 | 70
P61RP75B | Eaton (formerly Cooper Lighting) | Mcgraw-Edison | GLEON-AF-07-LED-[347 480]-T2-[AP BZ BK DP GM WH]-[ADJA ADJS ADJA-WM]-600-[P PER7 R HA ALL MS LWR SENSORS L90 R90 MT TH LCF CE] | Outdoor Luminaires | High Output | Architectural Flood and Spot Luminaires | Standard | FALSE | [9 empty] | 42670 |  |  | Yes |  | 3.1 | 27222 | 113.9 | 238.9 | 17.18 | 0.98 | 4000 | 70
PR4VQCZK | Eaton (formerly Cooper Lighting) | Mcgraw-Edison | GLEON-AF-07-LED-[347 480]-SL4-[AP BZ BK DP GM WH]-[ADJA ADJS ADJA-WM]-600-[P PER7 R HA ALL MS LWR SENSORS L90 R90 MT TH LCF CE] | Outdoor Luminaires | High Output | Architectural Flood and Spot Luminaires | Standard | FALSE | [9 empty] | 42670 |  |  | Yes |  | 3.1 | 26359 | 110.3 | 238.9 | 17.18 | 0.98 | 4000 | 70
PKWC4UCJ | Eaton (formerly Cooper Lighting) | Streetworks | GAN-AF-07-LED-[8 9]-SL4-[AP BZ BK DP GM WH]-[ADJA ADJS ADJA-WM]-600-[2L 3 P 4 4N7 HA ALL MS SENSORS DIMRF-LW DIMRF-LN L90 R90 MT TH LCF CE] | Outdoor Luminaires | High Output | Architectural Flood and Spot Luminaires | Standard | FALSE | [9 empty] | 42670 |  |  | Yes |  | 3.1 | 26359 | 110.3 | 238.9 | 17.18 | 0.98 | 4000 | 70
PWMB12SJ | Eaton (formerly Cooper Lighting) | Streetworks | GAN-AF-06-LED-[8 9]-T3-[AP BZ BK DP GM WH]-[ADJA ADJS ADJA-WM]-600-[2L 3 P 4 4N7 HA ALL MS SENSORS DIMRF-LW DIMRF-LN L90 R90 MT TH LCF CE] | Outdoor Luminaires | High Output | Architectural Flood and Spot Luminaires | Standard | FALSE | [9 empty] | 42670 |  |  | Yes |  | 3.1 | 23461 | 114.1 | 205.6 | 17.18 | 0.98 | 4000 | 70
P6F2TG9K | Eaton (formerly Cooper Lighting) | Mcgraw-Edison | GLEON-AF-06-LED-[347 480]-T3-[AP BZ BK DP GM WH]-[ADJA ADJS ADJA-WM]-600-[P PER7 R HA ALL MS LWR SENSORS L90 R90 MT TH LCF CE] | Outdoor Luminaires | High Output | Architectural Flood and Spot Luminaires | Standard | FALSE | [9 empty] | 42670 |  |  | Yes |  | 3.1 | 23461 | 114.1 | 205.6 | 17.18 | 0.98 | 4000 | 70
PNMYQ1JD | Eaton (formerly Cooper Lighting) | Mcgraw-Edison | GLEON-AF-06-LED-[347 480]-T2-[AP BZ BK DP GM WH]-[ADJA ADJS ADJA-WM]-600-[P PER7 R HA ALL MS LWR SENSORS L90 R90 MT TH LCF CE] | Outdoor Luminaires | High Output | Architectural Flood and Spot Luminaires | Standard | FALSE | [9 empty] | 42670 |  |  | Yes |  | 3.1 | 23019 | 112 | 205.6 | 17.18 | 0.98 | 4000 | 70
PACAXQP2 | Eaton (formerly Cooper Lighting) | Streetworks | GAN-AF-06-LED-[8 9]-T2-[AP BZ BK DP GM WH]-[ADJA ADJS ADJA-WM]-600-[2L 3 P 4 4N7 HA ALL MS SENSORS DIMRF-LW DIMRF-LN L90 R90 MT TH LCF CE] | Outdoor Luminaires | High Output | Architectural Flood and Spot Luminaires | Standard | FALSE | [9 empty] | 42670 |  |  | Yes |  | 3.1 | 23019 | 112 | 205.6 | 17.18 | 0.98 | 4000 | 70
PWRYV6ZD | Eaton (formerly Cooper Lighting) | Streetworks | GAN-AF-05-LED-[8 9]-T3R-[AP BZ BK DP GM WH]-[ADJA ADJS ADJA-WM]-600-[2L 3 P 4 4N7 HA ALL MS SENSORS DIMRF-LW DIMRF-LN L90 R90 MT TH LCF CE] | Outdoor Luminaires | High Output | Architectural Flood and Spot Luminaires | Standard | FALSE | [9 empty] | 42670 |  |  | Yes |  | 3.1 | 20041 | 114.5 | 175.1 | 17.18 | 0.98 | 4000 | 70
P848TFH7 | Eaton (formerly Cooper Lighting) | Mcgraw-Edison | GLEON-AF-05-LED-[347 480]-T3R-[AP BZ BK DP GM WH]-[ADJA ADJS ADJA-WM]-600-[P PER7 R HA ALL MS LWR SENSORS L90 R90 MT TH LCF CE] | Outdoor Luminaires | High Output | Architectural Flood and Spot Luminaires | Standard | FALSE | [9 empty] | 42670 |  |  | Yes |  | 3.1 | 20041 | 114.5 | 175.1 | 17.18 | 0.98 | 4000 | 70
PVA2YN4J | Eaton (formerly Cooper Lighting) | Mcgraw-Edison | GLEON-AF-05-LED-[347 480]-T3-[AP BZ BK DP GM WH]-[ADJA ADJS ADJA-WM]-600-[P PER7 R HA ALL MS LWR SENSORS L90 R90 MT TH LCF CE] | Outdoor Luminaires | High Output | Architectural Flood and Spot Luminaires | Standard | FALSE | [9 empty] | 42670 |  |  | Yes |  | 3.1 | 19605 | 112 | 175.1 | 17.18 | 0.98 | 4000 | 70
PPK11EFD | Eaton (formerly Cooper Lighting) | Streetworks | GAN-AF-05-LED-[8 9]-T3-[AP BZ BK DP GM WH]-[ADJA ADJS ADJA-WM]-600-[2L 3 P 4 4N7 HA ALL MS SENSORS DIMRF-LW DIMRF-LN L90 R90 MT TH LCF CE] | Outdoor Luminaires | High Output | Architectural Flood and Spot Luminaires | Standard | FALSE | [9 empty] | 42670 |  |  | Yes |  | 3.1 | 19605 | 112 | 175.1 | 17.18 | 0.98 | 4000 | 70
PJG7H1TH | Eaton (formerly Cooper Lighting) | Mcgraw-Edison | GLEON-AF-05-LED-[347 480]-T2-[AP BZ BK DP GM WH]-[ADJA ADJS ADJA-WM]-600-[P PER7 R HA ALL MS LWR SENSORS L90 R90 MT TH LCF CE] | Outdoor Luminaires | High Output | Architectural Flood and Spot Luminaires | Standard | FALSE | [9 empty] | 42670 |  |  | Yes |  | 3.1 | 19235 | 109.9 | 175.1 | 17.18 | 0.98 | 4000 | 70
P43FZ6E5 | Eaton (formerly Cooper Lighting) | Streetworks | GAN-AF-05-LED-[8 9]-T2-[AP BZ BK DP GM WH]-[ADJA ADJS ADJA-WM]-600-[2L 3 P 4 4N7 HA ALL MS SENSORS DIMRF-LW DIMRF-LN L90 R90 MT TH LCF CE] | Outdoor Luminaires | High Output | Architectural Flood and Spot Luminaires | Standard | FALSE | [9 empty] | 42670 |  |  | Yes |  | 3.1 | 19235 | 109.9 | 175.1 | 17.18 | 0.98 | 4000 | 70
PBNTH7TC | Eaton (formerly Cooper Lighting) | Streetworks | GAN-AF-03-LED-[8 9]-T2-[AP BZ BK DP GM WH]-[ADJA ADJS ADJA-WM]-600-[2L 3 P 4 4N7 HA ALL MS SENSORS DIMRF-LW DIMRF-LN L90 R90 MT TH LCF CE] | Outdoor Luminaires | High Output | Architectural Flood and Spot Luminaires | Standard | FALSE | [9 empty] | 42670 |  |  | Yes |  | 3.1 | 11749 | 114.3 | 102.8 | 17.18 | 0.98 | 4000 | 70
P7Q6A67R | Eaton (formerly Cooper Lighting) | Mcgraw-Edison | GLEON-AF-03-LED-[347 480]-T2-[AP BZ BK DP GM WH]-[ADJA ADJS ADJA-WM]-600-[P PER7 R HA ALL MS LWR SENSORS L90 R90 MT TH LCF CE] | Outdoor Luminaires | High Output | Architectural Flood and Spot Luminaires | Standard | FALSE | [9 empty] | 42670 |  |  | Yes |  | 3.1 | 11749 | 114.3 | 102.8 | 17.18 | 0.98 | 4000 | 70
PZZUYBP6 | Eaton (formerly Cooper Lighting) | Mcgraw-Edison | GLEON-AF-03-LED-[347 480]-SL4-[AP BZ BK DP GM WH]-[ADJA ADJS ADJA-WM]-600-[P PER7 R HA ALL MS LWR SENSORS L90 R90 MT TH LCF CE] | Outdoor Luminaires | High Output | Architectural Flood and Spot Luminaires | Standard | FALSE | [9 empty] | 42670 |  |  | Yes |  | 3.1 | 11377 | 110.7 | 102.8 | 17.18 | 0.98 | 4000 | 70
P8P6X1RV | Eaton (formerly Cooper Lighting) | Streetworks | GAN-AF-03-LED-[8 9]-SL4-[AP BZ BK DP GM WH]-[ADJA ADJS ADJA-WM]-600-[2L 3 P 4 4N7 HA ALL MS SENSORS DIMRF-LW DIMRF-LN L90 R90 MT TH LCF CE] | Outdoor Luminaires | High Output | Architectural Flood and Spot Luminaires | Standard | FALSE | [9 empty] | 42670 |  |  | Yes |  | 3.1 | 11377 | 110.7 | 102.8 | 17.18 | 0.98 | 4000 | 70
PGPPG5T2 | Eaton (formerly Cooper Lighting) | Streetworks | GAN-AF-01-LED-[8 9]-T2R-[AP BZ BK DP GM WH]-[ADJA ADJS ADJA-WM]-800-[2L 3 P 4 4N7 HA ALL MS SENSORS DIMRF-LW DIMRF-LN L90 R90 MT TH LCF CE] | Outdoor Luminaires | Mid Output | Architectural Flood and Spot Luminaires | Standard | FALSE | [9 empty] | 42670 |  |  | Yes |  | 3.1 | 5246 | 103.3 | 50.8 | 16.41 | 0.97 | 4000 | 70
P6QW19WH | Eaton (formerly Cooper Lighting) | Mcgraw-Edison | GLEON-AF-01-LED-[347 480]-T2R-[AP BZ BK DP GM WH]-[ADJA ADJS ADJA-WM]-800-[P PER7 R HA ALL MS LWR SENSORS L90 R90 MT TH LCF CE] | Outdoor Luminaires | Mid Output | Architectural Flood and Spot Luminaires | Standard | FALSE | [9 empty] | 42670 |  |  | Yes |  | 3.1 | 5246 | 103.3 | 50.8 | 16.41 | 0.97 | 4000 | 70
PRJKC3XN | Eaton (formerly Cooper Lighting) | Streetworks | GAN-AF-01-LED-[8 9]-T3R-[AP BZ BK DP GM WH]-[ADJA ADJS ADJA-WM]-800-[2L 3 P 4 4N7 HA ALL MS SENSORS DIMRF-LW DIMRF-LN L90 R90 MT TH LCF CE] | Outdoor Luminaires | Mid Output | Architectural Flood and Spot Luminaires | Standard | FALSE | [9 empty] | 42670 |  |  | Yes |  | 3.1 | 5148 | 101.3 | 50.8 | 16.41 | 0.97 | 4000 | 70
PR5UG5MZ | Eaton (formerly Cooper Lighting) | Mcgraw-Edison | GLEON-AF-01-LED-[347 480]-T3R-[AP BZ BK DP GM WH]-[ADJA ADJS ADJA-WM]-800-[P PER7 R HA ALL MS LWR SENSORS L90 R90 MT TH LCF CE] | Outdoor Luminaires | Mid Output | Architectural Flood and Spot Luminaires | Standard | FALSE | [9 empty] | 42670 |  |  | Yes |  | 3.1 | 5148 | 101.3 | 50.8 | 16.41 | 0.97 | 4000 | 70
PZB4UY17 | Eaton (formerly Cooper Lighting) | Streetworks | GAN-AF-01-LED-[8 9]-T3-[AP BZ BK DP GM WH]-[ADJA ADJS ADJA-WM]-800-[2L 3 P 4 4N7 HA ALL MS SENSORS DIMRF-LW DIMRF-LN L90 R90 MT TH LCF CE] | Outdoor Luminaires | Mid Output | Architectural Flood and Spot Luminaires | Standard | FALSE | [9 empty] | 42670 |  |  | Yes |  | 3.1 | 5037 | 99.2 | 50.8 | 16.41 | 0.97 | 4000 | 70
PGN24PQS | Eaton (formerly Cooper Lighting) | Mcgraw-Edison | GLEON-AF-01-LED-[347 480]-T3-[AP BZ BK DP GM WH]-[ADJA ADJS ADJA-WM]-800-[P PER7 R HA ALL MS LWR SENSORS L90 R90 MT TH LCF CE] | Outdoor Luminaires | Mid Output | Architectural Flood and Spot Luminaires | Standard | FALSE | [9 empty] | 42670 |  |  | Yes |  | 3.1 | 5037 | 99.2 | 50.8 | 16.41 | 0.97 | 4000 | 70
PV52HU34 | Eaton (formerly Cooper Lighting) | Streetworks | GAN-AF-01-LED-[8 9]-T2-[AP BZ BK DP GM WH]-[ADJA ADJS ADJA-WM]-800-[2L 3 P 4 4N7 HA ALL MS SENSORS DIMRF-LW DIMRF-LN L90 R90 MT TH LCF CE] | Outdoor Luminaires | Low Output | Architectural Flood and Spot Luminaires | Standard | FALSE | [9 empty] | 42670 |  |  | Yes |  | 3.1 | 4941 | 97.3 | 50.8 | 16.41 | 0.97 | 4000 | 70
P87AR8BU | Eaton (formerly Cooper Lighting) | Mcgraw-Edison | GLEON-AF-01-LED-[347 480]-T2-[AP BZ BK DP GM WH]-[ADJA ADJS ADJA-WM]-800-[P PER7 R HA ALL MS LWR SENSORS L90 R90 MT TH LCF CE] | Outdoor Luminaires | Low Output | Architectural Flood and Spot Luminaires | Standard | FALSE | [9 empty] | 42670 |  |  | Yes |  | 3.1 | 4941 | 97.3 | 50.8 | 16.41 | 0.97 | 4000 | 70
P8EUXCM7 | Eaton (formerly Cooper Lighting) | Mcgraw-Edison | GLEON-AF-01-LED-[347 480]-T3-[AP BZ BK DP GM WH]-[ADJA ADJS ADJA-WM]-600-[P PER7 R HA ALL MS LWR SENSORS L90 R90 MT TH LCF CE] | Outdoor Luminaires | Low Output | Architectural Flood and Spot Luminaires | Standard | FALSE | [9 empty] | 42670 |  |  | Yes |  | 3.1 | 4107 | 105.9 | 38.8 | 15.91 | 0.98 | 4000 | 70
P6UQYSEK | Eaton (formerly Cooper Lighting) | Streetworks | GAN-AF-01-LED-[8 9]-T3-[AP BZ BK DP GM WH]-[ADJA ADJS ADJA-WM]-600-[2L 3 P 4 4N7 HA ALL MS SENSORS DIMRF-LW DIMRF-LN L90 R90 MT TH LCF CE] | Outdoor Luminaires | Low Output | Architectural Flood and Spot Luminaires | Standard | FALSE | [9 empty] | 42670 |  |  | Yes |  | 3.1 | 4107 | 105.9 | 38.8 | 15.91 | 0.98 | 4000 | 70
PRJDFFKE | Eaton (formerly Cooper Lighting) | Streetworks | GAN-AF-01-LED-[8 9]-T2-[AP BZ BK DP GM WH]-[ADJA ADJS ADJA-WM]-600-[2L 3 P 4 4N7 HA ALL MS SENSORS DIMRF-LW DIMRF-LN L90 R90 MT TH LCF CE] | Outdoor Luminaires | Low Output | Architectural Flood and Spot Luminaires | Standard | FALSE | [9 empty] | 42670 |  |  | Yes |  | 3.1 | 4029 | 103.8 | 38.8 | 15.91 | 0.98 | 4000 | 70
PGB9M16V | Eaton (formerly Cooper Lighting) | Mcgraw-Edison | GLEON-AF-01-LED-[347 480]-T2-[AP BZ BK DP GM WH]-[ADJA ADJS ADJA-WM]-600-[P PER7 R HA ALL MS LWR SENSORS L90 R90 MT TH LCF CE] | Outdoor Luminaires | Low Output | Architectural Flood and Spot Luminaires | Standard | FALSE | [9 empty] | 42670 |  |  | Yes |  | 3.1 | 4029 | 103.8 | 38.8 | 15.91 | 0.98 | 4000 | 70
PPJVQRBR | Eaton (formerly Cooper Lighting) | Streetworks | GAN-AF-01-LED-[8 9]-SL4-[AP BZ BK DP GM WH]-[ADJA ADJS ADJA-WM]-600-[2L 3 P 4 4N7 HA ALL MS SENSORS DIMRF-LW DIMRF-LN L90 R90 MT TH LCF CE] | Outdoor Luminaires | Low Output | Architectural Flood and Spot Luminaires | Standard | FALSE | [9 empty] | 42670 |  |  | Yes |  | 3.1 | 3902 | 100.6 | 38.8 | 15.91 | 0.98 | 4000 | 70
P656R6TQ | Eaton (formerly Cooper Lighting) | Mcgraw-Edison | GLEON-AF-01-LED-[347 480]-SL4-[AP BZ BK DP GM WH]-[ADJA ADJS ADJA-WM]-600-[P PER7 R HA ALL MS LWR SENSORS L90 R90 MT TH LCF CE] | Outdoor Luminaires | Low Output | Architectural Flood and Spot Luminaires | Standard | FALSE | [9 empty] | 42670 |  |  | Yes |  | 3.1 | 3902 | 100.6 | 38.8 | 15.91 | 0.98 | 4000 | 70
PBBZTXD3 | Eaton (formerly Cooper Lighting) | Streetworks | GAN-AF-06-LED-[8 9]-T2R-[AP BZ BK DP GM WH]-[ADJA ADJS ADJA-WM]-800-[2L 3 P 4 4N7 HA ALL MS SENSORS DIMRF-LW DIMRF-LN L90 R90 MT TH LCF CE] | Outdoor Luminaires | High Output | Architectural Flood and Spot Luminaires | Standard | FALSE | [9 empty] | 42670 |  |  | Yes |  | 3.1 | 29966 | 112.1 | 267.2 | 12.12 | 0.99 | 4000 | 70
P45D8NTB | Eaton (formerly Cooper Lighting) | Mcgraw-Edison | GLEON-AF-06-LED-[347 480]-T2R-[AP BZ BK DP GM WH]-[ADJA ADJS ADJA-WM]-800-[P PER7 R HA ALL MS LWR SENSORS L90 R90 MT TH LCF CE] | Outdoor Luminaires | High Output | Architectural Flood and Spot Luminaires | Standard | FALSE | [9 empty] | 42670 |  |  | Yes |  | 3.1 | 29966 | 112.1 | 267.2 | 12.12 | 0.99 | 4000 | 70
PVK48CT5 | Eaton (formerly Cooper Lighting) | Mcgraw-Edison | GLEON-AF-06-LED-[347 480]-T3R-[AP BZ BK DP GM WH]-[ADJA ADJS ADJA-WM]-800-[P PER7 R HA ALL MS LWR SENSORS L90 R90 MT TH LCF CE] | Outdoor Luminaires | High Output | Architectural Flood and Spot Luminaires | Standard | FALSE | [9 empty] | 42670 |  |  | Yes |  | 3.1 | 29409 | 110.1 | 267.2 | 12.12 | 0.99 | 4000 | 70
P9UP3ZD9 | Eaton (formerly Cooper Lighting) | Streetworks | GAN-AF-06-LED-[8 9]-T3R-[AP BZ BK DP GM WH]-[ADJA ADJS ADJA-WM]-800-[2L 3 P 4 4N7 HA ALL MS SENSORS DIMRF-LW DIMRF-LN L90 R90 MT TH LCF CE] | Outdoor Luminaires | High Output | Architectural Flood and Spot Luminaires | Standard | FALSE | [9 empty] | 42670 |  |  | Yes |  | 3.1 | 29409 | 110.1 | 267.2 | 12.12 | 0.99 | 4000 | 70
PNHRD5W9 | Eaton (formerly Cooper Lighting) | Mcgraw-Edison | GLEON-AF-03-LED-[347 480]-T2R-[AP BZ BK DP GM WH]-[ADJA ADJS ADJA-WM]-800-[P PER7 R HA ALL MS LWR SENSORS L90 R90 MT TH LCF CE] | Outdoor Luminaires | High Output | Architectural Flood and Spot Luminaires | Standard | FALSE | [9 empty] | 42670 |  |  | Yes |  | 3.1 | 15296 | 114.5 | 133.6 | 12.12 | 0.99 | 4000 | 70
P3YB75P6 | Eaton (formerly Cooper Lighting) | Streetworks | GAN-AF-03-LED-[8 9]-T2R-[AP BZ BK DP GM WH]-[ADJA ADJS ADJA-WM]-800-[2L 3 P 4 4N7 HA ALL MS SENSORS DIMRF-LW DIMRF-LN L90 R90 MT TH LCF CE] | Outdoor Luminaires | High Output | Architectural Flood and Spot Luminaires | Standard | FALSE | [9 empty] | 42670 |  |  | Yes |  | 3.1 | 15296 | 114.5 | 133.6 | 12.12 | 0.99 | 4000 | 70
PXBF8X18 | Eaton (formerly Cooper Lighting) | Streetworks | GAN-AF-03-LED-[8 9]-T3R-[AP BZ BK DP GM WH]-[ADJA ADJS ADJA-WM]-800-[2L 3 P 4 4N7 HA ALL MS SENSORS DIMRF-LW DIMRF-LN L90 R90 MT TH LCF CE] | Outdoor Luminaires | High Output | Architectural Flood and Spot Luminaires | Standard | FALSE | [9 empty] | 42670 |  |  | Yes |  | 3.1 | 15011 | 112.4 | 133.6 | 12.12 | 0.99 | 4000 | 70
PNED9ZG8 | Eaton (formerly Cooper Lighting) | Mcgraw-Edison | GLEON-AF-03-LED-[347 480]-T3R-[AP BZ BK DP GM WH]-[ADJA ADJS ADJA-WM]-800-[P PER7 R HA ALL MS LWR SENSORS L90 R90 MT TH LCF CE] | Outdoor Luminaires | High Output | Architectural Flood and Spot Luminaires | Standard | FALSE | [9 empty] | 42670 |  |  | Yes |  | 3.1 | 15011 | 112.4 | 133.6 | 12.12 | 0.99 | 4000 | 70
PNAQ4TTH | Eaton (formerly Cooper Lighting) | Streetworks | GAN-AF-03-LED-[8 9]-T3-[AP BZ BK DP GM WH]-[ADJA ADJS ADJA-WM]-800-[2L 3 P 4 4N7 HA ALL MS SENSORS DIMRF-LW DIMRF-LN L90 R90 MT TH LCF CE] | Outdoor Luminaires | High Output | Architectural Flood and Spot Luminaires | Standard | FALSE | [9 empty] | 42670 |  |  | Yes |  | 3.1 | 14685 | 109.9 | 133.6 | 12.12 | 0.99 | 4000 | 70
P8YJW474 | Eaton (formerly Cooper Lighting) | Mcgraw-Edison | GLEON-AF-03-LED-[347 480]-T3-[AP BZ BK DP GM WH]-[ADJA ADJS ADJA-WM]-800-[P PER7 R HA ALL MS LWR SENSORS L90 R90 MT TH LCF CE] | Outdoor Luminaires | High Output | Architectural Flood and Spot Luminaires | Standard | FALSE | [9 empty] | 42670 |  |  | Yes |  | 3.1 | 14685 | 109.9 | 133.6 | 12.12 | 0.99 | 4000 | 70
P9TG1ZA7 | Eaton (formerly Cooper Lighting) | Streetworks | GAN-AF-02-LED-[8 9]-T3-[AP BZ BK DP GM WH]-[ADJA ADJS ADJA-WM]-600-[2L 3 P 4 4N7 HA ALL MS SENSORS DIMRF-LW DIMRF-LN L90 R90 MT TH LCF CE] | Outdoor Luminaires | Mid Output | Architectural Flood and Spot Luminaires | Standard | FALSE | [9 empty] | 42670 |  |  | Yes |  | 3.1 | 8026 | 111 | 72.3 | 12.05 | 0.99 | 4000 | 70
P7XR1Z2Q | Eaton (formerly Cooper Lighting) | Mcgraw-Edison | GLEON-AF-02-LED-[347 480]-T3-[AP BZ BK DP GM WH]-[ADJA ADJS ADJA-WM]-600-[P PER7 R HA ALL MS LWR SENSORS L90 R90 MT TH LCF CE] | Outdoor Luminaires | Mid Output | Architectural Flood and Spot Luminaires | Standard | FALSE | [9 empty] | 42670 |  |  | Yes |  | 3.1 | 8026 | 111 | 72.3 | 12.05 | 0.99 | 4000 | 70
PYUKSX78 | Eaton (formerly Cooper Lighting) | Mcgraw-Edison | GLEON-AF-02-LED-[347 480]-T2-[AP BZ BK DP GM WH]-[ADJA ADJS ADJA-WM]-600-[P PER7 R HA ALL MS LWR SENSORS L90 R90 MT TH LCF CE] | Outdoor Luminaires | Mid Output | Architectural Flood and Spot Luminaires | Standard | FALSE | [9 empty] | 42670 |  |  | Yes |  | 3.1 | 7874 | 108.9 | 72.3 | 12.05 | 0.99 | 4000 | 70
PTHJBP2U | Eaton (formerly Cooper Lighting) | Streetworks | GAN-AF-02-LED-[8 9]-T2-[AP BZ BK DP GM WH]-[ADJA ADJS ADJA-WM]-600-[2L 3 P 4 4N7 HA ALL MS SENSORS DIMRF-LW DIMRF-LN L90 R90 MT TH LCF CE] | Outdoor Luminaires | Mid Output | Architectural Flood and Spot Luminaires | Standard | FALSE | [9 empty] | 42670 |  |  | Yes |  | 3.1 | 7874 | 108.9 | 72.3 | 12.05 | 0.99 | 4000 | 70
PGGDWKMA | Eaton (formerly Cooper Lighting) | Mcgraw-Edison | GLEON-AF-02-LED-[347 480]-SL4-[AP BZ BK DP GM WH]-[ADJA ADJS ADJA-WM]-600-[P PER7 R HA ALL MS LWR SENSORS L90 R90 MT TH LCF CE] | Outdoor Luminaires | Mid Output | Architectural Flood and Spot Luminaires | Standard | FALSE | [9 empty] | 42670 |  |  | Yes |  | 3.1 | 7624 | 105.4 | 72.3 | 12.05 | 0.99 | 4000 | 70
P526WYXP | Eaton (formerly Cooper Lighting) | Streetworks | GAN-AF-02-LED-[8 9]-SL4-[AP BZ BK DP GM WH]-[ADJA ADJS ADJA-WM]-600-[2L 3 P 4 4N7 HA ALL MS SENSORS DIMRF-LW DIMRF-LN L90 R90 MT TH LCF CE] | Outdoor Luminaires | Mid Output | Architectural Flood and Spot Luminaires | Standard | FALSE | [9 empty] | 42670 |  |  | Yes |  | 3.1 | 7624 | 105.4 | 72.3 | 12.05 | 0.99 | 4000 | 70
PR7PGECB | Eaton (formerly Cooper Lighting) | Mcgraw-Edison | GLEON-AF-04-LED-[347 480]-T2R-[AP BZ BK DP GM WH]-[ADJA ADJS ADJA-WM]-800-[P PER7 R HA ALL MS LWR SENSORS L90 R90 MT TH LCF CE] | Outdoor Luminaires | High Output | Architectural Flood and Spot Luminaires | Standard | FALSE | [9 empty] | 42670 |  |  | Yes |  | 3.1 | 20211 | 107 | 188.8 | 11.96 | 0.99 | 4000 | 70
PHXYVAZN | Eaton (formerly Cooper Lighting) | Streetworks | GAN-AF-04-LED-[8 9]-T2R-[AP BZ BK DP GM WH]-[ADJA ADJS ADJA-WM]-800-[2L 3 P 4 4N7 HA ALL MS SENSORS DIMRF-LW DIMRF-LN L90 R90 MT TH LCF CE] | Outdoor Luminaires | High Output | Architectural Flood and Spot Luminaires | Standard | FALSE | [9 empty] | 42670 |  |  | Yes |  | 3.1 | 20211 | 107 | 188.8 | 11.96 | 0.99 | 4000 | 70
PNHNM5US | Eaton (formerly Cooper Lighting) | Streetworks | GAN-AF-04-LED-[8 9]-T3-[AP BZ BK DP GM WH]-[ADJA ADJS ADJA-WM]-600-[2L 3 P 4 4N7 HA ALL MS SENSORS DIMRF-LW DIMRF-LN L90 R90 MT TH LCF CE] | Outdoor Luminaires | High Output | Architectural Flood and Spot Luminaires | Standard | FALSE | [9 empty] | 42670 |  |  | Yes |  | 3.1 | 15824 | 116.3 | 136.1 | 11.8 | 0.99 | 4000 | 70
P9GWWA92 | Eaton (formerly Cooper Lighting) | Mcgraw-Edison | GLEON-AF-04-LED-[347 480]-T3-[AP BZ BK DP GM WH]-[ADJA ADJS ADJA-WM]-600-[P PER7 R HA ALL MS LWR SENSORS L90 R90 MT TH LCF CE] | Outdoor Luminaires | High Output | Architectural Flood and Spot Luminaires | Standard | FALSE | [9 empty] | 42670 |  |  | Yes |  | 3.1 | 15824 | 116.3 | 136.1 | 11.8 | 0.99 | 4000 | 70
PS3C7HSZ | Eaton (formerly Cooper Lighting) | Mcgraw-Edison | GLEON-AF-04-LED-[347 480]-T2-[AP BZ BK DP GM WH]-[ADJA ADJS ADJA-WM]-600-[P PER7 R HA ALL MS LWR SENSORS L90 R90 MT TH LCF CE] | Outdoor Luminaires | High Output | Architectural Flood and Spot Luminaires | Standard | FALSE | [9 empty] | 42670 |  |  | Yes |  | 3.1 | 15525 | 114.1 | 136.1 | 11.8 | 0.99 | 4000 | 70
PNNE3CH2 | Eaton (formerly Cooper Lighting) | Streetworks | GAN-AF-04-LED-[8 9]-T2-[AP BZ BK DP GM WH]-[ADJA ADJS ADJA-WM]-600-[2L 3 P 4 4N7 HA ALL MS SENSORS DIMRF-LW DIMRF-LN L90 R90 MT TH LCF CE] | Outdoor Luminaires | High Output | Architectural Flood and Spot Luminaires | Standard | FALSE | [9 empty] | 42670 |  |  | Yes |  | 3.1 | 15525 | 114.1 | 136.1 | 11.8 | 0.99 | 4000 | 70
PZEYZU3Y | Eaton (formerly Cooper Lighting) | Streetworks | GAN-AF-04-LED-[8 9]-SL4-[AP BZ BK DP GM WH]-[ADJA ADJS ADJA-WM]-600-[2L 3 P 4 4N7 HA ALL MS SENSORS DIMRF-LW DIMRF-LN L90 R90 MT TH LCF CE] | Outdoor Luminaires | High Output | Architectural Flood and Spot Luminaires | Standard | FALSE | [9 empty] | 42670 |  |  | Yes |  | 3.1 | 15033 | 110.5 | 136.1 | 11.8 | 0.99 | 4000 | 70
P84N77NG | Eaton (formerly Cooper Lighting) | Mcgraw-Edison | GLEON-AF-04-LED-[347 480]-SL4-[AP BZ BK DP GM WH]-[ADJA ADJS ADJA-WM]-600-[P PER7 R HA ALL MS LWR SENSORS L90 R90 MT TH LCF CE] | Outdoor Luminaires | High Output | Architectural Flood and Spot Luminaires | Standard | FALSE | [9 empty] | 42670 |  |  | Yes |  | 3.1 | 15033 | 110.5 | 136.1 | 11.8 | 0.99 | 4000 | 70
PZJG1FXQ | Eaton (formerly Cooper Lighting) | Streetworks | GAN-AF-04-LED-[8 9]-SL4-[AP BZ BK DP GM WH]-[ADJA ADJS ADJA-WM]-1200-[2L 3 P 4 4N7 HA ALL MS SENSORS DIMRF-LW DIMRF-LN L90 R90 MT TH LCF CE] | Outdoor Luminaires | High Output | Architectural Flood and Spot Luminaires | Standard | FALSE | [9 empty] | 42670 |  |  | Yes |  | 3.1 | 25029 | 97 | 258 | 11.69 | 0.99 | 4000 | 70
PRHRE4BR | Eaton (formerly Cooper Lighting) | Mcgraw-Edison | GLEON-AF-04-LED-[347 480]-SL4-[AP BZ BK DP GM WH]-[ADJA ADJS ADJA-WM]-1200-[P PER7 R ALL MS LWR SENSORS L90 R90 MT TH LCF CE] | Outdoor Luminaires | High Output | Architectural Flood and Spot Luminaires | Standard | FALSE | [9 empty] | 42670 |  |  | Yes |  | 3.1 | 25029 | 97 | 258 | 11.69 | 0.99 | 4000 | 70
PZFZV41K | Eaton (formerly Cooper Lighting) | Mcgraw-Edison | GLEON-AF-05-LED-[347 480]-AFL-[AP BZ BK DP GM WH]-[ADJA ADJS ADJA-WM]-800-[P PER7 R HA ALL MS LWR SENSORS L90 R90 MT TH LCF CE] | Outdoor Luminaires | High Output | Architectural Flood and Spot Luminaires | Standard | FALSE | [9 empty] | 42670 |  |  | Yes |  | 3.1 | 24659 | 108.2 | 228 | 19.68 | 0.98 | 4000 | 70
PWD9HFTE | Eaton (formerly Cooper Lighting) | Streetworks | GAN-AF-05-LED-[8 9]-AFL-[AP BZ BK DP GM WH]-[ADJA ADJS ADJA-WM]-800-[2L 3 P 4 4N7 HA ALL MS SENSORS DIMRF-LW DIMRF-LN L90 R90 MT TH LCF CE] | Outdoor Luminaires | High Output | Architectural Flood and Spot Luminaires | Standard | FALSE | [9 empty] | 42670 |  |  | Yes |  | 3.1 | 24659 | 108.2 | 228 | 19.68 | 0.98 | 4000 | 70
PQFB61C2 | Eaton (formerly Cooper Lighting) | Streetworks | GAN-AF-02-LED-[8 9]-AFL-[AP BZ BK DP GM WH]-[ADJA ADJS ADJA-WM]-800-[2L 3 P 4 4N7 HA ALL MS SENSORS DIMRF-LW DIMRF-LN L90 R90 MT TH LCF CE] | Outdoor Luminaires | High Output | Architectural Flood and Spot Luminaires | Standard | FALSE | [9 empty] | 42670 |  |  | Yes |  | 3.1 | 10095 | 106.9 | 94.4 | 19.68 | 0.98 | 4000 | 70
P4C62R4W | Eaton (formerly Cooper Lighting) | Mcgraw-Edison | GLEON-AF-02-LED-[347 480]-AFL-[AP BZ BK DP GM WH]-[ADJA ADJS ADJA-WM]-800-[P PER7 R HA ALL MS LWR SENSORS L90 R90 MT TH LCF CE] | Outdoor Luminaires | High Output | Architectural Flood and Spot Luminaires | Standard | FALSE | [9 empty] | 42670 |  |  | Yes |  | 3.1 | 10095 | 106.9 | 94.4 | 19.68 | 0.98 | 4000 | 70
PN454915 | Eaton (formerly Cooper Lighting) | Streetworks | GAN-AF-05-LED-[8 9]-AFL-[AP BZ BK DP GM WH]-[ADJA ADJS ADJA-WM]-600-[2L 3 P 4 4N7 HA ALL MS SENSORS DIMRF-LW DIMRF-LN L90 R90 MT TH LCF CE] | Outdoor Luminaires | High Output | Architectural Flood and Spot Luminaires | Standard | FALSE | [9 empty] | 42670 |  |  | Yes |  | 3.1 | 20109 | 114.8 | 175.1 | 17.18 | 0.98 | 4000 | 70
P645EC88 | Eaton (formerly Cooper Lighting) | Mcgraw-Edison | GLEON-AF-05-LED-[347 480]-AFL-[AP BZ BK DP GM WH]-[ADJA ADJS ADJA-WM]-600-[P PER7 R HA ALL MS LWR SENSORS L90 R90 MT TH LCF CE] | Outdoor Luminaires | High Output | Architectural Flood and Spot Luminaires | Standard | FALSE | [9 empty] | 42670 |  |  | Yes |  | 3.1 | 20109 | 114.8 | 175.1 | 17.18 | 0.98 | 4000 | 70
PSSKEY94 | Eaton (formerly Cooper Lighting) | Mcgraw-Edison | GLEON-AF-01-LED-[347 480]-AFL-[AP BZ BK DP GM WH]-[ADJA ADJS ADJA-WM]-800-[P PER7 R HA ALL MS LWR SENSORS L90 R90 MT TH LCF CE] | Outdoor Luminaires | Mid Output | Architectural Flood and Spot Luminaires | Standard | FALSE | [9 empty] | 42670 |  |  | Yes |  | 3.1 | 5166 | 101.7 | 50.8 | 16.41 | 0.97 | 4000 | 70
P9J8TK32 | Eaton (formerly Cooper Lighting) | Streetworks | GAN-AF-01-LED-[8 9]-AFL-[AP BZ BK DP GM WH]-[ADJA ADJS ADJA-WM]-800-[2L 3 P 4 4N7 HA ALL MS SENSORS DIMRF-LW DIMRF-LN L90 R90 MT TH LCF CE] | Outdoor Luminaires | Mid Output | Architectural Flood and Spot Luminaires | Standard | FALSE | [9 empty] | 42670 |  |  | Yes |  | 3.1 | 5166 | 101.7 | 50.8 | 16.41 | 0.97 | 4000 | 70
PK8KJG1K | Eaton (formerly Cooper Lighting) | Streetworks | GAN-AF-06-LED-[8 9]-AFL-[AP BZ BK DP GM WH]-[ADJA ADJS ADJA-WM]-800-[2L 3 P 4 4N7 HA ALL MS SENSORS DIMRF-LW DIMRF-LN L90 R90 MT TH LCF CE] | Outdoor Luminaires | High Output | Architectural Flood and Spot Luminaires | Standard | FALSE | [9 empty] | 42670 |  |  | Yes |  | 3.1 | 29509 | 110.4 | 267.2 | 12.12 | 0.99 | 4000 | 70
PHH6VPS8 | Eaton (formerly Cooper Lighting) | Mcgraw-Edison | GLEON-AF-06-LED-[347 480]-AFL-[AP BZ BK DP GM WH]-[ADJA ADJS ADJA-WM]-800-[P PER7 R HA ALL MS LWR SENSORS L90 R90 MT TH LCF CE] | Outdoor Luminaires | High Output | Architectural Flood and Spot Luminaires | Standard | FALSE | [9 empty] | 42670 |  |  | Yes |  | 3.1 | 29509 | 110.4 | 267.2 | 12.12 | 0.99 | 4000 | 70
PJYRAQC9 | Eaton (formerly Cooper Lighting) | Streetworks | GAN-AF-03-LED-[8 9]-AFL-[AP BZ BK DP GM WH]-[ADJA ADJS ADJA-WM]-800-[2L 3 P 4 4N7 HA ALL MS SENSORS DIMRF-LW DIMRF-LN L90 R90 MT TH LCF CE] | Outdoor Luminaires | High Output | Architectural Flood and Spot Luminaires | Standard | FALSE | [9 empty] | 42670 |  |  | Yes |  | 3.1 | 15063 | 112.7 | 133.6 | 12.12 | 0.99 | 4000 | 70
P2PYF7AK | Eaton (formerly Cooper Lighting) | Mcgraw-Edison | GLEON-AF-03-LED-[347 480]-AFL-[AP BZ BK DP GM WH]-[ADJA ADJS ADJA-WM]-800-[P PER7 R HA ALL MS LWR SENSORS L90 R90 MT TH LCF CE] | Outdoor Luminaires | High Output | Architectural Flood and Spot Luminaires | Standard | FALSE | [9 empty] | 42670 |  |  | Yes |  | 3.1 | 15063 | 112.7 | 133.6 | 12.12 | 0.99 | 4000 | 70
PQJXD18V | Eaton (formerly Cooper Lighting) | Mcgraw-Edison | GLEON-AF-08-LED-[347 480]-5WQ-[AP BZ BK DP GM WH]-[ADJA ADJS ADJA-WM]-800-[P PER7 R HA ALL MS LWR SENSORS L90 R90 MT TH LCF CE] | Outdoor Luminaires | Very High Output | Architectural Flood and Spot Luminaires | Standard | FALSE | [9 empty] | 42670 |  |  | Yes |  | 3.1 | 40597 | 112.3 | 361.6 | 19.68 | 0.98 | 4000 | 70
P6EJCEHV | Eaton (formerly Cooper Lighting) | Streetworks | GAN-AF-08-LED-[8 9]-5WQ-[AP BZ BK DP GM WH]-[ADJA ADJS ADJA-WM]-800-[2L 3 P 4 4N7 HA ALL MS SENSORS DIMRF-LW DIMRF-LN L90 R90 MT TH LCF CE] | Outdoor Luminaires | Very High Output | Architectural Flood and Spot Luminaires | Standard | FALSE | [9 empty] | 42670 |  |  | Yes |  | 3.1 | 40597 | 112.3 | 361.6 | 19.68 | 0.98 | 4000 | 70
PXSENBF3 | Eaton (formerly Cooper Lighting) | Mcgraw-Edison | GLEON-AF-08-LED-[347 480]-5MQ-[AP BZ BK DP GM WH]-[ADJA ADJS ADJA-WM]-800-[P PER7 R HA ALL MS LWR SENSORS L90 R90 MT TH LCF CE] | Outdoor Luminaires | Very High Output | Architectural Flood and Spot Luminaires | Standard | FALSE | [9 empty] | 42670 |  |  | Yes |  | 3.1 | 40489 | 112 | 361.6 | 19.68 | 0.98 | 4000 | 70
P8DF6B4N | Eaton (formerly Cooper Lighting) | Streetworks | GAN-AF-08-LED-[8 9]-5MQ-[AP BZ BK DP GM WH]-[ADJA ADJS ADJA-WM]-800-[2L 3 P 4 4N7 HA ALL MS SENSORS DIMRF-LW DIMRF-LN L90 R90 MT TH LCF CE] | Outdoor Luminaires | Very High Output | Architectural Flood and Spot Luminaires | Standard | FALSE | [9 empty] | 42670 |  |  | Yes |  | 3.1 | 40489 | 112 | 361.6 | 19.68 | 0.98 | 4000 | 70
PYXJDT64 | Eaton (formerly Cooper Lighting) | Streetworks | GAN-AF-08-LED-[8 9]-T2R-[AP BZ BK DP GM WH]-[ADJA ADJS ADJA-WM]-800-[2L 3 P 4 4N7 HA ALL MS SENSORS DIMRF-LW DIMRF-LN L90 R90 MT TH LCF CE] | Outdoor Luminaires | Very High Output | Architectural Flood and Spot Luminaires | Standard | FALSE | [9 empty] | 42670 |  |  | Yes |  | 3.1 | 40154 | 111 | 361.6 | 19.68 | 0.98 | 4000 | 70
PTV6N5RU | Eaton (formerly Cooper Lighting) | Mcgraw-Edison | GLEON-AF-08-LED-[347 480]-T2R-[AP BZ BK DP GM WH]-[ADJA ADJS ADJA-WM]-800-[P PER7 R HA ALL MS LWR SENSORS L90 R90 MT TH LCF CE] | Outdoor Luminaires | Very High Output | Architectural Flood and Spot Luminaires | Standard | FALSE | [9 empty] | 42670 |  |  | Yes |  | 3.1 | 40154 | 111 | 361.6 | 19.68 | 0.98 | 4000 | 70
PV5BD8FW | Eaton (formerly Cooper Lighting) | Mcgraw-Edison | GLEON-AF-08-LED-[347 480]-5NQ-[AP BZ BK DP GM WH]-[ADJA ADJS ADJA-WM]-800-[P PER7 R HA ALL MS LWR SENSORS L90 R90 MT TH LCF CE] | Outdoor Luminaires | Very High Output | Architectural Flood and Spot Luminaires | Standard | FALSE | [9 empty] | 42670 |  |  | Yes |  | 3.1 | 39757 | 109.9 | 361.6 | 19.68 | 0.98 | 4000 | 70
PCCG13UX | Eaton (formerly Cooper Lighting) | Streetworks | GAN-AF-08-LED-[8 9]-5NQ-[AP BZ BK DP GM WH]-[ADJA ADJS ADJA-WM]-800-[2L 3 P 4 4N7 HA ALL MS SENSORS DIMRF-LW DIMRF-LN L90 R90 MT TH LCF CE] | Outdoor Luminaires | Very High Output | Architectural Flood and Spot Luminaires | Standard | FALSE | [9 empty] | 42670 |  |  | Yes |  | 3.1 | 39757 | 109.9 | 361.6 | 19.68 | 0.98 | 4000 | 70
PMY4TYV7 | Eaton (formerly Cooper Lighting) | Mcgraw-Edison | GLEON-AF-08-LED-[347 480]-AFL-[AP BZ BK DP GM WH]-[ADJA ADJS ADJA-WM]-800-[P PER7 R HA ALL MS LWR SENSORS L90 R90 MT TH LCF CE] | Outdoor Luminaires | Very High Output | Architectural Flood and Spot Luminaires | Standard | FALSE | [9 empty] | 42670 |  |  | Yes |  | 3.1 | 39542 | 109.4 | 361.6 | 19.68 | 0.98 | 4000 | 70
P16W2QU7 | Eaton (formerly Cooper Lighting) | Streetworks | GAN-AF-08-LED-[8 9]-AFL-[AP BZ BK DP GM WH]-[ADJA ADJS ADJA-WM]-800-[2L 3 P 4 4N7 HA ALL MS SENSORS DIMRF-LW DIMRF-LN L90 R90 MT TH LCF CE] | Outdoor Luminaires | Very High Output | Architectural Flood and Spot Luminaires | Standard | FALSE | [9 empty] | 42670 |  |  | Yes |  | 3.1 | 39542 | 109.4 | 361.6 | 19.68 | 0.98 | 4000 | 70
PQJ9AA2N | Eaton (formerly Cooper Lighting) | Streetworks | GAN-AF-08-LED-[8 9]-T3R-[AP BZ BK DP GM WH]-[ADJA ADJS ADJA-WM]-800-[2L 3 P 4 4N7 HA ALL MS SENSORS DIMRF-LW DIMRF-LN L90 R90 MT TH LCF CE] | Outdoor Luminaires | Very High Output | Architectural Flood and Spot Luminaires | Standard | FALSE | [9 empty] | 42670 |  |  | Yes |  | 3.1 | 39408 | 109 | 361.6 | 19.68 | 0.98 | 4000 | 70
PDDEWBAF | Eaton (formerly Cooper Lighting) | Mcgraw-Edison | GLEON-AF-08-LED-[347 480]-T3R-[AP BZ BK DP GM WH]-[ADJA ADJS ADJA-WM]-800-[P PER7 R HA ALL MS LWR SENSORS L90 R90 MT TH LCF CE] | Outdoor Luminaires | Very High Output | Architectural Flood and Spot Luminaires | Standard | FALSE | [9 empty] | 42670 |  |  | Yes |  | 3.1 | 39408 | 109 | 361.6 | 19.68 | 0.98 | 4000 | 70
PV93WZSG | Eaton (formerly Cooper Lighting) | Mcgraw-Edison | GLEON-AF-08-LED-[347 480]-RW-[AP BZ BK DP GM WH]-[ADJA ADJS ADJA-WM]-800-[P PER7 R HA ALL MS LWR SENSORS L90 R90 MT TH LCF CE] | Outdoor Luminaires | Very High Output | Architectural Flood and Spot Luminaires | Standard | FALSE | [9 empty] | 42670 |  |  | Yes |  | 3.1 | 39399 | 109 | 361.6 | 19.68 | 0.98 | 4000 | 70
P5MPB3XF | Eaton (formerly Cooper Lighting) | Streetworks | GAN-AF-08-LED-[8 9]-RW-[AP BZ BK DP GM WH]-[ADJA ADJS ADJA-WM]-800-[2L 3 P 4 4N7 HA ALL MS SENSORS DIMRF-LW DIMRF-LN L90 R90 MT TH LCF CE] | Outdoor Luminaires | Very High Output | Architectural Flood and Spot Luminaires | Standard | FALSE | [9 empty] | 42670 |  |  | Yes |  | 3.1 | 39399 | 109 | 361.6 | 19.68 | 0.98 | 4000 | 70
PJWX3ANK | Eaton (formerly Cooper Lighting) | Streetworks | GAN-AF-07-LED-[8 9]-5WQ-[AP BZ BK DP GM WH]-[ADJA ADJS ADJA-WM]-800-[2L 3 P 4 4N7 HA ALL MS SENSORS DIMRF-LW DIMRF-LN L90 R90 MT TH LCF CE] | Outdoor Luminaires | Very High Output | Architectural Flood and Spot Luminaires | Standard | FALSE | [9 empty] | 42670 |  |  | Yes |  | 3.1 | 35830 | 111.1 | 322.4 | 19.68 | 0.98 | 4000 | 70
P81CFJXP | Eaton (formerly Cooper Lighting) | Mcgraw-Edison | GLEON-AF-07-LED-[347 480]-5WQ-[AP BZ BK DP GM WH]-[ADJA ADJS ADJA-WM]-800-[P PER7 R HA ALL MS LWR SENSORS L90 R90 MT TH LCF CE] | Outdoor Luminaires | Very High Output | Architectural Flood and Spot Luminaires | Standard | FALSE | [9 empty] | 42670 |  |  | Yes |  | 3.1 | 35830 | 111.1 | 322.4 | 19.68 | 0.98 | 4000 | 70
P4DA1BTM | Eaton (formerly Cooper Lighting) | Mcgraw-Edison | GLEON-AF-07-LED-[347 480]-5MQ-[AP BZ BK DP GM WH]-[ADJA ADJS ADJA-WM]-800-[P PER7 R HA ALL MS LWR SENSORS L90 R90 MT TH LCF CE] | Outdoor Luminaires | Very High Output | Architectural Flood and Spot Luminaires | Standard | FALSE | [9 empty] | 42670 |  |  | Yes |  | 3.1 | 35734 | 110.8 | 322.4 | 19.68 | 0.98 | 4000 | 70
P1X98QRR | Eaton (formerly Cooper Lighting) | Streetworks | GAN-AF-07-LED-[8 9]-5MQ-[AP BZ BK DP GM WH]-[ADJA ADJS ADJA-WM]-800-[2L 3 P 4 4N7 HA ALL MS SENSORS DIMRF-LW DIMRF-LN L90 R90 MT TH LCF CE] | Outdoor Luminaires | Very High Output | Architectural Flood and Spot Luminaires | Standard | FALSE | [9 empty] | 42670 |  |  | Yes |  | 3.1 | 35734 | 110.8 | 322.4 | 19.68 | 0.98 | 4000 | 70
PRW432EV | Eaton (formerly Cooper Lighting) | Streetworks | GAN-AF-07-LED-[8 9]-T2R-[AP BZ BK DP GM WH]-[ADJA ADJS ADJA-WM]-800-[2L 3 P 4 4N7 HA ALL MS SENSORS DIMRF-LW DIMRF-LN L90 R90 MT TH LCF CE] | Outdoor Luminaires | Very High Output | Architectural Flood and Spot Luminaires | Standard | FALSE | [9 empty] | 42670 |  |  | Yes |  | 3.1 | 35439 | 109.9 | 322.4 | 19.68 | 0.98 | 4000 | 70
PKFUJ5K1 | Eaton (formerly Cooper Lighting) | Mcgraw-Edison | GLEON-AF-07-LED-[347 480]-T2R-[AP BZ BK DP GM WH]-[ADJA ADJS ADJA-WM]-800-[P PER7 R HA ALL MS LWR SENSORS L90 R90 MT TH LCF CE] | Outdoor Luminaires | Very High Output | Architectural Flood and Spot Luminaires | Standard | FALSE | [9 empty] | 42670 |  |  | Yes |  | 3.1 | 35439 | 109.9 | 322.4 | 19.68 | 0.98 | 4000 | 70
PSV49DR2 | Eaton (formerly Cooper Lighting) | Streetworks | GAN-AF-07-LED-[8 9]-5NQ-[AP BZ BK DP GM WH]-[ADJA ADJS ADJA-WM]-800-[2L 3 P 4 4N7 HA ALL MS SENSORS DIMRF-LW DIMRF-LN L90 R90 MT TH LCF CE] | Outdoor Luminaires | Very High Output | Architectural Flood and Spot Luminaires | Standard | FALSE | [9 empty] | 42670 |  |  | Yes |  | 3.1 | 35088 | 108.8 | 322.4 | 19.68 | 0.98 | 4000 | 70
P18E8UY8 | Eaton (formerly Cooper Lighting) | Mcgraw-Edison | GLEON-AF-07-LED-[347 480]-5NQ-[AP BZ BK DP GM WH]-[ADJA ADJS ADJA-WM]-800-[P PER7 R HA ALL MS LWR SENSORS L90 R90 MT TH LCF CE] | Outdoor Luminaires | Very High Output | Architectural Flood and Spot Luminaires | Standard | FALSE | [9 empty] | 42670 |  |  | Yes |  | 3.1 | 35088 | 108.8 | 322.4 | 19.68 | 0.98 | 4000 | 70
PPKWQAGS | Eaton (formerly Cooper Lighting) | Mcgraw-Edison | GLEON-AF-07-LED-[347 480]-AFL-[AP BZ BK DP GM WH]-[ADJA ADJS ADJA-WM]-800-[P PER7 R HA ALL MS LWR SENSORS L90 R90 MT TH LCF CE] | Outdoor Luminaires | Very High Output | Architectural Flood and Spot Luminaires | Standard | FALSE | [9 empty] | 42670 |  |  | Yes |  | 3.1 | 34898 | 108.2 | 322.4 | 19.68 | 0.98 | 4000 | 70
P2F4S1AC | Eaton (formerly Cooper Lighting) | Streetworks | GAN-AF-07-LED-[8 9]-AFL-[AP BZ BK DP GM WH]-[ADJA ADJS ADJA-WM]-800-[2L 3 P 4 4N7 HA ALL MS SENSORS DIMRF-LW DIMRF-LN L90 R90 MT TH LCF CE] | Outdoor Luminaires | Very High Output | Architectural Flood and Spot Luminaires | Standard | FALSE | [9 empty] | 42670 |  |  | Yes |  | 3.1 | 34898 | 108.2 | 322.4 | 19.68 | 0.98 | 4000 | 70
PSJXYRV3 | Eaton (formerly Cooper Lighting) | Streetworks | GAN-AF-07-LED-[8 9]-T3R-[AP BZ BK DP GM WH]-[ADJA ADJS ADJA-WM]-800-[2L 3 P 4 4N7 HA ALL MS SENSORS DIMRF-LW DIMRF-LN L90 R90 MT TH LCF CE] | Outdoor Luminaires | Very High Output | Architectural Flood and Spot Luminaires | Standard | FALSE | [9 empty] | 42670 |  |  | Yes |  | 3.1 | 34780 | 107.9 | 322.4 | 19.68 | 0.98 | 4000 | 70
P92QA11J | Eaton (formerly Cooper Lighting) | Mcgraw-Edison | GLEON-AF-07-LED-[347 480]-T3R-[AP BZ BK DP GM WH]-[ADJA ADJS ADJA-WM]-800-[P PER7 R HA ALL MS LWR SENSORS L90 R90 MT TH LCF CE] | Outdoor Luminaires | Very High Output | Architectural Flood and Spot Luminaires | Standard | FALSE | [9 empty] | 42670 |  |  | Yes |  | 3.1 | 34780 | 107.9 | 322.4 | 19.68 | 0.98 | 4000 | 70
PTUEXUYH | Eaton (formerly Cooper Lighting) | Mcgraw-Edison | GLEON-AF-07-LED-[347 480]-RW-[AP BZ BK DP GM WH]-[ADJA ADJS ADJA-WM]-800-[P PER7 R HA ALL MS LWR SENSORS L90 R90 MT TH LCF CE] | Outdoor Luminaires | Very High Output | Architectural Flood and Spot Luminaires | Standard | FALSE | [9 empty] | 42670 |  |  | Yes |  | 3.1 | 34771 | 107.9 | 322.4 | 19.68 | 0.98 | 4000 | 70
PHGAGGEK | Eaton (formerly Cooper Lighting) | Streetworks | GAN-AF-07-LED-[8 9]-RW-[AP BZ BK DP GM WH]-[ADJA ADJS ADJA-WM]-800-[2L 3 P 4 4N7 HA ALL MS SENSORS DIMRF-LW DIMRF-LN L90 R90 MT TH LCF CE] | Outdoor Luminaires | Very High Output | Architectural Flood and Spot Luminaires | Standard | FALSE | [9 empty] | 42670 |  |  | Yes |  | 3.1 | 34771 | 107.9 | 322.4 | 19.68 | 0.98 | 4000 | 70
PQA4NVXQ | Eaton (formerly Cooper Lighting) | Mcgraw-Edison | GLEON-AF-10-LED-[347 480]-5WQ-[AP BZ BK DP GM WH]-[ADJA ADJS ADJA-WM]-800-[P PER7 R HA ALL MS LWR SENSORS L90 R90 MT TH LCF CE] | Outdoor Luminaires | Very High Output | Architectural Flood and Spot Luminaires | Standard | FALSE | [9 empty] | 42670 |  |  | Yes |  | 3.1 | 50139 | 110 | 456 | 17.5 | 0.98 | 4000 | 70
PJTH29A7 | Eaton (formerly Cooper Lighting) | Streetworks | GAN-AF-10-LED-[8 9]-5WQ-[AP BZ BK DP GM WH]-[ADJA ADJS ADJA-WM]-800-[2L 3 P 4 4N7 HA ALL MS SENSORS DIMRF-LW DIMRF-LN L90 R90 MT TH LCF CE] | Outdoor Luminaires | Very High Output | Architectural Flood and Spot Luminaires | Standard | FALSE | [9 empty] | 42670 |  |  | Yes |  | 3.1 | 50139 | 110 | 456 | 17.5 | 0.98 | 4000 | 70
PRZJ6WTS | Eaton (formerly Cooper Lighting) | Mcgraw-Edison | GLEON-AF-10-LED-[347 480]-5MQ-[AP BZ BK DP GM WH]-[ADJA ADJS ADJA-WM]-800-[P PER7 R HA ALL MS LWR SENSORS L90 R90 MT TH LCF CE] | Outdoor Luminaires | Very High Output | Architectural Flood and Spot Luminaires | Standard | FALSE | [9 empty] | 42670 |  |  | Yes |  | 3.1 | 50006 | 109.7 | 456 | 17.5 | 0.98 | 4000 | 70
PJ4SHP5E | Eaton (formerly Cooper Lighting) | Streetworks | GAN-AF-10-LED-[8 9]-5MQ-[AP BZ BK DP GM WH]-[ADJA ADJS ADJA-WM]-800-[2L 3 P 4 4N7 HA ALL MS SENSORS DIMRF-LW DIMRF-LN L90 R90 MT TH LCF CE] | Outdoor Luminaires | Very High Output | Architectural Flood and Spot Luminaires | Standard | FALSE | [9 empty] | 42670 |  |  | Yes |  | 3.1 | 50006 | 109.7 | 456 | 17.5 | 0.98 | 4000 | 70
PPWYVPWZ | Eaton (formerly Cooper Lighting) | Streetworks | GAN-AF-10-LED-[8 9]-T2R-[AP BZ BK DP GM WH]-[ADJA ADJS ADJA-WM]-800-[2L 3 P 4 4N7 HA ALL MS SENSORS DIMRF-LW DIMRF-LN L90 R90 MT TH LCF CE] | Outdoor Luminaires | Very High Output | Architectural Flood and Spot Luminaires | Standard | FALSE | [9 empty] | 42670 |  |  | Yes |  | 3.1 | 49592 | 108.8 | 456 | 17.5 | 0.98 | 4000 | 70
PET9KGW3 | Eaton (formerly Cooper Lighting) | Mcgraw-Edison | GLEON-AF-10-LED-[347 480]-T2R-[AP BZ BK DP GM WH]-[ADJA ADJS ADJA-WM]-800-[P PER7 R HA ALL MS LWR SENSORS L90 R90 MT TH LCF CE] | Outdoor Luminaires | Very High Output | Architectural Flood and Spot Luminaires | Standard | FALSE | [9 empty] | 42670 |  |  | Yes |  | 3.1 | 49592 | 108.8 | 456 | 17.5 | 0.98 | 4000 | 70
PRB9VM9W | Eaton (formerly Cooper Lighting) | Streetworks | GAN-AF-10-LED-[8 9]-5NQ-[AP BZ BK DP GM WH]-[ADJA ADJS ADJA-WM]-800-[2L 3 P 4 4N7 HA ALL MS SENSORS DIMRF-LW DIMRF-LN L90 R90 MT TH LCF CE] | Outdoor Luminaires | Very High Output | Architectural Flood and Spot Luminaires | Standard | FALSE | [9 empty] | 42670 |  |  | Yes |  | 3.1 | 49102 | 107.7 | 456 | 17.5 | 0.98 | 4000 | 70
PJARSEWD | Eaton (formerly Cooper Lighting) | Mcgraw-Edison | GLEON-AF-10-LED-[347 480]-5NQ-[AP BZ BK DP GM WH]-[ADJA ADJS ADJA-WM]-800-[P PER7 R HA ALL MS LWR SENSORS L90 R90 MT TH LCF CE] | Outdoor Luminaires | Very High Output | Architectural Flood and Spot Luminaires | Standard | FALSE | [9 empty] | 42670 |  |  | Yes |  | 3.1 | 49102 | 107.7 | 456 | 17.5 | 0.98 | 4000 | 70
PJKKR1ED | Eaton (formerly Cooper Lighting) | Streetworks | GAN-AF-10-LED-[8 9]-AFL-[AP BZ BK DP GM WH]-[ADJA ADJS ADJA-WM]-800-[2L 3 P 4 4N7 HA ALL MS SENSORS DIMRF-LW DIMRF-LN L90 R90 MT TH LCF CE] | Outdoor Luminaires | Very High Output | Architectural Flood and Spot Luminaires | Standard | FALSE | [9 empty] | 42670 |  |  | Yes |  | 3.1 | 48835 | 107.1 | 456 | 17.5 | 0.98 | 4000 | 70
PFGE2FCW | Eaton (formerly Cooper Lighting) | Mcgraw-Edison | GLEON-AF-10-LED-[347 480]-AFL-[AP BZ BK DP GM WH]-[ADJA ADJS ADJA-WM]-800-[P PER7 R HA ALL MS LWR SENSORS L90 R90 MT TH LCF CE] | Outdoor Luminaires | Very High Output | Architectural Flood and Spot Luminaires | Standard | FALSE | [9 empty] | 42670 |  |  | Yes |  | 3.1 | 48835 | 107.1 | 456 | 17.5 | 0.98 | 4000 | 70
PBVY7T26 | Eaton (formerly Cooper Lighting) | Streetworks | GAN-AF-09-LED-[8 9]-5WQ-[AP BZ BK DP GM WH]-[ADJA ADJS ADJA-WM]-800-[2L 3 P 4 4N7 HA ALL MS SENSORS DIMRF-LW DIMRF-LN L90 R90 MT TH LCF CE] | Outdoor Luminaires | Very High Output | Architectural Flood and Spot Luminaires | Standard | FALSE | [9 empty] | 42670 |  |  | Yes |  | 3.1 | 45286 | 113 | 400.8 | 17.5 | 0.98 | 4000 | 70
P2TYC4U9 | Eaton (formerly Cooper Lighting) | Mcgraw-Edison | GLEON-AF-09-LED-[347 480]-5WQ-[AP BZ BK DP GM WH]-[ADJA ADJS ADJA-WM]-800-[P PER7 R HA ALL MS LWR SENSORS L90 R90 MT TH LCF CE] | Outdoor Luminaires | Very High Output | Architectural Flood and Spot Luminaires | Standard | FALSE | [9 empty] | 42670 |  |  | Yes |  | 3.1 | 45286 | 113 | 400.8 | 17.5 | 0.98 | 4000 | 70
PUVDH562 | Eaton (formerly Cooper Lighting) | Streetworks | GAN-AF-09-LED-[8 9]-5MQ-[AP BZ BK DP GM WH]-[ADJA ADJS ADJA-WM]-800-[2L 3 P 4 4N7 HA ALL MS SENSORS DIMRF-LW DIMRF-LN L90 R90 MT TH LCF CE] | Outdoor Luminaires | Very High Output | Architectural Flood and Spot Luminaires | Standard | FALSE | [9 empty] | 42670 |  |  | Yes |  | 3.1 | 45165 | 112.7 | 400.8 | 17.5 | 0.98 | 4000 | 70
P639E46Z | Eaton (formerly Cooper Lighting) | Mcgraw-Edison | GLEON-AF-09-LED-[347 480]-5MQ-[AP BZ BK DP GM WH]-[ADJA ADJS ADJA-WM]-800-[P PER7 R HA ALL MS LWR SENSORS L90 R90 MT TH LCF CE] | Outdoor Luminaires | Very High Output | Architectural Flood and Spot Luminaires | Standard | FALSE | [9 empty] | 42670 |  |  | Yes |  | 3.1 | 45165 | 112.7 | 400.8 | 17.5 | 0.98 | 4000 | 70
PUC7RF75 | Eaton (formerly Cooper Lighting) | Mcgraw-Edison | GLEON-AF-09-LED-[347 480]-T2R-[AP BZ BK DP GM WH]-[ADJA ADJS ADJA-WM]-800-[P PER7 R HA ALL MS LWR SENSORS L90 R90 MT TH LCF CE] | Outdoor Luminaires | Very High Output | Architectural Flood and Spot Luminaires | Standard | FALSE | [9 empty] | 42670 |  |  | Yes |  | 3.1 | 44791 | 111.8 | 400.8 | 17.5 | 0.98 | 4000 | 70
PSFED4DG | Eaton (formerly Cooper Lighting) | Streetworks | GAN-AF-09-LED-[8 9]-T2R-[AP BZ BK DP GM WH]-[ADJA ADJS ADJA-WM]-800-[2L 3 P 4 4N7 HA ALL MS SENSORS DIMRF-LW DIMRF-LN L90 R90 MT TH LCF CE] | Outdoor Luminaires | Very High Output | Architectural Flood and Spot Luminaires | Standard | FALSE | [9 empty] | 42670 |  |  | Yes |  | 3.1 | 44791 | 111.8 | 400.8 | 17.5 | 0.98 | 4000 | 70
PHPM69UV | Eaton (formerly Cooper Lighting) | Mcgraw-Edison | GLEON-AF-09-LED-[347 480]-5NQ-[AP BZ BK DP GM WH]-[ADJA ADJS ADJA-WM]-800-[P PER7 R HA ALL MS LWR SENSORS L90 R90 MT TH LCF CE] | Outdoor Luminaires | Very High Output | Architectural Flood and Spot Luminaires | Standard | FALSE | [9 empty] | 42670 |  |  | Yes |  | 3.1 | 44349 | 110.7 | 400.8 | 17.5 | 0.98 | 4000 | 70
PEKZDPJJ | Eaton (formerly Cooper Lighting) | Streetworks | GAN-AF-09-LED-[8 9]-5NQ-[AP BZ BK DP GM WH]-[ADJA ADJS ADJA-WM]-800-[2L 3 P 4 4N7 HA ALL MS SENSORS DIMRF-LW DIMRF-LN L90 R90 MT TH LCF CE] | Outdoor Luminaires | Very High Output | Architectural Flood and Spot Luminaires | Standard | FALSE | [9 empty] | 42670 |  |  | Yes |  | 3.1 | 44349 | 110.7 | 400.8 | 17.5 | 0.98 | 4000 | 70
PXU2ADY7 | Eaton (formerly Cooper Lighting) | Streetworks | GAN-AF-09-LED-[8 9]-AFL-[AP BZ BK DP GM WH]-[ADJA ADJS ADJA-WM]-800-[2L 3 P 4 4N7 HA ALL MS SENSORS DIMRF-LW DIMRF-LN L90 R90 MT TH LCF CE] | Outdoor Luminaires | Very High Output | Architectural Flood and Spot Luminaires | Standard | FALSE | [9 empty] | 42670 |  |  | Yes |  | 3.1 | 44108 | 110 | 400.8 | 17.5 | 0.98 | 4000 | 70
PJ8QJ5CY | Eaton (formerly Cooper Lighting) | Mcgraw-Edison | GLEON-AF-09-LED-[347 480]-AFL-[AP BZ BK DP GM WH]-[ADJA ADJS ADJA-WM]-800-[P PER7 R HA ALL MS LWR SENSORS L90 R90 MT TH LCF CE] | Outdoor Luminaires | Very High Output | Architectural Flood and Spot Luminaires | Standard | FALSE | [9 empty] | 42670 |  |  | Yes |  | 3.1 | 44108 | 110 | 400.8 | 17.5 | 0.98 | 4000 | 70
PT8SDPYM | Eaton (formerly Cooper Lighting) | Mcgraw-Edison | GLEON-AF-09-LED-[347 480]-T3R-[AP BZ BK DP GM WH]-[ADJA ADJS ADJA-WM]-800-[P PER7 R HA ALL MS LWR SENSORS L90 R90 MT TH LCF CE] | Outdoor Luminaires | Very High Output | Architectural Flood and Spot Luminaires | Standard | FALSE | [9 empty] | 42670 |  |  | Yes |  | 3.1 | 43959 | 109.7 | 400.8 | 17.5 | 0.98 | 4000 | 70
P37EJ2BD | Eaton (formerly Cooper Lighting) | Streetworks | GAN-AF-09-LED-[8 9]-T3R-[AP BZ BK DP GM WH]-[ADJA ADJS ADJA-WM]-800-[2L 3 P 4 4N7 HA ALL MS SENSORS DIMRF-LW DIMRF-LN L90 R90 MT TH LCF CE] | Outdoor Luminaires | Very High Output | Architectural Flood and Spot Luminaires | Standard | FALSE | [9 empty] | 42670 |  |  | Yes |  | 3.1 | 43959 | 109.7 | 400.8 | 17.5 | 0.98 | 4000 | 70
PY92HJGJ | Eaton (formerly Cooper Lighting) | Streetworks | GAN-AF-09-LED-[8 9]-RW-[AP BZ BK DP GM WH]-[ADJA ADJS ADJA-WM]-800-[2L 3 P 4 4N7 HA ALL MS SENSORS DIMRF-LW DIMRF-LN L90 R90 MT TH LCF CE] | Outdoor Luminaires | Very High Output | Architectural Flood and Spot Luminaires | Standard | FALSE | [9 empty] | 42670 |  |  | Yes |  | 3.1 | 43949 | 109.7 | 400.8 | 17.5 | 0.98 | 4000 | 70
PE4KEBJZ | Eaton (formerly Cooper Lighting) | Mcgraw-Edison | GLEON-AF-09-LED-[347 480]-RW-[AP BZ BK DP GM WH]-[ADJA ADJS ADJA-WM]-800-[P PER7 R HA ALL MS LWR SENSORS L90 R90 MT TH LCF CE] | Outdoor Luminaires | Very High Output | Architectural Flood and Spot Luminaires | Standard | FALSE | [9 empty] | 42670 |  |  | Yes |  | 3.1 | 43949 | 109.7 | 400.8 | 17.5 | 0.98 | 4000 | 70
PYJEH2TY | Eaton (formerly Cooper Lighting) | Streetworks | GAN-AF-10-LED-[8 9]-T3R-[AP BZ BK DP GM WH]-[ADJA ADJS ADJA-WM]-600-[2L 3 P 4 4N7 HA ALL MS SENSORS DIMRF-LW DIMRF-LN L90 R90 MT TH LCF CE] | Outdoor Luminaires | Very High Output | Architectural Flood and Spot Luminaires | Standard | FALSE | [9 empty] | 42670 |  |  | Yes |  | 3.1 | 39689 | 116.1 | 341.8 | 17.18 | 0.98 | 4000 | 70
PMVN31Y9 | Eaton (formerly Cooper Lighting) | Mcgraw-Edison | GLEON-AF-10-LED-[347 480]-T3R-[AP BZ BK DP GM WH]-[ADJA ADJS ADJA-WM]-600-[P PER7 R HA ALL MS LWR SENSORS L90 R90 MT TH LCF CE] | Outdoor Luminaires | Very High Output | Architectural Flood and Spot Luminaires | Standard | FALSE | [9 empty] | 42670 |  |  | Yes |  | 3.1 | 39689 | 116.1 | 341.8 | 17.18 | 0.98 | 4000 | 70
PS6CYT7S | Eaton (formerly Cooper Lighting) | Mcgraw-Edison | GLEON-AF-10-LED-[347 480]-RW-[AP BZ BK DP GM WH]-[ADJA ADJS ADJA-WM]-600-[P PER7 R HA ALL MS LWR SENSORS L90 R90 MT TH LCF CE] | Outdoor Luminaires | Very High Output | Architectural Flood and Spot Luminaires | Standard | FALSE | [9 empty] | 42670 |  |  | Yes |  | 3.1 | 39680 | 116.1 | 341.8 | 17.18 | 0.98 | 4000 | 70
P38BXQXH | Eaton (formerly Cooper Lighting) | Streetworks | GAN-AF-10-LED-[8 9]-RW-[AP BZ BK DP GM WH]-[ADJA ADJS ADJA-WM]-600-[2L 3 P 4 4N7 HA ALL MS SENSORS DIMRF-LW DIMRF-LN L90 R90 MT TH LCF CE] | Outdoor Luminaires | Very High Output | Architectural Flood and Spot Luminaires | Standard | FALSE | [9 empty] | 42670 |  |  | Yes |  | 3.1 | 39680 | 116.1 | 341.8 | 17.18 | 0.98 | 4000 | 70
PYGP6PKT | Eaton (formerly Cooper Lighting) | Mcgraw-Edison | GLEON-AF-10-LED-[347 480]-T4FT-[AP BZ BK DP GM WH]-[ADJA ADJS ADJA-WM]-600-[P PER7 R HA ALL MS LWR SENSORS L90 R90 MT TH LCF CE] | Outdoor Luminaires | Very High Output | Architectural Flood and Spot Luminaires | Standard | FALSE | [9 empty] | 42670 |  |  | Yes |  | 3.1 | 39052 | 114.3 | 341.8 | 17.18 | 0.98 | 4000 | 70
PXEG4WYK | Eaton (formerly Cooper Lighting) | Streetworks | GAN-AF-10-LED-[8 9]-T4FT-[AP BZ BK DP GM WH]-[ADJA ADJS ADJA-WM]-600-[2L 3 P 4 4N7 HA ALL MS SENSORS DIMRF-LW DIMRF-LN L90 R90 MT TH LCF CE] | Outdoor Luminaires | Very High Output | Architectural Flood and Spot Luminaires | Standard | FALSE | [9 empty] | 42670 |  |  | Yes |  | 3.1 | 39052 | 114.3 | 341.8 | 17.18 | 0.98 | 4000 | 70
PHXZT6XM | Eaton (formerly Cooper Lighting) | Streetworks | GAN-AF-10-LED-[8 9]-T3-[AP BZ BK DP GM WH]-[ADJA ADJS ADJA-WM]-600-[2L 3 P 4 4N7 HA ALL MS SENSORS DIMRF-LW DIMRF-LN L90 R90 MT TH LCF CE] | Outdoor Luminaires | Very High Output | Architectural Flood and Spot Luminaires | Standard | FALSE | [9 empty] | 42670 |  |  | Yes |  | 3.1 | 38827 | 113.6 | 341.8 | 17.18 | 0.98 | 4000 | 70
P2RFXHWR | Eaton (formerly Cooper Lighting) | Mcgraw-Edison | GLEON-AF-10-LED-[347 480]-T3-[AP BZ BK DP GM WH]-[ADJA ADJS ADJA-WM]-600-[P PER7 R HA ALL MS LWR SENSORS L90 R90 MT TH LCF CE] | Outdoor Luminaires | Very High Output | Architectural Flood and Spot Luminaires | Standard | FALSE | [9 empty] | 42670 |  |  | Yes |  | 3.1 | 38827 | 113.6 | 341.8 | 17.18 | 0.98 | 4000 | 70
PTMHQXV1 | Eaton (formerly Cooper Lighting) | Streetworks | GAN-AF-10-LED-[8 9]-SL3-[AP BZ BK DP GM WH]-[ADJA ADJS ADJA-WM]-600-[2L 3 P 4 4N7 HA ALL MS SENSORS DIMRF-LW DIMRF-LN L90 R90 MT TH LCF CE] | Outdoor Luminaires | Very High Output | Architectural Flood and Spot Luminaires | Standard | FALSE | [9 empty] | 42670 |  |  | Yes |  | 3.1 | 38821 | 113.6 | 341.8 | 17.18 | 0.98 | 4000 | 70
PBA46MTE | Eaton (formerly Cooper Lighting) | Mcgraw-Edison | GLEON-AF-10-LED-[347 480]-SL3-[AP BZ BK DP GM WH]-[ADJA ADJS ADJA-WM]-600-[P PER7 R HA ALL MS LWR SENSORS L90 R90 MT TH LCF CE] | Outdoor Luminaires | Very High Output | Architectural Flood and Spot Luminaires | Standard | FALSE | [9 empty] | 42670 |  |  | Yes |  | 3.1 | 38821 | 113.6 | 341.8 | 17.18 | 0.98 | 4000 | 70
PWW32Z6P | Eaton (formerly Cooper Lighting) | Streetworks | GAN-AF-10-LED-[8 9]-T4W-[AP BZ BK DP GM WH]-[ADJA ADJS ADJA-WM]-600-[2L 3 P 4 4N7 HA ALL MS SENSORS DIMRF-LW DIMRF-LN L90 R90 MT TH LCF CE] | Outdoor Luminaires | Very High Output | Architectural Flood and Spot Luminaires | Standard | FALSE | [9 empty] | 42670 |  |  | Yes |  | 3.1 | 38547 | 112.8 | 341.8 | 17.18 | 0.98 | 4000 | 70
P72GP3KQ | Eaton (formerly Cooper Lighting) | Mcgraw-Edison | GLEON-AF-10-LED-[347 480]-T4W-[AP BZ BK DP GM WH]-[ADJA ADJS ADJA-WM]-600-[P PER7 R HA ALL MS LWR SENSORS L90 R90 MT TH LCF CE] | Outdoor Luminaires | Very High Output | Architectural Flood and Spot Luminaires | Standard | FALSE | [9 empty] | 42670 |  |  | Yes |  | 3.1 | 38547 | 112.8 | 341.8 | 17.18 | 0.98 | 4000 | 70
PSUUXKXB | Eaton (formerly Cooper Lighting) | Streetworks | GAN-AF-10-LED-[8 9]-T2-[AP BZ BK DP GM WH]-[ADJA ADJS ADJA-WM]-600-[2L 3 P 4 4N7 HA ALL MS SENSORS DIMRF-LW DIMRF-LN L90 R90 MT TH LCF CE] | Outdoor Luminaires | Very High Output | Architectural Flood and Spot Luminaires | Standard | FALSE | [9 empty] | 42670 |  |  | Yes |  | 3.1 | 38093 | 111.4 | 341.8 | 17.18 | 0.98 | 4000 | 70
PM17N95A | Eaton (formerly Cooper Lighting) | Mcgraw-Edison | GLEON-AF-10-LED-[347 480]-T2-[AP BZ BK DP GM WH]-[ADJA ADJS ADJA-WM]-600-[P PER7 R HA ALL MS LWR SENSORS L90 R90 MT TH LCF CE] | Outdoor Luminaires | Very High Output | Architectural Flood and Spot Luminaires | Standard | FALSE | [9 empty] | 42670 |  |  | Yes |  | 3.1 | 38093 | 111.4 | 341.8 | 17.18 | 0.98 | 4000 | 70
PZRJWR58 | Eaton (formerly Cooper Lighting) | Streetworks | GAN-AF-10-LED-[8 9]-SL2-[AP BZ BK DP GM WH]-[ADJA ADJS ADJA-WM]-600-[2L 3 P 4 4N7 HA ALL MS SENSORS DIMRF-LW DIMRF-LN L90 R90 MT TH LCF CE] | Outdoor Luminaires | Very High Output | Architectural Flood and Spot Luminaires | Standard | FALSE | [9 empty] | 42670 |  |  | Yes |  | 3.1 | 38028 | 111.3 | 341.8 | 17.18 | 0.98 | 4000 | 70
PNTEA76B | Eaton (formerly Cooper Lighting) | Mcgraw-Edison | GLEON-AF-10-LED-[347 480]-SL2-[AP BZ BK DP GM WH]-[ADJA ADJS ADJA-WM]-600-[P PER7 R HA ALL MS LWR SENSORS L90 R90 MT TH LCF CE] | Outdoor Luminaires | Very High Output | Architectural Flood and Spot Luminaires | Standard | FALSE | [9 empty] | 42670 |  |  | Yes |  | 3.1 | 38028 | 111.3 | 341.8 | 17.18 | 0.98 | 4000 | 70
PS4TG4EB | Eaton (formerly Cooper Lighting) | Streetworks | GAN-AF-09-LED-[8 9]-T3R-[AP BZ BK DP GM WH]-[ADJA ADJS ADJA-WM]-600-[2L 3 P 4 4N7 HA ALL MS SENSORS DIMRF-LW DIMRF-LN L90 R90 MT TH LCF CE] | Outdoor Luminaires | Very High Output | Architectural Flood and Spot Luminaires | Standard | FALSE | [9 empty] | 42670 |  |  | Yes |  | 3.1 | 35848 | 116.2 | 308.5 | 17.18 | 0.98 | 4000 | 70
PKCVN5RP | Eaton (formerly Cooper Lighting) | Mcgraw-Edison | GLEON-AF-09-LED-[347 480]-T3R-[AP BZ BK DP GM WH]-[ADJA ADJS ADJA-WM]-600-[P PER7 R HA ALL MS LWR SENSORS L90 R90 MT TH LCF CE] | Outdoor Luminaires | Very High Output | Architectural Flood and Spot Luminaires | Standard | FALSE | [9 empty] | 42670 |  |  | Yes |  | 3.1 | 35848 | 116.2 | 308.5 | 17.18 | 0.98 | 4000 | 70
PT4MVGEB | Eaton (formerly Cooper Lighting) | Streetworks | GAN-AF-09-LED-[8 9]-RW-[AP BZ BK DP GM WH]-[ADJA ADJS ADJA-WM]-600-[2L 3 P 4 4N7 HA ALL MS SENSORS DIMRF-LW DIMRF-LN L90 R90 MT TH LCF CE] | Outdoor Luminaires | Very High Output | Architectural Flood and Spot Luminaires | Standard | FALSE | [9 empty] | 42670 |  |  | Yes |  | 3.1 | 35839 | 116.2 | 308.5 | 17.18 | 0.98 | 4000 | 70
PCV24YWH | Eaton (formerly Cooper Lighting) | Mcgraw-Edison | GLEON-AF-09-LED-[347 480]-RW-[AP BZ BK DP GM WH]-[ADJA ADJS ADJA-WM]-600-[P PER7 R HA ALL MS LWR SENSORS L90 R90 MT TH LCF CE] | Outdoor Luminaires | Very High Output | Architectural Flood and Spot Luminaires | Standard | FALSE | [9 empty] | 42670 |  |  | Yes |  | 3.1 | 35839 | 116.2 | 308.5 | 17.18 | 0.98 | 4000 | 70
PXE63Z5K | Eaton (formerly Cooper Lighting) | Streetworks | GAN-AF-09-LED-[8 9]-T4FT-[AP BZ BK DP GM WH]-[ADJA ADJS ADJA-WM]-600-[2L 3 P 4 4N7 HA ALL MS SENSORS DIMRF-LW DIMRF-LN L90 R90 MT TH LCF CE] | Outdoor Luminaires | Very High Output | Architectural Flood and Spot Luminaires | Standard | FALSE | [9 empty] | 42670 |  |  | Yes |  | 3.1 | 35272 | 114.3 | 308.5 | 17.18 | 0.98 | 4000 | 70
PPQT2X79 | Eaton (formerly Cooper Lighting) | Mcgraw-Edison | GLEON-AF-09-LED-[347 480]-T4FT-[AP BZ BK DP GM WH]-[ADJA ADJS ADJA-WM]-600-[P PER7 R HA ALL MS LWR SENSORS L90 R90 MT TH LCF CE] | Outdoor Luminaires | Very High Output | Architectural Flood and Spot Luminaires | Standard | FALSE | [9 empty] | 42670 |  |  | Yes |  | 3.1 | 35272 | 114.3 | 308.5 | 17.18 | 0.98 | 4000 | 70
PJN1MF8Q | Eaton (formerly Cooper Lighting) | Streetworks | GAN-AF-09-LED-[8 9]-T3-[AP BZ BK DP GM WH]-[ADJA ADJS ADJA-WM]-600-[2L 3 P 4 4N7 HA ALL MS SENSORS DIMRF-LW DIMRF-LN L90 R90 MT TH LCF CE] | Outdoor Luminaires | Very High Output | Architectural Flood and Spot Luminaires | Standard | FALSE | [9 empty] | 42670 |  |  | Yes |  | 3.1 | 35068 | 113.7 | 308.5 | 17.18 | 0.98 | 4000 | 70
P5C5YMP3 | Eaton (formerly Cooper Lighting) | Mcgraw-Edison | GLEON-AF-09-LED-[347 480]-T3-[AP BZ BK DP GM WH]-[ADJA ADJS ADJA-WM]-600-[P PER7 R HA ALL MS LWR SENSORS L90 R90 MT TH LCF CE] | Outdoor Luminaires | Very High Output | Architectural Flood and Spot Luminaires | Standard | FALSE | [9 empty] | 42670 |  |  | Yes |  | 3.1 | 35068 | 113.7 | 308.5 | 17.18 | 0.98 | 4000 | 70
PNDNR63U | Eaton (formerly Cooper Lighting) | Mcgraw-Edison | GLEON-AF-09-LED-[347 480]-SL3-[AP BZ BK DP GM WH]-[ADJA ADJS ADJA-WM]-600-[P PER7 R HA ALL MS LWR SENSORS L90 R90 MT TH LCF CE] | Outdoor Luminaires | Very High Output | Architectural Flood and Spot Luminaires | Standard | FALSE | [9 empty] | 42670 |  |  | Yes |  | 3.1 | 35064 | 113.7 | 308.5 | 17.18 | 0.98 | 4000 | 70
PDBTT235 | Eaton (formerly Cooper Lighting) | Streetworks | GAN-AF-09-LED-[8 9]-SL3-[AP BZ BK DP GM WH]-[ADJA ADJS ADJA-WM]-600-[2L 3 P 4 4N7 HA ALL MS SENSORS DIMRF-LW DIMRF-LN L90 R90 MT TH LCF CE] | Outdoor Luminaires | Very High Output | Architectural Flood and Spot Luminaires | Standard | FALSE | [9 empty] | 42670 |  |  | Yes |  | 3.1 | 35064 | 113.7 | 308.5 | 17.18 | 0.98 | 4000 | 70
PSUDCK5E | Eaton (formerly Cooper Lighting) | Streetworks | GAN-AF-09-LED-[8 9]-T4W-[AP BZ BK DP GM WH]-[ADJA ADJS ADJA-WM]-600-[2L 3 P 4 4N7 HA ALL MS SENSORS DIMRF-LW DIMRF-LN L90 R90 MT TH LCF CE] | Outdoor Luminaires | Very High Output | Architectural Flood and Spot Luminaires | Standard | FALSE | [9 empty] | 42670 |  |  | Yes |  | 3.1 | 34816 | 112.9 | 308.5 | 17.18 | 0.98 | 4000 | 70
PQQSMX7Q | Eaton (formerly Cooper Lighting) | Mcgraw-Edison | GLEON-AF-09-LED-[347 480]-T4W-[AP BZ BK DP GM WH]-[ADJA ADJS ADJA-WM]-600-[P PER7 R HA ALL MS LWR SENSORS L90 R90 MT TH LCF CE] | Outdoor Luminaires | Very High Output | Architectural Flood and Spot Luminaires | Standard | FALSE | [9 empty] | 42670 |  |  | Yes |  | 3.1 | 34816 | 112.9 | 308.5 | 17.18 | 0.98 | 4000 | 70
PPMUHQMC | Eaton (formerly Cooper Lighting) | Mcgraw-Edison | GLEON-AF-09-LED-[347 480]-T2-[AP BZ BK DP GM WH]-[ADJA ADJS ADJA-WM]-600-[P PER7 R HA ALL MS LWR SENSORS L90 R90 MT TH LCF CE] | Outdoor Luminaires | Very High Output | Architectural Flood and Spot Luminaires | Standard | FALSE | [9 empty] | 42670 |  |  | Yes |  | 3.1 | 34406 | 111.5 | 308.5 | 17.18 | 0.98 | 4000 | 70
PCJ24FPC | Eaton (formerly Cooper Lighting) | Streetworks | GAN-AF-09-LED-[8 9]-T2-[AP BZ BK DP GM WH]-[ADJA ADJS ADJA-WM]-600-[2L 3 P 4 4N7 HA ALL MS SENSORS DIMRF-LW DIMRF-LN L90 R90 MT TH LCF CE] | Outdoor Luminaires | Very High Output | Architectural Flood and Spot Luminaires | Standard | FALSE | [9 empty] | 42670 |  |  | Yes |  | 3.1 | 34406 | 111.5 | 308.5 | 17.18 | 0.98 | 4000 | 70
PBHKSR9R | Eaton (formerly Cooper Lighting) | Streetworks | GAN-AF-09-LED-[8 9]-SL2-[AP BZ BK DP GM WH]-[ADJA ADJS ADJA-WM]-600-[2L 3 P 4 4N7 HA ALL MS SENSORS DIMRF-LW DIMRF-LN L90 R90 MT TH LCF CE] | Outdoor Luminaires | Very High Output | Architectural Flood and Spot Luminaires | Standard | FALSE | [9 empty] | 42670 |  |  | Yes |  | 3.1 | 34347 | 111.3 | 308.5 | 17.18 | 0.98 | 4000 | 70
PAQRAM9V | Eaton (formerly Cooper Lighting) | Mcgraw-Edison | GLEON-AF-09-LED-[347 480]-SL2-[AP BZ BK DP GM WH]-[ADJA ADJS ADJA-WM]-600-[P PER7 R HA ALL MS LWR SENSORS L90 R90 MT TH LCF CE] | Outdoor Luminaires | Very High Output | Architectural Flood and Spot Luminaires | Standard | FALSE | [9 empty] | 42670 |  |  | Yes |  | 3.1 | 34347 | 111.3 | 308.5 | 17.18 | 0.98 | 4000 | 70
PWB6BMBF | Eaton (formerly Cooper Lighting) | Mcgraw-Edison | GLEON-AF-08-LED-[347 480]-SL4-[AP BZ BK DP GM WH]-[ADJA ADJS ADJA-WM]-1200-[P PER7 R ALL MS LWR SENSORS L90 R90 MT TH LCF CE] | Outdoor Luminaires | Very High Output | Architectural Flood and Spot Luminaires | Standard | FALSE | [9 empty] | 42670 |  |  | Yes |  | 3.1 | 49727 | 97.3 | 511 | 12.67 | 0.99 | 4000 | 70
PJHXJVTS | Eaton (formerly Cooper Lighting) | Streetworks | GAN-AF-08-LED-[8 9]-SL4-[AP BZ BK DP GM WH]-[ADJA ADJS ADJA-WM]-1200-[2L 3 P 4 4N7 HA ALL MS SENSORS DIMRF-LW DIMRF-LN L90 R90 MT TH LCF CE] | Outdoor Luminaires | Very High Output | Architectural Flood and Spot Luminaires | Standard | FALSE | [9 empty] | 42670 |  |  | Yes |  | 3.1 | 49727 | 97.3 | 511 | 12.67 | 0.99 | 4000 | 70
PMV1DGDH | Eaton (formerly Cooper Lighting) | Streetworks | GAN-AF-07-LED-[8 9]-SL4-[AP BZ BK DP GM WH]-[ADJA ADJS ADJA-WM]-1200-[2L 3 P 4 4N7 HA ALL MS SENSORS DIMRF-LW DIMRF-LN L90 R90 MT TH LCF CE] | Outdoor Luminaires | Very High Output | Architectural Flood and Spot Luminaires | Standard | FALSE | [9 empty] | 42670 |  |  | Yes |  | 3.1 | 43886 | 98 | 448 | 12.67 | 0.97 | 4000 | 70
PJEK4ECQ | Eaton (formerly Cooper Lighting) | Mcgraw-Edison | GLEON-AF-07-LED-[347 480]-SL4-[AP BZ BK DP GM WH]-[ADJA ADJS ADJA-WM]-1200-[P PER7 R ALL MS LWR SENSORS L90 R90 MT TH LCF CE] | Outdoor Luminaires | Very High Output | Architectural Flood and Spot Luminaires | Standard | FALSE | [9 empty] | 42670 |  |  | Yes |  | 3.1 | 43886 | 98 | 448 | 12.67 | 0.97 | 4000 | 70
PR9Y8YD3 | Eaton (formerly Cooper Lighting) | Streetworks | GAN-AF-06-LED-[8 9]-5WQ-[AP BZ BK DP GM WH]-[ADJA ADJS ADJA-WM]-800-[2L 3 P 4 4N7 HA ALL MS SENSORS DIMRF-LW DIMRF-LN L90 R90 MT TH LCF CE] | Outdoor Luminaires | Very High Output | Architectural Flood and Spot Luminaires | Standard | FALSE | [9 empty] | 42670 |  |  | Yes |  | 3.1 | 30297 | 113.4 | 267.2 | 12.12 | 0.99 | 4000 | 70
PKRCUZYX | Eaton (formerly Cooper Lighting) | Mcgraw-Edison | GLEON-AF-06-LED-[347 480]-5WQ-[AP BZ BK DP GM WH]-[ADJA ADJS ADJA-WM]-800-[P PER7 R HA ALL MS LWR SENSORS L90 R90 MT TH LCF CE] | Outdoor Luminaires | Very High Output | Architectural Flood and Spot Luminaires | Standard | FALSE | [9 empty] | 42670 |  |  | Yes |  | 3.1 | 30297 | 113.4 | 267.2 | 12.12 | 0.99 | 4000 | 70
PHJJVMHU | Eaton (formerly Cooper Lighting) | Streetworks | GAN-AF-06-LED-[8 9]-5MQ-[AP BZ BK DP GM WH]-[ADJA ADJS ADJA-WM]-800-[2L 3 P 4 4N7 HA ALL MS SENSORS DIMRF-LW DIMRF-LN L90 R90 MT TH LCF CE] | Outdoor Luminaires | Very High Output | Architectural Flood and Spot Luminaires | Standard | FALSE | [9 empty] | 42670 |  |  | Yes |  | 3.1 | 30217 | 113.1 | 267.2 | 12.12 | 0.99 | 4000 | 70
P4MQY8RX | Eaton (formerly Cooper Lighting) | Mcgraw-Edison | GLEON-AF-06-LED-[347 480]-5MQ-[AP BZ BK DP GM WH]-[ADJA ADJS ADJA-WM]-800-[P PER7 R HA ALL MS LWR SENSORS L90 R90 MT TH LCF CE] | Outdoor Luminaires | Very High Output | Architectural Flood and Spot Luminaires | Standard | FALSE | [9 empty] | 42670 |  |  | Yes |  | 3.1 | 30217 | 113.1 | 267.2 | 12.12 | 0.99 | 4000 | 70
PR8P8D7G | Eaton (formerly Cooper Lighting) | Mcgraw-Edison | GLEON-AF-08-LED-[347 480]-T4FT-[AP BZ BK DP GM WH]-[ADJA ADJS ADJA-WM]-600-[P PER7 R HA ALL MS LWR SENSORS L90 R90 MT TH LCF CE] | Outdoor Luminaires | Very High Output | Architectural Flood and Spot Luminaires | Standard | FALSE | [9 empty] | 42670 |  |  | Yes |  | 3.1 | 31620 | 116.2 | 272.2 | 11.8 | 0.99 | 4000 | 70
PPFSP4T3 | Eaton (formerly Cooper Lighting) | Streetworks | GAN-AF-08-LED-[8 9]-T4FT-[AP BZ BK DP GM WH]-[ADJA ADJS ADJA-WM]-600-[2L 3 P 4 4N7 HA ALL MS SENSORS DIMRF-LW DIMRF-LN L90 R90 MT TH LCF CE] | Outdoor Luminaires | Very High Output | Architectural Flood and Spot Luminaires | Standard | FALSE | [9 empty] | 42670 |  |  | Yes |  | 3.1 | 31620 | 116.2 | 272.2 | 11.8 | 0.99 | 4000 | 70
PZF14Q9W | Eaton (formerly Cooper Lighting) | Mcgraw-Edison | GLEON-AF-08-LED-[347 480]-T3-[AP BZ BK DP GM WH]-[ADJA ADJS ADJA-WM]-600-[P PER7 R HA ALL MS LWR SENSORS L90 R90 MT TH LCF CE] | Outdoor Luminaires | Very High Output | Architectural Flood and Spot Luminaires | Standard | FALSE | [9 empty] | 42670 |  |  | Yes |  | 3.1 | 31438 | 115.5 | 272.2 | 11.8 | 0.99 | 4000 | 70
PRCPX5FC | Eaton (formerly Cooper Lighting) | Streetworks | GAN-AF-08-LED-[8 9]-T3-[AP BZ BK DP GM WH]-[ADJA ADJS ADJA-WM]-600-[2L 3 P 4 4N7 HA ALL MS SENSORS DIMRF-LW DIMRF-LN L90 R90 MT TH LCF CE] | Outdoor Luminaires | Very High Output | Architectural Flood and Spot Luminaires | Standard | FALSE | [9 empty] | 42670 |  |  | Yes |  | 3.1 | 31438 | 115.5 | 272.2 | 11.8 | 0.99 | 4000 | 70
PE2EWWA5 | Eaton (formerly Cooper Lighting) | Mcgraw-Edison | GLEON-AF-08-LED-[347 480]-SL3-[AP BZ BK DP GM WH]-[ADJA ADJS ADJA-WM]-600-[P PER7 R HA ALL MS LWR SENSORS L90 R90 MT TH LCF CE] | Outdoor Luminaires | Very High Output | Architectural Flood and Spot Luminaires | Standard | FALSE | [9 empty] | 42670 |  |  | Yes |  | 3.1 | 31433 | 115.5 | 272.2 | 11.8 | 0.99 | 4000 | 70
P345DGFE | Eaton (formerly Cooper Lighting) | Streetworks | GAN-AF-08-LED-[8 9]-SL3-[AP BZ BK DP GM WH]-[ADJA ADJS ADJA-WM]-600-[2L 3 P 4 4N7 HA ALL MS SENSORS DIMRF-LW DIMRF-LN L90 R90 MT TH LCF CE] | Outdoor Luminaires | Very High Output | Architectural Flood and Spot Luminaires | Standard | FALSE | [9 empty] | 42670 |  |  | Yes |  | 3.1 | 31433 | 115.5 | 272.2 | 11.8 | 0.99 | 4000 | 70
PYU412XF | Eaton (formerly Cooper Lighting) | Mcgraw-Edison | GLEON-AF-08-LED-[347 480]-T4W-[AP BZ BK DP GM WH]-[ADJA ADJS ADJA-WM]-600-[P PER7 R HA ALL MS LWR SENSORS L90 R90 MT TH LCF CE] | Outdoor Luminaires | Very High Output | Architectural Flood and Spot Luminaires | Standard | FALSE | [9 empty] | 42670 |  |  | Yes |  | 3.1 | 31212 | 114.7 | 272.2 | 11.8 | 0.99 | 4000 | 70
P2TSSKNR | Eaton (formerly Cooper Lighting) | Streetworks | GAN-AF-08-LED-[8 9]-T4W-[AP BZ BK DP GM WH]-[ADJA ADJS ADJA-WM]-600-[2L 3 P 4 4N7 HA ALL MS SENSORS DIMRF-LW DIMRF-LN L90 R90 MT TH LCF CE] | Outdoor Luminaires | Very High Output | Architectural Flood and Spot Luminaires | Standard | FALSE | [9 empty] | 42670 |  |  | Yes |  | 3.1 | 31212 | 114.7 | 272.2 | 11.8 | 0.99 | 4000 | 70
PNZ7V6NA | Eaton (formerly Cooper Lighting) | Mcgraw-Edison | GLEON-AF-08-LED-[347 480]-T2-[AP BZ BK DP GM WH]-[ADJA ADJS ADJA-WM]-600-[P PER7 R HA ALL MS LWR SENSORS L90 R90 MT TH LCF CE] | Outdoor Luminaires | Very High Output | Architectural Flood and Spot Luminaires | Standard | FALSE | [9 empty] | 42670 |  |  | Yes |  | 3.1 | 30844 | 113.3 | 272.2 | 11.8 | 0.99 | 4000 | 70
PHHWU2SM | Eaton (formerly Cooper Lighting) | Streetworks | GAN-AF-08-LED-[8 9]-T2-[AP BZ BK DP GM WH]-[ADJA ADJS ADJA-WM]-600-[2L 3 P 4 4N7 HA ALL MS SENSORS DIMRF-LW DIMRF-LN L90 R90 MT TH LCF CE] | Outdoor Luminaires | Very High Output | Architectural Flood and Spot Luminaires | Standard | FALSE | [9 empty] | 42670 |  |  | Yes |  | 3.1 | 30844 | 113.3 | 272.2 | 11.8 | 0.99 | 4000 | 70
PVYAGA41 | Eaton (formerly Cooper Lighting) | Mcgraw-Edison | GLEON-AF-08-LED-[347 480]-SL2-[AP BZ BK DP GM WH]-[ADJA ADJS ADJA-WM]-600-[P PER7 R HA ALL MS LWR SENSORS L90 R90 MT TH LCF CE] | Outdoor Luminaires | Very High Output | Architectural Flood and Spot Luminaires | Standard | FALSE | [9 empty] | 42670 |  |  | Yes |  | 3.1 | 30791 | 113.1 | 272.2 | 11.8 | 0.99 | 4000 | 70
PGTNFREZ | Eaton (formerly Cooper Lighting) | Streetworks | GAN-AF-08-LED-[8 9]-SL2-[AP BZ BK DP GM WH]-[ADJA ADJS ADJA-WM]-600-[2L 3 P 4 4N7 HA ALL MS SENSORS DIMRF-LW DIMRF-LN L90 R90 MT TH LCF CE] | Outdoor Luminaires | Very High Output | Architectural Flood and Spot Luminaires | Standard | FALSE | [9 empty] | 42670 |  |  | Yes |  | 3.1 | 30791 | 113.1 | 272.2 | 11.8 | 0.99 | 4000 | 70
PQXV6MX3 | Eaton (formerly Cooper Lighting) | Mcgraw-Edison | GLEON-AF-06-LED-[347 480]-SL4-[AP BZ BK DP GM WH]-[ADJA ADJS ADJA-WM]-1200-[P PER7 R ALL MS LWR SENSORS L90 R90 MT TH LCF CE] | Outdoor Luminaires | Very High Output | Architectural Flood and Spot Luminaires | Standard | FALSE | [9 empty] | 42670 |  |  | Yes |  | 3.1 | 37110 | 97.1 | 382 | 10.77 | 0.99 | 4000 | 70
PFRB1ECB | Eaton (formerly Cooper Lighting) | Streetworks | GAN-AF-06-LED-[8 9]-SL4-[AP BZ BK DP GM WH]-[ADJA ADJS ADJA-WM]-1200-[2L 3 P 4 4N7 HA ALL MS SENSORS DIMRF-LW DIMRF-LN L90 R90 MT TH LCF CE] | Outdoor Luminaires | Very High Output | Architectural Flood and Spot Luminaires | Standard | FALSE | [9 empty] | 42670 |  |  | Yes |  | 3.1 | 37110 | 97.1 | 382 | 10.77 | 0.99 | 4000 | 70
PQKK7741 | Eaton (formerly Cooper Lighting) | Streetworks | GAN-AF-01-LED-[8 9]-5WQ-[AP BZ BK DP GM WH]-[ADJA ADJS ADJA-WM]-7030-600-[2L 3 P 4 4N7 HA ALL MS SENSORS DIMRF-LW DIMRF-LN L90 R90 MT TH LCF CE] | Outdoor Luminaires | Low Output | Architectural Flood and Spot Luminaires | Standard | FALSE | [9 empty] | 42670 |  |  | Yes |  | 3.1 | 3828 | 98.7 | 38.8 | 15.91 | 0.98 | 3000 | 70
PPKU2VA8 | Eaton (formerly Cooper Lighting) | Mcgraw-Edison | GLEON-AF-01-LED-[347 480]-5WQ-[AP BZ BK DP GM WH]-[ADJA ADJS ADJA-WM]-7030-600-[P PER7 R HA ALL MS LWR SENSORS L90 R90 MT TH LCF CE] | Outdoor Luminaires | Low Output | Architectural Flood and Spot Luminaires | Standard | FALSE | [9 empty] | 42670 |  |  | Yes |  | 3.1 | 3828 | 98.7 | 38.8 | 15.91 | 0.98 | 3000 | 70
P4B28F4N | Eaton (formerly Cooper Lighting) | Mcgraw-Edison | GLEON-AF-01-LED-[347 480]-5MQ-[AP BZ BK DP GM WH]-[ADJA ADJS ADJA-WM]-7030-600-[P PER7 R HA ALL MS LWR SENSORS L90 R90 MT TH LCF CE] | Outdoor Luminaires | Low Output | Architectural Flood and Spot Luminaires | Standard | FALSE | [9 empty] | 42670 |  |  | Yes |  | 3.1 | 3819 | 98.4 | 38.8 | 15.91 | 0.98 | 3000 | 70
P47JW9K6 | Eaton (formerly Cooper Lighting) | Streetworks | GAN-AF-01-LED-[8 9]-5MQ-[AP BZ BK DP GM WH]-[ADJA ADJS ADJA-WM]-7030-600-[2L 3 P 4 4N7 HA ALL MS SENSORS DIMRF-LW DIMRF-LN L90 R90 MT TH LCF CE] | Outdoor Luminaires | Low Output | Architectural Flood and Spot Luminaires | Standard | FALSE | [9 empty] | 42670 |  |  | Yes |  | 3.1 | 3819 | 98.4 | 38.8 | 15.91 | 0.98 | 3000 | 70
PUHKMNQG | Eaton (formerly Cooper Lighting) | Streetworks | GAN-AF-02-LED-[8 9]-5WQ-[AP BZ BK DP GM WH]-[ADJA ADJS ADJA-WM]-7030-600-[2L 3 P 4 4N7 HA ALL MS SENSORS DIMRF-LW DIMRF-LN L90 R90 MT TH LCF CE] | Outdoor Luminaires | Mid Output | Architectural Flood and Spot Luminaires | Standard | FALSE | [9 empty] | 42670 |  |  | Yes |  | 3.1 | 7482 | 103.5 | 72.3 | 12.05 | 0.99 | 3000 | 70
PH2F88EK | Eaton (formerly Cooper Lighting) | Mcgraw-Edison | GLEON-AF-02-LED-[347 480]-5WQ-[AP BZ BK DP GM WH]-[ADJA ADJS ADJA-WM]-7030-600-[P PER7 R HA ALL MS LWR SENSORS L90 R90 MT TH LCF CE] | Outdoor Luminaires | Mid Output | Architectural Flood and Spot Luminaires | Standard | FALSE | [9 empty] | 42670 |  |  | Yes |  | 3.1 | 7482 | 103.5 | 72.3 | 12.05 | 0.99 | 3000 | 70
PKJHBUC5 | Eaton (formerly Cooper Lighting) | Mcgraw-Edison | GLEON-AF-02-LED-[347 480]-5MQ-[AP BZ BK DP GM WH]-[ADJA ADJS ADJA-WM]-7030-600-[P PER7 R HA ALL MS LWR SENSORS L90 R90 MT TH LCF CE] | Outdoor Luminaires | Mid Output | Architectural Flood and Spot Luminaires | Standard | FALSE | [9 empty] | 42670 |  |  | Yes |  | 3.1 | 7461 | 103.2 | 72.3 | 12.05 | 0.99 | 3000 | 70
P6XJRSXQ | Eaton (formerly Cooper Lighting) | Streetworks | GAN-AF-02-LED-[8 9]-5MQ-[AP BZ BK DP GM WH]-[ADJA ADJS ADJA-WM]-7030-600-[2L 3 P 4 4N7 HA ALL MS SENSORS DIMRF-LW DIMRF-LN L90 R90 MT TH LCF CE] | Outdoor Luminaires | Mid Output | Architectural Flood and Spot Luminaires | Standard | FALSE | [9 empty] | 42670 |  |  | Yes |  | 3.1 | 7461 | 103.2 | 72.3 | 12.05 | 0.99 | 3000 | 70
PVNBQK4K | Eaton (formerly Cooper Lighting) | Streetworks | GAN-AF-01-LED-U-5WQ-[AP BZ BK DP GM WH]-[ADJA ADJS ADJA-WM]-7030-600-[2L 3 P 4 4N7 HA ALL MS SENSORS DIMRF-LW DIMRF-LN L90 R90 MT TH LCF CE] | Outdoor Luminaires | Low Output | Architectural Flood and Spot Luminaires | Premium | FALSE | [9 empty] | 42670 |  |  | Yes |  | 3.1 | 3828 | 112.6 | 34 | 6.42 | 1 | 3000 | 70
PD8BCS9J | Eaton (formerly Cooper Lighting) | Mcgraw-Edison | GLEON-AF-01-LED-E1-5WQ-[AP BZ BK DP GM WH]-[ADJA ADJS ADJA-WM]-7030-600-[P PER7 R HA ALL MS LWR SENSORS L90 R90 MT TH LCF CE] | Outdoor Luminaires | Low Output | Architectural Flood and Spot Luminaires | Premium | FALSE | [9 empty] | 42670 |  |  | Yes |  | 3.1 | 3828 | 112.6 | 34 | 6.42 | 1 | 3000 | 70
PVW317PP | Eaton (formerly Cooper Lighting) | Mcgraw-Edison | GLEON-AF-01-LED-E1-5MQ-[AP BZ BK DP GM WH]-[ADJA ADJS ADJA-WM]-7030-600-[P PER7 R HA ALL MS LWR SENSORS L90 R90 MT TH LCF CE] | Outdoor Luminaires | Low Output | Architectural Flood and Spot Luminaires | Premium | FALSE | [9 empty] | 42670 |  |  | Yes |  | 3.1 | 3819 | 112.3 | 34 | 6.42 | 1 | 3000 | 70
PEKAYH59 | Eaton (formerly Cooper Lighting) | Streetworks | GAN-AF-01-LED-U-5MQ-[AP BZ BK DP GM WH]-[ADJA ADJS ADJA-WM]-7030-600-[2L 3 P 4 4N7 HA ALL MS SENSORS DIMRF-LW DIMRF-LN L90 R90 MT TH LCF CE] | Outdoor Luminaires | Low Output | Architectural Flood and Spot Luminaires | Premium | FALSE | [9 empty] | 42670 |  |  | Yes |  | 3.1 | 3819 | 112.3 | 34 | 6.42 | 1 | 3000 | 70
PJS4WFUB | Eaton (formerly Cooper Lighting) | Streetworks | GAN-AF-01-LED-[U 8 9]-5NQ-[AP BZ BK DP GM WH]-[ADJA ADJS ADJA-WM]-7030-600-[2L 3 P 4 4N7 HA ALL MS SENSORS DIMRF-LW DIMRF-LN L90 R90 MT TH LCF CE] | Outdoor Luminaires | Low Output | Architectural Flood and Spot Luminaires | Standard | FALSE | [9 empty] | 42670 |  |  | Yes |  | 3.1 | 3750 | 110.3 | 34 | 6.42 | 1 | 3000 | 70
P9SWDPEK | Eaton (formerly Cooper Lighting) | Mcgraw-Edison | GLEON-AF-01-LED-[E1 347 480]-5NQ-[AP BZ BK DP GM WH]-[ADJA ADJS ADJA-WM]-7030-600-[P PER7 R HA ALL MS LWR SENSORS L90 R90 MT TH LCF CE] | Outdoor Luminaires | Low Output | Architectural Flood and Spot Luminaires | Standard | FALSE | [9 empty] | 42670 |  |  | Yes |  | 3.1 | 3750 | 110.3 | 34 | 6.42 | 1 | 3000 | 70
P6J7S22D | Eaton (formerly Cooper Lighting) | Streetworks | GAN-AF-01-LED-U-5WQ-[AP BZ BK DP GM WH]-[ADJA ADJS ADJA-WM]-7030-800-[2L 3 P 4 4N7 HA ALL MS SENSORS DIMRF-LW DIMRF-LN L90 R90 MT TH LCF CE] | Outdoor Luminaires | Low Output | Architectural Flood and Spot Luminaires | Standard | FALSE | [9 empty] | 42670 |  |  | Yes |  | 3.1 | 4695 | 106.7 | 44 | 5.13 | 1 | 3000 | 70
P3AKWZYW | Eaton (formerly Cooper Lighting) | Mcgraw-Edison | GLEON-AF-01-LED-E1-5WQ-[AP BZ BK DP GM WH]-[ADJA ADJS ADJA-WM]-7030-800-[P PER7 R HA ALL MS LWR SENSORS L90 R90 MT TH LCF CE] | Outdoor Luminaires | Low Output | Architectural Flood and Spot Luminaires | Standard | FALSE | [9 empty] | 42670 |  |  | Yes |  | 3.1 | 4695 | 106.7 | 44 | 5.13 | 1 | 3000 | 70
PZ6D7SA6 | Eaton (formerly Cooper Lighting) | Mcgraw-Edison | GLEON-AF-01-LED-E1-5MQ-[AP BZ BK DP GM WH]-[ADJA ADJS ADJA-WM]-7030-800-[P PER7 R HA ALL MS LWR SENSORS L90 R90 MT TH LCF CE] | Outdoor Luminaires | Low Output | Architectural Flood and Spot Luminaires | Standard | FALSE | [9 empty] | 42670 |  |  | Yes |  | 3.1 | 4683 | 106.4 | 44 | 5.13 | 1 | 3000 | 70
PG392GRR | Eaton (formerly Cooper Lighting) | Streetworks | GAN-AF-01-LED-U-5MQ-[AP BZ BK DP GM WH]-[ADJA ADJS ADJA-WM]-7030-800-[2L 3 P 4 4N7 HA ALL MS SENSORS DIMRF-LW DIMRF-LN L90 R90 MT TH LCF CE] | Outdoor Luminaires | Low Output | Architectural Flood and Spot Luminaires | Standard | FALSE | [9 empty] | 42670 |  |  | Yes |  | 3.1 | 4683 | 106.4 | 44 | 5.13 | 1 | 3000 | 70
PSEQDYD2 | Eaton (formerly Cooper Lighting) | Mcgraw-Edison | GLEON-AF-01-LED-E1-5NQ-[AP BZ BK DP GM WH]-[ADJA ADJS ADJA-WM]-7030-800-[P PER7 R HA ALL MS LWR SENSORS L90 R90 MT TH LCF CE] | Outdoor Luminaires | Low Output | Architectural Flood and Spot Luminaires | Standard | FALSE | [9 empty] | 42670 |  |  | Yes |  | 3.1 | 4598 | 104.5 | 44 | 5.13 | 1 | 3000 | 70
PCN45MDS | Eaton (formerly Cooper Lighting) | Streetworks | GAN-AF-01-LED-U-5NQ-[AP BZ BK DP GM WH]-[ADJA ADJS ADJA-WM]-7030-800-[2L 3 P 4 4N7 HA ALL MS SENSORS DIMRF-LW DIMRF-LN L90 R90 MT TH LCF CE] | Outdoor Luminaires | Low Output | Architectural Flood and Spot Luminaires | Standard | FALSE | [9 empty] | 42670 |  |  | Yes |  | 3.1 | 4598 | 104.5 | 44 | 5.13 | 1 | 3000 | 70
PJ1M2XJJ | Eaton (formerly Cooper Lighting) | Mcgraw-Edison | GLEON-AF-01-LED-E1-5WQ-[AP BZ BK DP GM WH]-[ADJA ADJS ADJA-WM]-7030-[P PER7 R HA ALL MS LWR SENSORS L90 R90 MT TH LCF CE] | Outdoor Luminaires | Mid Output | Architectural Flood and Spot Luminaires | Standard | FALSE | [9 empty] | 42670 |  |  | Yes |  | 3.1 | 5810 | 98.5 | 59 | 4.12 | 1 | 3000 | 70
PHK41JH2 | Eaton (formerly Cooper Lighting) | Streetworks | GAN-AF-01-LED-U-5WQ-[AP BZ BK DP GM WH]-[ADJA ADJS ADJA-WM]-7030-[2L 3 P 4 4N7 HA ALL MS SENSORS DIMRF-LW DIMRF-LN L90 R90 MT TH LCF CE] | Outdoor Luminaires | Mid Output | Architectural Flood and Spot Luminaires | Standard | FALSE | [9 empty] | 42670 |  |  | Yes |  | 3.1 | 5810 | 98.5 | 59 | 4.12 | 1 | 3000 | 70
PMGDCMQ6 | Eaton (formerly Cooper Lighting) | Mcgraw-Edison | GLEON-AF-01-LED-E1-5MQ-[AP BZ BK DP GM WH]-[ADJA ADJS ADJA-WM]-7030-[P PER7 R HA ALL MS LWR SENSORS L90 R90 MT TH LCF CE] | Outdoor Luminaires | Mid Output | Architectural Flood and Spot Luminaires | Standard | FALSE | [9 empty] | 42670 |  |  | Yes |  | 3.1 | 5795 | 98.2 | 59 | 4.12 | 1 | 3000 | 70
P22ZMH8P | Eaton (formerly Cooper Lighting) | Streetworks | GAN-AF-01-LED-U-5MQ-[AP BZ BK DP GM WH]-[ADJA ADJS ADJA-WM]-7030-[2L 3 P 4 4N7 HA ALL MS SENSORS DIMRF-LW DIMRF-LN L90 R90 MT TH LCF CE] | Outdoor Luminaires | Mid Output | Architectural Flood and Spot Luminaires | Standard | FALSE | [9 empty] | 42670 |  |  | Yes |  | 3.1 | 5795 | 98.2 | 59 | 4.12 | 1 | 3000 | 70
PJGU6SR8 | Eaton (formerly Cooper Lighting) | Streetworks | GAN-AF-01-LED-U-5NQ-[AP BZ BK DP GM WH]-[ADJA ADJS ADJA-WM]-7030-[2L 3 P 4 4N7 HA ALL MS SENSORS DIMRF-LW DIMRF-LN L90 R90 MT TH LCF CE] | Outdoor Luminaires | Mid Output | Architectural Flood and Spot Luminaires | Standard | FALSE | [9 empty] | 42670 |  |  | Yes |  | 3.1 | 5691 | 96.5 | 59 | 4.12 | 1 | 3000 | 70
PBA2A868 | Eaton (formerly Cooper Lighting) | Mcgraw-Edison | GLEON-AF-01-LED-E1-5NQ-[AP BZ BK DP GM WH]-[ADJA ADJS ADJA-WM]-7030-[P PER7 R HA ALL MS LWR SENSORS L90 R90 MT TH LCF CE] | Outdoor Luminaires | Mid Output | Architectural Flood and Spot Luminaires | Standard | FALSE | [9 empty] | 42670 |  |  | Yes |  | 3.1 | 5691 | 96.5 | 59 | 4.12 | 1 | 3000 | 70
PZ2JXRHH | Eaton (formerly Cooper Lighting) | Mcgraw-Edison | GLEON-AF-07-LED-[E1 347 480]-5WQ-[AP BZ BK DP GM WH]-[ADJA ADJS ADJA-WM]-7030-600-[P PER7 R HA ALL MS LWR SENSORS L90 R90 MT TH LCF CE] | Outdoor Luminaires | High Output | Architectural Flood and Spot Luminaires | Standard | FALSE | [9 empty] | 42670 |  |  | Yes |  | 3.1 | 25865 | 114.4 | 226 | 3.49 | 1 | 3000 | 70
PM9VVUP4 | Eaton (formerly Cooper Lighting) | Streetworks | GAN-AF-07-LED-[U 8 9]-5WQ-[AP BZ BK DP GM WH]-[ADJA ADJS ADJA-WM]-7030-600-[2L 3 P 4 4N7 HA ALL MS SENSORS DIMRF-LW DIMRF-LN L90 R90 MT TH LCF CE] | Outdoor Luminaires | High Output | Architectural Flood and Spot Luminaires | Standard | FALSE | [9 empty] | 42670 |  |  | Yes |  | 3.1 | 25865 | 114.4 | 226 | 3.49 | 1 | 3000 | 70
PE4UDCJZ | Eaton (formerly Cooper Lighting) | Mcgraw-Edison | GLEON-AF-07-LED-[E1 347 480]-5MQ-[AP BZ BK DP GM WH]-[ADJA ADJS ADJA-WM]-7030-600-[P PER7 R HA ALL MS LWR SENSORS L90 R90 MT TH LCF CE] | Outdoor Luminaires | High Output | Architectural Flood and Spot Luminaires | Standard | FALSE | [9 empty] | 42670 |  |  | Yes |  | 3.1 | 25796 | 114.1 | 226 | 3.49 | 1 | 3000 | 70
P5H2PWGA | Eaton (formerly Cooper Lighting) | Streetworks | GAN-AF-07-LED-[U 8 9]-5MQ-[AP BZ BK DP GM WH]-[ADJA ADJS ADJA-WM]-7030-600-[2L 3 P 4 4N7 HA ALL MS SENSORS DIMRF-LW DIMRF-LN L90 R90 MT TH LCF CE] | Outdoor Luminaires | High Output | Architectural Flood and Spot Luminaires | Standard | FALSE | [9 empty] | 42670 |  |  | Yes |  | 3.1 | 25796 | 114.1 | 226 | 3.49 | 1 | 3000 | 70
PK486B5V | Eaton (formerly Cooper Lighting) | Mcgraw-Edison | GLEON-AF-07-LED-[E1 347 480]-5NQ-[AP BZ BK DP GM WH]-[ADJA ADJS ADJA-WM]-7030-600-[P PER7 R HA ALL MS LWR SENSORS L90 R90 MT TH LCF CE] | Outdoor Luminaires | High Output | Architectural Flood and Spot Luminaires | Standard | FALSE | [9 empty] | 42670 |  |  | Yes |  | 3.1 | 25329 | 112.1 | 226 | 3.49 | 1 | 3000 | 70
PA2J2V7U | Eaton (formerly Cooper Lighting) | Streetworks | GAN-AF-07-LED-[U 8 9]-5NQ-[AP BZ BK DP GM WH]-[ADJA ADJS ADJA-WM]-7030-600-[2L 3 P 4 4N7 HA ALL MS SENSORS DIMRF-LW DIMRF-LN L90 R90 MT TH LCF CE] | Outdoor Luminaires | High Output | Architectural Flood and Spot Luminaires | Standard | FALSE | [9 empty] | 42670 |  |  | Yes |  | 3.1 | 25329 | 112.1 | 226 | 3.49 | 1 | 3000 | 70
PSYVY5MT | Eaton (formerly Cooper Lighting) | Mcgraw-Edison | GLEON-AF-06-LED-[E1 347 480]-5WQ-[AP BZ BK DP GM WH]-[ADJA ADJS ADJA-WM]-7030-600-[P PER7 R HA ALL MS LWR SENSORS L90 R90 MT TH LCF CE] | Outdoor Luminaires | High Output | Architectural Flood and Spot Luminaires | Standard | FALSE | [9 empty] | 42670 |  |  | Yes |  | 3.1 | 21871 | 113.3 | 193 | 3.49 | 1 | 3000 | 70
P832SK7M | Eaton (formerly Cooper Lighting) | Streetworks | GAN-AF-06-LED-[U 8 9]-5WQ-[AP BZ BK DP GM WH]-[ADJA ADJS ADJA-WM]-7030-600-[2L 3 P 4 4N7 HA ALL MS SENSORS DIMRF-LW DIMRF-LN L90 R90 MT TH LCF CE] | Outdoor Luminaires | High Output | Architectural Flood and Spot Luminaires | Standard | FALSE | [9 empty] | 42670 |  |  | Yes |  | 3.1 | 21871 | 113.3 | 193 | 3.49 | 1 | 3000 | 70
PX7WNPUB | Eaton (formerly Cooper Lighting) | Streetworks | GAN-AF-06-LED-[U 8 9]-5MQ-[AP BZ BK DP GM WH]-[ADJA ADJS ADJA-WM]-7030-600-[2L 3 P 4 4N7 HA ALL MS SENSORS DIMRF-LW DIMRF-LN L90 R90 MT TH LCF CE] | Outdoor Luminaires | High Output | Architectural Flood and Spot Luminaires | Standard | FALSE | [9 empty] | 42670 |  |  | Yes |  | 3.1 | 21812 | 113 | 193 | 3.49 | 1 | 3000 | 70
PNTPD7VD | Eaton (formerly Cooper Lighting) | Mcgraw-Edison | GLEON-AF-06-LED-[E1 347 480]-5MQ-[AP BZ BK DP GM WH]-[ADJA ADJS ADJA-WM]-7030-600-[P PER7 R HA ALL MS LWR SENSORS L90 R90 MT TH LCF CE] | Outdoor Luminaires | High Output | Architectural Flood and Spot Luminaires | Standard | FALSE | [9 empty] | 42670 |  |  | Yes |  | 3.1 | 21812 | 113 | 193 | 3.49 | 1 | 3000 | 70
PZ1P1S4H | Eaton (formerly Cooper Lighting) | Mcgraw-Edison | GLEON-AF-06-LED-[E1 347 480]-5NQ-[AP BZ BK DP GM WH]-[ADJA ADJS ADJA-WM]-7030-600-[P PER7 R HA ALL MS LWR SENSORS L90 R90 MT TH LCF CE] | Outdoor Luminaires | High Output | Architectural Flood and Spot Luminaires | Standard | FALSE | [9 empty] | 42670 |  |  | Yes |  | 3.1 | 21418 | 111 | 193 | 3.49 | 1 | 3000 | 70
P3GPA3D9 | Eaton (formerly Cooper Lighting) | Streetworks | GAN-AF-06-LED-[U 8 9]-5NQ-[AP BZ BK DP GM WH]-[ADJA ADJS ADJA-WM]-7030-600-[2L 3 P 4 4N7 HA ALL MS SENSORS DIMRF-LW DIMRF-LN L90 R90 MT TH LCF CE] | Outdoor Luminaires | High Output | Architectural Flood and Spot Luminaires | Standard | FALSE | [9 empty] | 42670 |  |  | Yes |  | 3.1 | 21418 | 111 | 193 | 3.49 | 1 | 3000 | 70
PPM26RYS | Eaton (formerly Cooper Lighting) | Mcgraw-Edison | GLEON-AF-05-LED-[E1 347 480]-5WQ-[AP BZ BK DP GM WH]-[ADJA ADJS ADJA-WM]-7030-600-[P PER7 R HA ALL MS LWR SENSORS L90 R90 MT TH LCF CE] | Outdoor Luminaires | High Output | Architectural Flood and Spot Luminaires | Standard | FALSE | [9 empty] | 42670 |  |  | Yes |  | 3.1 | 18276 | 112.8 | 162 | 3.49 | 1 | 3000 | 70
PKEHXXWT | Eaton (formerly Cooper Lighting) | Streetworks | GAN-AF-05-LED-[U 8 9]-5WQ-[AP BZ BK DP GM WH]-[ADJA ADJS ADJA-WM]-7030-600-[2L 3 P 4 4N7 HA ALL MS SENSORS DIMRF-LW DIMRF-LN L90 R90 MT TH LCF CE] | Outdoor Luminaires | High Output | Architectural Flood and Spot Luminaires | Standard | FALSE | [9 empty] | 42670 |  |  | Yes |  | 3.1 | 18276 | 112.8 | 162 | 3.49 | 1 | 3000 | 70
PVHGVM9Z | Eaton (formerly Cooper Lighting) | Streetworks | GAN-AF-05-LED-[U 8 9]-5MQ-[AP BZ BK DP GM WH]-[ADJA ADJS ADJA-WM]-7030-600-[2L 3 P 4 4N7 HA ALL MS SENSORS DIMRF-LW DIMRF-LN L90 R90 MT TH LCF CE] | Outdoor Luminaires | High Output | Architectural Flood and Spot Luminaires | Standard | FALSE | [9 empty] | 42670 |  |  | Yes |  | 3.1 | 18227 | 112.5 | 162 | 3.49 | 1 | 3000 | 70
P8H5QQYG | Eaton (formerly Cooper Lighting) | Mcgraw-Edison | GLEON-AF-05-LED-[E1 347 480]-5MQ-[AP BZ BK DP GM WH]-[ADJA ADJS ADJA-WM]-7030-600-[P PER7 R HA ALL MS LWR SENSORS L90 R90 MT TH LCF CE] | Outdoor Luminaires | High Output | Architectural Flood and Spot Luminaires | Standard | FALSE | [9 empty] | 42670 |  |  | Yes |  | 3.1 | 18227 | 112.5 | 162 | 3.49 | 1 | 3000 | 70
PVJRP2P7 | Eaton (formerly Cooper Lighting) | Streetworks | GAN-AF-05-LED-[U 8 9]-5NQ-[AP BZ BK DP GM WH]-[ADJA ADJS ADJA-WM]-7030-600-[2L 3 P 4 4N7 HA ALL MS SENSORS DIMRF-LW DIMRF-LN L90 R90 MT TH LCF CE] | Outdoor Luminaires | High Output | Architectural Flood and Spot Luminaires | Standard | FALSE | [9 empty] | 42670 |  |  | Yes |  | 3.1 | 17898 | 110.5 | 162 | 3.49 | 1 | 3000 | 70
PSS51YNR | Eaton (formerly Cooper Lighting) | Mcgraw-Edison | GLEON-AF-05-LED-[E1 347 480]-5NQ-[AP BZ BK DP GM WH]-[ADJA ADJS ADJA-WM]-7030-600-[P PER7 R HA ALL MS LWR SENSORS L90 R90 MT TH LCF CE] | Outdoor Luminaires | High Output | Architectural Flood and Spot Luminaires | Standard | FALSE | [9 empty] | 42670 |  |  | Yes |  | 3.1 | 17898 | 110.5 | 162 | 3.49 | 1 | 3000 | 70
PN78V92X | Eaton (formerly Cooper Lighting) | Streetworks | GAN-AF-03-LED-[U 8 9]-5WQ-[AP BZ BK DP GM WH]-[ADJA ADJS ADJA-WM]-7030-600-[2L 3 P 4 4N7 HA ALL MS SENSORS DIMRF-LW DIMRF-LN L90 R90 MT TH LCF CE] | Outdoor Luminaires | High Output | Architectural Flood and Spot Luminaires | Standard | FALSE | [9 empty] | 42670 |  |  | Yes |  | 3.1 | 11163 | 116.3 | 96 | 3.49 | 1 | 3000 | 70
PF97NKVW | Eaton (formerly Cooper Lighting) | Mcgraw-Edison | GLEON-AF-03-LED-[E1 347 480]-5WQ-[AP BZ BK DP GM WH]-[ADJA ADJS ADJA-WM]-7030-600-[P PER7 R HA ALL MS LWR SENSORS L90 R90 MT TH LCF CE] | Outdoor Luminaires | High Output | Architectural Flood and Spot Luminaires | Standard | FALSE | [9 empty] | 42670 |  |  | Yes |  | 3.1 | 11163 | 116.3 | 96 | 3.49 | 1 | 3000 | 70
PNKW8UQV | Eaton (formerly Cooper Lighting) | Streetworks | GAN-AF-03-LED-[U 8 9]-5MQ-[AP BZ BK DP GM WH]-[ADJA ADJS ADJA-WM]-7030-600-[2L 3 P 4 4N7 HA ALL MS SENSORS DIMRF-LW DIMRF-LN L90 R90 MT TH LCF CE] | Outdoor Luminaires | High Output | Architectural Flood and Spot Luminaires | Standard | FALSE | [9 empty] | 42670 |  |  | Yes |  | 3.1 | 11134 | 116 | 96 | 3.49 | 1 | 3000 | 70
PJZAYAC8 | Eaton (formerly Cooper Lighting) | Mcgraw-Edison | GLEON-AF-03-LED-[E1 347 480]-5MQ-[AP BZ BK DP GM WH]-[ADJA ADJS ADJA-WM]-7030-600-[P PER7 R HA ALL MS LWR SENSORS L90 R90 MT TH LCF CE] | Outdoor Luminaires | High Output | Architectural Flood and Spot Luminaires | Standard | FALSE | [9 empty] | 42670 |  |  | Yes |  | 3.1 | 11134 | 116 | 96 | 3.49 | 1 | 3000 | 70
PBGZNAM2 | Eaton (formerly Cooper Lighting) | Mcgraw-Edison | GLEON-AF-03-LED-[E1 347 480]-5NQ-[AP BZ BK DP GM WH]-[ADJA ADJS ADJA-WM]-7030-600-[P PER7 R HA ALL MS LWR SENSORS L90 R90 MT TH LCF CE] | Outdoor Luminaires | High Output | Architectural Flood and Spot Luminaires | Standard | FALSE | [9 empty] | 42670 |  |  | Yes |  | 3.1 | 10933 | 113.9 | 96 | 3.49 | 1 | 3000 | 70
P85GH88E | Eaton (formerly Cooper Lighting) | Streetworks | GAN-AF-03-LED-[U 8 9]-5NQ-[AP BZ BK DP GM WH]-[ADJA ADJS ADJA-WM]-7030-600-[2L 3 P 4 4N7 HA ALL MS SENSORS DIMRF-LW DIMRF-LN L90 R90 MT TH LCF CE] | Outdoor Luminaires | High Output | Architectural Flood and Spot Luminaires | Standard | FALSE | [9 empty] | 42670 |  |  | Yes |  | 3.1 | 10933 | 113.9 | 96 | 3.49 | 1 | 3000 | 70
PHV5H9YQ | Eaton (formerly Cooper Lighting) | Streetworks | GAN-AF-06-LED-[U 8 9]-5WQ-[AP BZ BK DP GM WH]-[ADJA ADJS ADJA-WM]-7030-800-[2L 3 P 4 4N7 HA ALL MS SENSORS DIMRF-LW DIMRF-LN L90 R90 MT TH LCF CE] | Outdoor Luminaires | High Output | Architectural Flood and Spot Luminaires | Standard | FALSE | [9 empty] | 42670 |  |  | Yes |  | 3.1 | 26819 | 107.7 | 249 | 2.91 | 1 | 3000 | 70
P11VDZKA | Eaton (formerly Cooper Lighting) | Mcgraw-Edison | GLEON-AF-06-LED-[E1 347 480]-5WQ-[AP BZ BK DP GM WH]-[ADJA ADJS ADJA-WM]-7030-800-[P PER7 R HA ALL MS LWR SENSORS L90 R90 MT TH LCF CE] | Outdoor Luminaires | High Output | Architectural Flood and Spot Luminaires | Standard | FALSE | [9 empty] | 42670 |  |  | Yes |  | 3.1 | 26819 | 107.7 | 249 | 2.91 | 1 | 3000 | 70
PNYH89VG | Eaton (formerly Cooper Lighting) | Streetworks | GAN-AF-06-LED-[U 8 9]-5MQ-[AP BZ BK DP GM WH]-[ADJA ADJS ADJA-WM]-7030-800-[2L 3 P 4 4N7 HA ALL MS SENSORS DIMRF-LW DIMRF-LN L90 R90 MT TH LCF CE] | Outdoor Luminaires | High Output | Architectural Flood and Spot Luminaires | Standard | FALSE | [9 empty] | 42670 |  |  | Yes |  | 3.1 | 26748 | 107.4 | 249 | 2.91 | 1 | 3000 | 70
PAH1WTWG | Eaton (formerly Cooper Lighting) | Mcgraw-Edison | GLEON-AF-06-LED-[E1 347 480]-5MQ-[AP BZ BK DP GM WH]-[ADJA ADJS ADJA-WM]-7030-800-[P PER7 R HA ALL MS LWR SENSORS L90 R90 MT TH LCF CE] | Outdoor Luminaires | High Output | Architectural Flood and Spot Luminaires | Standard | FALSE | [9 empty] | 42670 |  |  | Yes |  | 3.1 | 26748 | 107.4 | 249 | 2.91 | 1 | 3000 | 70
PTQD3FGN | Eaton (formerly Cooper Lighting) | Streetworks | GAN-AF-06-LED-U-5NQ-[AP BZ BK DP GM WH]-[ADJA ADJS ADJA-WM]-7030-800-[2L 3 P 4 4N7 HA ALL MS SENSORS DIMRF-LW DIMRF-LN L90 R90 MT TH LCF CE] | Outdoor Luminaires | High Output | Architectural Flood and Spot Luminaires | Standard | FALSE | [9 empty] | 42670 |  |  | Yes |  | 3.1 | 26264 | 105.5 | 249 | 2.91 | 1 | 3000 | 70
PQH5JUMU | Eaton (formerly Cooper Lighting) | Mcgraw-Edison | GLEON-AF-06-LED-E1-5NQ-[AP BZ BK DP GM WH]-[ADJA ADJS ADJA-WM]-7030-800-[P PER7 R HA ALL MS LWR SENSORS L90 R90 MT TH LCF CE] | Outdoor Luminaires | High Output | Architectural Flood and Spot Luminaires | Standard | FALSE | [9 empty] | 42670 |  |  | Yes |  | 3.1 | 26264 | 105.5 | 249 | 2.91 | 1 | 3000 | 70
PZW8WUN1 | Eaton (formerly Cooper Lighting) | Mcgraw-Edison | GLEON-AF-05-LED-E1-5WQ-[AP BZ BK DP GM WH]-[ADJA ADJS ADJA-WM]-7030-800-[P PER7 R HA ALL MS LWR SENSORS L90 R90 MT TH LCF CE] | Outdoor Luminaires | High Output | Architectural Flood and Spot Luminaires | Standard | FALSE | [9 empty] | 42670 |  |  | Yes |  | 3.1 | 22411 | 106.7 | 210 | 2.91 | 1 | 3000 | 70
PQQJ4W5D | Eaton (formerly Cooper Lighting) | Streetworks | GAN-AF-05-LED-U-5WQ-[AP BZ BK DP GM WH]-[ADJA ADJS ADJA-WM]-7030-800-[2L 3 P 4 4N7 HA ALL MS SENSORS DIMRF-LW DIMRF-LN L90 R90 MT TH LCF CE] | Outdoor Luminaires | High Output | Architectural Flood and Spot Luminaires | Standard | FALSE | [9 empty] | 42670 |  |  | Yes |  | 3.1 | 22411 | 106.7 | 210 | 2.91 | 1 | 3000 | 70
PJFRYBXV | Eaton (formerly Cooper Lighting) | Streetworks | GAN-AF-05-LED-U-5MQ-[AP BZ BK DP GM WH]-[ADJA ADJS ADJA-WM]-7030-800-[2L 3 P 4 4N7 HA ALL MS SENSORS DIMRF-LW DIMRF-LN L90 R90 MT TH LCF CE] | Outdoor Luminaires | High Output | Architectural Flood and Spot Luminaires | Standard | FALSE | [9 empty] | 42670 |  |  | Yes |  | 3.1 | 22351 | 106.4 | 210 | 2.91 | 1 | 3000 | 70
PC745H4U | Eaton (formerly Cooper Lighting) | Mcgraw-Edison | GLEON-AF-05-LED-E1-5MQ-[AP BZ BK DP GM WH]-[ADJA ADJS ADJA-WM]-7030-800-[P PER7 R HA ALL MS LWR SENSORS L90 R90 MT TH LCF CE] | Outdoor Luminaires | High Output | Architectural Flood and Spot Luminaires | Standard | FALSE | [9 empty] | 42670 |  |  | Yes |  | 3.1 | 22351 | 106.4 | 210 | 2.91 | 1 | 3000 | 70
PVWA15CN | Eaton (formerly Cooper Lighting) | Mcgraw-Edison | GLEON-AF-05-LED-E1-5NQ-[AP BZ BK DP GM WH]-[ADJA ADJS ADJA-WM]-7030-800-[P PER7 R HA ALL MS LWR SENSORS L90 R90 MT TH LCF CE] | Outdoor Luminaires | High Output | Architectural Flood and Spot Luminaires | Standard | FALSE | [9 empty] | 42670 |  |  | Yes |  | 3.1 | 21948 | 104.5 | 210 | 2.91 | 1 | 3000 | 70
PAGCGHGM | Eaton (formerly Cooper Lighting) | Streetworks | GAN-AF-05-LED-U-5NQ-[AP BZ BK DP GM WH]-[ADJA ADJS ADJA-WM]-7030-800-[2L 3 P 4 4N7 HA ALL MS SENSORS DIMRF-LW DIMRF-LN L90 R90 MT TH LCF CE] | Outdoor Luminaires | High Output | Architectural Flood and Spot Luminaires | Standard | FALSE | [9 empty] | 42670 |  |  | Yes |  | 3.1 | 21948 | 104.5 | 210 | 2.91 | 1 | 3000 | 70
PYEYBSU8 | Eaton (formerly Cooper Lighting) | Mcgraw-Edison | GLEON-AF-08-LED-[E1 347 480]-5WQ-[AP BZ BK DP GM WH]-[ADJA ADJS ADJA-WM]-7030-600-[P PER7 R HA ALL MS LWR SENSORS L90 R90 MT TH LCF CE] | Outdoor Luminaires | High Output | Architectural Flood and Spot Luminaires | Standard | FALSE | [9 empty] | 42670 |  |  | Yes |  | 3.1 | 29305 | 114 | 257 | 2.72 | 1 | 3000 | 70
PF5UAV41 | Eaton (formerly Cooper Lighting) | Streetworks | GAN-AF-08-LED-[U 8 9]-5WQ-[AP BZ BK DP GM WH]-[ADJA ADJS ADJA-WM]-7030-600-[2L 3 P 4 4N7 HA ALL MS SENSORS DIMRF-LW DIMRF-LN L90 R90 MT TH LCF CE] | Outdoor Luminaires | High Output | Architectural Flood and Spot Luminaires | Standard | FALSE | [9 empty] | 42670 |  |  | Yes |  | 3.1 | 29305 | 114 | 257 | 2.72 | 1 | 3000 | 70
PU6HY3QX | Eaton (formerly Cooper Lighting) | Mcgraw-Edison | GLEON-AF-08-LED-[E1 347 480]-5MQ-[AP BZ BK DP GM WH]-[ADJA ADJS ADJA-WM]-7030-600-[P PER7 R HA ALL MS LWR SENSORS L90 R90 MT TH LCF CE] | Outdoor Luminaires | High Output | Architectural Flood and Spot Luminaires | Standard | FALSE | [9 empty] | 42670 |  |  | Yes |  | 3.1 | 29228 | 113.7 | 257 | 2.72 | 1 | 3000 | 70
PHE2CP6A | Eaton (formerly Cooper Lighting) | Streetworks | GAN-AF-08-LED-[U 8 9]-5MQ-[AP BZ BK DP GM WH]-[ADJA ADJS ADJA-WM]-7030-600-[2L 3 P 4 4N7 HA ALL MS SENSORS DIMRF-LW DIMRF-LN L90 R90 MT TH LCF CE] | Outdoor Luminaires | High Output | Architectural Flood and Spot Luminaires | Standard | FALSE | [9 empty] | 42670 |  |  | Yes |  | 3.1 | 29228 | 113.7 | 257 | 2.72 | 1 | 3000 | 70
PNM468GZ | Eaton (formerly Cooper Lighting) | Mcgraw-Edison | GLEON-AF-08-LED-[E1 347 480]-5NQ-[AP BZ BK DP GM WH]-[ADJA ADJS ADJA-WM]-7030-600-[P PER7 R HA ALL MS LWR SENSORS L90 R90 MT TH LCF CE] | Outdoor Luminaires | High Output | Architectural Flood and Spot Luminaires | Standard | FALSE | [9 empty] | 42670 |  |  | Yes |  | 3.1 | 28700 | 111.7 | 257 | 2.72 | 1 | 3000 | 70
P42NPJ4K | Eaton (formerly Cooper Lighting) | Streetworks | GAN-AF-08-LED-[U 8 9]-5NQ-[AP BZ BK DP GM WH]-[ADJA ADJS ADJA-WM]-7030-600-[2L 3 P 4 4N7 HA ALL MS SENSORS DIMRF-LW DIMRF-LN L90 R90 MT TH LCF CE] | Outdoor Luminaires | High Output | Architectural Flood and Spot Luminaires | Standard | FALSE | [9 empty] | 42670 |  |  | Yes |  | 3.1 | 28700 | 111.7 | 257 | 2.72 | 1 | 3000 | 70
PYZCV8PS | Eaton (formerly Cooper Lighting) | Streetworks | GAN-AF-04-LED-[U 8 9]-5WQ-[AP BZ BK DP GM WH]-[ADJA ADJS ADJA-WM]-7030-600-[2L 3 P 4 4N7 HA ALL MS SENSORS DIMRF-LW DIMRF-LN L90 R90 MT TH LCF CE] | Outdoor Luminaires | High Output | Architectural Flood and Spot Luminaires | Standard | FALSE | [9 empty] | 42670 |  |  | Yes |  | 3.1 | 14751 | 114.3 | 129 | 2.72 | 1 | 3000 | 70
PDMK9VEF | Eaton (formerly Cooper Lighting) | Mcgraw-Edison | GLEON-AF-04-LED-[E1 347 480]-5WQ-[AP BZ BK DP GM WH]-[ADJA ADJS ADJA-WM]-7030-600-[P PER7 R HA ALL MS LWR SENSORS L90 R90 MT TH LCF CE] | Outdoor Luminaires | High Output | Architectural Flood and Spot Luminaires | Standard | FALSE | [9 empty] | 42670 |  |  | Yes |  | 3.1 | 14751 | 114.3 | 129 | 2.72 | 1 | 3000 | 70
PUST68PZ | Eaton (formerly Cooper Lighting) | Mcgraw-Edison | GLEON-AF-04-LED-[E1 347 480]-5MQ-[AP BZ BK DP GM WH]-[ADJA ADJS ADJA-WM]-7030-600-[P PER7 R HA ALL MS LWR SENSORS L90 R90 MT TH LCF CE] | Outdoor Luminaires | High Output | Architectural Flood and Spot Luminaires | Standard | FALSE | [9 empty] | 42670 |  |  | Yes |  | 3.1 | 14711 | 114 | 129 | 2.72 | 1 | 3000 | 70
PH95YDEB | Eaton (formerly Cooper Lighting) | Streetworks | GAN-AF-04-LED-[U 8 9]-5MQ-[AP BZ BK DP GM WH]-[ADJA ADJS ADJA-WM]-7030-600-[2L 3 P 4 4N7 HA ALL MS SENSORS DIMRF-LW DIMRF-LN L90 R90 MT TH LCF CE] | Outdoor Luminaires | High Output | Architectural Flood and Spot Luminaires | Standard | FALSE | [9 empty] | 42670 |  |  | Yes |  | 3.1 | 14711 | 114 | 129 | 2.72 | 1 | 3000 | 70
PQ7EY5FE | Eaton (formerly Cooper Lighting) | Streetworks | GAN-AF-04-LED-[U 8 9]-5NQ-[AP BZ BK DP GM WH]-[ADJA ADJS ADJA-WM]-7030-600-[2L 3 P 4 4N7 HA ALL MS SENSORS DIMRF-LW DIMRF-LN L90 R90 MT TH LCF CE] | Outdoor Luminaires | High Output | Architectural Flood and Spot Luminaires | Standard | FALSE | [9 empty] | 42670 |  |  | Yes |  | 3.1 | 14446 | 112 | 129 | 2.72 | 1 | 3000 | 70
PBE8JCZC | Eaton (formerly Cooper Lighting) | Mcgraw-Edison | GLEON-AF-04-LED-[E1 347 480]-5NQ-[AP BZ BK DP GM WH]-[ADJA ADJS ADJA-WM]-7030-600-[P PER7 R HA ALL MS LWR SENSORS L90 R90 MT TH LCF CE] | Outdoor Luminaires | High Output | Architectural Flood and Spot Luminaires | Standard | FALSE | [9 empty] | 42670 |  |  | Yes |  | 3.1 | 14446 | 112 | 129 | 2.72 | 1 | 3000 | 70
PENYU3NK | Eaton (formerly Cooper Lighting) | Streetworks | GAN-AF-05-LED-U-5WQ-[AP BZ BK DP GM WH]-[ADJA ADJS ADJA-WM]-7030-[2L 3 P 4 4N7 HA ALL MS SENSORS DIMRF-LW DIMRF-LN L90 R90 MT TH LCF CE] | Outdoor Luminaires | High Output | Architectural Flood and Spot Luminaires | Standard | FALSE | [9 empty] | 42670 |  |  | Yes |  | 3.1 | 27739 | 99.4 | 279 | 2.19 | 1 | 3000 | 70
P8KNC3GE | Eaton (formerly Cooper Lighting) | Mcgraw-Edison | GLEON-AF-05-LED-E1-5WQ-[AP BZ BK DP GM WH]-[ADJA ADJS ADJA-WM]-7030-[P PER7 R HA ALL MS LWR SENSORS L90 R90 MT TH LCF CE] | Outdoor Luminaires | High Output | Architectural Flood and Spot Luminaires | Standard | FALSE | [9 empty] | 42670 |  |  | Yes |  | 3.1 | 27739 | 99.4 | 279 | 2.19 | 1 | 3000 | 70
PY6J12CY | Eaton (formerly Cooper Lighting) | Streetworks | GAN-AF-05-LED-U-5MQ-[AP BZ BK DP GM WH]-[ADJA ADJS ADJA-WM]-7030-[2L 3 P 4 4N7 HA ALL MS SENSORS DIMRF-LW DIMRF-LN L90 R90 MT TH LCF CE] | Outdoor Luminaires | High Output | Architectural Flood and Spot Luminaires | Standard | FALSE | [9 empty] | 42670 |  |  | Yes |  | 3.1 | 27665 | 99.2 | 279 | 2.19 | 1 | 3000 | 70
PY5QMXBR | Eaton (formerly Cooper Lighting) | Mcgraw-Edison | GLEON-AF-05-LED-E1-5MQ-[AP BZ BK DP GM WH]-[ADJA ADJS ADJA-WM]-7030-[P PER7 R HA ALL MS LWR SENSORS L90 R90 MT TH LCF CE] | Outdoor Luminaires | High Output | Architectural Flood and Spot Luminaires | Standard | FALSE | [9 empty] | 42670 |  |  | Yes |  | 3.1 | 27665 | 99.2 | 279 | 2.19 | 1 | 3000 | 70
PG7Z5QBC | Eaton (formerly Cooper Lighting) | Mcgraw-Edison | GLEON-AF-03-LED-E1-5WQ-[AP BZ BK DP GM WH]-[ADJA ADJS ADJA-WM]-7030-[P PER7 R HA ALL MS LWR SENSORS L90 R90 MT TH LCF CE] | Outdoor Luminaires | High Output | Architectural Flood and Spot Luminaires | Standard | FALSE | [9 empty] | 42670 |  |  | Yes |  | 3.1 | 16944 | 102.1 | 166 | 2.19 | 1 | 3000 | 70
PAMTVTTQ | Eaton (formerly Cooper Lighting) | Streetworks | GAN-AF-03-LED-U-5WQ-[AP BZ BK DP GM WH]-[ADJA ADJS ADJA-WM]-7030-[2L 3 P 4 4N7 HA ALL MS SENSORS DIMRF-LW DIMRF-LN L90 R90 MT TH LCF CE] | Outdoor Luminaires | High Output | Architectural Flood and Spot Luminaires | Standard | FALSE | [9 empty] | 42670 |  |  | Yes |  | 3.1 | 16944 | 102.1 | 166 | 2.19 | 1 | 3000 | 70
PRJWSRCR | Eaton (formerly Cooper Lighting) | Streetworks | GAN-AF-03-LED-U-5MQ-[AP BZ BK DP GM WH]-[ADJA ADJS ADJA-WM]-7030-[2L 3 P 4 4N7 HA ALL MS SENSORS DIMRF-LW DIMRF-LN L90 R90 MT TH LCF CE] | Outdoor Luminaires | High Output | Architectural Flood and Spot Luminaires | Standard | FALSE | [9 empty] | 42670 |  |  | Yes |  | 3.1 | 16898 | 101.8 | 166 | 2.19 | 1 | 3000 | 70
P4RUH6X1 | Eaton (formerly Cooper Lighting) | Mcgraw-Edison | GLEON-AF-03-LED-E1-5MQ-[AP BZ BK DP GM WH]-[ADJA ADJS ADJA-WM]-7030-[P PER7 R HA ALL MS LWR SENSORS L90 R90 MT TH LCF CE] | Outdoor Luminaires | High Output | Architectural Flood and Spot Luminaires | Standard | FALSE | [9 empty] | 42670 |  |  | Yes |  | 3.1 | 16898 | 101.8 | 166 | 2.19 | 1 | 3000 | 70
PX9Z179G | Eaton (formerly Cooper Lighting) | Streetworks | GAN-AF-03-LED-U-5NQ-[AP BZ BK DP GM WH]-[ADJA ADJS ADJA-WM]-7030-[2L 3 P 4 4N7 HA ALL MS SENSORS DIMRF-LW DIMRF-LN L90 R90 MT TH LCF CE] | Outdoor Luminaires | High Output | Architectural Flood and Spot Luminaires | Standard | FALSE | [9 empty] | 42670 |  |  | Yes |  | 3.1 | 16594 | 100 | 166 | 2.19 | 1 | 3000 | 70
P7X3C9WU | Eaton (formerly Cooper Lighting) | Mcgraw-Edison | GLEON-AF-03-LED-E1-5NQ-[AP BZ BK DP GM WH]-[ADJA ADJS ADJA-WM]-7030-[P PER7 R HA ALL MS LWR SENSORS L90 R90 MT TH LCF CE] | Outdoor Luminaires | High Output | Architectural Flood and Spot Luminaires | Standard | FALSE | [9 empty] | 42670 |  |  | Yes |  | 3.1 | 16594 | 100 | 166 | 2.19 | 1 | 3000 | 70
PEPT5P4X | Eaton (formerly Cooper Lighting) | Mcgraw-Edison | GLEON-AF-03-LED-[E1 347 480]-5WQ-[AP BZ BK DP GM WH]-[ADJA ADJS ADJA-WM]-7030-800-[P PER7 R HA ALL MS LWR SENSORS L90 R90 MT TH LCF CE] | Outdoor Luminaires | High Output | Architectural Flood and Spot Luminaires | Standard | FALSE | [9 empty] | 42670 |  |  | Yes |  | 3.1 | 13690 | 110.4 | 124 | 2.19 | 1 | 3000 | 70
PEC2R5HX | Eaton (formerly Cooper Lighting) | Streetworks | GAN-AF-03-LED-[U 8 9]-5WQ-[AP BZ BK DP GM WH]-[ADJA ADJS ADJA-WM]-7030-800-[2L 3 P 4 4N7 HA ALL MS SENSORS DIMRF-LW DIMRF-LN L90 R90 MT TH LCF CE] | Outdoor Luminaires | High Output | Architectural Flood and Spot Luminaires | Standard | FALSE | [9 empty] | 42670 |  |  | Yes |  | 3.1 | 13690 | 110.4 | 124 | 2.19 | 1 | 3000 | 70
PPB5P2BS | Eaton (formerly Cooper Lighting) | Mcgraw-Edison | GLEON-AF-03-LED-[E1 347 480]-5MQ-[AP BZ BK DP GM WH]-[ADJA ADJS ADJA-WM]-7030-800-[P PER7 R HA ALL MS LWR SENSORS L90 R90 MT TH LCF CE] | Outdoor Luminaires | High Output | Architectural Flood and Spot Luminaires | Standard | FALSE | [9 empty] | 42670 |  |  | Yes |  | 3.1 | 13653 | 110.1 | 124 | 2.19 | 1 | 3000 | 70
PBBN3XYN | Eaton (formerly Cooper Lighting) | Streetworks | GAN-AF-03-LED-[U 8 9]-5MQ-[AP BZ BK DP GM WH]-[ADJA ADJS ADJA-WM]-7030-800-[2L 3 P 4 4N7 HA ALL MS SENSORS DIMRF-LW DIMRF-LN L90 R90 MT TH LCF CE] | Outdoor Luminaires | High Output | Architectural Flood and Spot Luminaires | Standard | FALSE | [9 empty] | 42670 |  |  | Yes |  | 3.1 | 13653 | 110.1 | 124 | 2.19 | 1 | 3000 | 70
PRKK5A19 | Eaton (formerly Cooper Lighting) | Streetworks | GAN-AF-03-LED-[U 8 9]-5NQ-[AP BZ BK DP GM WH]-[ADJA ADJS ADJA-WM]-7030-800-[2L 3 P 4 4N7 HA ALL MS SENSORS DIMRF-LW DIMRF-LN L90 R90 MT TH LCF CE] | Outdoor Luminaires | High Output | Architectural Flood and Spot Luminaires | Standard | FALSE | [9 empty] | 42670 |  |  | Yes |  | 3.1 | 13406 | 108.1 | 124 | 2.19 | 1 | 3000 | 70
PGWHUBV6 | Eaton (formerly Cooper Lighting) | Mcgraw-Edison | GLEON-AF-03-LED-[E1 347 480]-5NQ-[AP BZ BK DP GM WH]-[ADJA ADJS ADJA-WM]-7030-800-[P PER7 R HA ALL MS LWR SENSORS L90 R90 MT TH LCF CE] | Outdoor Luminaires | High Output | Architectural Flood and Spot Luminaires | Standard | FALSE | [9 empty] | 42670 |  |  | Yes |  | 3.1 | 13406 | 108.1 | 124 | 2.19 | 1 | 3000 | 70
PQRCXNBC | Eaton (formerly Cooper Lighting) | Streetworks | GAN-AF-04-LED-U-5WQ-[AP BZ BK DP GM WH]-[ADJA ADJS ADJA-WM]-7030-[2L 3 P 4 4N7 HA ALL MS SENSORS DIMRF-LW DIMRF-LN L90 R90 MT TH LCF CE] | Outdoor Luminaires | High Output | Architectural Flood and Spot Luminaires | Standard | FALSE | [9 empty] | 42670 |  |  | Yes |  | 3.1 | 22388 | 99.5 | 225 | 1.65 | 1 | 3000 | 70
P5FPQWTB | Eaton (formerly Cooper Lighting) | Mcgraw-Edison | GLEON-AF-04-LED-E1-5WQ-[AP BZ BK DP GM WH]-[ADJA ADJS ADJA-WM]-7030-[P PER7 R HA ALL MS LWR SENSORS L90 R90 MT TH LCF CE] | Outdoor Luminaires | High Output | Architectural Flood and Spot Luminaires | Standard | FALSE | [9 empty] | 42670 |  |  | Yes |  | 3.1 | 22388 | 99.5 | 225 | 1.65 | 1 | 3000 | 70
PG1ME1MA | Eaton (formerly Cooper Lighting) | Streetworks | GAN-AF-04-LED-U-5MQ-[AP BZ BK DP GM WH]-[ADJA ADJS ADJA-WM]-7030-[2L 3 P 4 4N7 HA ALL MS SENSORS DIMRF-LW DIMRF-LN L90 R90 MT TH LCF CE] | Outdoor Luminaires | High Output | Architectural Flood and Spot Luminaires | Standard | FALSE | [9 empty] | 42670 |  |  | Yes |  | 3.1 | 22328 | 99.2 | 225 | 1.65 | 1 | 3000 | 70
P7Z7K595 | Eaton (formerly Cooper Lighting) | Mcgraw-Edison | GLEON-AF-04-LED-E1-5MQ-[AP BZ BK DP GM WH]-[ADJA ADJS ADJA-WM]-7030-[P PER7 R HA ALL MS LWR SENSORS L90 R90 MT TH LCF CE] | Outdoor Luminaires | High Output | Architectural Flood and Spot Luminaires | Standard | FALSE | [9 empty] | 42670 |  |  | Yes |  | 3.1 | 22328 | 99.2 | 225 | 1.65 | 1 | 3000 | 70
PJ92HHBG | Eaton (formerly Cooper Lighting) | Mcgraw-Edison | GLEON-AF-02-LED-E1-5WQ-[AP BZ BK DP GM WH]-[ADJA ADJS ADJA-WM]-7030-[P PER7 R HA ALL MS LWR SENSORS L90 R90 MT TH LCF CE] | Outdoor Luminaires | High Output | Architectural Flood and Spot Luminaires | Standard | FALSE | [9 empty] | 42670 |  |  | Yes |  | 3.1 | 11355 | 100.5 | 113 | 1.65 | 1 | 3000 | 70
P7UZ7JMH | Eaton (formerly Cooper Lighting) | Streetworks | GAN-AF-02-LED-U-5WQ-[AP BZ BK DP GM WH]-[ADJA ADJS ADJA-WM]-7030-[2L 3 P 4 4N7 HA ALL MS SENSORS DIMRF-LW DIMRF-LN L90 R90 MT TH LCF CE] | Outdoor Luminaires | High Output | Architectural Flood and Spot Luminaires | Standard | FALSE | [9 empty] | 42670 |  |  | Yes |  | 3.1 | 11355 | 100.5 | 113 | 1.65 | 1 | 3000 | 70
PSC44QKU | Eaton (formerly Cooper Lighting) | Streetworks | GAN-AF-02-LED-U-5MQ-[AP BZ BK DP GM WH]-[ADJA ADJS ADJA-WM]-7030-[2L 3 P 4 4N7 HA ALL MS SENSORS DIMRF-LW DIMRF-LN L90 R90 MT TH LCF CE] | Outdoor Luminaires | High Output | Architectural Flood and Spot Luminaires | Standard | FALSE | [9 empty] | 42670 |  |  | Yes |  | 3.1 | 11325 | 100.2 | 113 | 1.65 | 1 | 3000 | 70
P3XA5ZXR | Eaton (formerly Cooper Lighting) | Mcgraw-Edison | GLEON-AF-02-LED-E1-5MQ-[AP BZ BK DP GM WH]-[ADJA ADJS ADJA-WM]-7030-[P PER7 R HA ALL MS LWR SENSORS L90 R90 MT TH LCF CE] | Outdoor Luminaires | High Output | Architectural Flood and Spot Luminaires | Standard | FALSE | [9 empty] | 42670 |  |  | Yes |  | 3.1 | 11325 | 100.2 | 113 | 1.65 | 1 | 3000 | 70
PT2AXQGC | Eaton (formerly Cooper Lighting) | Mcgraw-Edison | GLEON-AF-02-LED-E1-5NQ-[AP BZ BK DP GM WH]-[ADJA ADJS ADJA-WM]-7030-[P PER7 R HA ALL MS LWR SENSORS L90 R90 MT TH LCF CE] | Outdoor Luminaires | High Output | Architectural Flood and Spot Luminaires | Standard | FALSE | [9 empty] | 42670 |  |  | Yes |  | 3.1 | 11121 | 98.4 | 113 | 1.65 | 1 | 3000 | 70
PMYZWGMP | Eaton (formerly Cooper Lighting) | Streetworks | GAN-AF-02-LED-U-5NQ-[AP BZ BK DP GM WH]-[ADJA ADJS ADJA-WM]-7030-[2L 3 P 4 4N7 HA ALL MS SENSORS DIMRF-LW DIMRF-LN L90 R90 MT TH LCF CE] | Outdoor Luminaires | High Output | Architectural Flood and Spot Luminaires | Standard | FALSE | [9 empty] | 42670 |  |  | Yes |  | 3.1 | 11121 | 98.4 | 113 | 1.65 | 1 | 3000 | 70
P8N34MJH | Eaton (formerly Cooper Lighting) | Streetworks | GAN-AF-02-LED-U-5WQ-[AP BZ BK DP GM WH]-[ADJA ADJS ADJA-WM]-7030-600-[2L 3 P 4 4N7 HA ALL MS SENSORS DIMRF-LW DIMRF-LN L90 R90 MT TH LCF CE] | Outdoor Luminaires | Mid Output | Architectural Flood and Spot Luminaires | Premium | FALSE | [9 empty] | 42670 |  |  | Yes |  | 3.1 | 7482 | 113.4 | 66 | 1.24 | 1 | 3000 | 70
P83T451G | Eaton (formerly Cooper Lighting) | Mcgraw-Edison | GLEON-AF-02-LED-E1-5WQ-[AP BZ BK DP GM WH]-[ADJA ADJS ADJA-WM]-7030-600-[P PER7 R HA ALL MS LWR SENSORS L90 R90 MT TH LCF CE] | Outdoor Luminaires | Mid Output | Architectural Flood and Spot Luminaires | Premium | FALSE | [9 empty] | 42670 |  |  | Yes |  | 3.1 | 7482 | 113.4 | 66 | 1.24 | 1 | 3000 | 70
PDZ9Y7DK | Eaton (formerly Cooper Lighting) | Mcgraw-Edison | GLEON-AF-02-LED-E1-5MQ-[AP BZ BK DP GM WH]-[ADJA ADJS ADJA-WM]-7030-600-[P PER7 R HA ALL MS LWR SENSORS L90 R90 MT TH LCF CE] | Outdoor Luminaires | Mid Output | Architectural Flood and Spot Luminaires | Premium | FALSE | [9 empty] | 42670 |  |  | Yes |  | 3.1 | 7461 | 113 | 66 | 1.24 | 1 | 3000 | 70
PADCEEV7 | Eaton (formerly Cooper Lighting) | Streetworks | GAN-AF-02-LED-U-5MQ-[AP BZ BK DP GM WH]-[ADJA ADJS ADJA-WM]-7030-600-[2L 3 P 4 4N7 HA ALL MS SENSORS DIMRF-LW DIMRF-LN L90 R90 MT TH LCF CE] | Outdoor Luminaires | Mid Output | Architectural Flood and Spot Luminaires | Premium | FALSE | [9 empty] | 42670 |  |  | Yes |  | 3.1 | 7461 | 113 | 66 | 1.24 | 1 | 3000 | 70
PUKAWKC4 | Eaton (formerly Cooper Lighting) | Mcgraw-Edison | GLEON-AF-02-LED-[E1 347 480]-5NQ-[AP BZ BK DP GM WH]-[ADJA ADJS ADJA-WM]-7030-600-[P PER7 R HA ALL MS LWR SENSORS L90 R90 MT TH LCF CE] | Outdoor Luminaires | Mid Output | Architectural Flood and Spot Luminaires | Standard | FALSE | [9 empty] | 42670 |  |  | Yes |  | 3.1 | 7327 | 111 | 66 | 1.24 | 1 | 3000 | 70
PH91BUJT | Eaton (formerly Cooper Lighting) | Streetworks | GAN-AF-02-LED-[U 8 9]-5NQ-[AP BZ BK DP GM WH]-[ADJA ADJS ADJA-WM]-7030-600-[2L 3 P 4 4N7 HA ALL MS SENSORS DIMRF-LW DIMRF-LN L90 R90 MT TH LCF CE] | Outdoor Luminaires | Mid Output | Architectural Flood and Spot Luminaires | Standard | FALSE | [9 empty] | 42670 |  |  | Yes |  | 3.1 | 7327 | 111 | 66 | 1.24 | 1 | 3000 | 70
PPR1FUFS | Eaton (formerly Cooper Lighting) | Mcgraw-Edison | GLEON-AF-02-LED-[E1 347 480]-5WQ-[AP BZ BK DP GM WH]-[ADJA ADJS ADJA-WM]-7030-800-[P PER7 R HA ALL MS LWR SENSORS L90 R90 MT TH LCF CE] | Outdoor Luminaires | Mid Output | Architectural Flood and Spot Luminaires | Standard | FALSE | [9 empty] | 42670 |  |  | Yes |  | 3.1 | 9175 | 107.9 | 85 | 1.17 | 1 | 3000 | 70
PPAQJGE3 | Eaton (formerly Cooper Lighting) | Streetworks | GAN-AF-02-LED-[U 8 9]-5WQ-[AP BZ BK DP GM WH]-[ADJA ADJS ADJA-WM]-7030-800-[2L 3 P 4 4N7 HA ALL MS SENSORS DIMRF-LW DIMRF-LN L90 R90 MT TH LCF CE] | Outdoor Luminaires | Mid Output | Architectural Flood and Spot Luminaires | Standard | FALSE | [9 empty] | 42670 |  |  | Yes |  | 3.1 | 9175 | 107.9 | 85 | 1.17 | 1 | 3000 | 70
PV86NPDP | Eaton (formerly Cooper Lighting) | Streetworks | GAN-AF-02-LED-[U 8 9]-5MQ-[AP BZ BK DP GM WH]-[ADJA ADJS ADJA-WM]-7030-800-[2L 3 P 4 4N7 HA ALL MS SENSORS DIMRF-LW DIMRF-LN L90 R90 MT TH LCF CE] | Outdoor Luminaires | Mid Output | Architectural Flood and Spot Luminaires | Standard | FALSE | [9 empty] | 42670 |  |  | Yes |  | 3.1 | 9150 | 107.6 | 85 | 1.17 | 1 | 3000 | 70
P7QVU4QC | Eaton (formerly Cooper Lighting) | Mcgraw-Edison | GLEON-AF-02-LED-[E1 347 480]-5MQ-[AP BZ BK DP GM WH]-[ADJA ADJS ADJA-WM]-7030-800-[P PER7 R HA ALL MS LWR SENSORS L90 R90 MT TH LCF CE] | Outdoor Luminaires | Mid Output | Architectural Flood and Spot Luminaires | Standard | FALSE | [9 empty] | 42670 |  |  | Yes |  | 3.1 | 9150 | 107.6 | 85 | 1.17 | 1 | 3000 | 70
PK429HDT | Eaton (formerly Cooper Lighting) | Mcgraw-Edison | GLEON-AF-02-LED-[E1 347 480]-5NQ-[AP BZ BK DP GM WH]-[ADJA ADJS ADJA-WM]-7030-800-[P PER7 R HA ALL MS LWR SENSORS L90 R90 MT TH LCF CE] | Outdoor Luminaires | Mid Output | Architectural Flood and Spot Luminaires | Standard | FALSE | [9 empty] | 42670 |  |  | Yes |  | 3.1 | 8985 | 105.7 | 85 | 1.17 | 1 | 3000 | 70
P96X7YEJ | Eaton (formerly Cooper Lighting) | Streetworks | GAN-AF-02-LED-[U 8 9]-5NQ-[AP BZ BK DP GM WH]-[ADJA ADJS ADJA-WM]-7030-800-[2L 3 P 4 4N7 HA ALL MS SENSORS DIMRF-LW DIMRF-LN L90 R90 MT TH LCF CE] | Outdoor Luminaires | Mid Output | Architectural Flood and Spot Luminaires | Standard | FALSE | [9 empty] | 42670 |  |  | Yes |  | 3.1 | 8985 | 105.7 | 85 | 1.17 | 1 | 3000 | 70
PV82SQ17 | Eaton (formerly Cooper Lighting) | Streetworks | GAN-AF-04-LED-U-5WQ-[AP BZ BK DP GM WH]-[ADJA ADJS ADJA-WM]-7030-800-[2L 3 P 4 4N7 HA ALL MS SENSORS DIMRF-LW DIMRF-LN L90 R90 MT TH LCF CE] | Outdoor Luminaires | High Output | Architectural Flood and Spot Luminaires | Standard | FALSE | [9 empty] | 42670 |  |  | Yes |  | 3.1 | 18088 | 105.8 | 171 | 1.17 | 1 | 3000 | 70
PBCTYF1X | Eaton (formerly Cooper Lighting) | Mcgraw-Edison | GLEON-AF-04-LED-E1-5WQ-[AP BZ BK DP GM WH]-[ADJA ADJS ADJA-WM]-7030-800-[P PER7 R HA ALL MS LWR SENSORS L90 R90 MT TH LCF CE] | Outdoor Luminaires | High Output | Architectural Flood and Spot Luminaires | Standard | FALSE | [9 empty] | 42670 |  |  | Yes |  | 3.1 | 18088 | 105.8 | 171 | 1.17 | 1 | 3000 | 70
PZ3Z74S3 | Eaton (formerly Cooper Lighting) | Streetworks | GAN-AF-04-LED-U-5MQ-[AP BZ BK DP GM WH]-[ADJA ADJS ADJA-WM]-7030-800-[2L 3 P 4 4N7 HA ALL MS SENSORS DIMRF-LW DIMRF-LN L90 R90 MT TH LCF CE] | Outdoor Luminaires | High Output | Architectural Flood and Spot Luminaires | Standard | FALSE | [9 empty] | 42670 |  |  | Yes |  | 3.1 | 18040 | 105.5 | 171 | 1.17 | 1 | 3000 | 70
PNCWAGW8 | Eaton (formerly Cooper Lighting) | Mcgraw-Edison | GLEON-AF-04-LED-E1-5MQ-[AP BZ BK DP GM WH]-[ADJA ADJS ADJA-WM]-7030-800-[P PER7 R HA ALL MS LWR SENSORS L90 R90 MT TH LCF CE] | Outdoor Luminaires | High Output | Architectural Flood and Spot Luminaires | Standard | FALSE | [9 empty] | 42670 |  |  | Yes |  | 3.1 | 18040 | 105.5 | 171 | 1.17 | 1 | 3000 | 70
PX296782 | Eaton (formerly Cooper Lighting) | Mcgraw-Edison | GLEON-AF-04-LED-E1-5NQ-[AP BZ BK DP GM WH]-[ADJA ADJS ADJA-WM]-7030-800-[P PER7 R HA ALL MS LWR SENSORS L90 R90 MT TH LCF CE] | Outdoor Luminaires | High Output | Architectural Flood and Spot Luminaires | Standard | FALSE | [9 empty] | 42670 |  |  | Yes |  | 3.1 | 17714 | 103.6 | 171 | 1.17 | 1 | 3000 | 70
PV4SNPE7 | Eaton (formerly Cooper Lighting) | Streetworks | GAN-AF-04-LED-U-5NQ-[AP BZ BK DP GM WH]-[ADJA ADJS ADJA-WM]-7030-800-[2L 3 P 4 4N7 HA ALL MS SENSORS DIMRF-LW DIMRF-LN L90 R90 MT TH LCF CE] | Outdoor Luminaires | High Output | Architectural Flood and Spot Luminaires | Standard | FALSE | [9 empty] | 42670 |  |  | Yes |  | 3.1 | 17714 | 103.6 | 171 | 1.17 | 1 | 3000 | 70
PP9BFZAN | Eaton (formerly Cooper Lighting) | Mcgraw-Edison | GLEON-AF-01-LED-[E1 347 480]-RW-[AP BZ BK DP GM WH]-[ADJA ADJS ADJA-WM]-7030-600-[P PER7 R HA ALL MS LWR SENSORS L90 R90 MT TH LCF CE] | Outdoor Luminaires | Low Output | Architectural Flood and Spot Luminaires | Standard | FALSE | [9 empty] | 42670 |  |  | Yes |  | 3.1 | 3715 | 109.3 | 34 | 6.42 | 1 | 3000 | 70
PHCNUN9H | Eaton (formerly Cooper Lighting) | Streetworks | GAN-AF-01-LED-[U 8 9]-RW-[AP BZ BK DP GM WH]-[ADJA ADJS ADJA-WM]-7030-600-[2L 3 P 4 4N7 HA ALL MS SENSORS DIMRF-LW DIMRF-LN L90 R90 MT TH LCF CE] | Outdoor Luminaires | Low Output | Architectural Flood and Spot Luminaires | Standard | FALSE | [9 empty] | 42670 |  |  | Yes |  | 3.1 | 3715 | 109.3 | 34 | 6.42 | 1 | 3000 | 70
PZVGH4WZ | Eaton (formerly Cooper Lighting) | Streetworks | GAN-AF-01-LED-[U 8 9]-T4FT-[AP BZ BK DP GM WH]-[ADJA ADJS ADJA-WM]-7030-600-[2L 3 P 4 4N7 HA ALL MS SENSORS DIMRF-LW DIMRF-LN L90 R90 MT TH LCF CE] | Outdoor Luminaires | Low Output | Architectural Flood and Spot Luminaires | Standard | FALSE | [9 empty] | 42670 |  |  | Yes |  | 3.1 | 3657 | 107.6 | 34 | 6.42 | 1 | 3000 | 70
PXUQFD2R | Eaton (formerly Cooper Lighting) | Mcgraw-Edison | GLEON-AF-01-LED-[E1 347 480]-T4FT-[AP BZ BK DP GM WH]-[ADJA ADJS ADJA-WM]-7030-600-[P PER7 R HA ALL MS LWR SENSORS L90 R90 MT TH LCF CE] | Outdoor Luminaires | Low Output | Architectural Flood and Spot Luminaires | Standard | FALSE | [9 empty] | 42670 |  |  | Yes |  | 3.1 | 3657 | 107.6 | 34 | 6.42 | 1 | 3000 | 70
PDEMDXYC | Eaton (formerly Cooper Lighting) | Mcgraw-Edison | GLEON-AF-01-LED-[E1 347 480]-SL3-[AP BZ BK DP GM WH]-[ADJA ADJS ADJA-WM]-7030-600-[P PER7 R HA ALL MS LWR SENSORS L90 R90 MT TH LCF CE] | Outdoor Luminaires | Low Output | Architectural Flood and Spot Luminaires | Standard | FALSE | [9 empty] | 42670 |  |  | Yes |  | 3.1 | 3635 | 106.9 | 34 | 6.42 | 1 | 3000 | 70
P723FRWS | Eaton (formerly Cooper Lighting) | Streetworks | GAN-AF-01-LED-[U 8 9]-SL3-[AP BZ BK DP GM WH]-[ADJA ADJS ADJA-WM]-7030-600-[2L 3 P 4 4N7 HA ALL MS SENSORS DIMRF-LW DIMRF-LN L90 R90 MT TH LCF CE] | Outdoor Luminaires | Low Output | Architectural Flood and Spot Luminaires | Standard | FALSE | [9 empty] | 42670 |  |  | Yes |  | 3.1 | 3635 | 106.9 | 34 | 6.42 | 1 | 3000 | 70
PZGYDN6K | Eaton (formerly Cooper Lighting) | Streetworks | GAN-AF-01-LED-[U 8 9]-T4W-[AP BZ BK DP GM WH]-[ADJA ADJS ADJA-WM]-7030-600-[2L 3 P 4 4N7 HA ALL MS SENSORS DIMRF-LW DIMRF-LN L90 R90 MT TH LCF CE] | Outdoor Luminaires | Low Output | Architectural Flood and Spot Luminaires | Standard | FALSE | [9 empty] | 42670 |  |  | Yes |  | 3.1 | 3609 | 106.1 | 34 | 6.42 | 1 | 3000 | 70
PX5PYNNE | Eaton (formerly Cooper Lighting) | Mcgraw-Edison | GLEON-AF-01-LED-[E1 347 480]-T4W-[AP BZ BK DP GM WH]-[ADJA ADJS ADJA-WM]-7030-600-[P PER7 R HA ALL MS LWR SENSORS L90 R90 MT TH LCF CE] | Outdoor Luminaires | Low Output | Architectural Flood and Spot Luminaires | Standard | FALSE | [9 empty] | 42670 |  |  | Yes |  | 3.1 | 3609 | 106.1 | 34 | 6.42 | 1 | 3000 | 70
PQW5APJ1 | Eaton (formerly Cooper Lighting) | Streetworks | GAN-AF-01-LED-U-SL2-[AP BZ BK DP GM WH]-[ADJA ADJS ADJA-WM]-7030-600-[2L 3 P 4 4N7 HA ALL MS SENSORS DIMRF-LW DIMRF-LN L90 R90 MT TH LCF CE] | Outdoor Luminaires | Low Output | Architectural Flood and Spot Luminaires | Standard | FALSE | [9 empty] | 42670 |  |  | Yes |  | 3.1 | 3560 | 104.7 | 34 | 6.42 | 1 | 3000 | 70
PJCWBGB1 | Eaton (formerly Cooper Lighting) | Mcgraw-Edison | GLEON-AF-01-LED-E1-SL2-[AP BZ BK DP GM WH]-[ADJA ADJS ADJA-WM]-7030-600-[P PER7 R HA ALL MS LWR SENSORS L90 R90 MT TH LCF CE] | Outdoor Luminaires | Low Output | Architectural Flood and Spot Luminaires | Standard | FALSE | [9 empty] | 42670 |  |  | Yes |  | 3.1 | 3560 | 104.7 | 34 | 6.42 | 1 | 3000 | 70
PRABG26H | Eaton (formerly Cooper Lighting) | Streetworks | GAN-AF-01-LED-U-RW-[AP BZ BK DP GM WH]-[ADJA ADJS ADJA-WM]-7030-800-[2L 3 P 4 4N7 HA ALL MS SENSORS DIMRF-LW DIMRF-LN L90 R90 MT TH LCF CE] | Outdoor Luminaires | Low Output | Architectural Flood and Spot Luminaires | Standard | FALSE | [9 empty] | 42670 |  |  | Yes |  | 3.1 | 4556 | 103.5 | 44 | 5.13 | 1 | 3000 | 70
PAXD46E4 | Eaton (formerly Cooper Lighting) | Mcgraw-Edison | GLEON-AF-01-LED-E1-RW-[AP BZ BK DP GM WH]-[ADJA ADJS ADJA-WM]-7030-800-[P PER7 R HA ALL MS LWR SENSORS L90 R90 MT TH LCF CE] | Outdoor Luminaires | Low Output | Architectural Flood and Spot Luminaires | Standard | FALSE | [9 empty] | 42670 |  |  | Yes |  | 3.1 | 4556 | 103.5 | 44 | 5.13 | 1 | 3000 | 70
PSX6SYJE | Eaton (formerly Cooper Lighting) | Streetworks | GAN-AF-01-LED-U-T4FT-[AP BZ BK DP GM WH]-[ADJA ADJS ADJA-WM]-7030-800-[2L 3 P 4 4N7 HA ALL MS SENSORS DIMRF-LW DIMRF-LN L90 R90 MT TH LCF CE] | Outdoor Luminaires | Low Output | Architectural Flood and Spot Luminaires | Standard | FALSE | [9 empty] | 42670 |  |  | Yes |  | 3.1 | 4484 | 101.9 | 44 | 5.13 | 1 | 3000 | 70
PKN9BUXT | Eaton (formerly Cooper Lighting) | Mcgraw-Edison | GLEON-AF-01-LED-E1-T4FT-[AP BZ BK DP GM WH]-[ADJA ADJS ADJA-WM]-7030-800-[P PER7 R HA ALL MS LWR SENSORS L90 R90 MT TH LCF CE] | Outdoor Luminaires | Low Output | Architectural Flood and Spot Luminaires | Standard | FALSE | [9 empty] | 42670 |  |  | Yes |  | 3.1 | 4484 | 101.9 | 44 | 5.13 | 1 | 3000 | 70
PAEET5HR | Eaton (formerly Cooper Lighting) | Mcgraw-Edison | GLEON-AF-01-LED-E1-SL3-[AP BZ BK DP GM WH]-[ADJA ADJS ADJA-WM]-7030-800-[P PER7 R HA ALL MS LWR SENSORS L90 R90 MT TH LCF CE] | Outdoor Luminaires | Low Output | Architectural Flood and Spot Luminaires | Standard | FALSE | [9 empty] | 42670 |  |  | Yes |  | 3.1 | 4458 | 101.3 | 44 | 5.13 | 1 | 3000 | 70
P7CCFVAH | Eaton (formerly Cooper Lighting) | Streetworks | GAN-AF-01-LED-U-SL3-[AP BZ BK DP GM WH]-[ADJA ADJS ADJA-WM]-7030-800-[2L 3 P 4 4N7 HA ALL MS SENSORS DIMRF-LW DIMRF-LN L90 R90 MT TH LCF CE] | Outdoor Luminaires | Low Output | Architectural Flood and Spot Luminaires | Standard | FALSE | [9 empty] | 42670 |  |  | Yes |  | 3.1 | 4458 | 101.3 | 44 | 5.13 | 1 | 3000 | 70
PZ3RP43M | Eaton (formerly Cooper Lighting) | Streetworks | GAN-AF-01-LED-U-T4W-[AP BZ BK DP GM WH]-[ADJA ADJS ADJA-WM]-7030-800-[2L 3 P 4 4N7 HA ALL MS SENSORS DIMRF-LW DIMRF-LN L90 R90 MT TH LCF CE] | Outdoor Luminaires | Low Output | Architectural Flood and Spot Luminaires | Standard | FALSE | [9 empty] | 42670 |  |  | Yes |  | 3.1 | 4426 | 100.6 | 44 | 5.13 | 1 | 3000 | 70
P3NPSEFY | Eaton (formerly Cooper Lighting) | Mcgraw-Edison | GLEON-AF-01-LED-E1-T4W-[AP BZ BK DP GM WH]-[ADJA ADJS ADJA-WM]-7030-800-[P PER7 R HA ALL MS LWR SENSORS L90 R90 MT TH LCF CE] | Outdoor Luminaires | Low Output | Architectural Flood and Spot Luminaires | Standard | FALSE | [9 empty] | 42670 |  |  | Yes |  | 3.1 | 4426 | 100.6 | 44 | 5.13 | 1 | 3000 | 70
PSW5R99A | Eaton (formerly Cooper Lighting) | Streetworks | GAN-AF-01-LED-U-SL2-[AP BZ BK DP GM WH]-[ADJA ADJS ADJA-WM]-7030-800-[2L 3 P 4 4N7 HA ALL MS SENSORS DIMRF-LW DIMRF-LN L90 R90 MT TH LCF CE] | Outdoor Luminaires | Low Output | Architectural Flood and Spot Luminaires | Standard | FALSE | [9 empty] | 42670 |  |  | Yes |  | 3.1 | 4367 | 99.3 | 44 | 5.13 | 1 | 3000 | 70
P43G2DCZ | Eaton (formerly Cooper Lighting) | Mcgraw-Edison | GLEON-AF-01-LED-E1-SL2-[AP BZ BK DP GM WH]-[ADJA ADJS ADJA-WM]-7030-800-[P PER7 R HA ALL MS LWR SENSORS L90 R90 MT TH LCF CE] | Outdoor Luminaires | Low Output | Architectural Flood and Spot Luminaires | Standard | FALSE | [9 empty] | 42670 |  |  | Yes |  | 3.1 | 4367 | 99.3 | 44 | 5.13 | 1 | 3000 | 70
PHJT6UBZ | Eaton (formerly Cooper Lighting) | Streetworks | GAN-AF-03-LED-U-[SLL SLR]-[AP BZ BK DP GM WH]-[ADJA ADJS ADJA-WM]-7030-600-[2L 3 P 4 4N7 HA ALL MS SENSORS DIMRF-LW DIMRF-LN L90 R90 MT TH LCF CE] | Outdoor Luminaires | Mid Output | Architectural Flood and Spot Luminaires | Standard | FALSE | [9 empty] | 42670 |  |  | Yes |  | 3.1 | 9314 | 97 | 96 | 3.49 | 1 | 3000 | 70
P5A9CD8F | Eaton (formerly Cooper Lighting) | Mcgraw-Edison | GLEON-AF-03-LED-E1-[SLL SLR]-[AP BZ BK DP GM WH]-[ADJA ADJS ADJA-WM]-7030-600-[P PER7 R HA ALL MS LWR SENSORS L90 R90 MT TH LCF CE] | Outdoor Luminaires | Mid Output | Architectural Flood and Spot Luminaires | Standard | FALSE | [9 empty] | 42670 |  |  | Yes |  | 3.1 | 9314 | 97 | 96 | 3.49 | 1 | 3000 | 70
PTTZKRHJ | Eaton (formerly Cooper Lighting) | Streetworks | GAN-AF-07-LED-[U 8 9]-RW-[AP BZ BK DP GM WH]-[ADJA ADJS ADJA-WM]-7030-600-[2L 3 P 4 4N7 HA ALL MS SENSORS DIMRF-LW DIMRF-LN L90 R90 MT TH LCF CE] | Outdoor Luminaires | High Output | Architectural Flood and Spot Luminaires | Standard | FALSE | [9 empty] | 42670 |  |  | Yes |  | 3.1 | 25101 | 111.1 | 226 | 3.49 | 1 | 3000 | 70
P6CSV88C | Eaton (formerly Cooper Lighting) | Mcgraw-Edison | GLEON-AF-07-LED-[E1 347 480]-RW-[AP BZ BK DP GM WH]-[ADJA ADJS ADJA-WM]-7030-600-[P PER7 R HA ALL MS LWR SENSORS L90 R90 MT TH LCF CE] | Outdoor Luminaires | High Output | Architectural Flood and Spot Luminaires | Standard | FALSE | [9 empty] | 42670 |  |  | Yes |  | 3.1 | 25101 | 111.1 | 226 | 3.49 | 1 | 3000 | 70
PNBNKAEV | Eaton (formerly Cooper Lighting) | Streetworks | GAN-AF-07-LED-[U 8 9]-T4FT-[AP BZ BK DP GM WH]-[ADJA ADJS ADJA-WM]-7030-600-[2L 3 P 4 4N7 HA ALL MS SENSORS DIMRF-LW DIMRF-LN L90 R90 MT TH LCF CE] | Outdoor Luminaires | High Output | Architectural Flood and Spot Luminaires | Standard | FALSE | [9 empty] | 42670 |  |  | Yes |  | 3.1 | 24703 | 109.3 | 226 | 3.49 | 1 | 3000 | 70
PDGADQA5 | Eaton (formerly Cooper Lighting) | Mcgraw-Edison | GLEON-AF-07-LED-[E1 347 480]-T4FT-[AP BZ BK DP GM WH]-[ADJA ADJS ADJA-WM]-7030-600-[P PER7 R HA ALL MS LWR SENSORS L90 R90 MT TH LCF CE] | Outdoor Luminaires | High Output | Architectural Flood and Spot Luminaires | Standard | FALSE | [9 empty] | 42670 |  |  | Yes |  | 3.1 | 24703 | 109.3 | 226 | 3.49 | 1 | 3000 | 70
PQRZ3U3Q | Eaton (formerly Cooper Lighting) | Streetworks | GAN-AF-07-LED-[U 8 9]-SL3-[AP BZ BK DP GM WH]-[ADJA ADJS ADJA-WM]-7030-600-[2L 3 P 4 4N7 HA ALL MS SENSORS DIMRF-LW DIMRF-LN L90 R90 MT TH LCF CE] | Outdoor Luminaires | High Output | Architectural Flood and Spot Luminaires | Standard | FALSE | [9 empty] | 42670 |  |  | Yes |  | 3.1 | 24557 | 108.7 | 226 | 3.49 | 1 | 3000 | 70
PG3GPBHH | Eaton (formerly Cooper Lighting) | Mcgraw-Edison | GLEON-AF-07-LED-[E1 347 480]-SL3-[AP BZ BK DP GM WH]-[ADJA ADJS ADJA-WM]-7030-600-[P PER7 R HA ALL MS LWR SENSORS L90 R90 MT TH LCF CE] | Outdoor Luminaires | High Output | Architectural Flood and Spot Luminaires | Standard | FALSE | [9 empty] | 42670 |  |  | Yes |  | 3.1 | 24557 | 108.7 | 226 | 3.49 | 1 | 3000 | 70
PKQB2EU5 | Eaton (formerly Cooper Lighting) | Streetworks | GAN-AF-07-LED-[U 8 9]-T4W-[AP BZ BK DP GM WH]-[ADJA ADJS ADJA-WM]-7030-600-[2L 3 P 4 4N7 HA ALL MS SENSORS DIMRF-LW DIMRF-LN L90 R90 MT TH LCF CE] | Outdoor Luminaires | High Output | Architectural Flood and Spot Luminaires | Standard | FALSE | [9 empty] | 42670 |  |  | Yes |  | 3.1 | 24384 | 107.9 | 226 | 3.49 | 1 | 3000 | 70
PDPXQ2G6 | Eaton (formerly Cooper Lighting) | Mcgraw-Edison | GLEON-AF-07-LED-[E1 347 480]-T4W-[AP BZ BK DP GM WH]-[ADJA ADJS ADJA-WM]-7030-600-[P PER7 R HA ALL MS LWR SENSORS L90 R90 MT TH LCF CE] | Outdoor Luminaires | High Output | Architectural Flood and Spot Luminaires | Standard | FALSE | [9 empty] | 42670 |  |  | Yes |  | 3.1 | 24384 | 107.9 | 226 | 3.49 | 1 | 3000 | 70
PHEC1F8W | Eaton (formerly Cooper Lighting) | Mcgraw-Edison | GLEON-AF-07-LED-[E1 347 480]-SL2-[AP BZ BK DP GM WH]-[ADJA ADJS ADJA-WM]-7030-600-[P PER7 R HA ALL MS LWR SENSORS L90 R90 MT TH LCF CE] | Outdoor Luminaires | High Output | Architectural Flood and Spot Luminaires | Standard | FALSE | [9 empty] | 42670 |  |  | Yes |  | 3.1 | 24055 | 106.4 | 226 | 3.49 | 1 | 3000 | 70
PEUMJJS9 | Eaton (formerly Cooper Lighting) | Streetworks | GAN-AF-07-LED-[U 8 9]-SL2-[AP BZ BK DP GM WH]-[ADJA ADJS ADJA-WM]-7030-600-[2L 3 P 4 4N7 HA ALL MS SENSORS DIMRF-LW DIMRF-LN L90 R90 MT TH LCF CE] | Outdoor Luminaires | High Output | Architectural Flood and Spot Luminaires | Standard | FALSE | [9 empty] | 42670 |  |  | Yes |  | 3.1 | 24055 | 106.4 | 226 | 3.49 | 1 | 3000 | 70
PF4QSGHY | Eaton (formerly Cooper Lighting) | Mcgraw-Edison | GLEON-AF-06-LED-[E1 347 480]-RW-[AP BZ BK DP GM WH]-[ADJA ADJS ADJA-WM]-7030-600-[P PER7 R HA ALL MS LWR SENSORS L90 R90 MT TH LCF CE] | Outdoor Luminaires | High Output | Architectural Flood and Spot Luminaires | Standard | FALSE | [9 empty] | 42670 |  |  | Yes |  | 3.1 | 21224 | 110 | 193 | 3.49 | 1 | 3000 | 70
P4KVZCN4 | Eaton (formerly Cooper Lighting) | Streetworks | GAN-AF-06-LED-[U 8 9]-RW-[AP BZ BK DP GM WH]-[ADJA ADJS ADJA-WM]-7030-600-[2L 3 P 4 4N7 HA ALL MS SENSORS DIMRF-LW DIMRF-LN L90 R90 MT TH LCF CE] | Outdoor Luminaires | High Output | Architectural Flood and Spot Luminaires | Standard | FALSE | [9 empty] | 42670 |  |  | Yes |  | 3.1 | 21224 | 110 | 193 | 3.49 | 1 | 3000 | 70
PRT8H5VB | Eaton (formerly Cooper Lighting) | Mcgraw-Edison | GLEON-AF-06-LED-[E1 347 480]-T4FT-[AP BZ BK DP GM WH]-[ADJA ADJS ADJA-WM]-7030-600-[P PER7 R HA ALL MS LWR SENSORS L90 R90 MT TH LCF CE] | Outdoor Luminaires | High Output | Architectural Flood and Spot Luminaires | Standard | FALSE | [9 empty] | 42670 |  |  | Yes |  | 3.1 | 20888 | 108.2 | 193 | 3.49 | 1 | 3000 | 70
PQ99ZC6H | Eaton (formerly Cooper Lighting) | Streetworks | GAN-AF-06-LED-[U 8 9]-T4FT-[AP BZ BK DP GM WH]-[ADJA ADJS ADJA-WM]-7030-600-[2L 3 P 4 4N7 HA ALL MS SENSORS DIMRF-LW DIMRF-LN L90 R90 MT TH LCF CE] | Outdoor Luminaires | High Output | Architectural Flood and Spot Luminaires | Standard | FALSE | [9 empty] | 42670 |  |  | Yes |  | 3.1 | 20888 | 108.2 | 193 | 3.49 | 1 | 3000 | 70
PPSSR18D | Eaton (formerly Cooper Lighting) | Streetworks | GAN-AF-06-LED-[U 8 9]-SL3-[AP BZ BK DP GM WH]-[ADJA ADJS ADJA-WM]-7030-600-[2L 3 P 4 4N7 HA ALL MS SENSORS DIMRF-LW DIMRF-LN L90 R90 MT TH LCF CE] | Outdoor Luminaires | High Output | Architectural Flood and Spot Luminaires | Standard | FALSE | [9 empty] | 42670 |  |  | Yes |  | 3.1 | 20765 | 107.6 | 193 | 3.49 | 1 | 3000 | 70
P9GHB5XQ | Eaton (formerly Cooper Lighting) | Mcgraw-Edison | GLEON-AF-06-LED-[E1 347 480]-SL3-[AP BZ BK DP GM WH]-[ADJA ADJS ADJA-WM]-7030-600-[P PER7 R HA ALL MS LWR SENSORS L90 R90 MT TH LCF CE] | Outdoor Luminaires | High Output | Architectural Flood and Spot Luminaires | Standard | FALSE | [9 empty] | 42670 |  |  | Yes |  | 3.1 | 20765 | 107.6 | 193 | 3.49 | 1 | 3000 | 70
PKTMUVGN | Eaton (formerly Cooper Lighting) | Streetworks | GAN-AF-06-LED-[U 8 9]-T4W-[AP BZ BK DP GM WH]-[ADJA ADJS ADJA-WM]-7030-600-[2L 3 P 4 4N7 HA ALL MS SENSORS DIMRF-LW DIMRF-LN L90 R90 MT TH LCF CE] | Outdoor Luminaires | High Output | Architectural Flood and Spot Luminaires | Standard | FALSE | [9 empty] | 42670 |  |  | Yes |  | 3.1 | 20618 | 106.8 | 193 | 3.49 | 1 | 3000 | 70
P8MDSSGR | Eaton (formerly Cooper Lighting) | Mcgraw-Edison | GLEON-AF-06-LED-[E1 347 480]-T4W-[AP BZ BK DP GM WH]-[ADJA ADJS ADJA-WM]-7030-600-[P PER7 R HA ALL MS LWR SENSORS L90 R90 MT TH LCF CE] | Outdoor Luminaires | High Output | Architectural Flood and Spot Luminaires | Standard | FALSE | [9 empty] | 42670 |  |  | Yes |  | 3.1 | 20618 | 106.8 | 193 | 3.49 | 1 | 3000 | 70
PK69E6GW | Eaton (formerly Cooper Lighting) | Streetworks | GAN-AF-06-LED-[U 8 9]-SL2-[AP BZ BK DP GM WH]-[ADJA ADJS ADJA-WM]-7030-600-[2L 3 P 4 4N7 HA ALL MS SENSORS DIMRF-LW DIMRF-LN L90 R90 MT TH LCF CE] | Outdoor Luminaires | High Output | Architectural Flood and Spot Luminaires | Standard | FALSE | [9 empty] | 42670 |  |  | Yes |  | 3.1 | 20341 | 105.4 | 193 | 3.49 | 1 | 3000 | 70
PEKGAF28 | Eaton (formerly Cooper Lighting) | Mcgraw-Edison | GLEON-AF-06-LED-[E1 347 480]-SL2-[AP BZ BK DP GM WH]-[ADJA ADJS ADJA-WM]-7030-600-[P PER7 R HA ALL MS LWR SENSORS L90 R90 MT TH LCF CE] | Outdoor Luminaires | High Output | Architectural Flood and Spot Luminaires | Standard | FALSE | [9 empty] | 42670 |  |  | Yes |  | 3.1 | 20341 | 105.4 | 193 | 3.49 | 1 | 3000 | 70
PVK5M8KH | Eaton (formerly Cooper Lighting) | Mcgraw-Edison | GLEON-AF-05-LED-[E1 347 480]-RW-[AP BZ BK DP GM WH]-[ADJA ADJS ADJA-WM]-7030-600-[P PER7 R HA ALL MS LWR SENSORS L90 R90 MT TH LCF CE] | Outdoor Luminaires | High Output | Architectural Flood and Spot Luminaires | Standard | FALSE | [9 empty] | 42670 |  |  | Yes |  | 3.1 | 17736 | 109.5 | 162 | 3.49 | 1 | 3000 | 70
PATYAD8C | Eaton (formerly Cooper Lighting) | Streetworks | GAN-AF-05-LED-[U 8 9]-RW-[AP BZ BK DP GM WH]-[ADJA ADJS ADJA-WM]-7030-600-[2L 3 P 4 4N7 HA ALL MS SENSORS DIMRF-LW DIMRF-LN L90 R90 MT TH LCF CE] | Outdoor Luminaires | High Output | Architectural Flood and Spot Luminaires | Standard | FALSE | [9 empty] | 42670 |  |  | Yes |  | 3.1 | 17736 | 109.5 | 162 | 3.49 | 1 | 3000 | 70
P5ECYRC7 | Eaton (formerly Cooper Lighting) | Streetworks | GAN-AF-05-LED-[U 8 9]-T4FT-[AP BZ BK DP GM WH]-[ADJA ADJS ADJA-WM]-7030-600-[2L 3 P 4 4N7 HA ALL MS SENSORS DIMRF-LW DIMRF-LN L90 R90 MT TH LCF CE] | Outdoor Luminaires | High Output | Architectural Flood and Spot Luminaires | Standard | FALSE | [9 empty] | 42670 |  |  | Yes |  | 3.1 | 17455 | 107.7 | 162 | 3.49 | 1 | 3000 | 70
P4FKPSEB | Eaton (formerly Cooper Lighting) | Mcgraw-Edison | GLEON-AF-05-LED-[E1 347 480]-T4FT-[AP BZ BK DP GM WH]-[ADJA ADJS ADJA-WM]-7030-600-[P PER7 R HA ALL MS LWR SENSORS L90 R90 MT TH LCF CE] | Outdoor Luminaires | High Output | Architectural Flood and Spot Luminaires | Standard | FALSE | [9 empty] | 42670 |  |  | Yes |  | 3.1 | 17455 | 107.7 | 162 | 3.49 | 1 | 3000 | 70
PN31GSSQ | Eaton (formerly Cooper Lighting) | Mcgraw-Edison | GLEON-AF-05-LED-[E1 347 480]-SL3-[AP BZ BK DP GM WH]-[ADJA ADJS ADJA-WM]-7030-600-[P PER7 R HA ALL MS LWR SENSORS L90 R90 MT TH LCF CE] | Outdoor Luminaires | High Output | Architectural Flood and Spot Luminaires | Standard | FALSE | [9 empty] | 42670 |  |  | Yes |  | 3.1 | 17353 | 107.1 | 162 | 3.49 | 1 | 3000 | 70
PA9A3E77 | Eaton (formerly Cooper Lighting) | Streetworks | GAN-AF-05-LED-[U 8 9]-SL3-[AP BZ BK DP GM WH]-[ADJA ADJS ADJA-WM]-7030-600-[2L 3 P 4 4N7 HA ALL MS SENSORS DIMRF-LW DIMRF-LN L90 R90 MT TH LCF CE] | Outdoor Luminaires | High Output | Architectural Flood and Spot Luminaires | Standard | FALSE | [9 empty] | 42670 |  |  | Yes |  | 3.1 | 17353 | 107.1 | 162 | 3.49 | 1 | 3000 | 70
PX6BAS53 | Eaton (formerly Cooper Lighting) | Streetworks | GAN-AF-05-LED-[U 8 9]-T4W-[AP BZ BK DP GM WH]-[ADJA ADJS ADJA-WM]-7030-600-[2L 3 P 4 4N7 HA ALL MS SENSORS DIMRF-LW DIMRF-LN L90 R90 MT TH LCF CE] | Outdoor Luminaires | High Output | Architectural Flood and Spot Luminaires | Standard | FALSE | [9 empty] | 42670 |  |  | Yes |  | 3.1 | 17230 | 106.4 | 162 | 3.49 | 1 | 3000 | 70
PF72MDXJ | Eaton (formerly Cooper Lighting) | Mcgraw-Edison | GLEON-AF-05-LED-[E1 347 480]-T4W-[AP BZ BK DP GM WH]-[ADJA ADJS ADJA-WM]-7030-600-[P PER7 R HA ALL MS LWR SENSORS L90 R90 MT TH LCF CE] | Outdoor Luminaires | High Output | Architectural Flood and Spot Luminaires | Standard | FALSE | [9 empty] | 42670 |  |  | Yes |  | 3.1 | 17230 | 106.4 | 162 | 3.49 | 1 | 3000 | 70
PZPJYMV9 | Eaton (formerly Cooper Lighting) | Mcgraw-Edison | GLEON-AF-05-LED-E1-SL2-[AP BZ BK DP GM WH]-[ADJA ADJS ADJA-WM]-7030-600-[P PER7 R HA ALL MS LWR SENSORS L90 R90 MT TH LCF CE] | Outdoor Luminaires | High Output | Architectural Flood and Spot Luminaires | Standard | FALSE | [9 empty] | 42670 |  |  | Yes |  | 3.1 | 16998 | 104.9 | 162 | 3.49 | 1 | 3000 | 70
PW2995G2 | Eaton (formerly Cooper Lighting) | Streetworks | GAN-AF-05-LED-U-SL2-[AP BZ BK DP GM WH]-[ADJA ADJS ADJA-WM]-7030-600-[2L 3 P 4 4N7 HA ALL MS SENSORS DIMRF-LW DIMRF-LN L90 R90 MT TH LCF CE] | Outdoor Luminaires | High Output | Architectural Flood and Spot Luminaires | Standard | FALSE | [9 empty] | 42670 |  |  | Yes |  | 3.1 | 16998 | 104.9 | 162 | 3.49 | 1 | 3000 | 70
PXFWYF7U | Eaton (formerly Cooper Lighting) | Streetworks | GAN-AF-03-LED-[U 8 9]-RW-[AP BZ BK DP GM WH]-[ADJA ADJS ADJA-WM]-7030-600-[2L 3 P 4 4N7 HA ALL MS SENSORS DIMRF-LW DIMRF-LN L90 R90 MT TH LCF CE] | Outdoor Luminaires | High Output | Architectural Flood and Spot Luminaires | Standard | FALSE | [9 empty] | 42670 |  |  | Yes |  | 3.1 | 10834 | 112.9 | 96 | 3.49 | 1 | 3000 | 70
P6K3N8AM | Eaton (formerly Cooper Lighting) | Mcgraw-Edison | GLEON-AF-03-LED-[E1 347 480]-RW-[AP BZ BK DP GM WH]-[ADJA ADJS ADJA-WM]-7030-600-[P PER7 R HA ALL MS LWR SENSORS L90 R90 MT TH LCF CE] | Outdoor Luminaires | High Output | Architectural Flood and Spot Luminaires | Standard | FALSE | [9 empty] | 42670 |  |  | Yes |  | 3.1 | 10834 | 112.9 | 96 | 3.49 | 1 | 3000 | 70
PU25JQSF | Eaton (formerly Cooper Lighting) | Mcgraw-Edison | GLEON-AF-03-LED-[E1 347 480]-T4FT-[AP BZ BK DP GM WH]-[ADJA ADJS ADJA-WM]-7030-600-[P PER7 R HA ALL MS LWR SENSORS L90 R90 MT TH LCF CE] | Outdoor Luminaires | High Output | Architectural Flood and Spot Luminaires | Standard | FALSE | [9 empty] | 42670 |  |  | Yes |  | 3.1 | 10662 | 111.1 | 96 | 3.49 | 1 | 3000 | 70
P5K3BDUY | Eaton (formerly Cooper Lighting) | Streetworks | GAN-AF-03-LED-[U 8 9]-T4FT-[AP BZ BK DP GM WH]-[ADJA ADJS ADJA-WM]-7030-600-[2L 3 P 4 4N7 HA ALL MS SENSORS DIMRF-LW DIMRF-LN L90 R90 MT TH LCF CE] | Outdoor Luminaires | High Output | Architectural Flood and Spot Luminaires | Standard | FALSE | [9 empty] | 42670 |  |  | Yes |  | 3.1 | 10662 | 111.1 | 96 | 3.49 | 1 | 3000 | 70
PVPXPKEW | Eaton (formerly Cooper Lighting) | Streetworks | GAN-AF-03-LED-[U 8 9]-SL3-[AP BZ BK DP GM WH]-[ADJA ADJS ADJA-WM]-7030-600-[2L 3 P 4 4N7 HA ALL MS SENSORS DIMRF-LW DIMRF-LN L90 R90 MT TH LCF CE] | Outdoor Luminaires | High Output | Architectural Flood and Spot Luminaires | Standard | FALSE | [9 empty] | 42670 |  |  | Yes |  | 3.1 | 10599 | 110.4 | 96 | 3.49 | 1 | 3000 | 70
P6WY6A69 | Eaton (formerly Cooper Lighting) | Mcgraw-Edison | GLEON-AF-03-LED-[E1 347 480]-SL3-[AP BZ BK DP GM WH]-[ADJA ADJS ADJA-WM]-7030-600-[P PER7 R HA ALL MS LWR SENSORS L90 R90 MT TH LCF CE] | Outdoor Luminaires | High Output | Architectural Flood and Spot Luminaires | Standard | FALSE | [9 empty] | 42670 |  |  | Yes |  | 3.1 | 10599 | 110.4 | 96 | 3.49 | 1 | 3000 | 70
PRNMDUDR | Eaton (formerly Cooper Lighting) | Mcgraw-Edison | GLEON-AF-03-LED-[E1 347 480]-T4W-[AP BZ BK DP GM WH]-[ADJA ADJS ADJA-WM]-7030-600-[P PER7 R HA ALL MS LWR SENSORS L90 R90 MT TH LCF CE] | Outdoor Luminaires | High Output | Architectural Flood and Spot Luminaires | Standard | FALSE | [9 empty] | 42670 |  |  | Yes |  | 3.1 | 10524 | 109.6 | 96 | 3.49 | 1 | 3000 | 70
P89BVBSG | Eaton (formerly Cooper Lighting) | Streetworks | GAN-AF-03-LED-[U 8 9]-T4W-[AP BZ BK DP GM WH]-[ADJA ADJS ADJA-WM]-7030-600-[2L 3 P 4 4N7 HA ALL MS SENSORS DIMRF-LW DIMRF-LN L90 R90 MT TH LCF CE] | Outdoor Luminaires | High Output | Architectural Flood and Spot Luminaires | Standard | FALSE | [9 empty] | 42670 |  |  | Yes |  | 3.1 | 10524 | 109.6 | 96 | 3.49 | 1 | 3000 | 70
PTWU3R63 | Eaton (formerly Cooper Lighting) | Streetworks | GAN-AF-03-LED-[U 8 9]-SL2-[AP BZ BK DP GM WH]-[ADJA ADJS ADJA-WM]-7030-600-[2L 3 P 4 4N7 HA ALL MS SENSORS DIMRF-LW DIMRF-LN L90 R90 MT TH LCF CE] | Outdoor Luminaires | High Output | Architectural Flood and Spot Luminaires | Standard | FALSE | [9 empty] | 42670 |  |  | Yes |  | 3.1 | 10383 | 108.2 | 96 | 3.49 | 1 | 3000 | 70
PAYQAUS9 | Eaton (formerly Cooper Lighting) | Mcgraw-Edison | GLEON-AF-03-LED-[E1 347 480]-SL2-[AP BZ BK DP GM WH]-[ADJA ADJS ADJA-WM]-7030-600-[P PER7 R HA ALL MS LWR SENSORS L90 R90 MT TH LCF CE] | Outdoor Luminaires | High Output | Architectural Flood and Spot Luminaires | Standard | FALSE | [9 empty] | 42670 |  |  | Yes |  | 3.1 | 10383 | 108.2 | 96 | 3.49 | 1 | 3000 | 70
PT45ZECQ | Eaton (formerly Cooper Lighting) | Mcgraw-Edison | GLEON-AF-07-LED-E1-T4W-[AP BZ BK DP GM WH]-[ADJA ADJS ADJA-WM]-7030-800-[P PER7 R HA ALL MS LWR SENSORS L90 R90 MT TH LCF CE] | Outdoor Luminaires | High Output | Architectural Flood and Spot Luminaires | Standard | FALSE | [9 empty] | 42670 |  |  | Yes |  | 3.1 | 29901 | 101.4 | 295 | 2.91 | 1 | 3000 | 70
P52N4ESM | Eaton (formerly Cooper Lighting) | Streetworks | GAN-AF-07-LED-U-T4W-[AP BZ BK DP GM WH]-[ADJA ADJS ADJA-WM]-7030-800-[2L 3 P 4 4N7 HA ALL MS SENSORS DIMRF-LW DIMRF-LN L90 R90 MT TH LCF CE] | Outdoor Luminaires | High Output | Architectural Flood and Spot Luminaires | Standard | FALSE | [9 empty] | 42670 |  |  | Yes |  | 3.1 | 29901 | 101.4 | 295 | 2.91 | 1 | 3000 | 70
PQZYCFBC | Eaton (formerly Cooper Lighting) | Mcgraw-Edison | GLEON-AF-07-LED-E1-SL2-[AP BZ BK DP GM WH]-[ADJA ADJS ADJA-WM]-7030-800-[P PER7 R HA ALL MS LWR SENSORS L90 R90 MT TH LCF CE] | Outdoor Luminaires | High Output | Architectural Flood and Spot Luminaires | Standard | FALSE | [9 empty] | 42670 |  |  | Yes |  | 3.1 | 29498 | 100 | 295 | 2.91 | 1 | 3000 | 70
PE7ACMMQ | Eaton (formerly Cooper Lighting) | Streetworks | GAN-AF-07-LED-U-SL2-[AP BZ BK DP GM WH]-[ADJA ADJS ADJA-WM]-7030-800-[2L 3 P 4 4N7 HA ALL MS SENSORS DIMRF-LW DIMRF-LN L90 R90 MT TH LCF CE] | Outdoor Luminaires | High Output | Architectural Flood and Spot Luminaires | Standard | FALSE | [9 empty] | 42670 |  |  | Yes |  | 3.1 | 29498 | 100 | 295 | 2.91 | 1 | 3000 | 70
PGBYN358 | Eaton (formerly Cooper Lighting) | Mcgraw-Edison | GLEON-AF-06-LED-E1-RW-[AP BZ BK DP GM WH]-[ADJA ADJS ADJA-WM]-7030-800-[P PER7 R HA ALL MS LWR SENSORS L90 R90 MT TH LCF CE] | Outdoor Luminaires | High Output | Architectural Flood and Spot Luminaires | Standard | FALSE | [9 empty] | 42670 |  |  | Yes |  | 3.1 | 26027 | 104.5 | 249 | 2.91 | 1 | 3000 | 70
P4FN1JGK | Eaton (formerly Cooper Lighting) | Streetworks | GAN-AF-06-LED-U-RW-[AP BZ BK DP GM WH]-[ADJA ADJS ADJA-WM]-7030-800-[2L 3 P 4 4N7 HA ALL MS SENSORS DIMRF-LW DIMRF-LN L90 R90 MT TH LCF CE] | Outdoor Luminaires | High Output | Architectural Flood and Spot Luminaires | Standard | FALSE | [9 empty] | 42670 |  |  | Yes |  | 3.1 | 26027 | 104.5 | 249 | 2.91 | 1 | 3000 | 70
PU8PHS3M | Eaton (formerly Cooper Lighting) | Mcgraw-Edison | GLEON-AF-06-LED-E1-T4FT-[AP BZ BK DP GM WH]-[ADJA ADJS ADJA-WM]-7030-800-[P PER7 R HA ALL MS LWR SENSORS L90 R90 MT TH LCF CE] | Outdoor Luminaires | High Output | Architectural Flood and Spot Luminaires | Standard | FALSE | [9 empty] | 42670 |  |  | Yes |  | 3.1 | 25614 | 102.9 | 249 | 2.91 | 1 | 3000 | 70
PG2KR6RD | Eaton (formerly Cooper Lighting) | Streetworks | GAN-AF-06-LED-U-T4FT-[AP BZ BK DP GM WH]-[ADJA ADJS ADJA-WM]-7030-800-[2L 3 P 4 4N7 HA ALL MS SENSORS DIMRF-LW DIMRF-LN L90 R90 MT TH LCF CE] | Outdoor Luminaires | High Output | Architectural Flood and Spot Luminaires | Standard | FALSE | [9 empty] | 42670 |  |  | Yes |  | 3.1 | 25614 | 102.9 | 249 | 2.91 | 1 | 3000 | 70
PWFY24Y4 | Eaton (formerly Cooper Lighting) | Streetworks | GAN-AF-06-LED-U-SL3-[AP BZ BK DP GM WH]-[ADJA ADJS ADJA-WM]-7030-800-[2L 3 P 4 4N7 HA ALL MS SENSORS DIMRF-LW DIMRF-LN L90 R90 MT TH LCF CE] | Outdoor Luminaires | High Output | Architectural Flood and Spot Luminaires | Standard | FALSE | [9 empty] | 42670 |  |  | Yes |  | 3.1 | 25464 | 102.3 | 249 | 2.91 | 1 | 3000 | 70
PMN9N968 | Eaton (formerly Cooper Lighting) | Mcgraw-Edison | GLEON-AF-06-LED-E1-SL3-[AP BZ BK DP GM WH]-[ADJA ADJS ADJA-WM]-7030-800-[P PER7 R HA ALL MS LWR SENSORS L90 R90 MT TH LCF CE] | Outdoor Luminaires | High Output | Architectural Flood and Spot Luminaires | Standard | FALSE | [9 empty] | 42670 |  |  | Yes |  | 3.1 | 25464 | 102.3 | 249 | 2.91 | 1 | 3000 | 70
PJA7X4WA | Eaton (formerly Cooper Lighting) | Mcgraw-Edison | GLEON-AF-06-LED-E1-T4W-[AP BZ BK DP GM WH]-[ADJA ADJS ADJA-WM]-7030-800-[P PER7 R HA ALL MS LWR SENSORS L90 R90 MT TH LCF CE] | Outdoor Luminaires | High Output | Architectural Flood and Spot Luminaires | Standard | FALSE | [9 empty] | 42670 |  |  | Yes |  | 3.1 | 25283 | 101.5 | 249 | 2.91 | 1 | 3000 | 70
P32C5WFU | Eaton (formerly Cooper Lighting) | Streetworks | GAN-AF-06-LED-U-T4W-[AP BZ BK DP GM WH]-[ADJA ADJS ADJA-WM]-7030-800-[2L 3 P 4 4N7 HA ALL MS SENSORS DIMRF-LW DIMRF-LN L90 R90 MT TH LCF CE] | Outdoor Luminaires | High Output | Architectural Flood and Spot Luminaires | Standard | FALSE | [9 empty] | 42670 |  |  | Yes |  | 3.1 | 25283 | 101.5 | 249 | 2.91 | 1 | 3000 | 70
PHJQKVEX | Eaton (formerly Cooper Lighting) | Mcgraw-Edison | GLEON-AF-06-LED-E1-SL2-[AP BZ BK DP GM WH]-[ADJA ADJS ADJA-WM]-7030-800-[P PER7 R HA ALL MS LWR SENSORS L90 R90 MT TH LCF CE] | Outdoor Luminaires | High Output | Architectural Flood and Spot Luminaires | Standard | FALSE | [9 empty] | 42670 |  |  | Yes |  | 3.1 | 24943 | 100.2 | 249 | 2.91 | 1 | 3000 | 70
P7EMYZ4V | Eaton (formerly Cooper Lighting) | Streetworks | GAN-AF-06-LED-U-SL2-[AP BZ BK DP GM WH]-[ADJA ADJS ADJA-WM]-7030-800-[2L 3 P 4 4N7 HA ALL MS SENSORS DIMRF-LW DIMRF-LN L90 R90 MT TH LCF CE] | Outdoor Luminaires | High Output | Architectural Flood and Spot Luminaires | Standard | FALSE | [9 empty] | 42670 |  |  | Yes |  | 3.1 | 24943 | 100.2 | 249 | 2.91 | 1 | 3000 | 70
PPYX7FYK | Eaton (formerly Cooper Lighting) | Mcgraw-Edison | GLEON-AF-05-LED-E1-RW-[AP BZ BK DP GM WH]-[ADJA ADJS ADJA-WM]-7030-800-[P PER7 R HA ALL MS LWR SENSORS L90 R90 MT TH LCF CE] | Outdoor Luminaires | High Output | Architectural Flood and Spot Luminaires | Standard | FALSE | [9 empty] | 42670 |  |  | Yes |  | 3.1 | 21749 | 103.6 | 210 | 2.91 | 1 | 3000 | 70
PEQVC3JV | Eaton (formerly Cooper Lighting) | Streetworks | GAN-AF-05-LED-U-RW-[AP BZ BK DP GM WH]-[ADJA ADJS ADJA-WM]-7030-800-[2L 3 P 4 4N7 HA ALL MS SENSORS DIMRF-LW DIMRF-LN L90 R90 MT TH LCF CE] | Outdoor Luminaires | High Output | Architectural Flood and Spot Luminaires | Standard | FALSE | [9 empty] | 42670 |  |  | Yes |  | 3.1 | 21749 | 103.6 | 210 | 2.91 | 1 | 3000 | 70
PZFBMZHR | Eaton (formerly Cooper Lighting) | Streetworks | GAN-AF-05-LED-U-T4FT-[AP BZ BK DP GM WH]-[ADJA ADJS ADJA-WM]-7030-800-[2L 3 P 4 4N7 HA ALL MS SENSORS DIMRF-LW DIMRF-LN L90 R90 MT TH LCF CE] | Outdoor Luminaires | High Output | Architectural Flood and Spot Luminaires | Standard | FALSE | [9 empty] | 42670 |  |  | Yes |  | 3.1 | 21405 | 101.9 | 210 | 2.91 | 1 | 3000 | 70
PC539YKB | Eaton (formerly Cooper Lighting) | Mcgraw-Edison | GLEON-AF-05-LED-E1-T4FT-[AP BZ BK DP GM WH]-[ADJA ADJS ADJA-WM]-7030-800-[P PER7 R HA ALL MS LWR SENSORS L90 R90 MT TH LCF CE] | Outdoor Luminaires | High Output | Architectural Flood and Spot Luminaires | Standard | FALSE | [9 empty] | 42670 |  |  | Yes |  | 3.1 | 21405 | 101.9 | 210 | 2.91 | 1 | 3000 | 70
PUWX3AZV | Eaton (formerly Cooper Lighting) | Mcgraw-Edison | GLEON-AF-05-LED-E1-SL3-[AP BZ BK DP GM WH]-[ADJA ADJS ADJA-WM]-7030-800-[P PER7 R HA ALL MS LWR SENSORS L90 R90 MT TH LCF CE] | Outdoor Luminaires | High Output | Architectural Flood and Spot Luminaires | Standard | FALSE | [9 empty] | 42670 |  |  | Yes |  | 3.1 | 21279 | 101.3 | 210 | 2.91 | 1 | 3000 | 70
PF48AC1J | Eaton (formerly Cooper Lighting) | Streetworks | GAN-AF-05-LED-U-SL3-[AP BZ BK DP GM WH]-[ADJA ADJS ADJA-WM]-7030-800-[2L 3 P 4 4N7 HA ALL MS SENSORS DIMRF-LW DIMRF-LN L90 R90 MT TH LCF CE] | Outdoor Luminaires | High Output | Architectural Flood and Spot Luminaires | Standard | FALSE | [9 empty] | 42670 |  |  | Yes |  | 3.1 | 21279 | 101.3 | 210 | 2.91 | 1 | 3000 | 70
PU7DKNMT | Eaton (formerly Cooper Lighting) | Streetworks | GAN-AF-05-LED-U-T4W-[AP BZ BK DP GM WH]-[ADJA ADJS ADJA-WM]-7030-800-[2L 3 P 4 4N7 HA ALL MS SENSORS DIMRF-LW DIMRF-LN L90 R90 MT TH LCF CE] | Outdoor Luminaires | High Output | Architectural Flood and Spot Luminaires | Standard | FALSE | [9 empty] | 42670 |  |  | Yes |  | 3.1 | 21129 | 100.6 | 210 | 2.91 | 1 | 3000 | 70
P7EATN7T | Eaton (formerly Cooper Lighting) | Mcgraw-Edison | GLEON-AF-05-LED-E1-T4W-[AP BZ BK DP GM WH]-[ADJA ADJS ADJA-WM]-7030-800-[P PER7 R HA ALL MS LWR SENSORS L90 R90 MT TH LCF CE] | Outdoor Luminaires | High Output | Architectural Flood and Spot Luminaires | Standard | FALSE | [9 empty] | 42670 |  |  | Yes |  | 3.1 | 21129 | 100.6 | 210 | 2.91 | 1 | 3000 | 70
PBGVT92Z | Eaton (formerly Cooper Lighting) | Streetworks | GAN-AF-05-LED-U-SL2-[AP BZ BK DP GM WH]-[ADJA ADJS ADJA-WM]-7030-800-[2L 3 P 4 4N7 HA ALL MS SENSORS DIMRF-LW DIMRF-LN L90 R90 MT TH LCF CE] | Outdoor Luminaires | High Output | Architectural Flood and Spot Luminaires | Standard | FALSE | [9 empty] | 42670 |  |  | Yes |  | 3.1 | 20844 | 99.3 | 210 | 2.91 | 1 | 3000 | 70
P3XS69PH | Eaton (formerly Cooper Lighting) | Mcgraw-Edison | GLEON-AF-05-LED-E1-SL2-[AP BZ BK DP GM WH]-[ADJA ADJS ADJA-WM]-7030-800-[P PER7 R HA ALL MS LWR SENSORS L90 R90 MT TH LCF CE] | Outdoor Luminaires | High Output | Architectural Flood and Spot Luminaires | Standard | FALSE | [9 empty] | 42670 |  |  | Yes |  | 3.1 | 20844 | 99.3 | 210 | 2.91 | 1 | 3000 | 70
PPGFMVDN | Eaton (formerly Cooper Lighting) | Streetworks | GAN-AF-08-LED-[U 8 9]-RW-[AP BZ BK DP GM WH]-[ADJA ADJS ADJA-WM]-7030-600-[2L 3 P 4 4N7 HA ALL MS SENSORS DIMRF-LW DIMRF-LN L90 R90 MT TH LCF CE] | Outdoor Luminaires | High Output | Architectural Flood and Spot Luminaires | Standard | FALSE | [9 empty] | 42670 |  |  | Yes |  | 3.1 | 28441 | 110.7 | 257 | 2.72 | 1 | 3000 | 70
PH2C4BAZ | Eaton (formerly Cooper Lighting) | Mcgraw-Edison | GLEON-AF-08-LED-[E1 347 480]-RW-[AP BZ BK DP GM WH]-[ADJA ADJS ADJA-WM]-7030-600-[P PER7 R HA ALL MS LWR SENSORS L90 R90 MT TH LCF CE] | Outdoor Luminaires | High Output | Architectural Flood and Spot Luminaires | Standard | FALSE | [9 empty] | 42670 |  |  | Yes |  | 3.1 | 28441 | 110.7 | 257 | 2.72 | 1 | 3000 | 70
PH39BN23 | Eaton (formerly Cooper Lighting) | Streetworks | GAN-AF-08-LED-[U 8 9]-T4FT-[AP BZ BK DP GM WH]-[ADJA ADJS ADJA-WM]-7030-600-[2L 3 P 4 4N7 HA ALL MS SENSORS DIMRF-LW DIMRF-LN L90 R90 MT TH LCF CE] | Outdoor Luminaires | High Output | Architectural Flood and Spot Luminaires | Standard | FALSE | [9 empty] | 42670 |  |  | Yes |  | 3.1 | 27990 | 108.9 | 257 | 2.72 | 1 | 3000 | 70
P2WFD91K | Eaton (formerly Cooper Lighting) | Mcgraw-Edison | GLEON-AF-08-LED-[E1 347 480]-T4FT-[AP BZ BK DP GM WH]-[ADJA ADJS ADJA-WM]-7030-600-[P PER7 R HA ALL MS LWR SENSORS L90 R90 MT TH LCF CE] | Outdoor Luminaires | High Output | Architectural Flood and Spot Luminaires | Standard | FALSE | [9 empty] | 42670 |  |  | Yes |  | 3.1 | 27990 | 108.9 | 257 | 2.72 | 1 | 3000 | 70
PZ5UQYK7 | Eaton (formerly Cooper Lighting) | Streetworks | GAN-AF-08-LED-[U 8 9]-SL3-[AP BZ BK DP GM WH]-[ADJA ADJS ADJA-WM]-7030-600-[2L 3 P 4 4N7 HA ALL MS SENSORS DIMRF-LW DIMRF-LN L90 R90 MT TH LCF CE] | Outdoor Luminaires | High Output | Architectural Flood and Spot Luminaires | Standard | FALSE | [9 empty] | 42670 |  |  | Yes |  | 3.1 | 27824 | 108.3 | 257 | 2.72 | 1 | 3000 | 70
PVCHW7ZB | Eaton (formerly Cooper Lighting) | Mcgraw-Edison | GLEON-AF-08-LED-[E1 347 480]-SL3-[AP BZ BK DP GM WH]-[ADJA ADJS ADJA-WM]-7030-600-[P PER7 R HA ALL MS LWR SENSORS L90 R90 MT TH LCF CE] | Outdoor Luminaires | High Output | Architectural Flood and Spot Luminaires | Standard | FALSE | [9 empty] | 42670 |  |  | Yes |  | 3.1 | 27824 | 108.3 | 257 | 2.72 | 1 | 3000 | 70
PTZDXQX2 | Eaton (formerly Cooper Lighting) | Mcgraw-Edison | GLEON-AF-08-LED-[E1 347 480]-T4W-[AP BZ BK DP GM WH]-[ADJA ADJS ADJA-WM]-7030-600-[P PER7 R HA ALL MS LWR SENSORS L90 R90 MT TH LCF CE] | Outdoor Luminaires | High Output | Architectural Flood and Spot Luminaires | Standard | FALSE | [9 empty] | 42670 |  |  | Yes |  | 3.1 | 27629 | 107.5 | 257 | 2.72 | 1 | 3000 | 70
PBSG46FZ | Eaton (formerly Cooper Lighting) | Streetworks | GAN-AF-08-LED-[U 8 9]-T4W-[AP BZ BK DP GM WH]-[ADJA ADJS ADJA-WM]-7030-600-[2L 3 P 4 4N7 HA ALL MS SENSORS DIMRF-LW DIMRF-LN L90 R90 MT TH LCF CE] | Outdoor Luminaires | High Output | Architectural Flood and Spot Luminaires | Standard | FALSE | [9 empty] | 42670 |  |  | Yes |  | 3.1 | 27629 | 107.5 | 257 | 2.72 | 1 | 3000 | 70
PPVMJMS2 | Eaton (formerly Cooper Lighting) | Streetworks | GAN-AF-08-LED-[U 8 9]-SL2-[AP BZ BK DP GM WH]-[ADJA ADJS ADJA-WM]-7030-600-[2L 3 P 4 4N7 HA ALL MS SENSORS DIMRF-LW DIMRF-LN L90 R90 MT TH LCF CE] | Outdoor Luminaires | High Output | Architectural Flood and Spot Luminaires | Standard | FALSE | [9 empty] | 42670 |  |  | Yes |  | 3.1 | 27256 | 106.1 | 257 | 2.72 | 1 | 3000 | 70
P1CFAEAN | Eaton (formerly Cooper Lighting) | Mcgraw-Edison | GLEON-AF-08-LED-[E1 347 480]-SL2-[AP BZ BK DP GM WH]-[ADJA ADJS ADJA-WM]-7030-600-[P PER7 R HA ALL MS LWR SENSORS L90 R90 MT TH LCF CE] | Outdoor Luminaires | High Output | Architectural Flood and Spot Luminaires | Standard | FALSE | [9 empty] | 42670 |  |  | Yes |  | 3.1 | 27256 | 106.1 | 257 | 2.72 | 1 | 3000 | 70
PZKMABYJ | Eaton (formerly Cooper Lighting) | Streetworks | GAN-AF-04-LED-[U 8 9]-RW-[AP BZ BK DP GM WH]-[ADJA ADJS ADJA-WM]-7030-600-[2L 3 P 4 4N7 HA ALL MS SENSORS DIMRF-LW DIMRF-LN L90 R90 MT TH LCF CE] | Outdoor Luminaires | High Output | Architectural Flood and Spot Luminaires | Standard | FALSE | [9 empty] | 42670 |  |  | Yes |  | 3.1 | 14315 | 111 | 129 | 2.72 | 1 | 3000 | 70
P3WTW9QP | Eaton (formerly Cooper Lighting) | Mcgraw-Edison | GLEON-AF-04-LED-[E1 347 480]-RW-[AP BZ BK DP GM WH]-[ADJA ADJS ADJA-WM]-7030-600-[P PER7 R HA ALL MS LWR SENSORS L90 R90 MT TH LCF CE] | Outdoor Luminaires | High Output | Architectural Flood and Spot Luminaires | Standard | FALSE | [9 empty] | 42670 |  |  | Yes |  | 3.1 | 14315 | 111 | 129 | 2.72 | 1 | 3000 | 70
PPB9DP6W | Eaton (formerly Cooper Lighting) | Mcgraw-Edison | GLEON-AF-04-LED-[E1 347 480]-T4FT-[AP BZ BK DP GM WH]-[ADJA ADJS ADJA-WM]-7030-600-[P PER7 R HA ALL MS LWR SENSORS L90 R90 MT TH LCF CE] | Outdoor Luminaires | High Output | Architectural Flood and Spot Luminaires | Standard | FALSE | [9 empty] | 42670 |  |  | Yes |  | 3.1 | 14088 | 109.2 | 129 | 2.72 | 1 | 3000 | 70
PM4MSFTR | Eaton (formerly Cooper Lighting) | Streetworks | GAN-AF-04-LED-[U 8 9]-T4FT-[AP BZ BK DP GM WH]-[ADJA ADJS ADJA-WM]-7030-600-[2L 3 P 4 4N7 HA ALL MS SENSORS DIMRF-LW DIMRF-LN L90 R90 MT TH LCF CE] | Outdoor Luminaires | High Output | Architectural Flood and Spot Luminaires | Standard | FALSE | [9 empty] | 42670 |  |  | Yes |  | 3.1 | 14088 | 109.2 | 129 | 2.72 | 1 | 3000 | 70
PCYHEK35 | Eaton (formerly Cooper Lighting) | Mcgraw-Edison | GLEON-AF-04-LED-[E1 347 480]-SL3-[AP BZ BK DP GM WH]-[ADJA ADJS ADJA-WM]-7030-600-[P PER7 R HA ALL MS LWR SENSORS L90 R90 MT TH LCF CE] | Outdoor Luminaires | High Output | Architectural Flood and Spot Luminaires | Standard | FALSE | [9 empty] | 42670 |  |  | Yes |  | 3.1 | 14005 | 108.6 | 129 | 2.72 | 1 | 3000 | 70
P8C9VKKR | Eaton (formerly Cooper Lighting) | Streetworks | GAN-AF-04-LED-[U 8 9]-SL3-[AP BZ BK DP GM WH]-[ADJA ADJS ADJA-WM]-7030-600-[2L 3 P 4 4N7 HA ALL MS SENSORS DIMRF-LW DIMRF-LN L90 R90 MT TH LCF CE] | Outdoor Luminaires | High Output | Architectural Flood and Spot Luminaires | Standard | FALSE | [9 empty] | 42670 |  |  | Yes |  | 3.1 | 14005 | 108.6 | 129 | 2.72 | 1 | 3000 | 70
PQWVNZPU | Eaton (formerly Cooper Lighting) | Mcgraw-Edison | GLEON-AF-04-LED-[E1 347 480]-T4W-[AP BZ BK DP GM WH]-[ADJA ADJS ADJA-WM]-7030-600-[P PER7 R HA ALL MS LWR SENSORS L90 R90 MT TH LCF CE] | Outdoor Luminaires | High Output | Architectural Flood and Spot Luminaires | Standard | FALSE | [9 empty] | 42670 |  |  | Yes |  | 3.1 | 13906 | 107.8 | 129 | 2.72 | 1 | 3000 | 70
PD9PMB7P | Eaton (formerly Cooper Lighting) | Streetworks | GAN-AF-04-LED-[U 8 9]-T4W-[AP BZ BK DP GM WH]-[ADJA ADJS ADJA-WM]-7030-600-[2L 3 P 4 4N7 HA ALL MS SENSORS DIMRF-LW DIMRF-LN L90 R90 MT TH LCF CE] | Outdoor Luminaires | High Output | Architectural Flood and Spot Luminaires | Standard | FALSE | [9 empty] | 42670 |  |  | Yes |  | 3.1 | 13906 | 107.8 | 129 | 2.72 | 1 | 3000 | 70
P7F7J2EH | Eaton (formerly Cooper Lighting) | Mcgraw-Edison | GLEON-AF-04-LED-[E1 347 480]-SL2-[AP BZ BK DP GM WH]-[ADJA ADJS ADJA-WM]-7030-600-[P PER7 R HA ALL MS LWR SENSORS L90 R90 MT TH LCF CE] | Outdoor Luminaires | High Output | Architectural Flood and Spot Luminaires | Standard | FALSE | [9 empty] | 42670 |  |  | Yes |  | 3.1 | 13719 | 106.3 | 129 | 2.72 | 1 | 3000 | 70
P49ASRBW | Eaton (formerly Cooper Lighting) | Streetworks | GAN-AF-04-LED-[U 8 9]-SL2-[AP BZ BK DP GM WH]-[ADJA ADJS ADJA-WM]-7030-600-[2L 3 P 4 4N7 HA ALL MS SENSORS DIMRF-LW DIMRF-LN L90 R90 MT TH LCF CE] | Outdoor Luminaires | High Output | Architectural Flood and Spot Luminaires | Standard | FALSE | [9 empty] | 42670 |  |  | Yes |  | 3.1 | 13719 | 106.3 | 129 | 2.72 | 1 | 3000 | 70
PZ1Z3PT9 | Eaton (formerly Cooper Lighting) | Streetworks | GAN-AF-03-LED-U-RW-[AP BZ BK DP GM WH]-[ADJA ADJS ADJA-WM]-7030-[2L 3 P 4 4N7 HA ALL MS SENSORS DIMRF-LW DIMRF-LN L90 R90 MT TH LCF CE] | Outdoor Luminaires | High Output | Architectural Flood and Spot Luminaires | Standard | FALSE | [9 empty] | 42670 |  |  | Yes |  | 3.1 | 16443 | 99.1 | 166 | 2.19 | 1 | 3000 | 70
PCAXH1BU | Eaton (formerly Cooper Lighting) | Mcgraw-Edison | GLEON-AF-03-LED-E1-RW-[AP BZ BK DP GM WH]-[ADJA ADJS ADJA-WM]-7030-[P PER7 R HA ALL MS LWR SENSORS L90 R90 MT TH LCF CE] | Outdoor Luminaires | High Output | Architectural Flood and Spot Luminaires | Standard | FALSE | [9 empty] | 42670 |  |  | Yes |  | 3.1 | 16443 | 99.1 | 166 | 2.19 | 1 | 3000 | 70
PSW1MG21 | Eaton (formerly Cooper Lighting) | Streetworks | GAN-AF-03-LED-[U 8 9]-RW-[AP BZ BK DP GM WH]-[ADJA ADJS ADJA-WM]-7030-800-[2L 3 P 4 4N7 HA ALL MS SENSORS DIMRF-LW DIMRF-LN L90 R90 MT TH LCF CE] | Outdoor Luminaires | High Output | Architectural Flood and Spot Luminaires | Standard | FALSE | [9 empty] | 42670 |  |  | Yes |  | 3.1 | 13286 | 107.1 | 124 | 2.19 | 1 | 3000 | 70
PGT8PDH6 | Eaton (formerly Cooper Lighting) | Mcgraw-Edison | GLEON-AF-03-LED-[E1 347 480]-RW-[AP BZ BK DP GM WH]-[ADJA ADJS ADJA-WM]-7030-800-[P PER7 R HA ALL MS LWR SENSORS L90 R90 MT TH LCF CE] | Outdoor Luminaires | High Output | Architectural Flood and Spot Luminaires | Standard | FALSE | [9 empty] | 42670 |  |  | Yes |  | 3.1 | 13286 | 107.1 | 124 | 2.19 | 1 | 3000 | 70
PSVUQJDZ | Eaton (formerly Cooper Lighting) | Streetworks | GAN-AF-03-LED-U-T4FT-[AP BZ BK DP GM WH]-[ADJA ADJS ADJA-WM]-7030-800-[2L 3 P 4 4N7 HA ALL MS SENSORS DIMRF-LW DIMRF-LN L90 R90 MT TH LCF CE] | Outdoor Luminaires | High Output | Architectural Flood and Spot Luminaires | Standard | FALSE | [9 empty] | 42670 |  |  | Yes |  | 3.1 | 13074 | 105.4 | 124 | 2.19 | 1 | 3000 | 70
PA8XBKKM | Eaton (formerly Cooper Lighting) | Mcgraw-Edison | GLEON-AF-03-LED-E1-T4FT-[AP BZ BK DP GM WH]-[ADJA ADJS ADJA-WM]-7030-800-[P PER7 R HA ALL MS LWR SENSORS L90 R90 MT TH LCF CE] | Outdoor Luminaires | High Output | Architectural Flood and Spot Luminaires | Standard | FALSE | [9 empty] | 42670 |  |  | Yes |  | 3.1 | 13074 | 105.4 | 124 | 2.19 | 1 | 3000 | 70
PHKEA3F3 | Eaton (formerly Cooper Lighting) | Streetworks | GAN-AF-03-LED-U-SL3-[AP BZ BK DP GM WH]-[ADJA ADJS ADJA-WM]-7030-800-[2L 3 P 4 4N7 HA ALL MS SENSORS DIMRF-LW DIMRF-LN L90 R90 MT TH LCF CE] | Outdoor Luminaires | High Output | Architectural Flood and Spot Luminaires | Standard | FALSE | [9 empty] | 42670 |  |  | Yes |  | 3.1 | 12997 | 104.8 | 124 | 2.19 | 1 | 3000 | 70
PG6JN34V | Eaton (formerly Cooper Lighting) | Mcgraw-Edison | GLEON-AF-03-LED-E1-SL3-[AP BZ BK DP GM WH]-[ADJA ADJS ADJA-WM]-7030-800-[P PER7 R HA ALL MS LWR SENSORS L90 R90 MT TH LCF CE] | Outdoor Luminaires | High Output | Architectural Flood and Spot Luminaires | Standard | FALSE | [9 empty] | 42670 |  |  | Yes |  | 3.1 | 12997 | 104.8 | 124 | 2.19 | 1 | 3000 | 70
PY4Z4G9G | Eaton (formerly Cooper Lighting) | Streetworks | GAN-AF-03-LED-U-T4W-[AP BZ BK DP GM WH]-[ADJA ADJS ADJA-WM]-7030-800-[2L 3 P 4 4N7 HA ALL MS SENSORS DIMRF-LW DIMRF-LN L90 R90 MT TH LCF CE] | Outdoor Luminaires | High Output | Architectural Flood and Spot Luminaires | Standard | FALSE | [9 empty] | 42670 |  |  | Yes |  | 3.1 | 12905 | 104.1 | 124 | 2.19 | 1 | 3000 | 70
PGBXSCXJ | Eaton (formerly Cooper Lighting) | Mcgraw-Edison | GLEON-AF-03-LED-E1-T4W-[AP BZ BK DP GM WH]-[ADJA ADJS ADJA-WM]-7030-800-[P PER7 R HA ALL MS LWR SENSORS L90 R90 MT TH LCF CE] | Outdoor Luminaires | High Output | Architectural Flood and Spot Luminaires | Standard | FALSE | [9 empty] | 42670 |  |  | Yes |  | 3.1 | 12905 | 104.1 | 124 | 2.19 | 1 | 3000 | 70
PSATWJCA | Eaton (formerly Cooper Lighting) | Mcgraw-Edison | GLEON-AF-03-LED-E1-SL2-[AP BZ BK DP GM WH]-[ADJA ADJS ADJA-WM]-7030-800-[P PER7 R HA ALL MS LWR SENSORS L90 R90 MT TH LCF CE] | Outdoor Luminaires | High Output | Architectural Flood and Spot Luminaires | Standard | FALSE | [9 empty] | 42670 |  |  | Yes |  | 3.1 | 12732 | 102.7 | 124 | 2.19 | 1 | 3000 | 70
PJVH961C | Eaton (formerly Cooper Lighting) | Streetworks | GAN-AF-03-LED-U-SL2-[AP BZ BK DP GM WH]-[ADJA ADJS ADJA-WM]-7030-800-[2L 3 P 4 4N7 HA ALL MS SENSORS DIMRF-LW DIMRF-LN L90 R90 MT TH LCF CE] | Outdoor Luminaires | High Output | Architectural Flood and Spot Luminaires | Standard | FALSE | [9 empty] | 42670 |  |  | Yes |  | 3.1 | 12732 | 102.7 | 124 | 2.19 | 1 | 3000 | 70
PZEJYNJ7 | Eaton (formerly Cooper Lighting) | Streetworks | GAN-AF-02-LED-[U 8 9]-RW-[AP BZ BK DP GM WH]-[ADJA ADJS ADJA-WM]-7030-600-[2L 3 P 4 4N7 HA ALL MS SENSORS DIMRF-LW DIMRF-LN L90 R90 MT TH LCF CE] | Outdoor Luminaires | Mid Output | Architectural Flood and Spot Luminaires | Standard | FALSE | [9 empty] | 42670 |  |  | Yes |  | 3.1 | 7260 | 110 | 66 | 1.24 | 1 | 3000 | 70
PV9FGDSP | Eaton (formerly Cooper Lighting) | Mcgraw-Edison | GLEON-AF-02-LED-[E1 347 480]-RW-[AP BZ BK DP GM WH]-[ADJA ADJS ADJA-WM]-7030-600-[P PER7 R HA ALL MS LWR SENSORS L90 R90 MT TH LCF CE] | Outdoor Luminaires | Mid Output | Architectural Flood and Spot Luminaires | Standard | FALSE | [9 empty] | 42670 |  |  | Yes |  | 3.1 | 7260 | 110 | 66 | 1.24 | 1 | 3000 | 70
PEQZCYM1 | Eaton (formerly Cooper Lighting) | Mcgraw-Edison | GLEON-AF-02-LED-[E1 347 480]-T4FT-[AP BZ BK DP GM WH]-[ADJA ADJS ADJA-WM]-7030-600-[P PER7 R HA ALL MS LWR SENSORS L90 R90 MT TH LCF CE] | Outdoor Luminaires | Mid Output | Architectural Flood and Spot Luminaires | Standard | FALSE | [9 empty] | 42670 |  |  | Yes |  | 3.1 | 7145 | 108.3 | 66 | 1.24 | 1 | 3000 | 70
P7NGCZXW | Eaton (formerly Cooper Lighting) | Streetworks | GAN-AF-02-LED-[U 8 9]-T4FT-[AP BZ BK DP GM WH]-[ADJA ADJS ADJA-WM]-7030-600-[2L 3 P 4 4N7 HA ALL MS SENSORS DIMRF-LW DIMRF-LN L90 R90 MT TH LCF CE] | Outdoor Luminaires | Mid Output | Architectural Flood and Spot Luminaires | Standard | FALSE | [9 empty] | 42670 |  |  | Yes |  | 3.1 | 7145 | 108.3 | 66 | 1.24 | 1 | 3000 | 70
PYRNM2VQ | Eaton (formerly Cooper Lighting) | Streetworks | GAN-AF-02-LED-[U 8 9]-SL3-[AP BZ BK DP GM WH]-[ADJA ADJS ADJA-WM]-7030-600-[2L 3 P 4 4N7 HA ALL MS SENSORS DIMRF-LW DIMRF-LN L90 R90 MT TH LCF CE] | Outdoor Luminaires | Mid Output | Architectural Flood and Spot Luminaires | Standard | FALSE | [9 empty] | 42670 |  |  | Yes |  | 3.1 | 7104 | 107.6 | 66 | 1.24 | 1 | 3000 | 70
PC2GATWE | Eaton (formerly Cooper Lighting) | Mcgraw-Edison | GLEON-AF-02-LED-[E1 347 480]-SL3-[AP BZ BK DP GM WH]-[ADJA ADJS ADJA-WM]-7030-600-[P PER7 R HA ALL MS LWR SENSORS L90 R90 MT TH LCF CE] | Outdoor Luminaires | Mid Output | Architectural Flood and Spot Luminaires | Standard | FALSE | [9 empty] | 42670 |  |  | Yes |  | 3.1 | 7104 | 107.6 | 66 | 1.24 | 1 | 3000 | 70
PVA2D4ST | Eaton (formerly Cooper Lighting) | Mcgraw-Edison | GLEON-AF-02-LED-[E1 347 480]-T4W-[AP BZ BK DP GM WH]-[ADJA ADJS ADJA-WM]-7030-600-[P PER7 R HA ALL MS LWR SENSORS L90 R90 MT TH LCF CE] | Outdoor Luminaires | Mid Output | Architectural Flood and Spot Luminaires | Standard | FALSE | [9 empty] | 42670 |  |  | Yes |  | 3.1 | 7053 | 106.9 | 66 | 1.24 | 1 | 3000 | 70
PRTBW11W | Eaton (formerly Cooper Lighting) | Streetworks | GAN-AF-02-LED-[U 8 9]-T4W-[AP BZ BK DP GM WH]-[ADJA ADJS ADJA-WM]-7030-600-[2L 3 P 4 4N7 HA ALL MS SENSORS DIMRF-LW DIMRF-LN L90 R90 MT TH LCF CE] | Outdoor Luminaires | Mid Output | Architectural Flood and Spot Luminaires | Standard | FALSE | [9 empty] | 42670 |  |  | Yes |  | 3.1 | 7053 | 106.9 | 66 | 1.24 | 1 | 3000 | 70
PU7XW4SC | Eaton (formerly Cooper Lighting) | Streetworks | GAN-AF-02-LED-[U 8 9]-SL2-[AP BZ BK DP GM WH]-[ADJA ADJS ADJA-WM]-7030-600-[2L 3 P 4 4N7 HA ALL MS SENSORS DIMRF-LW DIMRF-LN L90 R90 MT TH LCF CE] | Outdoor Luminaires | Mid Output | Architectural Flood and Spot Luminaires | Standard | FALSE | [9 empty] | 42670 |  |  | Yes |  | 3.1 | 6959 | 105.4 | 66 | 1.24 | 1 | 3000 | 70
PFPHEJ2F | Eaton (formerly Cooper Lighting) | Mcgraw-Edison | GLEON-AF-02-LED-[E1 347 480]-SL2-[AP BZ BK DP GM WH]-[ADJA ADJS ADJA-WM]-7030-600-[P PER7 R HA ALL MS LWR SENSORS L90 R90 MT TH LCF CE] | Outdoor Luminaires | Mid Output | Architectural Flood and Spot Luminaires | Standard | FALSE | [9 empty] | 42670 |  |  | Yes |  | 3.1 | 6959 | 105.4 | 66 | 1.24 | 1 | 3000 | 70
PRXAV6BM | Eaton (formerly Cooper Lighting) | Mcgraw-Edison | GLEON-AF-02-LED-[E1 347 480]-RW-[AP BZ BK DP GM WH]-[ADJA ADJS ADJA-WM]-7030-800-[P PER7 R HA ALL MS LWR SENSORS L90 R90 MT TH LCF CE] | Outdoor Luminaires | Mid Output | Architectural Flood and Spot Luminaires | Standard | FALSE | [9 empty] | 42670 |  |  | Yes |  | 3.1 | 8903 | 104.7 | 85 | 1.17 | 1 | 3000 | 70
PBKN6U4V | Eaton (formerly Cooper Lighting) | Streetworks | GAN-AF-02-LED-[U 8 9]-RW-[AP BZ BK DP GM WH]-[ADJA ADJS ADJA-WM]-7030-800-[2L 3 P 4 4N7 HA ALL MS SENSORS DIMRF-LW DIMRF-LN L90 R90 MT TH LCF CE] | Outdoor Luminaires | Mid Output | Architectural Flood and Spot Luminaires | Standard | FALSE | [9 empty] | 42670 |  |  | Yes |  | 3.1 | 8903 | 104.7 | 85 | 1.17 | 1 | 3000 | 70
PGD3VMHY | Eaton (formerly Cooper Lighting) | Streetworks | GAN-AF-02-LED-[U 8 9]-T4FT-[AP BZ BK DP GM WH]-[ADJA ADJS ADJA-WM]-7030-800-[2L 3 P 4 4N7 HA ALL MS SENSORS DIMRF-LW DIMRF-LN L90 R90 MT TH LCF CE] | Outdoor Luminaires | Mid Output | Architectural Flood and Spot Luminaires | Standard | FALSE | [9 empty] | 42670 |  |  | Yes |  | 3.1 | 8763 | 103.1 | 85 | 1.17 | 1 | 3000 | 70
P2PUB1QN | Eaton (formerly Cooper Lighting) | Mcgraw-Edison | GLEON-AF-02-LED-[E1 347 480]-T4FT-[AP BZ BK DP GM WH]-[ADJA ADJS ADJA-WM]-7030-800-[P PER7 R HA ALL MS LWR SENSORS L90 R90 MT TH LCF CE] | Outdoor Luminaires | Mid Output | Architectural Flood and Spot Luminaires | Standard | FALSE | [9 empty] | 42670 |  |  | Yes |  | 3.1 | 8763 | 103.1 | 85 | 1.17 | 1 | 3000 | 70
PV6GQZ9G | Eaton (formerly Cooper Lighting) | Streetworks | GAN-AF-02-LED-U-SL3-[AP BZ BK DP GM WH]-[ADJA ADJS ADJA-WM]-7030-800-[2L 3 P 4 4N7 HA ALL MS SENSORS DIMRF-LW DIMRF-LN L90 R90 MT TH LCF CE] | Outdoor Luminaires | Mid Output | Architectural Flood and Spot Luminaires | Standard | FALSE | [9 empty] | 42670 |  |  | Yes |  | 3.1 | 8711 | 102.5 | 85 | 1.17 | 1 | 3000 | 70
PBD3B3Z2 | Eaton (formerly Cooper Lighting) | Mcgraw-Edison | GLEON-AF-02-LED-E1-SL3-[AP BZ BK DP GM WH]-[ADJA ADJS ADJA-WM]-7030-800-[P PER7 R HA ALL MS LWR SENSORS L90 R90 MT TH LCF CE] | Outdoor Luminaires | Mid Output | Architectural Flood and Spot Luminaires | Standard | FALSE | [9 empty] | 42670 |  |  | Yes |  | 3.1 | 8711 | 102.5 | 85 | 1.17 | 1 | 3000 | 70
PRGZPFJD | Eaton (formerly Cooper Lighting) | Mcgraw-Edison | GLEON-AF-02-LED-E1-T4W-[AP BZ BK DP GM WH]-[ADJA ADJS ADJA-WM]-7030-800-[P PER7 R HA ALL MS LWR SENSORS L90 R90 MT TH LCF CE] | Outdoor Luminaires | Mid Output | Architectural Flood and Spot Luminaires | Standard | FALSE | [9 empty] | 42670 |  |  | Yes |  | 3.1 | 8649 | 101.8 | 85 | 1.17 | 1 | 3000 | 70
PMHQ8FPH | Eaton (formerly Cooper Lighting) | Streetworks | GAN-AF-02-LED-U-T4W-[AP BZ BK DP GM WH]-[ADJA ADJS ADJA-WM]-7030-800-[2L 3 P 4 4N7 HA ALL MS SENSORS DIMRF-LW DIMRF-LN L90 R90 MT TH LCF CE] | Outdoor Luminaires | Mid Output | Architectural Flood and Spot Luminaires | Standard | FALSE | [9 empty] | 42670 |  |  | Yes |  | 3.1 | 8649 | 101.8 | 85 | 1.17 | 1 | 3000 | 70
PYRJWTM8 | Eaton (formerly Cooper Lighting) | Mcgraw-Edison | GLEON-AF-02-LED-E1-SL2-[AP BZ BK DP GM WH]-[ADJA ADJS ADJA-WM]-7030-800-[P PER7 R HA ALL MS LWR SENSORS L90 R90 MT TH LCF CE] | Outdoor Luminaires | Mid Output | Architectural Flood and Spot Luminaires | Standard | FALSE | [9 empty] | 42670 |  |  | Yes |  | 3.1 | 8532 | 100.4 | 85 | 1.17 | 1 | 3000 | 70
P7MFDFBV | Eaton (formerly Cooper Lighting) | Streetworks | GAN-AF-02-LED-U-SL2-[AP BZ BK DP GM WH]-[ADJA ADJS ADJA-WM]-7030-800-[2L 3 P 4 4N7 HA ALL MS SENSORS DIMRF-LW DIMRF-LN L90 R90 MT TH LCF CE] | Outdoor Luminaires | Mid Output | Architectural Flood and Spot Luminaires | Standard | FALSE | [9 empty] | 42670 |  |  | Yes |  | 3.1 | 8532 | 100.4 | 85 | 1.17 | 1 | 3000 | 70
PQU3HPCE | Eaton (formerly Cooper Lighting) | Mcgraw-Edison | GLEON-AF-04-LED-E1-RW-[AP BZ BK DP GM WH]-[ADJA ADJS ADJA-WM]-7030-800-[P PER7 R HA ALL MS LWR SENSORS L90 R90 MT TH LCF CE] | Outdoor Luminaires | High Output | Architectural Flood and Spot Luminaires | Standard | FALSE | [9 empty] | 42670 |  |  | Yes |  | 3.1 | 17554 | 102.7 | 171 | 1.17 | 1 | 3000 | 70
P6Z3R6F7 | Eaton (formerly Cooper Lighting) | Streetworks | GAN-AF-04-LED-U-RW-[AP BZ BK DP GM WH]-[ADJA ADJS ADJA-WM]-7030-800-[2L 3 P 4 4N7 HA ALL MS SENSORS DIMRF-LW DIMRF-LN L90 R90 MT TH LCF CE] | Outdoor Luminaires | High Output | Architectural Flood and Spot Luminaires | Standard | FALSE | [9 empty] | 42670 |  |  | Yes |  | 3.1 | 17554 | 102.7 | 171 | 1.17 | 1 | 3000 | 70
PSQ8P484 | Eaton (formerly Cooper Lighting) | Mcgraw-Edison | GLEON-AF-04-LED-E1-T4FT-[AP BZ BK DP GM WH]-[ADJA ADJS ADJA-WM]-7030-800-[P PER7 R HA ALL MS LWR SENSORS L90 R90 MT TH LCF CE] | Outdoor Luminaires | High Output | Architectural Flood and Spot Luminaires | Standard | FALSE | [9 empty] | 42670 |  |  | Yes |  | 3.1 | 17276 | 101 | 171 | 1.17 | 1 | 3000 | 70
PG7G9V96 | Eaton (formerly Cooper Lighting) | Streetworks | GAN-AF-04-LED-U-T4FT-[AP BZ BK DP GM WH]-[ADJA ADJS ADJA-WM]-7030-800-[2L 3 P 4 4N7 HA ALL MS SENSORS DIMRF-LW DIMRF-LN L90 R90 MT TH LCF CE] | Outdoor Luminaires | High Output | Architectural Flood and Spot Luminaires | Standard | FALSE | [9 empty] | 42670 |  |  | Yes |  | 3.1 | 17276 | 101 | 171 | 1.17 | 1 | 3000 | 70
PDT2U261 | Eaton (formerly Cooper Lighting) | Streetworks | GAN-AF-04-LED-U-SL3-[AP BZ BK DP GM WH]-[ADJA ADJS ADJA-WM]-7030-800-[2L 3 P 4 4N7 HA ALL MS SENSORS DIMRF-LW DIMRF-LN L90 R90 MT TH LCF CE] | Outdoor Luminaires | High Output | Architectural Flood and Spot Luminaires | Standard | FALSE | [9 empty] | 42670 |  |  | Yes |  | 3.1 | 17174 | 100.4 | 171 | 1.17 | 1 | 3000 | 70
P1QXQH2H | Eaton (formerly Cooper Lighting) | Mcgraw-Edison | GLEON-AF-04-LED-E1-SL3-[AP BZ BK DP GM WH]-[ADJA ADJS ADJA-WM]-7030-800-[P PER7 R HA ALL MS LWR SENSORS L90 R90 MT TH LCF CE] | Outdoor Luminaires | High Output | Architectural Flood and Spot Luminaires | Standard | FALSE | [9 empty] | 42670 |  |  | Yes |  | 3.1 | 17174 | 100.4 | 171 | 1.17 | 1 | 3000 | 70
PX8CTA92 | Eaton (formerly Cooper Lighting) | Mcgraw-Edison | GLEON-AF-04-LED-E1-T4W-[AP BZ BK DP GM WH]-[ADJA ADJS ADJA-WM]-7030-800-[P PER7 R HA ALL MS LWR SENSORS L90 R90 MT TH LCF CE] | Outdoor Luminaires | High Output | Architectural Flood and Spot Luminaires | Standard | FALSE | [9 empty] | 42670 |  |  | Yes |  | 3.1 | 17052 | 99.7 | 171 | 1.17 | 1 | 3000 | 70
PBNE34EC | Eaton (formerly Cooper Lighting) | Streetworks | GAN-AF-04-LED-U-T4W-[AP BZ BK DP GM WH]-[ADJA ADJS ADJA-WM]-7030-800-[2L 3 P 4 4N7 HA ALL MS SENSORS DIMRF-LW DIMRF-LN L90 R90 MT TH LCF CE] | Outdoor Luminaires | High Output | Architectural Flood and Spot Luminaires | Standard | FALSE | [9 empty] | 42670 |  |  | Yes |  | 3.1 | 17052 | 99.7 | 171 | 1.17 | 1 | 3000 | 70
PUY92JBX | Eaton (formerly Cooper Lighting) | Mcgraw-Edison | GLEON-AF-04-LED-E1-SL2-[AP BZ BK DP GM WH]-[ADJA ADJS ADJA-WM]-7030-800-[P PER7 R HA ALL MS LWR SENSORS L90 R90 MT TH LCF CE] | Outdoor Luminaires | High Output | Architectural Flood and Spot Luminaires | Standard | FALSE | [9 empty] | 42670 |  |  | Yes |  | 3.1 | 16823 | 98.4 | 171 | 1.17 | 1 | 3000 | 70
PMQCH4YM | Eaton (formerly Cooper Lighting) | Streetworks | GAN-AF-04-LED-U-SL2-[AP BZ BK DP GM WH]-[ADJA ADJS ADJA-WM]-7030-800-[2L 3 P 4 4N7 HA ALL MS SENSORS DIMRF-LW DIMRF-LN L90 R90 MT TH LCF CE] | Outdoor Luminaires | High Output | Architectural Flood and Spot Luminaires | Standard | FALSE | [9 empty] | 42670 |  |  | Yes |  | 3.1 | 16823 | 98.4 | 171 | 1.17 | 1 | 3000 | 70
PZK5V8CH | Eaton (formerly Cooper Lighting) | Mcgraw-Edison | GLEON-AF-02-LED-[347 480]-T2R-[AP BZ BK DP GM WH]-[ADJA ADJS ADJA-WM]-7030-600-[P PER7 R HA ALL MS LWR SENSORS L90 R90 MT TH LCF CE] | Outdoor Luminaires | Mid Output | Architectural Flood and Spot Luminaires | Standard | FALSE | [9 empty] | 42670 |  |  | Yes |  | 3.1 | 7400 | 102.4 | 72.3 | 12.05 | 0.99 | 3000 | 70
PBYGUZVN | Eaton (formerly Cooper Lighting) | Streetworks | GAN-AF-02-LED-[8 9]-T2R-[AP BZ BK DP GM WH]-[ADJA ADJS ADJA-WM]-7030-600-[2L 3 P 4 4N7 HA ALL MS SENSORS DIMRF-LW DIMRF-LN L90 R90 MT TH LCF CE] | Outdoor Luminaires | Mid Output | Architectural Flood and Spot Luminaires | Standard | FALSE | [9 empty] | 42670 |  |  | Yes |  | 3.1 | 7400 | 102.4 | 72.3 | 12.05 | 0.99 | 3000 | 70
PZ91C4UM | Eaton (formerly Cooper Lighting) | Mcgraw-Edison | GLEON-AF-01-LED-[E1 347 480]-T2R-[AP BZ BK DP GM WH]-[ADJA ADJS ADJA-WM]-7030-600-[P PER7 R HA ALL MS LWR SENSORS L90 R90 MT TH LCF CE] | Outdoor Luminaires | Low Output | Architectural Flood and Spot Luminaires | Standard | FALSE | [9 empty] | 42670 |  |  | Yes |  | 3.1 | 3787 | 111.4 | 34 | 6.42 | 1 | 3000 | 70
PK5TR6VY | Eaton (formerly Cooper Lighting) | Streetworks | GAN-AF-01-LED-[U 8 9]-T2R-[AP BZ BK DP GM WH]-[ADJA ADJS ADJA-WM]-7030-600-[2L 3 P 4 4N7 HA ALL MS SENSORS DIMRF-LW DIMRF-LN L90 R90 MT TH LCF CE] | Outdoor Luminaires | Low Output | Architectural Flood and Spot Luminaires | Standard | FALSE | [9 empty] | 42670 |  |  | Yes |  | 3.1 | 3787 | 111.4 | 34 | 6.42 | 1 | 3000 | 70
PUY71C5S | Eaton (formerly Cooper Lighting) | Mcgraw-Edison | GLEON-AF-01-LED-[E1 347 480]-T3R-[AP BZ BK DP GM WH]-[ADJA ADJS ADJA-WM]-7030-600-[P PER7 R HA ALL MS LWR SENSORS L90 R90 MT TH LCF CE] | Outdoor Luminaires | Low Output | Architectural Flood and Spot Luminaires | Standard | FALSE | [9 empty] | 42670 |  |  | Yes |  | 3.1 | 3716 | 109.3 | 34 | 6.42 | 1 | 3000 | 70
PQ2J62UD | Eaton (formerly Cooper Lighting) | Streetworks | GAN-AF-01-LED-[U 8 9]-T3R-[AP BZ BK DP GM WH]-[ADJA ADJS ADJA-WM]-7030-600-[2L 3 P 4 4N7 HA ALL MS SENSORS DIMRF-LW DIMRF-LN L90 R90 MT TH LCF CE] | Outdoor Luminaires | Low Output | Architectural Flood and Spot Luminaires | Standard | FALSE | [9 empty] | 42670 |  |  | Yes |  | 3.1 | 3716 | 109.3 | 34 | 6.42 | 1 | 3000 | 70
PYQZUQWS | Eaton (formerly Cooper Lighting) | Mcgraw-Edison | GLEON-AF-01-LED-[E1 347 480]-T3-[AP BZ BK DP GM WH]-[ADJA ADJS ADJA-WM]-7030-600-[P PER7 R HA ALL MS LWR SENSORS L90 R90 MT TH LCF CE] | Outdoor Luminaires | Low Output | Architectural Flood and Spot Luminaires | Standard | FALSE | [9 empty] | 42670 |  |  | Yes |  | 3.1 | 3636 | 106.9 | 34 | 6.42 | 1 | 3000 | 70
PKC6U4AU | Eaton (formerly Cooper Lighting) | Streetworks | GAN-AF-01-LED-[U 8 9]-T3-[AP BZ BK DP GM WH]-[ADJA ADJS ADJA-WM]-7030-600-[2L 3 P 4 4N7 HA ALL MS SENSORS DIMRF-LW DIMRF-LN L90 R90 MT TH LCF CE] | Outdoor Luminaires | Low Output | Architectural Flood and Spot Luminaires | Standard | FALSE | [9 empty] | 42670 |  |  | Yes |  | 3.1 | 3636 | 106.9 | 34 | 6.42 | 1 | 3000 | 70
PS8MJGQJ | Eaton (formerly Cooper Lighting) | Mcgraw-Edison | GLEON-AF-01-LED-E1-T2-[AP BZ BK DP GM WH]-[ADJA ADJS ADJA-WM]-7030-600-[P PER7 R HA ALL MS LWR SENSORS L90 R90 MT TH LCF CE] | Outdoor Luminaires | Low Output | Architectural Flood and Spot Luminaires | Standard | FALSE | [9 empty] | 42670 |  |  | Yes |  | 3.1 | 3566 | 104.9 | 34 | 6.42 | 1 | 3000 | 70
PRKG88UQ | Eaton (formerly Cooper Lighting) | Streetworks | GAN-AF-01-LED-U-T2-[AP BZ BK DP GM WH]-[ADJA ADJS ADJA-WM]-7030-600-[2L 3 P 4 4N7 HA ALL MS SENSORS DIMRF-LW DIMRF-LN L90 R90 MT TH LCF CE] | Outdoor Luminaires | Low Output | Architectural Flood and Spot Luminaires | Standard | FALSE | [9 empty] | 42670 |  |  | Yes |  | 3.1 | 3566 | 104.9 | 34 | 6.42 | 1 | 3000 | 70
PVDYUQ9M | Eaton (formerly Cooper Lighting) | Mcgraw-Edison | GLEON-AF-01-LED-E1-SL4-[AP BZ BK DP GM WH]-[ADJA ADJS ADJA-WM]-7030-600-[P PER7 R HA ALL MS LWR SENSORS L90 R90 MT TH LCF CE] | Outdoor Luminaires | Low Output | Architectural Flood and Spot Luminaires | Standard | FALSE | [9 empty] | 42670 |  |  | Yes |  | 3.1 | 3454 | 101.6 | 34 | 6.42 | 1 | 3000 | 70
PCWG8J8F | Eaton (formerly Cooper Lighting) | Streetworks | GAN-AF-01-LED-U-SL4-[AP BZ BK DP GM WH]-[ADJA ADJS ADJA-WM]-7030-600-[2L 3 P 4 4N7 HA ALL MS SENSORS DIMRF-LW DIMRF-LN L90 R90 MT TH LCF CE] | Outdoor Luminaires | Low Output | Architectural Flood and Spot Luminaires | Standard | FALSE | [9 empty] | 42670 |  |  | Yes |  | 3.1 | 3454 | 101.6 | 34 | 6.42 | 1 | 3000 | 70
PZX9E585 | Eaton (formerly Cooper Lighting) | Streetworks | GAN-AF-01-LED-U-T2R-[AP BZ BK DP GM WH]-[ADJA ADJS ADJA-WM]-7030-800-[2L 3 P 4 4N7 HA ALL MS SENSORS DIMRF-LW DIMRF-LN L90 R90 MT TH LCF CE] | Outdoor Luminaires | Low Output | Architectural Flood and Spot Luminaires | Standard | FALSE | [9 empty] | 42670 |  |  | Yes |  | 3.1 | 4644 | 105.5 | 44 | 5.13 | 1 | 3000 | 70
P7FGR9ND | Eaton (formerly Cooper Lighting) | Mcgraw-Edison | GLEON-AF-01-LED-E1-T2R-[AP BZ BK DP GM WH]-[ADJA ADJS ADJA-WM]-7030-800-[P PER7 R HA ALL MS LWR SENSORS L90 R90 MT TH LCF CE] | Outdoor Luminaires | Low Output | Architectural Flood and Spot Luminaires | Standard | FALSE | [9 empty] | 42670 |  |  | Yes |  | 3.1 | 4644 | 105.5 | 44 | 5.13 | 1 | 3000 | 70
PH18ZV82 | Eaton (formerly Cooper Lighting) | Mcgraw-Edison | GLEON-AF-01-LED-E1-T3R-[AP BZ BK DP GM WH]-[ADJA ADJS ADJA-WM]-7030-800-[P PER7 R HA ALL MS LWR SENSORS L90 R90 MT TH LCF CE] | Outdoor Luminaires | Low Output | Architectural Flood and Spot Luminaires | Standard | FALSE | [9 empty] | 42670 |  |  | Yes |  | 3.1 | 4557 | 103.6 | 44 | 5.13 | 1 | 3000 | 70
P8BJNU1Z | Eaton (formerly Cooper Lighting) | Streetworks | GAN-AF-01-LED-U-T3R-[AP BZ BK DP GM WH]-[ADJA ADJS ADJA-WM]-7030-800-[2L 3 P 4 4N7 HA ALL MS SENSORS DIMRF-LW DIMRF-LN L90 R90 MT TH LCF CE] | Outdoor Luminaires | Low Output | Architectural Flood and Spot Luminaires | Standard | FALSE | [9 empty] | 42670 |  |  | Yes |  | 3.1 | 4557 | 103.6 | 44 | 5.13 | 1 | 3000 | 70
PPSPE44B | Eaton (formerly Cooper Lighting) | Streetworks | GAN-AF-01-LED-U-T3-[AP BZ BK DP GM WH]-[ADJA ADJS ADJA-WM]-7030-800-[2L 3 P 4 4N7 HA ALL MS SENSORS DIMRF-LW DIMRF-LN L90 R90 MT TH LCF CE] | Outdoor Luminaires | Low Output | Architectural Flood and Spot Luminaires | Standard | FALSE | [9 empty] | 42670 |  |  | Yes |  | 3.1 | 4459 | 101.3 | 44 | 5.13 | 1 | 3000 | 70
PFW6AKFK | Eaton (formerly Cooper Lighting) | Mcgraw-Edison | GLEON-AF-01-LED-E1-T3-[AP BZ BK DP GM WH]-[ADJA ADJS ADJA-WM]-7030-800-[P PER7 R HA ALL MS LWR SENSORS L90 R90 MT TH LCF CE] | Outdoor Luminaires | Low Output | Architectural Flood and Spot Luminaires | Standard | FALSE | [9 empty] | 42670 |  |  | Yes |  | 3.1 | 4459 | 101.3 | 44 | 5.13 | 1 | 3000 | 70
PSCZCWMB | Eaton (formerly Cooper Lighting) | Streetworks | GAN-AF-01-LED-U-T2-[AP BZ BK DP GM WH]-[ADJA ADJS ADJA-WM]-7030-800-[2L 3 P 4 4N7 HA ALL MS SENSORS DIMRF-LW DIMRF-LN L90 R90 MT TH LCF CE] | Outdoor Luminaires | Low Output | Architectural Flood and Spot Luminaires | Standard | FALSE | [9 empty] | 42670 |  |  | Yes |  | 3.1 | 4374 | 99.4 | 44 | 5.13 | 1 | 3000 | 70
PDRZ2M9S | Eaton (formerly Cooper Lighting) | Mcgraw-Edison | GLEON-AF-01-LED-E1-T2-[AP BZ BK DP GM WH]-[ADJA ADJS ADJA-WM]-7030-800-[P PER7 R HA ALL MS LWR SENSORS L90 R90 MT TH LCF CE] | Outdoor Luminaires | Low Output | Architectural Flood and Spot Luminaires | Standard | FALSE | [9 empty] | 42670 |  |  | Yes |  | 3.1 | 4374 | 99.4 | 44 | 5.13 | 1 | 3000 | 70
PKY35Y65 | Eaton (formerly Cooper Lighting) | Streetworks | GAN-AF-01-LED-U-SL4-[AP BZ BK DP GM WH]-[ADJA ADJS ADJA-WM]-7030-800-[2L 3 P 4 4N7 HA ALL MS SENSORS DIMRF-LW DIMRF-LN L90 R90 MT TH LCF CE] | Outdoor Luminaires | Low Output | Architectural Flood and Spot Luminaires | Standard | FALSE | [9 empty] | 42670 |  |  | Yes |  | 3.1 | 4235 | 96.3 | 44 | 5.13 | 1 | 3000 | 70
PA73DHXW | Eaton (formerly Cooper Lighting) | Mcgraw-Edison | GLEON-AF-01-LED-E1-SL4-[AP BZ BK DP GM WH]-[ADJA ADJS ADJA-WM]-7030-800-[P PER7 R HA ALL MS LWR SENSORS L90 R90 MT TH LCF CE] | Outdoor Luminaires | Low Output | Architectural Flood and Spot Luminaires | Standard | FALSE | [9 empty] | 42670 |  |  | Yes |  | 3.1 | 4235 | 96.3 | 44 | 5.13 | 1 | 3000 | 70
P89SZWDW | Eaton (formerly Cooper Lighting) | Streetworks | GAN-AF-01-LED-U-T2R-[AP BZ BK DP GM WH]-[ADJA ADJS ADJA-WM]-7030-[2L 3 P 4 4N7 HA ALL MS SENSORS DIMRF-LW DIMRF-LN L90 R90 MT TH LCF CE] | Outdoor Luminaires | Mid Output | Architectural Flood and Spot Luminaires | Standard | FALSE | [9 empty] | 42670 |  |  | Yes |  | 3.1 | 5748 | 97.4 | 59 | 4.12 | 1 | 3000 | 70
P3NG2KG5 | Eaton (formerly Cooper Lighting) | Mcgraw-Edison | GLEON-AF-01-LED-E1-T2R-[AP BZ BK DP GM WH]-[ADJA ADJS ADJA-WM]-7030-[P PER7 R HA ALL MS LWR SENSORS L90 R90 MT TH LCF CE] | Outdoor Luminaires | Mid Output | Architectural Flood and Spot Luminaires | Standard | FALSE | [9 empty] | 42670 |  |  | Yes |  | 3.1 | 5748 | 97.4 | 59 | 4.12 | 1 | 3000 | 70
PQZZVX5M | Eaton (formerly Cooper Lighting) | Mcgraw-Edison | GLEON-AF-09-LED-E1-SL4-[AP BZ BK DP GM WH]-[ADJA ADJS ADJA-WM]-7030-600-[P PER7 R HA ALL MS LWR SENSORS L90 R90 MT TH LCF CE] | Outdoor Luminaires | High Output | Architectural Flood and Spot Luminaires | Standard | FALSE | [9 empty] | 42670 |  |  | Yes |  | 3.1 | 29491 | 101.7 | 290 | 3.49 | 1 | 3000 | 70
PJ3Z8FZQ | Eaton (formerly Cooper Lighting) | Streetworks | GAN-AF-09-LED-U-SL4-[AP BZ BK DP GM WH]-[ADJA ADJS ADJA-WM]-7030-600-[2L 3 P 4 4N7 HA ALL MS SENSORS DIMRF-LW DIMRF-LN L90 R90 MT TH LCF CE] | Outdoor Luminaires | High Output | Architectural Flood and Spot Luminaires | Standard | FALSE | [9 empty] | 42670 |  |  | Yes |  | 3.1 | 29491 | 101.7 | 290 | 3.49 | 1 | 3000 | 70
PVK7R3BY | Eaton (formerly Cooper Lighting) | Streetworks | GAN-AF-07-LED-[U 8 9]-T2R-[AP BZ BK DP GM WH]-[ADJA ADJS ADJA-WM]-7030-600-[2L 3 P 4 4N7 HA ALL MS SENSORS DIMRF-LW DIMRF-LN L90 R90 MT TH LCF CE] | Outdoor Luminaires | High Output | Architectural Flood and Spot Luminaires | Standard | FALSE | [9 empty] | 42670 |  |  | Yes |  | 3.1 | 25582 | 113.2 | 226 | 3.49 | 1 | 3000 | 70
P161R5N3 | Eaton (formerly Cooper Lighting) | Mcgraw-Edison | GLEON-AF-07-LED-[E1 347 480]-T2R-[AP BZ BK DP GM WH]-[ADJA ADJS ADJA-WM]-7030-600-[P PER7 R HA ALL MS LWR SENSORS L90 R90 MT TH LCF CE] | Outdoor Luminaires | High Output | Architectural Flood and Spot Luminaires | Standard | FALSE | [9 empty] | 42670 |  |  | Yes |  | 3.1 | 25582 | 113.2 | 226 | 3.49 | 1 | 3000 | 70
PQGUR1WQ | Eaton (formerly Cooper Lighting) | Mcgraw-Edison | GLEON-AF-07-LED-[E1 347 480]-T3R-[AP BZ BK DP GM WH]-[ADJA ADJS ADJA-WM]-7030-600-[P PER7 R HA ALL MS LWR SENSORS L90 R90 MT TH LCF CE] | Outdoor Luminaires | High Output | Architectural Flood and Spot Luminaires | Standard | FALSE | [9 empty] | 42670 |  |  | Yes |  | 3.1 | 25107 | 111.1 | 226 | 3.49 | 1 | 3000 | 70
P8H75EG1 | Eaton (formerly Cooper Lighting) | Streetworks | GAN-AF-07-LED-[U 8 9]-T3R-[AP BZ BK DP GM WH]-[ADJA ADJS ADJA-WM]-7030-600-[2L 3 P 4 4N7 HA ALL MS SENSORS DIMRF-LW DIMRF-LN L90 R90 MT TH LCF CE] | Outdoor Luminaires | High Output | Architectural Flood and Spot Luminaires | Standard | FALSE | [9 empty] | 42670 |  |  | Yes |  | 3.1 | 25107 | 111.1 | 226 | 3.49 | 1 | 3000 | 70
PW6W929P | Eaton (formerly Cooper Lighting) | Streetworks | GAN-AF-07-LED-[U 8 9]-T3-[AP BZ BK DP GM WH]-[ADJA ADJS ADJA-WM]-7030-600-[2L 3 P 4 4N7 HA ALL MS SENSORS DIMRF-LW DIMRF-LN L90 R90 MT TH LCF CE] | Outdoor Luminaires | High Output | Architectural Flood and Spot Luminaires | Standard | FALSE | [9 empty] | 42670 |  |  | Yes |  | 3.1 | 24561 | 108.7 | 226 | 3.49 | 1 | 3000 | 70
P7A6WRCJ | Eaton (formerly Cooper Lighting) | Mcgraw-Edison | GLEON-AF-07-LED-[E1 347 480]-T3-[AP BZ BK DP GM WH]-[ADJA ADJS ADJA-WM]-7030-600-[P PER7 R HA ALL MS LWR SENSORS L90 R90 MT TH LCF CE] | Outdoor Luminaires | High Output | Architectural Flood and Spot Luminaires | Standard | FALSE | [9 empty] | 42670 |  |  | Yes |  | 3.1 | 24561 | 108.7 | 226 | 3.49 | 1 | 3000 | 70
PKHJNTD9 | Eaton (formerly Cooper Lighting) | Mcgraw-Edison | GLEON-AF-07-LED-[E1 347 480]-T2-[AP BZ BK DP GM WH]-[ADJA ADJS ADJA-WM]-7030-600-[P PER7 R HA ALL MS LWR SENSORS L90 R90 MT TH LCF CE] | Outdoor Luminaires | High Output | Architectural Flood and Spot Luminaires | Standard | FALSE | [9 empty] | 42670 |  |  | Yes |  | 3.1 | 24097 | 106.6 | 226 | 3.49 | 1 | 3000 | 70
PF6R8D88 | Eaton (formerly Cooper Lighting) | Streetworks | GAN-AF-07-LED-[U 8 9]-T2-[AP BZ BK DP GM WH]-[ADJA ADJS ADJA-WM]-7030-600-[2L 3 P 4 4N7 HA ALL MS SENSORS DIMRF-LW DIMRF-LN L90 R90 MT TH LCF CE] | Outdoor Luminaires | High Output | Architectural Flood and Spot Luminaires | Standard | FALSE | [9 empty] | 42670 |  |  | Yes |  | 3.1 | 24097 | 106.6 | 226 | 3.49 | 1 | 3000 | 70
PXVGXR3R | Eaton (formerly Cooper Lighting) | Mcgraw-Edison | GLEON-AF-07-LED-E1-SL4-[AP BZ BK DP GM WH]-[ADJA ADJS ADJA-WM]-7030-600-[P PER7 R HA ALL MS LWR SENSORS L90 R90 MT TH LCF CE] | Outdoor Luminaires | High Output | Architectural Flood and Spot Luminaires | Standard | FALSE | [9 empty] | 42670 |  |  | Yes |  | 3.1 | 23333 | 103.2 | 226 | 3.49 | 1 | 3000 | 70
PSNZBYK4 | Eaton (formerly Cooper Lighting) | Streetworks | GAN-AF-07-LED-U-SL4-[AP BZ BK DP GM WH]-[ADJA ADJS ADJA-WM]-7030-600-[2L 3 P 4 4N7 HA ALL MS SENSORS DIMRF-LW DIMRF-LN L90 R90 MT TH LCF CE] | Outdoor Luminaires | High Output | Architectural Flood and Spot Luminaires | Standard | FALSE | [9 empty] | 42670 |  |  | Yes |  | 3.1 | 23333 | 103.2 | 226 | 3.49 | 1 | 3000 | 70
PWXMKPAF | Eaton (formerly Cooper Lighting) | Mcgraw-Edison | GLEON-AF-06-LED-[E1 347 480]-T2R-[AP BZ BK DP GM WH]-[ADJA ADJS ADJA-WM]-7030-600-[P PER7 R HA ALL MS LWR SENSORS L90 R90 MT TH LCF CE] | Outdoor Luminaires | High Output | Architectural Flood and Spot Luminaires | Standard | FALSE | [9 empty] | 42670 |  |  | Yes |  | 3.1 | 21632 | 112.1 | 193 | 3.49 | 1 | 3000 | 70
PKPYH7DX | Eaton (formerly Cooper Lighting) | Streetworks | GAN-AF-06-LED-[U 8 9]-T2R-[AP BZ BK DP GM WH]-[ADJA ADJS ADJA-WM]-7030-600-[2L 3 P 4 4N7 HA ALL MS SENSORS DIMRF-LW DIMRF-LN L90 R90 MT TH LCF CE] | Outdoor Luminaires | High Output | Architectural Flood and Spot Luminaires | Standard | FALSE | [9 empty] | 42670 |  |  | Yes |  | 3.1 | 21632 | 112.1 | 193 | 3.49 | 1 | 3000 | 70
PKXRCV2X | Eaton (formerly Cooper Lighting) | Streetworks | GAN-AF-06-LED-[U 8 9]-T3R-[AP BZ BK DP GM WH]-[ADJA ADJS ADJA-WM]-7030-600-[2L 3 P 4 4N7 HA ALL MS SENSORS DIMRF-LW DIMRF-LN L90 R90 MT TH LCF CE] | Outdoor Luminaires | High Output | Architectural Flood and Spot Luminaires | Standard | FALSE | [9 empty] | 42670 |  |  | Yes |  | 3.1 | 21229 | 110 | 193 | 3.49 | 1 | 3000 | 70
P4EWGXPR | Eaton (formerly Cooper Lighting) | Mcgraw-Edison | GLEON-AF-06-LED-[E1 347 480]-T3R-[AP BZ BK DP GM WH]-[ADJA ADJS ADJA-WM]-7030-600-[P PER7 R HA ALL MS LWR SENSORS L90 R90 MT TH LCF CE] | Outdoor Luminaires | High Output | Architectural Flood and Spot Luminaires | Standard | FALSE | [9 empty] | 42670 |  |  | Yes |  | 3.1 | 21229 | 110 | 193 | 3.49 | 1 | 3000 | 70
PTMSSBMH | Eaton (formerly Cooper Lighting) | Mcgraw-Edison | GLEON-AF-06-LED-[E1 347 480]-T3-[AP BZ BK DP GM WH]-[ADJA ADJS ADJA-WM]-7030-600-[P PER7 R HA ALL MS LWR SENSORS L90 R90 MT TH LCF CE] | Outdoor Luminaires | High Output | Architectural Flood and Spot Luminaires | Standard | FALSE | [9 empty] | 42670 |  |  | Yes |  | 3.1 | 20768 | 107.6 | 193 | 3.49 | 1 | 3000 | 70
PPYDVTZ2 | Eaton (formerly Cooper Lighting) | Streetworks | GAN-AF-06-LED-[U 8 9]-T3-[AP BZ BK DP GM WH]-[ADJA ADJS ADJA-WM]-7030-600-[2L 3 P 4 4N7 HA ALL MS SENSORS DIMRF-LW DIMRF-LN L90 R90 MT TH LCF CE] | Outdoor Luminaires | High Output | Architectural Flood and Spot Luminaires | Standard | FALSE | [9 empty] | 42670 |  |  | Yes |  | 3.1 | 20768 | 107.6 | 193 | 3.49 | 1 | 3000 | 70
PZ6RB44V | Eaton (formerly Cooper Lighting) | Streetworks | GAN-AF-06-LED-[U 8 9]-T2-[AP BZ BK DP GM WH]-[ADJA ADJS ADJA-WM]-7030-600-[2L 3 P 4 4N7 HA ALL MS SENSORS DIMRF-LW DIMRF-LN L90 R90 MT TH LCF CE] | Outdoor Luminaires | High Output | Architectural Flood and Spot Luminaires | Standard | FALSE | [9 empty] | 42670 |  |  | Yes |  | 3.1 | 20376 | 105.6 | 193 | 3.49 | 1 | 3000 | 70
PDVR32FF | Eaton (formerly Cooper Lighting) | Mcgraw-Edison | GLEON-AF-06-LED-[E1 347 480]-T2-[AP BZ BK DP GM WH]-[ADJA ADJS ADJA-WM]-7030-600-[P PER7 R HA ALL MS LWR SENSORS L90 R90 MT TH LCF CE] | Outdoor Luminaires | High Output | Architectural Flood and Spot Luminaires | Standard | FALSE | [9 empty] | 42670 |  |  | Yes |  | 3.1 | 20376 | 105.6 | 193 | 3.49 | 1 | 3000 | 70
PYNYV3PG | Eaton (formerly Cooper Lighting) | Mcgraw-Edison | GLEON-AF-06-LED-E1-SL4-[AP BZ BK DP GM WH]-[ADJA ADJS ADJA-WM]-7030-600-[P PER7 R HA ALL MS LWR SENSORS L90 R90 MT TH LCF CE] | Outdoor Luminaires | High Output | Architectural Flood and Spot Luminaires | Standard | FALSE | [9 empty] | 42670 |  |  | Yes |  | 3.1 | 19730 | 102.2 | 193 | 3.49 | 1 | 3000 | 70
P3YP9X57 | Eaton (formerly Cooper Lighting) | Streetworks | GAN-AF-06-LED-U-SL4-[AP BZ BK DP GM WH]-[ADJA ADJS ADJA-WM]-7030-600-[2L 3 P 4 4N7 HA ALL MS SENSORS DIMRF-LW DIMRF-LN L90 R90 MT TH LCF CE] | Outdoor Luminaires | High Output | Architectural Flood and Spot Luminaires | Standard | FALSE | [9 empty] | 42670 |  |  | Yes |  | 3.1 | 19730 | 102.2 | 193 | 3.49 | 1 | 3000 | 70
PVVCWK18 | Eaton (formerly Cooper Lighting) | Streetworks | GAN-AF-05-LED-[U 8 9]-T2R-[AP BZ BK DP GM WH]-[ADJA ADJS ADJA-WM]-7030-600-[2L 3 P 4 4N7 HA ALL MS SENSORS DIMRF-LW DIMRF-LN L90 R90 MT TH LCF CE] | Outdoor Luminaires | High Output | Architectural Flood and Spot Luminaires | Standard | FALSE | [9 empty] | 42670 |  |  | Yes |  | 3.1 | 18077 | 111.6 | 162 | 3.49 | 1 | 3000 | 70
PN5XTDEU | Eaton (formerly Cooper Lighting) | Mcgraw-Edison | GLEON-AF-05-LED-[E1 347 480]-T2R-[AP BZ BK DP GM WH]-[ADJA ADJS ADJA-WM]-7030-600-[P PER7 R HA ALL MS LWR SENSORS L90 R90 MT TH LCF CE] | Outdoor Luminaires | High Output | Architectural Flood and Spot Luminaires | Standard | FALSE | [9 empty] | 42670 |  |  | Yes |  | 3.1 | 18077 | 111.6 | 162 | 3.49 | 1 | 3000 | 70
PRD66FTS | Eaton (formerly Cooper Lighting) | Streetworks | GAN-AF-05-LED-[U 8 9]-T3R-[AP BZ BK DP GM WH]-[ADJA ADJS ADJA-WM]-7030-600-[2L 3 P 4 4N7 HA ALL MS SENSORS DIMRF-LW DIMRF-LN L90 R90 MT TH LCF CE] | Outdoor Luminaires | High Output | Architectural Flood and Spot Luminaires | Standard | FALSE | [9 empty] | 42670 |  |  | Yes |  | 3.1 | 17740 | 109.5 | 162 | 3.49 | 1 | 3000 | 70
PAEBS7GW | Eaton (formerly Cooper Lighting) | Mcgraw-Edison | GLEON-AF-05-LED-[E1 347 480]-T3R-[AP BZ BK DP GM WH]-[ADJA ADJS ADJA-WM]-7030-600-[P PER7 R HA ALL MS LWR SENSORS L90 R90 MT TH LCF CE] | Outdoor Luminaires | High Output | Architectural Flood and Spot Luminaires | Standard | FALSE | [9 empty] | 42670 |  |  | Yes |  | 3.1 | 17740 | 109.5 | 162 | 3.49 | 1 | 3000 | 70
PRBNDQ98 | Eaton (formerly Cooper Lighting) | Mcgraw-Edison | GLEON-AF-05-LED-[E1 347 480]-T3-[AP BZ BK DP GM WH]-[ADJA ADJS ADJA-WM]-7030-600-[P PER7 R HA ALL MS LWR SENSORS L90 R90 MT TH LCF CE] | Outdoor Luminaires | High Output | Architectural Flood and Spot Luminaires | Standard | FALSE | [9 empty] | 42670 |  |  | Yes |  | 3.1 | 17354 | 107.1 | 162 | 3.49 | 1 | 3000 | 70
PE3X1CX5 | Eaton (formerly Cooper Lighting) | Streetworks | GAN-AF-05-LED-[U 8 9]-T3-[AP BZ BK DP GM WH]-[ADJA ADJS ADJA-WM]-7030-600-[2L 3 P 4 4N7 HA ALL MS SENSORS DIMRF-LW DIMRF-LN L90 R90 MT TH LCF CE] | Outdoor Luminaires | High Output | Architectural Flood and Spot Luminaires | Standard | FALSE | [9 empty] | 42670 |  |  | Yes |  | 3.1 | 17354 | 107.1 | 162 | 3.49 | 1 | 3000 | 70
PSNAVT32 | Eaton (formerly Cooper Lighting) | Mcgraw-Edison | GLEON-AF-05-LED-E1-T2-[AP BZ BK DP GM WH]-[ADJA ADJS ADJA-WM]-7030-600-[P PER7 R HA ALL MS LWR SENSORS L90 R90 MT TH LCF CE] | Outdoor Luminaires | High Output | Architectural Flood and Spot Luminaires | Standard | FALSE | [9 empty] | 42670 |  |  | Yes |  | 3.1 | 17027 | 105.1 | 162 | 3.49 | 1 | 3000 | 70
P61AJ6FT | Eaton (formerly Cooper Lighting) | Streetworks | GAN-AF-05-LED-U-T2-[AP BZ BK DP GM WH]-[ADJA ADJS ADJA-WM]-7030-600-[2L 3 P 4 4N7 HA ALL MS SENSORS DIMRF-LW DIMRF-LN L90 R90 MT TH LCF CE] | Outdoor Luminaires | High Output | Architectural Flood and Spot Luminaires | Standard | FALSE | [9 empty] | 42670 |  |  | Yes |  | 3.1 | 17027 | 105.1 | 162 | 3.49 | 1 | 3000 | 70
PSEGJ5CC | Eaton (formerly Cooper Lighting) | Mcgraw-Edison | GLEON-AF-05-LED-E1-SL4-[AP BZ BK DP GM WH]-[ADJA ADJS ADJA-WM]-7030-600-[P PER7 R HA ALL MS LWR SENSORS L90 R90 MT TH LCF CE] | Outdoor Luminaires | High Output | Architectural Flood and Spot Luminaires | Standard | FALSE | [9 empty] | 42670 |  |  | Yes |  | 3.1 | 16488 | 101.8 | 162 | 3.49 | 1 | 3000 | 70
PA55DBRN | Eaton (formerly Cooper Lighting) | Streetworks | GAN-AF-05-LED-U-SL4-[AP BZ BK DP GM WH]-[ADJA ADJS ADJA-WM]-7030-600-[2L 3 P 4 4N7 HA ALL MS SENSORS DIMRF-LW DIMRF-LN L90 R90 MT TH LCF CE] | Outdoor Luminaires | High Output | Architectural Flood and Spot Luminaires | Standard | FALSE | [9 empty] | 42670 |  |  | Yes |  | 3.1 | 16488 | 101.8 | 162 | 3.49 | 1 | 3000 | 70
PRCNB1FH | Eaton (formerly Cooper Lighting) | Mcgraw-Edison | GLEON-AF-03-LED-[E1 347 480]-T2R-[AP BZ BK DP GM WH]-[ADJA ADJS ADJA-WM]-7030-600-[P PER7 R HA ALL MS LWR SENSORS L90 R90 MT TH LCF CE] | Outdoor Luminaires | High Output | Architectural Flood and Spot Luminaires | Standard | FALSE | [9 empty] | 42670 |  |  | Yes |  | 3.1 | 11042 | 115 | 96 | 3.49 | 1 | 3000 | 70
PCH514CN | Eaton (formerly Cooper Lighting) | Streetworks | GAN-AF-03-LED-[U 8 9]-T2R-[AP BZ BK DP GM WH]-[ADJA ADJS ADJA-WM]-7030-600-[2L 3 P 4 4N7 HA ALL MS SENSORS DIMRF-LW DIMRF-LN L90 R90 MT TH LCF CE] | Outdoor Luminaires | High Output | Architectural Flood and Spot Luminaires | Standard | FALSE | [9 empty] | 42670 |  |  | Yes |  | 3.1 | 11042 | 115 | 96 | 3.49 | 1 | 3000 | 70
PDSCB8QW | Eaton (formerly Cooper Lighting) | Mcgraw-Edison | GLEON-AF-03-LED-[E1 347 480]-T3R-[AP BZ BK DP GM WH]-[ADJA ADJS ADJA-WM]-7030-600-[P PER7 R HA ALL MS LWR SENSORS L90 R90 MT TH LCF CE] | Outdoor Luminaires | High Output | Architectural Flood and Spot Luminaires | Standard | FALSE | [9 empty] | 42670 |  |  | Yes |  | 3.1 | 10837 | 112.9 | 96 | 3.49 | 1 | 3000 | 70
P6J7Y12F | Eaton (formerly Cooper Lighting) | Streetworks | GAN-AF-03-LED-[U 8 9]-T3R-[AP BZ BK DP GM WH]-[ADJA ADJS ADJA-WM]-7030-600-[2L 3 P 4 4N7 HA ALL MS SENSORS DIMRF-LW DIMRF-LN L90 R90 MT TH LCF CE] | Outdoor Luminaires | High Output | Architectural Flood and Spot Luminaires | Standard | FALSE | [9 empty] | 42670 |  |  | Yes |  | 3.1 | 10837 | 112.9 | 96 | 3.49 | 1 | 3000 | 70
PDGBVMUQ | Eaton (formerly Cooper Lighting) | Streetworks | GAN-AF-03-LED-[U 8 9]-T3-[AP BZ BK DP GM WH]-[ADJA ADJS ADJA-WM]-7030-600-[2L 3 P 4 4N7 HA ALL MS SENSORS DIMRF-LW DIMRF-LN L90 R90 MT TH LCF CE] | Outdoor Luminaires | High Output | Architectural Flood and Spot Luminaires | Standard | FALSE | [9 empty] | 42670 |  |  | Yes |  | 3.1 | 10601 | 110.4 | 96 | 3.49 | 1 | 3000 | 70
P8WASFRE | Eaton (formerly Cooper Lighting) | Mcgraw-Edison | GLEON-AF-03-LED-[E1 347 480]-T3-[AP BZ BK DP GM WH]-[ADJA ADJS ADJA-WM]-7030-600-[P PER7 R HA ALL MS LWR SENSORS L90 R90 MT TH LCF CE] | Outdoor Luminaires | High Output | Architectural Flood and Spot Luminaires | Standard | FALSE | [9 empty] | 42670 |  |  | Yes |  | 3.1 | 10601 | 110.4 | 96 | 3.49 | 1 | 3000 | 70
P87YJBHT | Eaton (formerly Cooper Lighting) | Mcgraw-Edison | GLEON-AF-03-LED-[E1 347 480]-T2-[AP BZ BK DP GM WH]-[ADJA ADJS ADJA-WM]-7030-600-[P PER7 R HA ALL MS LWR SENSORS L90 R90 MT TH LCF CE] | Outdoor Luminaires | High Output | Architectural Flood and Spot Luminaires | Standard | FALSE | [9 empty] | 42670 |  |  | Yes |  | 3.1 | 10400 | 108.3 | 96 | 3.49 | 1 | 3000 | 70
P3G13XDS | Eaton (formerly Cooper Lighting) | Streetworks | GAN-AF-03-LED-[U 8 9]-T2-[AP BZ BK DP GM WH]-[ADJA ADJS ADJA-WM]-7030-600-[2L 3 P 4 4N7 HA ALL MS SENSORS DIMRF-LW DIMRF-LN L90 R90 MT TH LCF CE] | Outdoor Luminaires | High Output | Architectural Flood and Spot Luminaires | Standard | FALSE | [9 empty] | 42670 |  |  | Yes |  | 3.1 | 10400 | 108.3 | 96 | 3.49 | 1 | 3000 | 70
PPAX5Y92 | Eaton (formerly Cooper Lighting) | Streetworks | GAN-AF-03-LED-U-SL4-[AP BZ BK DP GM WH]-[ADJA ADJS ADJA-WM]-7030-600-[2L 3 P 4 4N7 HA ALL MS SENSORS DIMRF-LW DIMRF-LN L90 R90 MT TH LCF CE] | Outdoor Luminaires | High Output | Architectural Flood and Spot Luminaires | Standard | FALSE | [9 empty] | 42670 |  |  | Yes |  | 3.1 | 10071 | 104.9 | 96 | 3.49 | 1 | 3000 | 70
PGAJM8DN | Eaton (formerly Cooper Lighting) | Mcgraw-Edison | GLEON-AF-03-LED-E1-SL4-[AP BZ BK DP GM WH]-[ADJA ADJS ADJA-WM]-7030-600-[P PER7 R HA ALL MS LWR SENSORS L90 R90 MT TH LCF CE] | Outdoor Luminaires | High Output | Architectural Flood and Spot Luminaires | Standard | FALSE | [9 empty] | 42670 |  |  | Yes |  | 3.1 | 10071 | 104.9 | 96 | 3.49 | 1 | 3000 | 70
PUQRU6MK | Eaton (formerly Cooper Lighting) | Mcgraw-Edison | GLEON-AF-07-LED-E1-T2-[AP BZ BK DP GM WH]-[ADJA ADJS ADJA-WM]-7030-800-[P PER7 R HA ALL MS LWR SENSORS L90 R90 MT TH LCF CE] | Outdoor Luminaires | High Output | Architectural Flood and Spot Luminaires | Standard | FALSE | [9 empty] | 42670 |  |  | Yes |  | 3.1 | 29550 | 100.2 | 295 | 2.91 | 1 | 3000 | 70
PJT1RNDE | Eaton (formerly Cooper Lighting) | Streetworks | GAN-AF-07-LED-U-T2-[AP BZ BK DP GM WH]-[ADJA ADJS ADJA-WM]-7030-800-[2L 3 P 4 4N7 HA ALL MS SENSORS DIMRF-LW DIMRF-LN L90 R90 MT TH LCF CE] | Outdoor Luminaires | High Output | Architectural Flood and Spot Luminaires | Standard | FALSE | [9 empty] | 42670 |  |  | Yes |  | 3.1 | 29550 | 100.2 | 295 | 2.91 | 1 | 3000 | 70
PYQYFYV5 | Eaton (formerly Cooper Lighting) | Streetworks | GAN-AF-06-LED-[U 8 9]-T2R-[AP BZ BK DP GM WH]-[ADJA ADJS ADJA-WM]-7030-800-[2L 3 P 4 4N7 HA ALL MS SENSORS DIMRF-LW DIMRF-LN L90 R90 MT TH LCF CE] | Outdoor Luminaires | High Output | Architectural Flood and Spot Luminaires | Standard | FALSE | [9 empty] | 42670 |  |  | Yes |  | 3.1 | 26526 | 106.5 | 249 | 2.91 | 1 | 3000 | 70
P2J93T59 | Eaton (formerly Cooper Lighting) | Mcgraw-Edison | GLEON-AF-06-LED-[E1 347 480]-T2R-[AP BZ BK DP GM WH]-[ADJA ADJS ADJA-WM]-7030-800-[P PER7 R HA ALL MS LWR SENSORS L90 R90 MT TH LCF CE] | Outdoor Luminaires | High Output | Architectural Flood and Spot Luminaires | Standard | FALSE | [9 empty] | 42670 |  |  | Yes |  | 3.1 | 26526 | 106.5 | 249 | 2.91 | 1 | 3000 | 70
PR7AVGAJ | Eaton (formerly Cooper Lighting) | Mcgraw-Edison | GLEON-AF-06-LED-E1-T3R-[AP BZ BK DP GM WH]-[ADJA ADJS ADJA-WM]-7030-800-[P PER7 R HA ALL MS LWR SENSORS L90 R90 MT TH LCF CE] | Outdoor Luminaires | High Output | Architectural Flood and Spot Luminaires | Standard | FALSE | [9 empty] | 42670 |  |  | Yes |  | 3.1 | 26033 | 104.6 | 249 | 2.91 | 1 | 3000 | 70
PE1XD6F2 | Eaton (formerly Cooper Lighting) | Streetworks | GAN-AF-06-LED-U-T3R-[AP BZ BK DP GM WH]-[ADJA ADJS ADJA-WM]-7030-800-[2L 3 P 4 4N7 HA ALL MS SENSORS DIMRF-LW DIMRF-LN L90 R90 MT TH LCF CE] | Outdoor Luminaires | High Output | Architectural Flood and Spot Luminaires | Standard | FALSE | [9 empty] | 42670 |  |  | Yes |  | 3.1 | 26033 | 104.6 | 249 | 2.91 | 1 | 3000 | 70
PK6GYR8M | Eaton (formerly Cooper Lighting) | Mcgraw-Edison | GLEON-AF-06-LED-E1-T3-[AP BZ BK DP GM WH]-[ADJA ADJS ADJA-WM]-7030-800-[P PER7 R HA ALL MS LWR SENSORS L90 R90 MT TH LCF CE] | Outdoor Luminaires | High Output | Architectural Flood and Spot Luminaires | Standard | FALSE | [9 empty] | 42670 |  |  | Yes |  | 3.1 | 25467 | 102.3 | 249 | 2.91 | 1 | 3000 | 70
P3F2CMX9 | Eaton (formerly Cooper Lighting) | Streetworks | GAN-AF-06-LED-U-T3-[AP BZ BK DP GM WH]-[ADJA ADJS ADJA-WM]-7030-800-[2L 3 P 4 4N7 HA ALL MS SENSORS DIMRF-LW DIMRF-LN L90 R90 MT TH LCF CE] | Outdoor Luminaires | High Output | Architectural Flood and Spot Luminaires | Standard | FALSE | [9 empty] | 42670 |  |  | Yes |  | 3.1 | 25467 | 102.3 | 249 | 2.91 | 1 | 3000 | 70
PNVUES4B | Eaton (formerly Cooper Lighting) | Mcgraw-Edison | GLEON-AF-06-LED-E1-T2-[AP BZ BK DP GM WH]-[ADJA ADJS ADJA-WM]-7030-800-[P PER7 R HA ALL MS LWR SENSORS L90 R90 MT TH LCF CE] | Outdoor Luminaires | High Output | Architectural Flood and Spot Luminaires | Standard | FALSE | [9 empty] | 42670 |  |  | Yes |  | 3.1 | 24987 | 100.3 | 249 | 2.91 | 1 | 3000 | 70
PMWZSA13 | Eaton (formerly Cooper Lighting) | Streetworks | GAN-AF-06-LED-U-T2-[AP BZ BK DP GM WH]-[ADJA ADJS ADJA-WM]-7030-800-[2L 3 P 4 4N7 HA ALL MS SENSORS DIMRF-LW DIMRF-LN L90 R90 MT TH LCF CE] | Outdoor Luminaires | High Output | Architectural Flood and Spot Luminaires | Standard | FALSE | [9 empty] | 42670 |  |  | Yes |  | 3.1 | 24987 | 100.3 | 249 | 2.91 | 1 | 3000 | 70
PY8ZQNMA | Eaton (formerly Cooper Lighting) | Streetworks | GAN-AF-05-LED-U-T2R-[AP BZ BK DP GM WH]-[ADJA ADJS ADJA-WM]-7030-800-[2L 3 P 4 4N7 HA ALL MS SENSORS DIMRF-LW DIMRF-LN L90 R90 MT TH LCF CE] | Outdoor Luminaires | High Output | Architectural Flood and Spot Luminaires | Standard | FALSE | [9 empty] | 42670 |  |  | Yes |  | 3.1 | 22166 | 105.6 | 210 | 2.91 | 1 | 3000 | 70
PRFN142Q | Eaton (formerly Cooper Lighting) | Mcgraw-Edison | GLEON-AF-05-LED-E1-T2R-[AP BZ BK DP GM WH]-[ADJA ADJS ADJA-WM]-7030-800-[P PER7 R HA ALL MS LWR SENSORS L90 R90 MT TH LCF CE] | Outdoor Luminaires | High Output | Architectural Flood and Spot Luminaires | Standard | FALSE | [9 empty] | 42670 |  |  | Yes |  | 3.1 | 22166 | 105.6 | 210 | 2.91 | 1 | 3000 | 70
PTMX2SQB | Eaton (formerly Cooper Lighting) | Streetworks | GAN-AF-05-LED-U-T3R-[AP BZ BK DP GM WH]-[ADJA ADJS ADJA-WM]-7030-800-[2L 3 P 4 4N7 HA ALL MS SENSORS DIMRF-LW DIMRF-LN L90 R90 MT TH LCF CE] | Outdoor Luminaires | High Output | Architectural Flood and Spot Luminaires | Standard | FALSE | [9 empty] | 42670 |  |  | Yes |  | 3.1 | 21755 | 103.6 | 210 | 2.91 | 1 | 3000 | 70
PT6XWZC8 | Eaton (formerly Cooper Lighting) | Mcgraw-Edison | GLEON-AF-05-LED-E1-T3R-[AP BZ BK DP GM WH]-[ADJA ADJS ADJA-WM]-7030-800-[P PER7 R HA ALL MS LWR SENSORS L90 R90 MT TH LCF CE] | Outdoor Luminaires | High Output | Architectural Flood and Spot Luminaires | Standard | FALSE | [9 empty] | 42670 |  |  | Yes |  | 3.1 | 21755 | 103.6 | 210 | 2.91 | 1 | 3000 | 70
PWC871V5 | Eaton (formerly Cooper Lighting) | Mcgraw-Edison | GLEON-AF-05-LED-E1-T3-[AP BZ BK DP GM WH]-[ADJA ADJS ADJA-WM]-7030-800-[P PER7 R HA ALL MS LWR SENSORS L90 R90 MT TH LCF CE] | Outdoor Luminaires | High Output | Architectural Flood and Spot Luminaires | Standard | FALSE | [9 empty] | 42670 |  |  | Yes |  | 3.1 | 21281 | 101.3 | 210 | 2.91 | 1 | 3000 | 70
PW1Z3GA4 | Eaton (formerly Cooper Lighting) | Streetworks | GAN-AF-05-LED-U-T3-[AP BZ BK DP GM WH]-[ADJA ADJS ADJA-WM]-7030-800-[2L 3 P 4 4N7 HA ALL MS SENSORS DIMRF-LW DIMRF-LN L90 R90 MT TH LCF CE] | Outdoor Luminaires | High Output | Architectural Flood and Spot Luminaires | Standard | FALSE | [9 empty] | 42670 |  |  | Yes |  | 3.1 | 21281 | 101.3 | 210 | 2.91 | 1 | 3000 | 70
PV5AK626 | Eaton (formerly Cooper Lighting) | Mcgraw-Edison | GLEON-AF-05-LED-E1-T2-[AP BZ BK DP GM WH]-[ADJA ADJS ADJA-WM]-7030-800-[P PER7 R HA ALL MS LWR SENSORS L90 R90 MT TH LCF CE] | Outdoor Luminaires | High Output | Architectural Flood and Spot Luminaires | Standard | FALSE | [9 empty] | 42670 |  |  | Yes |  | 3.1 | 20880 | 99.4 | 210 | 2.91 | 1 | 3000 | 70
PRN37QH1 | Eaton (formerly Cooper Lighting) | Streetworks | GAN-AF-05-LED-U-T2-[AP BZ BK DP GM WH]-[ADJA ADJS ADJA-WM]-7030-800-[2L 3 P 4 4N7 HA ALL MS SENSORS DIMRF-LW DIMRF-LN L90 R90 MT TH LCF CE] | Outdoor Luminaires | High Output | Architectural Flood and Spot Luminaires | Standard | FALSE | [9 empty] | 42670 |  |  | Yes |  | 3.1 | 20880 | 99.4 | 210 | 2.91 | 1 | 3000 | 70
PK219B1R | Eaton (formerly Cooper Lighting) | Mcgraw-Edison | GLEON-AF-08-LED-[E1 347 480]-T2R-[AP BZ BK DP GM WH]-[ADJA ADJS ADJA-WM]-7030-600-[P PER7 R HA ALL MS LWR SENSORS L90 R90 MT TH LCF CE] | Outdoor Luminaires | High Output | Architectural Flood and Spot Luminaires | Standard | FALSE | [9 empty] | 42670 |  |  | Yes |  | 3.1 | 28986 | 112.8 | 257 | 2.72 | 1 | 3000 | 70
P3RSCDZS | Eaton (formerly Cooper Lighting) | Streetworks | GAN-AF-08-LED-[U 8 9]-T2R-[AP BZ BK DP GM WH]-[ADJA ADJS ADJA-WM]-7030-600-[2L 3 P 4 4N7 HA ALL MS SENSORS DIMRF-LW DIMRF-LN L90 R90 MT TH LCF CE] | Outdoor Luminaires | High Output | Architectural Flood and Spot Luminaires | Standard | FALSE | [9 empty] | 42670 |  |  | Yes |  | 3.1 | 28986 | 112.8 | 257 | 2.72 | 1 | 3000 | 70
PAZ8DZ3J | Eaton (formerly Cooper Lighting) | Streetworks | GAN-AF-08-LED-[U 8 9]-T3R-[AP BZ BK DP GM WH]-[ADJA ADJS ADJA-WM]-7030-600-[2L 3 P 4 4N7 HA ALL MS SENSORS DIMRF-LW DIMRF-LN L90 R90 MT TH LCF CE] | Outdoor Luminaires | High Output | Architectural Flood and Spot Luminaires | Standard | FALSE | [9 empty] | 42670 |  |  | Yes |  | 3.1 | 28448 | 110.7 | 257 | 2.72 | 1 | 3000 | 70
P8SVV3SD | Eaton (formerly Cooper Lighting) | Mcgraw-Edison | GLEON-AF-08-LED-[E1 347 480]-T3R-[AP BZ BK DP GM WH]-[ADJA ADJS ADJA-WM]-7030-600-[P PER7 R HA ALL MS LWR SENSORS L90 R90 MT TH LCF CE] | Outdoor Luminaires | High Output | Architectural Flood and Spot Luminaires | Standard | FALSE | [9 empty] | 42670 |  |  | Yes |  | 3.1 | 28448 | 110.7 | 257 | 2.72 | 1 | 3000 | 70
PW3WNJXU | Eaton (formerly Cooper Lighting) | Streetworks | GAN-AF-08-LED-[U 8 9]-T3-[AP BZ BK DP GM WH]-[ADJA ADJS ADJA-WM]-7030-600-[2L 3 P 4 4N7 HA ALL MS SENSORS DIMRF-LW DIMRF-LN L90 R90 MT TH LCF CE] | Outdoor Luminaires | High Output | Architectural Flood and Spot Luminaires | Standard | FALSE | [9 empty] | 42670 |  |  | Yes |  | 3.1 | 27829 | 108.3 | 257 | 2.72 | 1 | 3000 | 70
PH5KWQ7N | Eaton (formerly Cooper Lighting) | Mcgraw-Edison | GLEON-AF-08-LED-[E1 347 480]-T3-[AP BZ BK DP GM WH]-[ADJA ADJS ADJA-WM]-7030-600-[P PER7 R HA ALL MS LWR SENSORS L90 R90 MT TH LCF CE] | Outdoor Luminaires | High Output | Architectural Flood and Spot Luminaires | Standard | FALSE | [9 empty] | 42670 |  |  | Yes |  | 3.1 | 27829 | 108.3 | 257 | 2.72 | 1 | 3000 | 70
PFJGAXUM | Eaton (formerly Cooper Lighting) | Streetworks | GAN-AF-08-LED-[U 8 9]-T2-[AP BZ BK DP GM WH]-[ADJA ADJS ADJA-WM]-7030-600-[2L 3 P 4 4N7 HA ALL MS SENSORS DIMRF-LW DIMRF-LN L90 R90 MT TH LCF CE] | Outdoor Luminaires | High Output | Architectural Flood and Spot Luminaires | Standard | FALSE | [9 empty] | 42670 |  |  | Yes |  | 3.1 | 27303 | 106.2 | 257 | 2.72 | 1 | 3000 | 70
P464PYWJ | Eaton (formerly Cooper Lighting) | Mcgraw-Edison | GLEON-AF-08-LED-[E1 347 480]-T2-[AP BZ BK DP GM WH]-[ADJA ADJS ADJA-WM]-7030-600-[P PER7 R HA ALL MS LWR SENSORS L90 R90 MT TH LCF CE] | Outdoor Luminaires | High Output | Architectural Flood and Spot Luminaires | Standard | FALSE | [9 empty] | 42670 |  |  | Yes |  | 3.1 | 27303 | 106.2 | 257 | 2.72 | 1 | 3000 | 70
PE575EHR | Eaton (formerly Cooper Lighting) | Streetworks | GAN-AF-08-LED-U-SL4-[AP BZ BK DP GM WH]-[ADJA ADJS ADJA-WM]-7030-600-[2L 3 P 4 4N7 HA ALL MS SENSORS DIMRF-LW DIMRF-LN L90 R90 MT TH LCF CE] | Outdoor Luminaires | High Output | Architectural Flood and Spot Luminaires | Standard | FALSE | [9 empty] | 42670 |  |  | Yes |  | 3.1 | 26438 | 102.9 | 257 | 2.72 | 1 | 3000 | 70
P3FFCF2U | Eaton (formerly Cooper Lighting) | Mcgraw-Edison | GLEON-AF-08-LED-E1-SL4-[AP BZ BK DP GM WH]-[ADJA ADJS ADJA-WM]-7030-600-[P PER7 R HA ALL MS LWR SENSORS L90 R90 MT TH LCF CE] | Outdoor Luminaires | High Output | Architectural Flood and Spot Luminaires | Standard | FALSE | [9 empty] | 42670 |  |  | Yes |  | 3.1 | 26438 | 102.9 | 257 | 2.72 | 1 | 3000 | 70
PV31UBBG | Eaton (formerly Cooper Lighting) | Mcgraw-Edison | GLEON-AF-04-LED-[E1 347 480]-T2R-[AP BZ BK DP GM WH]-[ADJA ADJS ADJA-WM]-7030-600-[P PER7 R HA ALL MS LWR SENSORS L90 R90 MT TH LCF CE] | Outdoor Luminaires | High Output | Architectural Flood and Spot Luminaires | Standard | FALSE | [9 empty] | 42670 |  |  | Yes |  | 3.1 | 14590 | 113.1 | 129 | 2.72 | 1 | 3000 | 70
P5JY92TZ | Eaton (formerly Cooper Lighting) | Streetworks | GAN-AF-04-LED-[U 8 9]-T2R-[AP BZ BK DP GM WH]-[ADJA ADJS ADJA-WM]-7030-600-[2L 3 P 4 4N7 HA ALL MS SENSORS DIMRF-LW DIMRF-LN L90 R90 MT TH LCF CE] | Outdoor Luminaires | High Output | Architectural Flood and Spot Luminaires | Standard | FALSE | [9 empty] | 42670 |  |  | Yes |  | 3.1 | 14590 | 113.1 | 129 | 2.72 | 1 | 3000 | 70
PFTRT9TR | Eaton (formerly Cooper Lighting) | Mcgraw-Edison | GLEON-AF-04-LED-[E1 347 480]-T3R-[AP BZ BK DP GM WH]-[ADJA ADJS ADJA-WM]-7030-600-[P PER7 R HA ALL MS LWR SENSORS L90 R90 MT TH LCF CE] | Outdoor Luminaires | High Output | Architectural Flood and Spot Luminaires | Standard | FALSE | [9 empty] | 42670 |  |  | Yes |  | 3.1 | 14318 | 111 | 129 | 2.72 | 1 | 3000 | 70
PBS2HBDU | Eaton (formerly Cooper Lighting) | Streetworks | GAN-AF-04-LED-[U 8 9]-T3R-[AP BZ BK DP GM WH]-[ADJA ADJS ADJA-WM]-7030-600-[2L 3 P 4 4N7 HA ALL MS SENSORS DIMRF-LW DIMRF-LN L90 R90 MT TH LCF CE] | Outdoor Luminaires | High Output | Architectural Flood and Spot Luminaires | Standard | FALSE | [9 empty] | 42670 |  |  | Yes |  | 3.1 | 14318 | 111 | 129 | 2.72 | 1 | 3000 | 70
PZ7RQDAW | Eaton (formerly Cooper Lighting) | Mcgraw-Edison | GLEON-AF-04-LED-[E1 347 480]-T3-[AP BZ BK DP GM WH]-[ADJA ADJS ADJA-WM]-7030-600-[P PER7 R HA ALL MS LWR SENSORS L90 R90 MT TH LCF CE] | Outdoor Luminaires | High Output | Architectural Flood and Spot Luminaires | Standard | FALSE | [9 empty] | 42670 |  |  | Yes |  | 3.1 | 14007 | 108.6 | 129 | 2.72 | 1 | 3000 | 70
P4FVNCPA | Eaton (formerly Cooper Lighting) | Streetworks | GAN-AF-04-LED-[U 8 9]-T3-[AP BZ BK DP GM WH]-[ADJA ADJS ADJA-WM]-7030-600-[2L 3 P 4 4N7 HA ALL MS SENSORS DIMRF-LW DIMRF-LN L90 R90 MT TH LCF CE] | Outdoor Luminaires | High Output | Architectural Flood and Spot Luminaires | Standard | FALSE | [9 empty] | 42670 |  |  | Yes |  | 3.1 | 14007 | 108.6 | 129 | 2.72 | 1 | 3000 | 70
PXW3P3FT | Eaton (formerly Cooper Lighting) | Mcgraw-Edison | GLEON-AF-04-LED-[E1 347 480]-T2-[AP BZ BK DP GM WH]-[ADJA ADJS ADJA-WM]-7030-600-[P PER7 R HA ALL MS LWR SENSORS L90 R90 MT TH LCF CE] | Outdoor Luminaires | High Output | Architectural Flood and Spot Luminaires | Standard | FALSE | [9 empty] | 42670 |  |  | Yes |  | 3.1 | 13743 | 106.5 | 129 | 2.72 | 1 | 3000 | 70
P7DUJA51 | Eaton (formerly Cooper Lighting) | Streetworks | GAN-AF-04-LED-[U 8 9]-T2-[AP BZ BK DP GM WH]-[ADJA ADJS ADJA-WM]-7030-600-[2L 3 P 4 4N7 HA ALL MS SENSORS DIMRF-LW DIMRF-LN L90 R90 MT TH LCF CE] | Outdoor Luminaires | High Output | Architectural Flood and Spot Luminaires | Standard | FALSE | [9 empty] | 42670 |  |  | Yes |  | 3.1 | 13743 | 106.5 | 129 | 2.72 | 1 | 3000 | 70
PSN3Q4DH | Eaton (formerly Cooper Lighting) | Mcgraw-Edison | GLEON-AF-04-LED-E1-SL4-[AP BZ BK DP GM WH]-[ADJA ADJS ADJA-WM]-7030-600-[P PER7 R HA ALL MS LWR SENSORS L90 R90 MT TH LCF CE] | Outdoor Luminaires | High Output | Architectural Flood and Spot Luminaires | Standard | FALSE | [9 empty] | 42670 |  |  | Yes |  | 3.1 | 13307 | 103.2 | 129 | 2.72 | 1 | 3000 | 70
P1KVH37M | Eaton (formerly Cooper Lighting) | Streetworks | GAN-AF-04-LED-U-SL4-[AP BZ BK DP GM WH]-[ADJA ADJS ADJA-WM]-7030-600-[2L 3 P 4 4N7 HA ALL MS SENSORS DIMRF-LW DIMRF-LN L90 R90 MT TH LCF CE] | Outdoor Luminaires | High Output | Architectural Flood and Spot Luminaires | Standard | FALSE | [9 empty] | 42670 |  |  | Yes |  | 3.1 | 13307 | 103.2 | 129 | 2.72 | 1 | 3000 | 70
PMB1UA6P | Eaton (formerly Cooper Lighting) | Streetworks | GAN-AF-03-LED-U-T2R-[AP BZ BK DP GM WH]-[ADJA ADJS ADJA-WM]-7030-[2L 3 P 4 4N7 HA ALL MS SENSORS DIMRF-LW DIMRF-LN L90 R90 MT TH LCF CE] | Outdoor Luminaires | High Output | Architectural Flood and Spot Luminaires | Standard | FALSE | [9 empty] | 42670 |  |  | Yes |  | 3.1 | 16759 | 101 | 166 | 2.19 | 1 | 3000 | 70
PDYDFXTC | Eaton (formerly Cooper Lighting) | Mcgraw-Edison | GLEON-AF-03-LED-E1-T2R-[AP BZ BK DP GM WH]-[ADJA ADJS ADJA-WM]-7030-[P PER7 R HA ALL MS LWR SENSORS L90 R90 MT TH LCF CE] | Outdoor Luminaires | High Output | Architectural Flood and Spot Luminaires | Standard | FALSE | [9 empty] | 42670 |  |  | Yes |  | 3.1 | 16759 | 101 | 166 | 2.19 | 1 | 3000 | 70
PDXQ1ZN8 | Eaton (formerly Cooper Lighting) | Mcgraw-Edison | GLEON-AF-03-LED-E1-T3R-[AP BZ BK DP GM WH]-[ADJA ADJS ADJA-WM]-7030-[P PER7 R HA ALL MS LWR SENSORS L90 R90 MT TH LCF CE] | Outdoor Luminaires | High Output | Architectural Flood and Spot Luminaires | Standard | FALSE | [9 empty] | 42670 |  |  | Yes |  | 3.1 | 16447 | 99.1 | 166 | 2.19 | 1 | 3000 | 70
PBPJSRZF | Eaton (formerly Cooper Lighting) | Streetworks | GAN-AF-03-LED-U-T3R-[AP BZ BK DP GM WH]-[ADJA ADJS ADJA-WM]-7030-[2L 3 P 4 4N7 HA ALL MS SENSORS DIMRF-LW DIMRF-LN L90 R90 MT TH LCF CE] | Outdoor Luminaires | High Output | Architectural Flood and Spot Luminaires | Standard | FALSE | [9 empty] | 42670 |  |  | Yes |  | 3.1 | 16447 | 99.1 | 166 | 2.19 | 1 | 3000 | 70
PV8USK8R | Eaton (formerly Cooper Lighting) | Mcgraw-Edison | GLEON-AF-03-LED-[E1 347 480]-T2R-[AP BZ BK DP GM WH]-[ADJA ADJS ADJA-WM]-7030-800-[P PER7 R HA ALL MS LWR SENSORS L90 R90 MT TH LCF CE] | Outdoor Luminaires | High Output | Architectural Flood and Spot Luminaires | Standard | FALSE | [9 empty] | 42670 |  |  | Yes |  | 3.1 | 13540 | 109.2 | 124 | 2.19 | 1 | 3000 | 70
P8K19GY8 | Eaton (formerly Cooper Lighting) | Streetworks | GAN-AF-03-LED-[U 8 9]-T2R-[AP BZ BK DP GM WH]-[ADJA ADJS ADJA-WM]-7030-800-[2L 3 P 4 4N7 HA ALL MS SENSORS DIMRF-LW DIMRF-LN L90 R90 MT TH LCF CE] | Outdoor Luminaires | High Output | Architectural Flood and Spot Luminaires | Standard | FALSE | [9 empty] | 42670 |  |  | Yes |  | 3.1 | 13540 | 109.2 | 124 | 2.19 | 1 | 3000 | 70
PSXZXSJP | Eaton (formerly Cooper Lighting) | Streetworks | GAN-AF-03-LED-[U 8 9]-T3R-[AP BZ BK DP GM WH]-[ADJA ADJS ADJA-WM]-7030-800-[2L 3 P 4 4N7 HA ALL MS SENSORS DIMRF-LW DIMRF-LN L90 R90 MT TH LCF CE] | Outdoor Luminaires | High Output | Architectural Flood and Spot Luminaires | Standard | FALSE | [9 empty] | 42670 |  |  | Yes |  | 3.1 | 13288 | 107.2 | 124 | 2.19 | 1 | 3000 | 70
PHY8PC2A | Eaton (formerly Cooper Lighting) | Mcgraw-Edison | GLEON-AF-03-LED-[E1 347 480]-T3R-[AP BZ BK DP GM WH]-[ADJA ADJS ADJA-WM]-7030-800-[P PER7 R HA ALL MS LWR SENSORS L90 R90 MT TH LCF CE] | Outdoor Luminaires | High Output | Architectural Flood and Spot Luminaires | Standard | FALSE | [9 empty] | 42670 |  |  | Yes |  | 3.1 | 13288 | 107.2 | 124 | 2.19 | 1 | 3000 | 70
PQNQANB4 | Eaton (formerly Cooper Lighting) | Streetworks | GAN-AF-03-LED-U-T3-[AP BZ BK DP GM WH]-[ADJA ADJS ADJA-WM]-7030-800-[2L 3 P 4 4N7 HA ALL MS SENSORS DIMRF-LW DIMRF-LN L90 R90 MT TH LCF CE] | Outdoor Luminaires | High Output | Architectural Flood and Spot Luminaires | Standard | FALSE | [9 empty] | 42670 |  |  | Yes |  | 3.1 | 12999 | 104.8 | 124 | 2.19 | 1 | 3000 | 70
PBWZJDY9 | Eaton (formerly Cooper Lighting) | Mcgraw-Edison | GLEON-AF-03-LED-E1-T3-[AP BZ BK DP GM WH]-[ADJA ADJS ADJA-WM]-7030-800-[P PER7 R HA ALL MS LWR SENSORS L90 R90 MT TH LCF CE] | Outdoor Luminaires | High Output | Architectural Flood and Spot Luminaires | Standard | FALSE | [9 empty] | 42670 |  |  | Yes |  | 3.1 | 12999 | 104.8 | 124 | 2.19 | 1 | 3000 | 70
PMYABRFC | Eaton (formerly Cooper Lighting) | Streetworks | GAN-AF-03-LED-U-T2-[AP BZ BK DP GM WH]-[ADJA ADJS ADJA-WM]-7030-800-[2L 3 P 4 4N7 HA ALL MS SENSORS DIMRF-LW DIMRF-LN L90 R90 MT TH LCF CE] | Outdoor Luminaires | High Output | Architectural Flood and Spot Luminaires | Standard | FALSE | [9 empty] | 42670 |  |  | Yes |  | 3.1 | 12754 | 102.9 | 124 | 2.19 | 1 | 3000 | 70
P5QPVT6T | Eaton (formerly Cooper Lighting) | Mcgraw-Edison | GLEON-AF-03-LED-E1-T2-[AP BZ BK DP GM WH]-[ADJA ADJS ADJA-WM]-7030-800-[P PER7 R HA ALL MS LWR SENSORS L90 R90 MT TH LCF CE] | Outdoor Luminaires | High Output | Architectural Flood and Spot Luminaires | Standard | FALSE | [9 empty] | 42670 |  |  | Yes |  | 3.1 | 12754 | 102.9 | 124 | 2.19 | 1 | 3000 | 70
PYXQFP7T | Eaton (formerly Cooper Lighting) | Mcgraw-Edison | GLEON-AF-03-LED-E1-SL4-[AP BZ BK DP GM WH]-[ADJA ADJS ADJA-WM]-7030-800-[P PER7 R HA ALL MS LWR SENSORS L90 R90 MT TH LCF CE] | Outdoor Luminaires | High Output | Architectural Flood and Spot Luminaires | Standard | FALSE | [9 empty] | 42670 |  |  | Yes |  | 3.1 | 12349 | 99.6 | 124 | 2.19 | 1 | 3000 | 70
PA4BUY2Y | Eaton (formerly Cooper Lighting) | Streetworks | GAN-AF-03-LED-U-SL4-[AP BZ BK DP GM WH]-[ADJA ADJS ADJA-WM]-7030-800-[2L 3 P 4 4N7 HA ALL MS SENSORS DIMRF-LW DIMRF-LN L90 R90 MT TH LCF CE] | Outdoor Luminaires | High Output | Architectural Flood and Spot Luminaires | Standard | FALSE | [9 empty] | 42670 |  |  | Yes |  | 3.1 | 12349 | 99.6 | 124 | 2.19 | 1 | 3000 | 70
PG2CVNEC | Eaton (formerly Cooper Lighting) | Streetworks | GAN-AF-04-LED-U-T2R-[AP BZ BK DP GM WH]-[ADJA ADJS ADJA-WM]-7030-[2L 3 P 4 4N7 HA ALL MS SENSORS DIMRF-LW DIMRF-LN L90 R90 MT TH LCF CE] | Outdoor Luminaires | High Output | Architectural Flood and Spot Luminaires | Standard | FALSE | [9 empty] | 42670 |  |  | Yes |  | 3.1 | 22143 | 98.4 | 225 | 1.65 | 1 | 3000 | 70
P8VBVHP6 | Eaton (formerly Cooper Lighting) | Mcgraw-Edison | GLEON-AF-04-LED-E1-T2R-[AP BZ BK DP GM WH]-[ADJA ADJS ADJA-WM]-7030-[P PER7 R HA ALL MS LWR SENSORS L90 R90 MT TH LCF CE] | Outdoor Luminaires | High Output | Architectural Flood and Spot Luminaires | Standard | FALSE | [9 empty] | 42670 |  |  | Yes |  | 3.1 | 22143 | 98.4 | 225 | 1.65 | 1 | 3000 | 70
PS1NKKAE | Eaton (formerly Cooper Lighting) | Streetworks | GAN-AF-02-LED-U-T2R-[AP BZ BK DP GM WH]-[ADJA ADJS ADJA-WM]-7030-[2L 3 P 4 4N7 HA ALL MS SENSORS DIMRF-LW DIMRF-LN L90 R90 MT TH LCF CE] | Outdoor Luminaires | High Output | Architectural Flood and Spot Luminaires | Standard | FALSE | [9 empty] | 42670 |  |  | Yes |  | 3.1 | 11231 | 99.4 | 113 | 1.65 | 1 | 3000 | 70
PF15EYRY | Eaton (formerly Cooper Lighting) | Mcgraw-Edison | GLEON-AF-02-LED-E1-T2R-[AP BZ BK DP GM WH]-[ADJA ADJS ADJA-WM]-7030-[P PER7 R HA ALL MS LWR SENSORS L90 R90 MT TH LCF CE] | Outdoor Luminaires | High Output | Architectural Flood and Spot Luminaires | Standard | FALSE | [9 empty] | 42670 |  |  | Yes |  | 3.1 | 11231 | 99.4 | 113 | 1.65 | 1 | 3000 | 70
PMX92WFR | Eaton (formerly Cooper Lighting) | Mcgraw-Edison | GLEON-AF-02-LED-E1-T2R-[AP BZ BK DP GM WH]-[ADJA ADJS ADJA-WM]-7030-600-[P PER7 R HA ALL MS LWR SENSORS L90 R90 MT TH LCF CE] | Outdoor Luminaires | Mid Output | Architectural Flood and Spot Luminaires | Premium | FALSE | [9 empty] | 42670 |  |  | Yes |  | 3.1 | 7400 | 112.1 | 66 | 1.24 | 1 | 3000 | 70
P28Z9X8K | Eaton (formerly Cooper Lighting) | Streetworks | GAN-AF-02-LED-U-T2R-[AP BZ BK DP GM WH]-[ADJA ADJS ADJA-WM]-7030-600-[2L 3 P 4 4N7 HA ALL MS SENSORS DIMRF-LW DIMRF-LN L90 R90 MT TH LCF CE] | Outdoor Luminaires | Mid Output | Architectural Flood and Spot Luminaires | Premium | FALSE | [9 empty] | 42670 |  |  | Yes |  | 3.1 | 7400 | 112.1 | 66 | 1.24 | 1 | 3000 | 70
PZAPPGWC | Eaton (formerly Cooper Lighting) | Streetworks | GAN-AF-02-LED-[U 8 9]-T3R-[AP BZ BK DP GM WH]-[ADJA ADJS ADJA-WM]-7030-600-[2L 3 P 4 4N7 HA ALL MS SENSORS DIMRF-LW DIMRF-LN L90 R90 MT TH LCF CE] | Outdoor Luminaires | Mid Output | Architectural Flood and Spot Luminaires | Standard | FALSE | [9 empty] | 42670 |  |  | Yes |  | 3.1 | 7263 | 110 | 66 | 1.24 | 1 | 3000 | 70
PD75147U | Eaton (formerly Cooper Lighting) | Mcgraw-Edison | GLEON-AF-02-LED-[E1 347 480]-T3R-[AP BZ BK DP GM WH]-[ADJA ADJS ADJA-WM]-7030-600-[P PER7 R HA ALL MS LWR SENSORS L90 R90 MT TH LCF CE] | Outdoor Luminaires | Mid Output | Architectural Flood and Spot Luminaires | Standard | FALSE | [9 empty] | 42670 |  |  | Yes |  | 3.1 | 7263 | 110 | 66 | 1.24 | 1 | 3000 | 70
PN9F98KY | Eaton (formerly Cooper Lighting) | Streetworks | GAN-AF-02-LED-[U 8 9]-T3-[AP BZ BK DP GM WH]-[ADJA ADJS ADJA-WM]-7030-600-[2L 3 P 4 4N7 HA ALL MS SENSORS DIMRF-LW DIMRF-LN L90 R90 MT TH LCF CE] | Outdoor Luminaires | Mid Output | Architectural Flood and Spot Luminaires | Standard | FALSE | [9 empty] | 42670 |  |  | Yes |  | 3.1 | 7105 | 107.7 | 66 | 1.24 | 1 | 3000 | 70
PH8YCRGZ | Eaton (formerly Cooper Lighting) | Mcgraw-Edison | GLEON-AF-02-LED-[E1 347 480]-T3-[AP BZ BK DP GM WH]-[ADJA ADJS ADJA-WM]-7030-600-[P PER7 R HA ALL MS LWR SENSORS L90 R90 MT TH LCF CE] | Outdoor Luminaires | Mid Output | Architectural Flood and Spot Luminaires | Standard | FALSE | [9 empty] | 42670 |  |  | Yes |  | 3.1 | 7105 | 107.7 | 66 | 1.24 | 1 | 3000 | 70
PRZGMDPU | Eaton (formerly Cooper Lighting) | Streetworks | GAN-AF-02-LED-[U 8 9]-T2-[AP BZ BK DP GM WH]-[ADJA ADJS ADJA-WM]-7030-600-[2L 3 P 4 4N7 HA ALL MS SENSORS DIMRF-LW DIMRF-LN L90 R90 MT TH LCF CE] | Outdoor Luminaires | Mid Output | Architectural Flood and Spot Luminaires | Standard | FALSE | [9 empty] | 42670 |  |  | Yes |  | 3.1 | 6970 | 105.6 | 66 | 1.24 | 1 | 3000 | 70
P8UKQF5B | Eaton (formerly Cooper Lighting) | Mcgraw-Edison | GLEON-AF-02-LED-[E1 347 480]-T2-[AP BZ BK DP GM WH]-[ADJA ADJS ADJA-WM]-7030-600-[P PER7 R HA ALL MS LWR SENSORS L90 R90 MT TH LCF CE] | Outdoor Luminaires | Mid Output | Architectural Flood and Spot Luminaires | Standard | FALSE | [9 empty] | 42670 |  |  | Yes |  | 3.1 | 6970 | 105.6 | 66 | 1.24 | 1 | 3000 | 70
PXY1E179 | Eaton (formerly Cooper Lighting) | Streetworks | GAN-AF-02-LED-[U 8 9]-SL4-[AP BZ BK DP GM WH]-[ADJA ADJS ADJA-WM]-7030-600-[2L 3 P 4 4N7 HA ALL MS SENSORS DIMRF-LW DIMRF-LN L90 R90 MT TH LCF CE] | Outdoor Luminaires | Mid Output | Architectural Flood and Spot Luminaires | Standard | FALSE | [9 empty] | 42670 |  |  | Yes |  | 3.1 | 6749 | 102.3 | 66 | 1.24 | 1 | 3000 | 70
PSNBAK6B | Eaton (formerly Cooper Lighting) | Mcgraw-Edison | GLEON-AF-02-LED-[E1 347 480]-SL4-[AP BZ BK DP GM WH]-[ADJA ADJS ADJA-WM]-7030-600-[P PER7 R HA ALL MS LWR SENSORS L90 R90 MT TH LCF CE] | Outdoor Luminaires | Mid Output | Architectural Flood and Spot Luminaires | Standard | FALSE | [9 empty] | 42670 |  |  | Yes |  | 3.1 | 6749 | 102.3 | 66 | 1.24 | 1 | 3000 | 70
PN4QQEBP | Eaton (formerly Cooper Lighting) | Mcgraw-Edison | GLEON-AF-02-LED-[E1 347 480]-T2R-[AP BZ BK DP GM WH]-[ADJA ADJS ADJA-WM]-7030-800-[P PER7 R HA ALL MS LWR SENSORS L90 R90 MT TH LCF CE] | Outdoor Luminaires | Mid Output | Architectural Flood and Spot Luminaires | Standard | FALSE | [9 empty] | 42670 |  |  | Yes |  | 3.1 | 9074 | 106.8 | 85 | 1.17 | 1 | 3000 | 70
PD7T698D | Eaton (formerly Cooper Lighting) | Streetworks | GAN-AF-02-LED-[U 8 9]-T2R-[AP BZ BK DP GM WH]-[ADJA ADJS ADJA-WM]-7030-800-[2L 3 P 4 4N7 HA ALL MS SENSORS DIMRF-LW DIMRF-LN L90 R90 MT TH LCF CE] | Outdoor Luminaires | Mid Output | Architectural Flood and Spot Luminaires | Standard | FALSE | [9 empty] | 42670 |  |  | Yes |  | 3.1 | 9074 | 106.8 | 85 | 1.17 | 1 | 3000 | 70
PYACZEBA | Eaton (formerly Cooper Lighting) | Streetworks | GAN-AF-02-LED-[U 8 9]-T3R-[AP BZ BK DP GM WH]-[ADJA ADJS ADJA-WM]-7030-800-[2L 3 P 4 4N7 HA ALL MS SENSORS DIMRF-LW DIMRF-LN L90 R90 MT TH LCF CE] | Outdoor Luminaires | Mid Output | Architectural Flood and Spot Luminaires | Standard | FALSE | [9 empty] | 42670 |  |  | Yes |  | 3.1 | 8906 | 104.8 | 85 | 1.17 | 1 | 3000 | 70
PRP81AS6 | Eaton (formerly Cooper Lighting) | Mcgraw-Edison | GLEON-AF-02-LED-[E1 347 480]-T3R-[AP BZ BK DP GM WH]-[ADJA ADJS ADJA-WM]-7030-800-[P PER7 R HA ALL MS LWR SENSORS L90 R90 MT TH LCF CE] | Outdoor Luminaires | Mid Output | Architectural Flood and Spot Luminaires | Standard | FALSE | [9 empty] | 42670 |  |  | Yes |  | 3.1 | 8906 | 104.8 | 85 | 1.17 | 1 | 3000 | 70
PZT7XKSX | Eaton (formerly Cooper Lighting) | Mcgraw-Edison | GLEON-AF-02-LED-E1-T3-[AP BZ BK DP GM WH]-[ADJA ADJS ADJA-WM]-7030-800-[P PER7 R HA ALL MS LWR SENSORS L90 R90 MT TH LCF CE] | Outdoor Luminaires | Mid Output | Architectural Flood and Spot Luminaires | Standard | FALSE | [9 empty] | 42670 |  |  | Yes |  | 3.1 | 8712 | 102.5 | 85 | 1.17 | 1 | 3000 | 70
PSUTXCWX | Eaton (formerly Cooper Lighting) | Streetworks | GAN-AF-02-LED-U-T3-[AP BZ BK DP GM WH]-[ADJA ADJS ADJA-WM]-7030-800-[2L 3 P 4 4N7 HA ALL MS SENSORS DIMRF-LW DIMRF-LN L90 R90 MT TH LCF CE] | Outdoor Luminaires | Mid Output | Architectural Flood and Spot Luminaires | Standard | FALSE | [9 empty] | 42670 |  |  | Yes |  | 3.1 | 8712 | 102.5 | 85 | 1.17 | 1 | 3000 | 70
PQET9NRY | Eaton (formerly Cooper Lighting) | Mcgraw-Edison | GLEON-AF-02-LED-E1-T2-[AP BZ BK DP GM WH]-[ADJA ADJS ADJA-WM]-7030-800-[P PER7 R HA ALL MS LWR SENSORS L90 R90 MT TH LCF CE] | Outdoor Luminaires | Mid Output | Architectural Flood and Spot Luminaires | Standard | FALSE | [9 empty] | 42670 |  |  | Yes |  | 3.1 | 8547 | 100.6 | 85 | 1.17 | 1 | 3000 | 70
P4JTTXTW | Eaton (formerly Cooper Lighting) | Streetworks | GAN-AF-02-LED-U-T2-[AP BZ BK DP GM WH]-[ADJA ADJS ADJA-WM]-7030-800-[2L 3 P 4 4N7 HA ALL MS SENSORS DIMRF-LW DIMRF-LN L90 R90 MT TH LCF CE] | Outdoor Luminaires | Mid Output | Architectural Flood and Spot Luminaires | Standard | FALSE | [9 empty] | 42670 |  |  | Yes |  | 3.1 | 8547 | 100.6 | 85 | 1.17 | 1 | 3000 | 70
PE7BTRMN | Eaton (formerly Cooper Lighting) | Mcgraw-Edison | GLEON-AF-02-LED-E1-SL4-[AP BZ BK DP GM WH]-[ADJA ADJS ADJA-WM]-7030-800-[P PER7 R HA ALL MS LWR SENSORS L90 R90 MT TH LCF CE] | Outdoor Luminaires | Mid Output | Architectural Flood and Spot Luminaires | Standard | FALSE | [9 empty] | 42670 |  |  | Yes |  | 3.1 | 8277 | 97.4 | 85 | 1.17 | 1 | 3000 | 70
P6A9XH5Q | Eaton (formerly Cooper Lighting) | Streetworks | GAN-AF-02-LED-U-SL4-[AP BZ BK DP GM WH]-[ADJA ADJS ADJA-WM]-7030-800-[2L 3 P 4 4N7 HA ALL MS SENSORS DIMRF-LW DIMRF-LN L90 R90 MT TH LCF CE] | Outdoor Luminaires | Mid Output | Architectural Flood and Spot Luminaires | Standard | FALSE | [9 empty] | 42670 |  |  | Yes |  | 3.1 | 8277 | 97.4 | 85 | 1.17 | 1 | 3000 | 70
PC125J4B | Eaton (formerly Cooper Lighting) | Streetworks | GAN-AF-04-LED-U-T2R-[AP BZ BK DP GM WH]-[ADJA ADJS ADJA-WM]-7030-800-[2L 3 P 4 4N7 HA ALL MS SENSORS DIMRF-LW DIMRF-LN L90 R90 MT TH LCF CE] | Outdoor Luminaires | High Output | Architectural Flood and Spot Luminaires | Standard | FALSE | [9 empty] | 42670 |  |  | Yes |  | 3.1 | 17891 | 104.6 | 171 | 1.17 | 1 | 3000 | 70
P6AP96MD | Eaton (formerly Cooper Lighting) | Mcgraw-Edison | GLEON-AF-04-LED-E1-T2R-[AP BZ BK DP GM WH]-[ADJA ADJS ADJA-WM]-7030-800-[P PER7 R HA ALL MS LWR SENSORS L90 R90 MT TH LCF CE] | Outdoor Luminaires | High Output | Architectural Flood and Spot Luminaires | Standard | FALSE | [9 empty] | 42670 |  |  | Yes |  | 3.1 | 17891 | 104.6 | 171 | 1.17 | 1 | 3000 | 70
PX1GVSQZ | Eaton (formerly Cooper Lighting) | Streetworks | GAN-AF-04-LED-U-T3R-[AP BZ BK DP GM WH]-[ADJA ADJS ADJA-WM]-7030-800-[2L 3 P 4 4N7 HA ALL MS SENSORS DIMRF-LW DIMRF-LN L90 R90 MT TH LCF CE] | Outdoor Luminaires | High Output | Architectural Flood and Spot Luminaires | Standard | FALSE | [9 empty] | 42670 |  |  | Yes |  | 3.1 | 17558 | 102.7 | 171 | 1.17 | 1 | 3000 | 70
PM4EYBTM | Eaton (formerly Cooper Lighting) | Mcgraw-Edison | GLEON-AF-04-LED-E1-T3R-[AP BZ BK DP GM WH]-[ADJA ADJS ADJA-WM]-7030-800-[P PER7 R HA ALL MS LWR SENSORS L90 R90 MT TH LCF CE] | Outdoor Luminaires | High Output | Architectural Flood and Spot Luminaires | Standard | FALSE | [9 empty] | 42670 |  |  | Yes |  | 3.1 | 17558 | 102.7 | 171 | 1.17 | 1 | 3000 | 70
PJNBM2RQ | Eaton (formerly Cooper Lighting) | Streetworks | GAN-AF-04-LED-U-T3-[AP BZ BK DP GM WH]-[ADJA ADJS ADJA-WM]-7030-800-[2L 3 P 4 4N7 HA ALL MS SENSORS DIMRF-LW DIMRF-LN L90 R90 MT TH LCF CE] | Outdoor Luminaires | High Output | Architectural Flood and Spot Luminaires | Standard | FALSE | [9 empty] | 42670 |  |  | Yes |  | 3.1 | 17176 | 100.4 | 171 | 1.17 | 1 | 3000 | 70
P7FK5KD7 | Eaton (formerly Cooper Lighting) | Mcgraw-Edison | GLEON-AF-04-LED-E1-T3-[AP BZ BK DP GM WH]-[ADJA ADJS ADJA-WM]-7030-800-[P PER7 R HA ALL MS LWR SENSORS L90 R90 MT TH LCF CE] | Outdoor Luminaires | High Output | Architectural Flood and Spot Luminaires | Standard | FALSE | [9 empty] | 42670 |  |  | Yes |  | 3.1 | 17176 | 100.4 | 171 | 1.17 | 1 | 3000 | 70
PJ6UQNM7 | Eaton (formerly Cooper Lighting) | Streetworks | GAN-AF-04-LED-U-T2-[AP BZ BK DP GM WH]-[ADJA ADJS ADJA-WM]-7030-800-[2L 3 P 4 4N7 HA ALL MS SENSORS DIMRF-LW DIMRF-LN L90 R90 MT TH LCF CE] | Outdoor Luminaires | High Output | Architectural Flood and Spot Luminaires | Standard | FALSE | [9 empty] | 42670 |  |  | Yes |  | 3.1 | 16852 | 98.5 | 171 | 1.17 | 1 | 3000 | 70
P39A5J4F | Eaton (formerly Cooper Lighting) | Mcgraw-Edison | GLEON-AF-04-LED-E1-T2-[AP BZ BK DP GM WH]-[ADJA ADJS ADJA-WM]-7030-800-[P PER7 R HA ALL MS LWR SENSORS L90 R90 MT TH LCF CE] | Outdoor Luminaires | High Output | Architectural Flood and Spot Luminaires | Standard | FALSE | [9 empty] | 42670 |  |  | Yes |  | 3.1 | 16852 | 98.5 | 171 | 1.17 | 1 | 3000 | 70
PMADRSXE | Eaton (formerly Cooper Lighting) | Mcgraw-Edison | GLEON-AF-01-LED-[E1 347 480]-AFL-[AP BZ BK DP GM WH]-[ADJA ADJS ADJA-WM]-7030-600-[P PER7 R HA ALL MS LWR SENSORS L90 R90 MT TH LCF CE] | Outdoor Luminaires | Low Output | Architectural Flood and Spot Luminaires | Standard | FALSE | [9 empty] | 42670 |  |  | Yes |  | 3.1 | 3729 | 109.7 | 34 | 6.42 | 1 | 3000 | 70
PG8R322Z | Eaton (formerly Cooper Lighting) | Streetworks | GAN-AF-01-LED-[U 8 9]-AFL-[AP BZ BK DP GM WH]-[ADJA ADJS ADJA-WM]-7030-600-[2L 3 P 4 4N7 HA ALL MS SENSORS DIMRF-LW DIMRF-LN L90 R90 MT TH LCF CE] | Outdoor Luminaires | Low Output | Architectural Flood and Spot Luminaires | Standard | FALSE | [9 empty] | 42670 |  |  | Yes |  | 3.1 | 3729 | 109.7 | 34 | 6.42 | 1 | 3000 | 70
PSUHC7Z4 | Eaton (formerly Cooper Lighting) | Streetworks | GAN-AF-01-LED-U-AFL-[AP BZ BK DP GM WH]-[ADJA ADJS ADJA-WM]-7030-800-[2L 3 P 4 4N7 HA ALL MS SENSORS DIMRF-LW DIMRF-LN L90 R90 MT TH LCF CE] | Outdoor Luminaires | Low Output | Architectural Flood and Spot Luminaires | Standard | FALSE | [9 empty] | 42670 |  |  | Yes |  | 3.1 | 4573 | 103.9 | 44 | 5.13 | 1 | 3000 | 70
PF12JQ51 | Eaton (formerly Cooper Lighting) | Mcgraw-Edison | GLEON-AF-01-LED-E1-AFL-[AP BZ BK DP GM WH]-[ADJA ADJS ADJA-WM]-7030-800-[P PER7 R HA ALL MS LWR SENSORS L90 R90 MT TH LCF CE] | Outdoor Luminaires | Low Output | Architectural Flood and Spot Luminaires | Standard | FALSE | [9 empty] | 42670 |  |  | Yes |  | 3.1 | 4573 | 103.9 | 44 | 5.13 | 1 | 3000 | 70
PG8ZV7G7 | Eaton (formerly Cooper Lighting) | Mcgraw-Edison | GLEON-AF-07-LED-[E1 347 480]-AFL-[AP BZ BK DP GM WH]-[ADJA ADJS ADJA-WM]-7030-600-[P PER7 R HA ALL MS LWR SENSORS L90 R90 MT TH LCF CE] | Outdoor Luminaires | High Output | Architectural Flood and Spot Luminaires | Standard | FALSE | [9 empty] | 42670 |  |  | Yes |  | 3.1 | 25192 | 111.5 | 226 | 3.49 | 1 | 3000 | 70
P2ZY7ZHF | Eaton (formerly Cooper Lighting) | Streetworks | GAN-AF-07-LED-[U 8 9]-AFL-[AP BZ BK DP GM WH]-[ADJA ADJS ADJA-WM]-7030-600-[2L 3 P 4 4N7 HA ALL MS SENSORS DIMRF-LW DIMRF-LN L90 R90 MT TH LCF CE] | Outdoor Luminaires | High Output | Architectural Flood and Spot Luminaires | Standard | FALSE | [9 empty] | 42670 |  |  | Yes |  | 3.1 | 25192 | 111.5 | 226 | 3.49 | 1 | 3000 | 70
PUBW43EA | Eaton (formerly Cooper Lighting) | Mcgraw-Edison | GLEON-AF-06-LED-[E1 347 480]-AFL-[AP BZ BK DP GM WH]-[ADJA ADJS ADJA-WM]-7030-600-[P PER7 R HA ALL MS LWR SENSORS L90 R90 MT TH LCF CE] | Outdoor Luminaires | High Output | Architectural Flood and Spot Luminaires | Standard | FALSE | [9 empty] | 42670 |  |  | Yes |  | 3.1 | 21301 | 110.4 | 193 | 3.49 | 1 | 3000 | 70
PQGW31EP | Eaton (formerly Cooper Lighting) | Streetworks | GAN-AF-06-LED-[U 8 9]-AFL-[AP BZ BK DP GM WH]-[ADJA ADJS ADJA-WM]-7030-600-[2L 3 P 4 4N7 HA ALL MS SENSORS DIMRF-LW DIMRF-LN L90 R90 MT TH LCF CE] | Outdoor Luminaires | High Output | Architectural Flood and Spot Luminaires | Standard | FALSE | [9 empty] | 42670 |  |  | Yes |  | 3.1 | 21301 | 110.4 | 193 | 3.49 | 1 | 3000 | 70
PN3EZMQ1 | Eaton (formerly Cooper Lighting) | Streetworks | GAN-AF-05-LED-[U 8 9]-AFL-[AP BZ BK DP GM WH]-[ADJA ADJS ADJA-WM]-7030-600-[2L 3 P 4 4N7 HA ALL MS SENSORS DIMRF-LW DIMRF-LN L90 R90 MT TH LCF CE] | Outdoor Luminaires | High Output | Architectural Flood and Spot Luminaires | Standard | FALSE | [9 empty] | 42670 |  |  | Yes |  | 3.1 | 17800 | 109.9 | 162 | 3.49 | 1 | 3000 | 70
PB9CYGDV | Eaton (formerly Cooper Lighting) | Mcgraw-Edison | GLEON-AF-05-LED-[E1 347 480]-AFL-[AP BZ BK DP GM WH]-[ADJA ADJS ADJA-WM]-7030-600-[P PER7 R HA ALL MS LWR SENSORS L90 R90 MT TH LCF CE] | Outdoor Luminaires | High Output | Architectural Flood and Spot Luminaires | Standard | FALSE | [9 empty] | 42670 |  |  | Yes |  | 3.1 | 17800 | 109.9 | 162 | 3.49 | 1 | 3000 | 70
PV1P6EZJ | Eaton (formerly Cooper Lighting) | Mcgraw-Edison | GLEON-AF-03-LED-[E1 347 480]-AFL-[AP BZ BK DP GM WH]-[ADJA ADJS ADJA-WM]-7030-600-[P PER7 R HA ALL MS LWR SENSORS L90 R90 MT TH LCF CE] | Outdoor Luminaires | High Output | Architectural Flood and Spot Luminaires | Standard | FALSE | [9 empty] | 42670 |  |  | Yes |  | 3.1 | 10874 | 113.3 | 96 | 3.49 | 1 | 3000 | 70
PCUAAUK6 | Eaton (formerly Cooper Lighting) | Streetworks | GAN-AF-03-LED-[U 8 9]-AFL-[AP BZ BK DP GM WH]-[ADJA ADJS ADJA-WM]-7030-600-[2L 3 P 4 4N7 HA ALL MS SENSORS DIMRF-LW DIMRF-LN L90 R90 MT TH LCF CE] | Outdoor Luminaires | High Output | Architectural Flood and Spot Luminaires | Standard | FALSE | [9 empty] | 42670 |  |  | Yes |  | 3.1 | 10874 | 113.3 | 96 | 3.49 | 1 | 3000 | 70
PPKD6HRH | Eaton (formerly Cooper Lighting) | Mcgraw-Edison | GLEON-AF-06-LED-E1-AFL-[AP BZ BK DP GM WH]-[ADJA ADJS ADJA-WM]-7030-800-[P PER7 R HA ALL MS LWR SENSORS L90 R90 MT TH LCF CE] | Outdoor Luminaires | High Output | Architectural Flood and Spot Luminaires | Standard | FALSE | [9 empty] | 42670 |  |  | Yes |  | 3.1 | 26121 | 104.9 | 249 | 2.91 | 1 | 3000 | 70
P8TWZTC9 | Eaton (formerly Cooper Lighting) | Streetworks | GAN-AF-06-LED-U-AFL-[AP BZ BK DP GM WH]-[ADJA ADJS ADJA-WM]-7030-800-[2L 3 P 4 4N7 HA ALL MS SENSORS DIMRF-LW DIMRF-LN L90 R90 MT TH LCF CE] | Outdoor Luminaires | High Output | Architectural Flood and Spot Luminaires | Standard | FALSE | [9 empty] | 42670 |  |  | Yes |  | 3.1 | 26121 | 104.9 | 249 | 2.91 | 1 | 3000 | 70
PU9KHFBW | Eaton (formerly Cooper Lighting) | Streetworks | GAN-AF-05-LED-U-AFL-[AP BZ BK DP GM WH]-[ADJA ADJS ADJA-WM]-7030-800-[2L 3 P 4 4N7 HA ALL MS SENSORS DIMRF-LW DIMRF-LN L90 R90 MT TH LCF CE] | Outdoor Luminaires | High Output | Architectural Flood and Spot Luminaires | Standard | FALSE | [9 empty] | 42670 |  |  | Yes |  | 3.1 | 21828 | 103.9 | 210 | 2.91 | 1 | 3000 | 70
PK9HBHT7 | Eaton (formerly Cooper Lighting) | Mcgraw-Edison | GLEON-AF-05-LED-E1-AFL-[AP BZ BK DP GM WH]-[ADJA ADJS ADJA-WM]-7030-800-[P PER7 R HA ALL MS LWR SENSORS L90 R90 MT TH LCF CE] | Outdoor Luminaires | High Output | Architectural Flood and Spot Luminaires | Standard | FALSE | [9 empty] | 42670 |  |  | Yes |  | 3.1 | 21828 | 103.9 | 210 | 2.91 | 1 | 3000 | 70
PEGSPD62 | Eaton (formerly Cooper Lighting) | Streetworks | GAN-AF-08-LED-[U 8 9]-AFL-[AP BZ BK DP GM WH]-[ADJA ADJS ADJA-WM]-7030-600-[2L 3 P 4 4N7 HA ALL MS SENSORS DIMRF-LW DIMRF-LN L90 R90 MT TH LCF CE] | Outdoor Luminaires | High Output | Architectural Flood and Spot Luminaires | Standard | FALSE | [9 empty] | 42670 |  |  | Yes |  | 3.1 | 28544 | 111.1 | 257 | 2.72 | 1 | 3000 | 70
P2ZB2REF | Eaton (formerly Cooper Lighting) | Mcgraw-Edison | GLEON-AF-08-LED-[E1 347 480]-AFL-[AP BZ BK DP GM WH]-[ADJA ADJS ADJA-WM]-7030-600-[P PER7 R HA ALL MS LWR SENSORS L90 R90 MT TH LCF CE] | Outdoor Luminaires | High Output | Architectural Flood and Spot Luminaires | Standard | FALSE | [9 empty] | 42670 |  |  | Yes |  | 3.1 | 28544 | 111.1 | 257 | 2.72 | 1 | 3000 | 70
PKEQNEXV | Eaton (formerly Cooper Lighting) | Streetworks | GAN-AF-04-LED-[U 8 9]-AFL-[AP BZ BK DP GM WH]-[ADJA ADJS ADJA-WM]-7030-600-[2L 3 P 4 4N7 HA ALL MS SENSORS DIMRF-LW DIMRF-LN L90 R90 MT TH LCF CE] | Outdoor Luminaires | High Output | Architectural Flood and Spot Luminaires | Standard | FALSE | [9 empty] | 42670 |  |  | Yes |  | 3.1 | 14367 | 111.4 | 129 | 2.72 | 1 | 3000 | 70
PGHYD939 | Eaton (formerly Cooper Lighting) | Mcgraw-Edison | GLEON-AF-04-LED-[E1 347 480]-AFL-[AP BZ BK DP GM WH]-[ADJA ADJS ADJA-WM]-7030-600-[P PER7 R HA ALL MS LWR SENSORS L90 R90 MT TH LCF CE] | Outdoor Luminaires | High Output | Architectural Flood and Spot Luminaires | Standard | FALSE | [9 empty] | 42670 |  |  | Yes |  | 3.1 | 14367 | 111.4 | 129 | 2.72 | 1 | 3000 | 70
PG2EXQ1M | Eaton (formerly Cooper Lighting) | Mcgraw-Edison | GLEON-AF-03-LED-E1-AFL-[AP BZ BK DP GM WH]-[ADJA ADJS ADJA-WM]-7030-[P PER7 R HA ALL MS LWR SENSORS L90 R90 MT TH LCF CE] | Outdoor Luminaires | High Output | Architectural Flood and Spot Luminaires | Standard | FALSE | [9 empty] | 42670 |  |  | Yes |  | 3.1 | 16504 | 99.4 | 166 | 2.19 | 1 | 3000 | 70
P8ZTJ1NP | Eaton (formerly Cooper Lighting) | Streetworks | GAN-AF-03-LED-U-AFL-[AP BZ BK DP GM WH]-[ADJA ADJS ADJA-WM]-7030-[2L 3 P 4 4N7 HA ALL MS SENSORS DIMRF-LW DIMRF-LN L90 R90 MT TH LCF CE] | Outdoor Luminaires | High Output | Architectural Flood and Spot Luminaires | Standard | FALSE | [9 empty] | 42670 |  |  | Yes |  | 3.1 | 16504 | 99.4 | 166 | 2.19 | 1 | 3000 | 70
PUGTSC3D | Eaton (formerly Cooper Lighting) | Mcgraw-Edison | GLEON-AF-03-LED-[E1 347 480]-AFL-[AP BZ BK DP GM WH]-[ADJA ADJS ADJA-WM]-7030-800-[P PER7 R HA ALL MS LWR SENSORS L90 R90 MT TH LCF CE] | Outdoor Luminaires | High Output | Architectural Flood and Spot Luminaires | Standard | FALSE | [9 empty] | 42670 |  |  | Yes |  | 3.1 | 13334 | 107.5 | 124 | 2.19 | 1 | 3000 | 70
P2YH6N78 | Eaton (formerly Cooper Lighting) | Streetworks | GAN-AF-03-LED-[U 8 9]-AFL-[AP BZ BK DP GM WH]-[ADJA ADJS ADJA-WM]-7030-800-[2L 3 P 4 4N7 HA ALL MS SENSORS DIMRF-LW DIMRF-LN L90 R90 MT TH LCF CE] | Outdoor Luminaires | High Output | Architectural Flood and Spot Luminaires | Standard | FALSE | [9 empty] | 42670 |  |  | Yes |  | 3.1 | 13334 | 107.5 | 124 | 2.19 | 1 | 3000 | 70
PEZRFYBP | Eaton (formerly Cooper Lighting) | Streetworks | GAN-AF-02-LED-[U 8 9]-AFL-[AP BZ BK DP GM WH]-[ADJA ADJS ADJA-WM]-7030-600-[2L 3 P 4 4N7 HA ALL MS SENSORS DIMRF-LW DIMRF-LN L90 R90 MT TH LCF CE] | Outdoor Luminaires | Mid Output | Architectural Flood and Spot Luminaires | Standard | FALSE | [9 empty] | 42670 |  |  | Yes |  | 3.1 | 7287 | 110.4 | 66 | 1.24 | 1 | 3000 | 70
P8K3HMVP | Eaton (formerly Cooper Lighting) | Mcgraw-Edison | GLEON-AF-02-LED-[E1 347 480]-AFL-[AP BZ BK DP GM WH]-[ADJA ADJS ADJA-WM]-7030-600-[P PER7 R HA ALL MS LWR SENSORS L90 R90 MT TH LCF CE] | Outdoor Luminaires | Mid Output | Architectural Flood and Spot Luminaires | Standard | FALSE | [9 empty] | 42670 |  |  | Yes |  | 3.1 | 7287 | 110.4 | 66 | 1.24 | 1 | 3000 | 70
PRA4Y31M | Eaton (formerly Cooper Lighting) | Streetworks | GAN-AF-02-LED-[U 8 9]-AFL-[AP BZ BK DP GM WH]-[ADJA ADJS ADJA-WM]-7030-800-[2L 3 P 4 4N7 HA ALL MS SENSORS DIMRF-LW DIMRF-LN L90 R90 MT TH LCF CE] | Outdoor Luminaires | Mid Output | Architectural Flood and Spot Luminaires | Standard | FALSE | [9 empty] | 42670 |  |  | Yes |  | 3.1 | 8936 | 105.1 | 85 | 1.17 | 1 | 3000 | 70
PAWRJDVN | Eaton (formerly Cooper Lighting) | Mcgraw-Edison | GLEON-AF-02-LED-[E1 347 480]-AFL-[AP BZ BK DP GM WH]-[ADJA ADJS ADJA-WM]-7030-800-[P PER7 R HA ALL MS LWR SENSORS L90 R90 MT TH LCF CE] | Outdoor Luminaires | Mid Output | Architectural Flood and Spot Luminaires | Standard | FALSE | [9 empty] | 42670 |  |  | Yes |  | 3.1 | 8936 | 105.1 | 85 | 1.17 | 1 | 3000 | 70
PR2N39YR | Eaton (formerly Cooper Lighting) | Mcgraw-Edison | GLEON-AF-04-LED-E1-AFL-[AP BZ BK DP GM WH]-[ADJA ADJS ADJA-WM]-7030-800-[P PER7 R HA ALL MS LWR SENSORS L90 R90 MT TH LCF CE] | Outdoor Luminaires | High Output | Architectural Flood and Spot Luminaires | Standard | FALSE | [9 empty] | 42670 |  |  | Yes |  | 3.1 | 17618 | 103 | 171 | 1.17 | 1 | 3000 | 70
P27YBAFU | Eaton (formerly Cooper Lighting) | Streetworks | GAN-AF-04-LED-U-AFL-[AP BZ BK DP GM WH]-[ADJA ADJS ADJA-WM]-7030-800-[2L 3 P 4 4N7 HA ALL MS SENSORS DIMRF-LW DIMRF-LN L90 R90 MT TH LCF CE] | Outdoor Luminaires | High Output | Architectural Flood and Spot Luminaires | Standard | FALSE | [9 empty] | 42670 |  |  | Yes |  | 3.1 | 17618 | 103 | 171 | 1.17 | 1 | 3000 | 70
PGURQ63A | Eaton (formerly Cooper Lighting) | Streetworks | GAN-AF-10-LED-U-5WQ-[AP BZ BK DP GM WH]-[ADJA ADJS ADJA-WM]-7030-800-[2L 3 P 4 4N7 HA ALL MS SENSORS DIMRF-LW DIMRF-LN L90 R90 MT TH LCF CE] | Outdoor Luminaires | Very High Output | Architectural Flood and Spot Luminaires | Standard | FALSE | [9 empty] | 42670 |  |  | Yes |  | 3.1 | 44383 | 105.9 | 419 | 3.74 | 1 | 3000 | 70
P69ZKJ9S | Eaton (formerly Cooper Lighting) | Mcgraw-Edison | GLEON-AF-10-LED-E1-5WQ-[AP BZ BK DP GM WH]-[ADJA ADJS ADJA-WM]-7030-800-[P PER7 R HA ALL MS LWR SENSORS L90 R90 MT TH LCF CE] | Outdoor Luminaires | Very High Output | Architectural Flood and Spot Luminaires | Standard | FALSE | [9 empty] | 42670 |  |  | Yes |  | 3.1 | 44383 | 105.9 | 419 | 3.74 | 1 | 3000 | 70
PU5WKXDV | Eaton (formerly Cooper Lighting) | Streetworks | GAN-AF-10-LED-U-5MQ-[AP BZ BK DP GM WH]-[ADJA ADJS ADJA-WM]-7030-800-[2L 3 P 4 4N7 HA ALL MS SENSORS DIMRF-LW DIMRF-LN L90 R90 MT TH LCF CE] | Outdoor Luminaires | Very High Output | Architectural Flood and Spot Luminaires | Standard | FALSE | [9 empty] | 42670 |  |  | Yes |  | 3.1 | 44265 | 105.6 | 419 | 3.74 | 1 | 3000 | 70
PTKWB27B | Eaton (formerly Cooper Lighting) | Mcgraw-Edison | GLEON-AF-10-LED-E1-5MQ-[AP BZ BK DP GM WH]-[ADJA ADJS ADJA-WM]-7030-800-[P PER7 R HA ALL MS LWR SENSORS L90 R90 MT TH LCF CE] | Outdoor Luminaires | Very High Output | Architectural Flood and Spot Luminaires | Standard | FALSE | [9 empty] | 42670 |  |  | Yes |  | 3.1 | 44265 | 105.6 | 419 | 3.74 | 1 | 3000 | 70
PTS6PSV9 | Eaton (formerly Cooper Lighting) | Mcgraw-Edison | GLEON-AF-10-LED-E1-T2R-[AP BZ BK DP GM WH]-[ADJA ADJS ADJA-WM]-7030-800-[P PER7 R HA ALL MS LWR SENSORS L90 R90 MT TH LCF CE] | Outdoor Luminaires | Very High Output | Architectural Flood and Spot Luminaires | Standard | FALSE | [9 empty] | 42670 |  |  | Yes |  | 3.1 | 43899 | 104.8 | 419 | 3.74 | 1 | 3000 | 70
P6CNT67X | Eaton (formerly Cooper Lighting) | Streetworks | GAN-AF-10-LED-U-T2R-[AP BZ BK DP GM WH]-[ADJA ADJS ADJA-WM]-7030-800-[2L 3 P 4 4N7 HA ALL MS SENSORS DIMRF-LW DIMRF-LN L90 R90 MT TH LCF CE] | Outdoor Luminaires | Very High Output | Architectural Flood and Spot Luminaires | Standard | FALSE | [9 empty] | 42670 |  |  | Yes |  | 3.1 | 43899 | 104.8 | 419 | 3.74 | 1 | 3000 | 70
PN4DSPSG | Eaton (formerly Cooper Lighting) | Streetworks | GAN-AF-10-LED-U-5NQ-[AP BZ BK DP GM WH]-[ADJA ADJS ADJA-WM]-7030-800-[2L 3 P 4 4N7 HA ALL MS SENSORS DIMRF-LW DIMRF-LN L90 R90 MT TH LCF CE] | Outdoor Luminaires | Very High Output | Architectural Flood and Spot Luminaires | Standard | FALSE | [9 empty] | 42670 |  |  | Yes |  | 3.1 | 43465 | 103.7 | 419 | 3.74 | 1 | 3000 | 70
PHB4NQ1U | Eaton (formerly Cooper Lighting) | Mcgraw-Edison | GLEON-AF-10-LED-E1-5NQ-[AP BZ BK DP GM WH]-[ADJA ADJS ADJA-WM]-7030-800-[P PER7 R HA ALL MS LWR SENSORS L90 R90 MT TH LCF CE] | Outdoor Luminaires | Very High Output | Architectural Flood and Spot Luminaires | Standard | FALSE | [9 empty] | 42670 |  |  | Yes |  | 3.1 | 43465 | 103.7 | 419 | 3.74 | 1 | 3000 | 70
PXQASCY5 | Eaton (formerly Cooper Lighting) | Streetworks | GAN-AF-10-LED-U-AFL-[AP BZ BK DP GM WH]-[ADJA ADJS ADJA-WM]-7030-800-[2L 3 P 4 4N7 HA ALL MS SENSORS DIMRF-LW DIMRF-LN L90 R90 MT TH LCF CE] | Outdoor Luminaires | Very High Output | Architectural Flood and Spot Luminaires | Standard | FALSE | [9 empty] | 42670 |  |  | Yes |  | 3.1 | 43229 | 103.2 | 419 | 3.74 | 1 | 3000 | 70
P5WQ6JUN | Eaton (formerly Cooper Lighting) | Mcgraw-Edison | GLEON-AF-10-LED-E1-AFL-[AP BZ BK DP GM WH]-[ADJA ADJS ADJA-WM]-7030-800-[P PER7 R HA ALL MS LWR SENSORS L90 R90 MT TH LCF CE] | Outdoor Luminaires | Very High Output | Architectural Flood and Spot Luminaires | Standard | FALSE | [9 empty] | 42670 |  |  | Yes |  | 3.1 | 43229 | 103.2 | 419 | 3.74 | 1 | 3000 | 70
PKNQYRGT | Eaton (formerly Cooper Lighting) | Mcgraw-Edison | GLEON-AF-10-LED-E1-T3R-[AP BZ BK DP GM WH]-[ADJA ADJS ADJA-WM]-7030-800-[P PER7 R HA ALL MS LWR SENSORS L90 R90 MT TH LCF CE] | Outdoor Luminaires | Very High Output | Architectural Flood and Spot Luminaires | Standard | FALSE | [9 empty] | 42670 |  |  | Yes |  | 3.1 | 43082 | 102.8 | 419 | 3.74 | 1 | 3000 | 70
P8UJTNB2 | Eaton (formerly Cooper Lighting) | Streetworks | GAN-AF-10-LED-U-T3R-[AP BZ BK DP GM WH]-[ADJA ADJS ADJA-WM]-7030-800-[2L 3 P 4 4N7 HA ALL MS SENSORS DIMRF-LW DIMRF-LN L90 R90 MT TH LCF CE] | Outdoor Luminaires | Very High Output | Architectural Flood and Spot Luminaires | Standard | FALSE | [9 empty] | 42670 |  |  | Yes |  | 3.1 | 43082 | 102.8 | 419 | 3.74 | 1 | 3000 | 70
PNE5BYZE | Eaton (formerly Cooper Lighting) | Mcgraw-Edison | GLEON-AF-10-LED-E1-RW-[AP BZ BK DP GM WH]-[ADJA ADJS ADJA-WM]-7030-800-[P PER7 R HA ALL MS LWR SENSORS L90 R90 MT TH LCF CE] | Outdoor Luminaires | Very High Output | Architectural Flood and Spot Luminaires | Standard | FALSE | [9 empty] | 42670 |  |  | Yes |  | 3.1 | 43072 | 102.8 | 419 | 3.74 | 1 | 3000 | 70
PJ8C2G3Z | Eaton (formerly Cooper Lighting) | Streetworks | GAN-AF-10-LED-U-RW-[AP BZ BK DP GM WH]-[ADJA ADJS ADJA-WM]-7030-800-[2L 3 P 4 4N7 HA ALL MS SENSORS DIMRF-LW DIMRF-LN L90 R90 MT TH LCF CE] | Outdoor Luminaires | Very High Output | Architectural Flood and Spot Luminaires | Standard | FALSE | [9 empty] | 42670 |  |  | Yes |  | 3.1 | 43072 | 102.8 | 419 | 3.74 | 1 | 3000 | 70
P91YJM61 | Eaton (formerly Cooper Lighting) | Streetworks | GAN-AF-10-LED-U-T4FT-[AP BZ BK DP GM WH]-[ADJA ADJS ADJA-WM]-7030-800-[2L 3 P 4 4N7 HA ALL MS SENSORS DIMRF-LW DIMRF-LN L90 R90 MT TH LCF CE] | Outdoor Luminaires | Very High Output | Architectural Flood and Spot Luminaires | Standard | FALSE | [9 empty] | 42670 |  |  | Yes |  | 3.1 | 42390 | 101.2 | 419 | 3.74 | 1 | 3000 | 70
P26GBTGB | Eaton (formerly Cooper Lighting) | Mcgraw-Edison | GLEON-AF-10-LED-E1-T4FT-[AP BZ BK DP GM WH]-[ADJA ADJS ADJA-WM]-7030-800-[P PER7 R HA ALL MS LWR SENSORS L90 R90 MT TH LCF CE] | Outdoor Luminaires | Very High Output | Architectural Flood and Spot Luminaires | Standard | FALSE | [9 empty] | 42670 |  |  | Yes |  | 3.1 | 42390 | 101.2 | 419 | 3.74 | 1 | 3000 | 70
PBJYBYMD | Eaton (formerly Cooper Lighting) | Streetworks | GAN-AF-10-LED-U-T3-[AP BZ BK DP GM WH]-[ADJA ADJS ADJA-WM]-7030-800-[2L 3 P 4 4N7 HA ALL MS SENSORS DIMRF-LW DIMRF-LN L90 R90 MT TH LCF CE] | Outdoor Luminaires | Very High Output | Architectural Flood and Spot Luminaires | Standard | FALSE | [9 empty] | 42670 |  |  | Yes |  | 3.1 | 42146 | 100.6 | 419 | 3.74 | 1 | 3000 | 70
P5VZ3GMA | Eaton (formerly Cooper Lighting) | Mcgraw-Edison | GLEON-AF-10-LED-E1-T3-[AP BZ BK DP GM WH]-[ADJA ADJS ADJA-WM]-7030-800-[P PER7 R HA ALL MS LWR SENSORS L90 R90 MT TH LCF CE] | Outdoor Luminaires | Very High Output | Architectural Flood and Spot Luminaires | Standard | FALSE | [9 empty] | 42670 |  |  | Yes |  | 3.1 | 42146 | 100.6 | 419 | 3.74 | 1 | 3000 | 70
PZ5XH1Q2 | Eaton (formerly Cooper Lighting) | Streetworks | GAN-AF-10-LED-U-SL3-[AP BZ BK DP GM WH]-[ADJA ADJS ADJA-WM]-7030-800-[2L 3 P 4 4N7 HA ALL MS SENSORS DIMRF-LW DIMRF-LN L90 R90 MT TH LCF CE] | Outdoor Luminaires | Very High Output | Architectural Flood and Spot Luminaires | Standard | FALSE | [9 empty] | 42670 |  |  | Yes |  | 3.1 | 42140 | 100.6 | 419 | 3.74 | 1 | 3000 | 70
PWMBRR9P | Eaton (formerly Cooper Lighting) | Mcgraw-Edison | GLEON-AF-10-LED-E1-SL3-[AP BZ BK DP GM WH]-[ADJA ADJS ADJA-WM]-7030-800-[P PER7 R HA ALL MS LWR SENSORS L90 R90 MT TH LCF CE] | Outdoor Luminaires | Very High Output | Architectural Flood and Spot Luminaires | Standard | FALSE | [9 empty] | 42670 |  |  | Yes |  | 3.1 | 42140 | 100.6 | 419 | 3.74 | 1 | 3000 | 70
PS8QE19A | Eaton (formerly Cooper Lighting) | Mcgraw-Edison | GLEON-AF-10-LED-E1-T4W-[AP BZ BK DP GM WH]-[ADJA ADJS ADJA-WM]-7030-800-[P PER7 R HA ALL MS LWR SENSORS L90 R90 MT TH LCF CE] | Outdoor Luminaires | Very High Output | Architectural Flood and Spot Luminaires | Standard | FALSE | [9 empty] | 42670 |  |  | Yes |  | 3.1 | 41843 | 99.9 | 419 | 3.74 | 1 | 3000 | 70
PABVW1HC | Eaton (formerly Cooper Lighting) | Streetworks | GAN-AF-10-LED-U-T4W-[AP BZ BK DP GM WH]-[ADJA ADJS ADJA-WM]-7030-800-[2L 3 P 4 4N7 HA ALL MS SENSORS DIMRF-LW DIMRF-LN L90 R90 MT TH LCF CE] | Outdoor Luminaires | Very High Output | Architectural Flood and Spot Luminaires | Standard | FALSE | [9 empty] | 42670 |  |  | Yes |  | 3.1 | 41843 | 99.9 | 419 | 3.74 | 1 | 3000 | 70
PSFJ2CY5 | Eaton (formerly Cooper Lighting) | Streetworks | GAN-AF-10-LED-U-T2-[AP BZ BK DP GM WH]-[ADJA ADJS ADJA-WM]-7030-800-[2L 3 P 4 4N7 HA ALL MS SENSORS DIMRF-LW DIMRF-LN L90 R90 MT TH LCF CE] | Outdoor Luminaires | Very High Output | Architectural Flood and Spot Luminaires | Standard | FALSE | [9 empty] | 42670 |  |  | Yes |  | 3.1 | 41350 | 98.7 | 419 | 3.74 | 1 | 3000 | 70
PHGDQABZ | Eaton (formerly Cooper Lighting) | Mcgraw-Edison | GLEON-AF-10-LED-E1-T2-[AP BZ BK DP GM WH]-[ADJA ADJS ADJA-WM]-7030-800-[P PER7 R HA ALL MS LWR SENSORS L90 R90 MT TH LCF CE] | Outdoor Luminaires | Very High Output | Architectural Flood and Spot Luminaires | Standard | FALSE | [9 empty] | 42670 |  |  | Yes |  | 3.1 | 41350 | 98.7 | 419 | 3.74 | 1 | 3000 | 70
PCMAG5ZH | Eaton (formerly Cooper Lighting) | Mcgraw-Edison | GLEON-AF-10-LED-E1-SL2-[AP BZ BK DP GM WH]-[ADJA ADJS ADJA-WM]-7030-800-[P PER7 R HA ALL MS LWR SENSORS L90 R90 MT TH LCF CE] | Outdoor Luminaires | Very High Output | Architectural Flood and Spot Luminaires | Standard | FALSE | [9 empty] | 42670 |  |  | Yes |  | 3.1 | 41279 | 98.5 | 419 | 3.74 | 1 | 3000 | 70
PB13154D | Eaton (formerly Cooper Lighting) | Streetworks | GAN-AF-10-LED-U-SL2-[AP BZ BK DP GM WH]-[ADJA ADJS ADJA-WM]-7030-800-[2L 3 P 4 4N7 HA ALL MS SENSORS DIMRF-LW DIMRF-LN L90 R90 MT TH LCF CE] | Outdoor Luminaires | Very High Output | Architectural Flood and Spot Luminaires | Standard | FALSE | [9 empty] | 42670 |  |  | Yes |  | 3.1 | 41279 | 98.5 | 419 | 3.74 | 1 | 3000 | 70
PEMS2AA5 | Eaton (formerly Cooper Lighting) | Mcgraw-Edison | GLEON-AF-09-LED-[E1 347 480]-5WQ-[AP BZ BK DP GM WH]-[ADJA ADJS ADJA-WM]-7030-800-[P PER7 R HA ALL MS LWR SENSORS L90 R90 MT TH LCF CE] | Outdoor Luminaires | Very High Output | Architectural Flood and Spot Luminaires | Standard | FALSE | [9 empty] | 42670 |  |  | Yes |  | 3.1 | 40087 | 107.2 | 374 | 3.74 | 1 | 3000 | 70
P794TBAJ | Eaton (formerly Cooper Lighting) | Streetworks | GAN-AF-09-LED-[U 8 9]-5WQ-[AP BZ BK DP GM WH]-[ADJA ADJS ADJA-WM]-7030-800-[2L 3 P 4 4N7 HA ALL MS SENSORS DIMRF-LW DIMRF-LN L90 R90 MT TH LCF CE] | Outdoor Luminaires | Very High Output | Architectural Flood and Spot Luminaires | Standard | FALSE | [9 empty] | 42670 |  |  | Yes |  | 3.1 | 40087 | 107.2 | 374 | 3.74 | 1 | 3000 | 70
PCRMG4RH | Eaton (formerly Cooper Lighting) | Streetworks | GAN-AF-09-LED-[U 8 9]-5MQ-[AP BZ BK DP GM WH]-[ADJA ADJS ADJA-WM]-7030-800-[2L 3 P 4 4N7 HA ALL MS SENSORS DIMRF-LW DIMRF-LN L90 R90 MT TH LCF CE] | Outdoor Luminaires | Very High Output | Architectural Flood and Spot Luminaires | Standard | FALSE | [9 empty] | 42670 |  |  | Yes |  | 3.1 | 39980 | 106.9 | 374 | 3.74 | 1 | 3000 | 70
P5Q9F4RE | Eaton (formerly Cooper Lighting) | Mcgraw-Edison | GLEON-AF-09-LED-[E1 347 480]-5MQ-[AP BZ BK DP GM WH]-[ADJA ADJS ADJA-WM]-7030-800-[P PER7 R HA ALL MS LWR SENSORS L90 R90 MT TH LCF CE] | Outdoor Luminaires | Very High Output | Architectural Flood and Spot Luminaires | Standard | FALSE | [9 empty] | 42670 |  |  | Yes |  | 3.1 | 39980 | 106.9 | 374 | 3.74 | 1 | 3000 | 70
PKAN7P2T | Eaton (formerly Cooper Lighting) | Streetworks | GAN-AF-09-LED-[U 8 9]-T2R-[AP BZ BK DP GM WH]-[ADJA ADJS ADJA-WM]-7030-800-[2L 3 P 4 4N7 HA ALL MS SENSORS DIMRF-LW DIMRF-LN L90 R90 MT TH LCF CE] | Outdoor Luminaires | Very High Output | Architectural Flood and Spot Luminaires | Standard | FALSE | [9 empty] | 42670 |  |  | Yes |  | 3.1 | 39649 | 106 | 374 | 3.74 | 1 | 3000 | 70
PC4H22RE | Eaton (formerly Cooper Lighting) | Mcgraw-Edison | GLEON-AF-09-LED-[E1 347 480]-T2R-[AP BZ BK DP GM WH]-[ADJA ADJS ADJA-WM]-7030-800-[P PER7 R HA ALL MS LWR SENSORS L90 R90 MT TH LCF CE] | Outdoor Luminaires | Very High Output | Architectural Flood and Spot Luminaires | Standard | FALSE | [9 empty] | 42670 |  |  | Yes |  | 3.1 | 39649 | 106 | 374 | 3.74 | 1 | 3000 | 70
PWJZRPH4 | Eaton (formerly Cooper Lighting) | Streetworks | GAN-AF-09-LED-U-5NQ-[AP BZ BK DP GM WH]-[ADJA ADJS ADJA-WM]-7030-800-[2L 3 P 4 4N7 HA ALL MS SENSORS DIMRF-LW DIMRF-LN L90 R90 MT TH LCF CE] | Outdoor Luminaires | Very High Output | Architectural Flood and Spot Luminaires | Standard | FALSE | [9 empty] | 42670 |  |  | Yes |  | 3.1 | 39258 | 105 | 374 | 3.74 | 1 | 3000 | 70
PJ8WAQCQ | Eaton (formerly Cooper Lighting) | Mcgraw-Edison | GLEON-AF-09-LED-E1-5NQ-[AP BZ BK DP GM WH]-[ADJA ADJS ADJA-WM]-7030-800-[P PER7 R HA ALL MS LWR SENSORS L90 R90 MT TH LCF CE] | Outdoor Luminaires | Very High Output | Architectural Flood and Spot Luminaires | Standard | FALSE | [9 empty] | 42670 |  |  | Yes |  | 3.1 | 39258 | 105 | 374 | 3.74 | 1 | 3000 | 70
PZC82QKN | Eaton (formerly Cooper Lighting) | Streetworks | GAN-AF-09-LED-U-AFL-[AP BZ BK DP GM WH]-[ADJA ADJS ADJA-WM]-7030-800-[2L 3 P 4 4N7 HA ALL MS SENSORS DIMRF-LW DIMRF-LN L90 R90 MT TH LCF CE] | Outdoor Luminaires | Very High Output | Architectural Flood and Spot Luminaires | Standard | FALSE | [9 empty] | 42670 |  |  | Yes |  | 3.1 | 39044 | 104.4 | 374 | 3.74 | 1 | 3000 | 70
PJUGTEHC | Eaton (formerly Cooper Lighting) | Mcgraw-Edison | GLEON-AF-09-LED-E1-AFL-[AP BZ BK DP GM WH]-[ADJA ADJS ADJA-WM]-7030-800-[P PER7 R HA ALL MS LWR SENSORS L90 R90 MT TH LCF CE] | Outdoor Luminaires | Very High Output | Architectural Flood and Spot Luminaires | Standard | FALSE | [9 empty] | 42670 |  |  | Yes |  | 3.1 | 39044 | 104.4 | 374 | 3.74 | 1 | 3000 | 70
PS9XCQNJ | Eaton (formerly Cooper Lighting) | Mcgraw-Edison | GLEON-AF-09-LED-E1-T3R-[AP BZ BK DP GM WH]-[ADJA ADJS ADJA-WM]-7030-800-[P PER7 R HA ALL MS LWR SENSORS L90 R90 MT TH LCF CE] | Outdoor Luminaires | Very High Output | Architectural Flood and Spot Luminaires | Standard | FALSE | [9 empty] | 42670 |  |  | Yes |  | 3.1 | 38913 | 104 | 374 | 3.74 | 1 | 3000 | 70
P16CHWMK | Eaton (formerly Cooper Lighting) | Streetworks | GAN-AF-09-LED-U-T3R-[AP BZ BK DP GM WH]-[ADJA ADJS ADJA-WM]-7030-800-[2L 3 P 4 4N7 HA ALL MS SENSORS DIMRF-LW DIMRF-LN L90 R90 MT TH LCF CE] | Outdoor Luminaires | Very High Output | Architectural Flood and Spot Luminaires | Standard | FALSE | [9 empty] | 42670 |  |  | Yes |  | 3.1 | 38913 | 104 | 374 | 3.74 | 1 | 3000 | 70
PW3WQ8KW | Eaton (formerly Cooper Lighting) | Streetworks | GAN-AF-09-LED-U-RW-[AP BZ BK DP GM WH]-[ADJA ADJS ADJA-WM]-7030-800-[2L 3 P 4 4N7 HA ALL MS SENSORS DIMRF-LW DIMRF-LN L90 R90 MT TH LCF CE] | Outdoor Luminaires | Very High Output | Architectural Flood and Spot Luminaires | Standard | FALSE | [9 empty] | 42670 |  |  | Yes |  | 3.1 | 38904 | 104 | 374 | 3.74 | 1 | 3000 | 70
PAD67XM9 | Eaton (formerly Cooper Lighting) | Mcgraw-Edison | GLEON-AF-09-LED-E1-RW-[AP BZ BK DP GM WH]-[ADJA ADJS ADJA-WM]-7030-800-[P PER7 R HA ALL MS LWR SENSORS L90 R90 MT TH LCF CE] | Outdoor Luminaires | Very High Output | Architectural Flood and Spot Luminaires | Standard | FALSE | [9 empty] | 42670 |  |  | Yes |  | 3.1 | 38904 | 104 | 374 | 3.74 | 1 | 3000 | 70
PS8BQKAZ | Eaton (formerly Cooper Lighting) | Streetworks | GAN-AF-09-LED-U-T4FT-[AP BZ BK DP GM WH]-[ADJA ADJS ADJA-WM]-7030-800-[2L 3 P 4 4N7 HA ALL MS SENSORS DIMRF-LW DIMRF-LN L90 R90 MT TH LCF CE] | Outdoor Luminaires | Very High Output | Architectural Flood and Spot Luminaires | Standard | FALSE | [9 empty] | 42670 |  |  | Yes |  | 3.1 | 38287 | 102.4 | 374 | 3.74 | 1 | 3000 | 70
P8W3UQ94 | Eaton (formerly Cooper Lighting) | Mcgraw-Edison | GLEON-AF-09-LED-E1-T4FT-[AP BZ BK DP GM WH]-[ADJA ADJS ADJA-WM]-7030-800-[P PER7 R HA ALL MS LWR SENSORS L90 R90 MT TH LCF CE] | Outdoor Luminaires | Very High Output | Architectural Flood and Spot Luminaires | Standard | FALSE | [9 empty] | 42670 |  |  | Yes |  | 3.1 | 38287 | 102.4 | 374 | 3.74 | 1 | 3000 | 70
PMFZKCYS | Eaton (formerly Cooper Lighting) | Streetworks | GAN-AF-09-LED-U-T3-[AP BZ BK DP GM WH]-[ADJA ADJS ADJA-WM]-7030-800-[2L 3 P 4 4N7 HA ALL MS SENSORS DIMRF-LW DIMRF-LN L90 R90 MT TH LCF CE] | Outdoor Luminaires | Very High Output | Architectural Flood and Spot Luminaires | Standard | FALSE | [9 empty] | 42670 |  |  | Yes |  | 3.1 | 38066 | 101.8 | 374 | 3.74 | 1 | 3000 | 70
P82JN82Z | Eaton (formerly Cooper Lighting) | Mcgraw-Edison | GLEON-AF-09-LED-E1-T3-[AP BZ BK DP GM WH]-[ADJA ADJS ADJA-WM]-7030-800-[P PER7 R HA ALL MS LWR SENSORS L90 R90 MT TH LCF CE] | Outdoor Luminaires | Very High Output | Architectural Flood and Spot Luminaires | Standard | FALSE | [9 empty] | 42670 |  |  | Yes |  | 3.1 | 38066 | 101.8 | 374 | 3.74 | 1 | 3000 | 70
PSHVDCN3 | Eaton (formerly Cooper Lighting) | Mcgraw-Edison | GLEON-AF-09-LED-E1-SL3-[AP BZ BK DP GM WH]-[ADJA ADJS ADJA-WM]-7030-800-[P PER7 R HA ALL MS LWR SENSORS L90 R90 MT TH LCF CE] | Outdoor Luminaires | Very High Output | Architectural Flood and Spot Luminaires | Standard | FALSE | [9 empty] | 42670 |  |  | Yes |  | 3.1 | 38061 | 101.8 | 374 | 3.74 | 1 | 3000 | 70
PRRBGTP5 | Eaton (formerly Cooper Lighting) | Streetworks | GAN-AF-09-LED-U-SL3-[AP BZ BK DP GM WH]-[ADJA ADJS ADJA-WM]-7030-800-[2L 3 P 4 4N7 HA ALL MS SENSORS DIMRF-LW DIMRF-LN L90 R90 MT TH LCF CE] | Outdoor Luminaires | Very High Output | Architectural Flood and Spot Luminaires | Standard | FALSE | [9 empty] | 42670 |  |  | Yes |  | 3.1 | 38061 | 101.8 | 374 | 3.74 | 1 | 3000 | 70
PTF7UPYP | Eaton (formerly Cooper Lighting) | Streetworks | GAN-AF-09-LED-U-T4W-[AP BZ BK DP GM WH]-[ADJA ADJS ADJA-WM]-7030-800-[2L 3 P 4 4N7 HA ALL MS SENSORS DIMRF-LW DIMRF-LN L90 R90 MT TH LCF CE] | Outdoor Luminaires | Very High Output | Architectural Flood and Spot Luminaires | Standard | FALSE | [9 empty] | 42670 |  |  | Yes |  | 3.1 | 37793 | 101.1 | 374 | 3.74 | 1 | 3000 | 70
PRQG1VW7 | Eaton (formerly Cooper Lighting) | Mcgraw-Edison | GLEON-AF-09-LED-E1-T4W-[AP BZ BK DP GM WH]-[ADJA ADJS ADJA-WM]-7030-800-[P PER7 R HA ALL MS LWR SENSORS L90 R90 MT TH LCF CE] | Outdoor Luminaires | Very High Output | Architectural Flood and Spot Luminaires | Standard | FALSE | [9 empty] | 42670 |  |  | Yes |  | 3.1 | 37793 | 101.1 | 374 | 3.74 | 1 | 3000 | 70
PN7PS6CM | Eaton (formerly Cooper Lighting) | Streetworks | GAN-AF-09-LED-U-T2-[AP BZ BK DP GM WH]-[ADJA ADJS ADJA-WM]-7030-800-[2L 3 P 4 4N7 HA ALL MS SENSORS DIMRF-LW DIMRF-LN L90 R90 MT TH LCF CE] | Outdoor Luminaires | Very High Output | Architectural Flood and Spot Luminaires | Standard | FALSE | [9 empty] | 42670 |  |  | Yes |  | 3.1 | 37347 | 99.9 | 374 | 3.74 | 1 | 3000 | 70
P8YUMSEC | Eaton (formerly Cooper Lighting) | Mcgraw-Edison | GLEON-AF-09-LED-E1-T2-[AP BZ BK DP GM WH]-[ADJA ADJS ADJA-WM]-7030-800-[P PER7 R HA ALL MS LWR SENSORS L90 R90 MT TH LCF CE] | Outdoor Luminaires | Very High Output | Architectural Flood and Spot Luminaires | Standard | FALSE | [9 empty] | 42670 |  |  | Yes |  | 3.1 | 37347 | 99.9 | 374 | 3.74 | 1 | 3000 | 70
PQXTKHC9 | Eaton (formerly Cooper Lighting) | Streetworks | GAN-AF-09-LED-U-SL2-[AP BZ BK DP GM WH]-[ADJA ADJS ADJA-WM]-7030-800-[2L 3 P 4 4N7 HA ALL MS SENSORS DIMRF-LW DIMRF-LN L90 R90 MT TH LCF CE] | Outdoor Luminaires | Very High Output | Architectural Flood and Spot Luminaires | Standard | FALSE | [9 empty] | 42670 |  |  | Yes |  | 3.1 | 37283 | 99.7 | 374 | 3.74 | 1 | 3000 | 70
PNPFPR6K | Eaton (formerly Cooper Lighting) | Mcgraw-Edison | GLEON-AF-09-LED-E1-SL2-[AP BZ BK DP GM WH]-[ADJA ADJS ADJA-WM]-7030-800-[P PER7 R HA ALL MS LWR SENSORS L90 R90 MT TH LCF CE] | Outdoor Luminaires | Very High Output | Architectural Flood and Spot Luminaires | Standard | FALSE | [9 empty] | 42670 |  |  | Yes |  | 3.1 | 37283 | 99.7 | 374 | 3.74 | 1 | 3000 | 70
PSGE8M9G | Eaton (formerly Cooper Lighting) | Streetworks | GAN-AF-10-LED-[U 8 9]-5WQ-[AP BZ BK DP GM WH]-[ADJA ADJS ADJA-WM]-7030-600-[2L 3 P 4 4N7 HA ALL MS SENSORS DIMRF-LW DIMRF-LN L90 R90 MT TH LCF CE] | Outdoor Luminaires | Very High Output | Architectural Flood and Spot Luminaires | Standard | FALSE | [9 empty] | 42670 |  |  | Yes |  | 3.1 | 36194 | 112.1 | 323 | 3.49 | 1 | 3000 | 70
PGP64QGB | Eaton (formerly Cooper Lighting) | Mcgraw-Edison | GLEON-AF-10-LED-[E1 347 480]-5WQ-[AP BZ BK DP GM WH]-[ADJA ADJS ADJA-WM]-7030-600-[P PER7 R HA ALL MS LWR SENSORS L90 R90 MT TH LCF CE] | Outdoor Luminaires | Very High Output | Architectural Flood and Spot Luminaires | Standard | FALSE | [9 empty] | 42670 |  |  | Yes |  | 3.1 | 36194 | 112.1 | 323 | 3.49 | 1 | 3000 | 70
PSGMUN7C | Eaton (formerly Cooper Lighting) | Streetworks | GAN-AF-10-LED-[U 8 9]-5MQ-[AP BZ BK DP GM WH]-[ADJA ADJS ADJA-WM]-7030-600-[2L 3 P 4 4N7 HA ALL MS SENSORS DIMRF-LW DIMRF-LN L90 R90 MT TH LCF CE] | Outdoor Luminaires | Very High Output | Architectural Flood and Spot Luminaires | Standard | FALSE | [9 empty] | 42670 |  |  | Yes |  | 3.1 | 36098 | 111.8 | 323 | 3.49 | 1 | 3000 | 70
PCKE5MHA | Eaton (formerly Cooper Lighting) | Mcgraw-Edison | GLEON-AF-10-LED-[E1 347 480]-5MQ-[AP BZ BK DP GM WH]-[ADJA ADJS ADJA-WM]-7030-600-[P PER7 R HA ALL MS LWR SENSORS L90 R90 MT TH LCF CE] | Outdoor Luminaires | Very High Output | Architectural Flood and Spot Luminaires | Standard | FALSE | [9 empty] | 42670 |  |  | Yes |  | 3.1 | 36098 | 111.8 | 323 | 3.49 | 1 | 3000 | 70
PMXKMYSY | Eaton (formerly Cooper Lighting) | Streetworks | GAN-AF-10-LED-[U 8 9]-T2R-[AP BZ BK DP GM WH]-[ADJA ADJS ADJA-WM]-7030-600-[2L 3 P 4 4N7 HA ALL MS SENSORS DIMRF-LW DIMRF-LN L90 R90 MT TH LCF CE] | Outdoor Luminaires | Very High Output | Architectural Flood and Spot Luminaires | Standard | FALSE | [9 empty] | 42670 |  |  | Yes |  | 3.1 | 35798 | 110.8 | 323 | 3.49 | 1 | 3000 | 70
P8GWMJ22 | Eaton (formerly Cooper Lighting) | Mcgraw-Edison | GLEON-AF-10-LED-[E1 347 480]-T2R-[AP BZ BK DP GM WH]-[ADJA ADJS ADJA-WM]-7030-600-[P PER7 R HA ALL MS LWR SENSORS L90 R90 MT TH LCF CE] | Outdoor Luminaires | Very High Output | Architectural Flood and Spot Luminaires | Standard | FALSE | [9 empty] | 42670 |  |  | Yes |  | 3.1 | 35798 | 110.8 | 323 | 3.49 | 1 | 3000 | 70
PQ8RB2CB | Eaton (formerly Cooper Lighting) | Mcgraw-Edison | GLEON-AF-10-LED-[E1 347 480]-5NQ-[AP BZ BK DP GM WH]-[ADJA ADJS ADJA-WM]-7030-600-[P PER7 R HA ALL MS LWR SENSORS L90 R90 MT TH LCF CE] | Outdoor Luminaires | Very High Output | Architectural Flood and Spot Luminaires | Standard | FALSE | [9 empty] | 42670 |  |  | Yes |  | 3.1 | 35445 | 109.7 | 323 | 3.49 | 1 | 3000 | 70
PJCQAXSW | Eaton (formerly Cooper Lighting) | Streetworks | GAN-AF-10-LED-[U 8 9]-5NQ-[AP BZ BK DP GM WH]-[ADJA ADJS ADJA-WM]-7030-600-[2L 3 P 4 4N7 HA ALL MS SENSORS DIMRF-LW DIMRF-LN L90 R90 MT TH LCF CE] | Outdoor Luminaires | Very High Output | Architectural Flood and Spot Luminaires | Standard | FALSE | [9 empty] | 42670 |  |  | Yes |  | 3.1 | 35445 | 109.7 | 323 | 3.49 | 1 | 3000 | 70
PTDSKTD3 | Eaton (formerly Cooper Lighting) | Mcgraw-Edison | GLEON-AF-10-LED-[E1 347 480]-AFL-[AP BZ BK DP GM WH]-[ADJA ADJS ADJA-WM]-7030-600-[P PER7 R HA ALL MS LWR SENSORS L90 R90 MT TH LCF CE] | Outdoor Luminaires | Very High Output | Architectural Flood and Spot Luminaires | Standard | FALSE | [9 empty] | 42670 |  |  | Yes |  | 3.1 | 35252 | 109.1 | 323 | 3.49 | 1 | 3000 | 70
PBU3N2A7 | Eaton (formerly Cooper Lighting) | Streetworks | GAN-AF-10-LED-[U 8 9]-AFL-[AP BZ BK DP GM WH]-[ADJA ADJS ADJA-WM]-7030-600-[2L 3 P 4 4N7 HA ALL MS SENSORS DIMRF-LW DIMRF-LN L90 R90 MT TH LCF CE] | Outdoor Luminaires | Very High Output | Architectural Flood and Spot Luminaires | Standard | FALSE | [9 empty] | 42670 |  |  | Yes |  | 3.1 | 35252 | 109.1 | 323 | 3.49 | 1 | 3000 | 70
PZ4H49SA | Eaton (formerly Cooper Lighting) | Streetworks | GAN-AF-10-LED-[U 8 9]-T3R-[AP BZ BK DP GM WH]-[ADJA ADJS ADJA-WM]-7030-600-[2L 3 P 4 4N7 HA ALL MS SENSORS DIMRF-LW DIMRF-LN L90 R90 MT TH LCF CE] | Outdoor Luminaires | Very High Output | Architectural Flood and Spot Luminaires | Standard | FALSE | [9 empty] | 42670 |  |  | Yes |  | 3.1 | 35133 | 108.8 | 323 | 3.49 | 1 | 3000 | 70
P4JM11YS | Eaton (formerly Cooper Lighting) | Mcgraw-Edison | GLEON-AF-10-LED-[E1 347 480]-T3R-[AP BZ BK DP GM WH]-[ADJA ADJS ADJA-WM]-7030-600-[P PER7 R HA ALL MS LWR SENSORS L90 R90 MT TH LCF CE] | Outdoor Luminaires | Very High Output | Architectural Flood and Spot Luminaires | Standard | FALSE | [9 empty] | 42670 |  |  | Yes |  | 3.1 | 35133 | 108.8 | 323 | 3.49 | 1 | 3000 | 70
PVK6FX5X | Eaton (formerly Cooper Lighting) | Mcgraw-Edison | GLEON-AF-10-LED-[E1 347 480]-RW-[AP BZ BK DP GM WH]-[ADJA ADJS ADJA-WM]-7030-600-[P PER7 R HA ALL MS LWR SENSORS L90 R90 MT TH LCF CE] | Outdoor Luminaires | Very High Output | Architectural Flood and Spot Luminaires | Standard | FALSE | [9 empty] | 42670 |  |  | Yes |  | 3.1 | 35125 | 108.7 | 323 | 3.49 | 1 | 3000 | 70
PFH88N76 | Eaton (formerly Cooper Lighting) | Streetworks | GAN-AF-10-LED-[U 8 9]-RW-[AP BZ BK DP GM WH]-[ADJA ADJS ADJA-WM]-7030-600-[2L 3 P 4 4N7 HA ALL MS SENSORS DIMRF-LW DIMRF-LN L90 R90 MT TH LCF CE] | Outdoor Luminaires | Very High Output | Architectural Flood and Spot Luminaires | Standard | FALSE | [9 empty] | 42670 |  |  | Yes |  | 3.1 | 35125 | 108.7 | 323 | 3.49 | 1 | 3000 | 70
PZVFV6F3 | Eaton (formerly Cooper Lighting) | Mcgraw-Edison | GLEON-AF-10-LED-[E1 347 480]-T4FT-[AP BZ BK DP GM WH]-[ADJA ADJS ADJA-WM]-7030-600-[P PER7 R HA ALL MS LWR SENSORS L90 R90 MT TH LCF CE] | Outdoor Luminaires | Very High Output | Architectural Flood and Spot Luminaires | Standard | FALSE | [9 empty] | 42670 |  |  | Yes |  | 3.1 | 34569 | 107 | 323 | 3.49 | 1 | 3000 | 70
PMGXH6JN | Eaton (formerly Cooper Lighting) | Streetworks | GAN-AF-10-LED-[U 8 9]-T4FT-[AP BZ BK DP GM WH]-[ADJA ADJS ADJA-WM]-7030-600-[2L 3 P 4 4N7 HA ALL MS SENSORS DIMRF-LW DIMRF-LN L90 R90 MT TH LCF CE] | Outdoor Luminaires | Very High Output | Architectural Flood and Spot Luminaires | Standard | FALSE | [9 empty] | 42670 |  |  | Yes |  | 3.1 | 34569 | 107 | 323 | 3.49 | 1 | 3000 | 70
P9MVNNX9 | Eaton (formerly Cooper Lighting) | Streetworks | GAN-AF-10-LED-[U 8 9]-T3-[AP BZ BK DP GM WH]-[ADJA ADJS ADJA-WM]-7030-600-[2L 3 P 4 4N7 HA ALL MS SENSORS DIMRF-LW DIMRF-LN L90 R90 MT TH LCF CE] | Outdoor Luminaires | Very High Output | Architectural Flood and Spot Luminaires | Standard | FALSE | [9 empty] | 42670 |  |  | Yes |  | 3.1 | 34370 | 106.4 | 323 | 3.49 | 1 | 3000 | 70
P12MDK9C | Eaton (formerly Cooper Lighting) | Mcgraw-Edison | GLEON-AF-10-LED-[E1 347 480]-T3-[AP BZ BK DP GM WH]-[ADJA ADJS ADJA-WM]-7030-600-[P PER7 R HA ALL MS LWR SENSORS L90 R90 MT TH LCF CE] | Outdoor Luminaires | Very High Output | Architectural Flood and Spot Luminaires | Standard | FALSE | [9 empty] | 42670 |  |  | Yes |  | 3.1 | 34370 | 106.4 | 323 | 3.49 | 1 | 3000 | 70
P7W23BZW | Eaton (formerly Cooper Lighting) | Mcgraw-Edison | GLEON-AF-10-LED-[E1 347 480]-SL3-[AP BZ BK DP GM WH]-[ADJA ADJS ADJA-WM]-7030-600-[P PER7 R HA ALL MS LWR SENSORS L90 R90 MT TH LCF CE] | Outdoor Luminaires | Very High Output | Architectural Flood and Spot Luminaires | Standard | FALSE | [9 empty] | 42670 |  |  | Yes |  | 3.1 | 34364 | 106.4 | 323 | 3.49 | 1 | 3000 | 70
P6BCTS9E | Eaton (formerly Cooper Lighting) | Streetworks | GAN-AF-10-LED-[U 8 9]-SL3-[AP BZ BK DP GM WH]-[ADJA ADJS ADJA-WM]-7030-600-[2L 3 P 4 4N7 HA ALL MS SENSORS DIMRF-LW DIMRF-LN L90 R90 MT TH LCF CE] | Outdoor Luminaires | Very High Output | Architectural Flood and Spot Luminaires | Standard | FALSE | [9 empty] | 42670 |  |  | Yes |  | 3.1 | 34364 | 106.4 | 323 | 3.49 | 1 | 3000 | 70
PGJDCMW1 | Eaton (formerly Cooper Lighting) | Streetworks | GAN-AF-10-LED-[U 8 9]-T4W-[AP BZ BK DP GM WH]-[ADJA ADJS ADJA-WM]-7030-600-[2L 3 P 4 4N7 HA ALL MS SENSORS DIMRF-LW DIMRF-LN L90 R90 MT TH LCF CE] | Outdoor Luminaires | Very High Output | Architectural Flood and Spot Luminaires | Standard | FALSE | [9 empty] | 42670 |  |  | Yes |  | 3.1 | 34122 | 105.6 | 323 | 3.49 | 1 | 3000 | 70
PG6NZ1S1 | Eaton (formerly Cooper Lighting) | Mcgraw-Edison | GLEON-AF-10-LED-[E1 347 480]-T4W-[AP BZ BK DP GM WH]-[ADJA ADJS ADJA-WM]-7030-600-[P PER7 R HA ALL MS LWR SENSORS L90 R90 MT TH LCF CE] | Outdoor Luminaires | Very High Output | Architectural Flood and Spot Luminaires | Standard | FALSE | [9 empty] | 42670 |  |  | Yes |  | 3.1 | 34122 | 105.6 | 323 | 3.49 | 1 | 3000 | 70
PQT1T1FZ | Eaton (formerly Cooper Lighting) | Mcgraw-Edison | GLEON-AF-10-LED-[E1 347 480]-T2-[AP BZ BK DP GM WH]-[ADJA ADJS ADJA-WM]-7030-600-[P PER7 R HA ALL MS LWR SENSORS L90 R90 MT TH LCF CE] | Outdoor Luminaires | Very High Output | Architectural Flood and Spot Luminaires | Standard | FALSE | [9 empty] | 42670 |  |  | Yes |  | 3.1 | 33720 | 104.4 | 323 | 3.49 | 1 | 3000 | 70
P1Q67X3Y | Eaton (formerly Cooper Lighting) | Streetworks | GAN-AF-10-LED-[U 8 9]-T2-[AP BZ BK DP GM WH]-[ADJA ADJS ADJA-WM]-7030-600-[2L 3 P 4 4N7 HA ALL MS SENSORS DIMRF-LW DIMRF-LN L90 R90 MT TH LCF CE] | Outdoor Luminaires | Very High Output | Architectural Flood and Spot Luminaires | Standard | FALSE | [9 empty] | 42670 |  |  | Yes |  | 3.1 | 33720 | 104.4 | 323 | 3.49 | 1 | 3000 | 70
PTQ298W2 | Eaton (formerly Cooper Lighting) | Mcgraw-Edison | GLEON-AF-10-LED-[E1 347 480]-SL2-[AP BZ BK DP GM WH]-[ADJA ADJS ADJA-WM]-7030-600-[P PER7 R HA ALL MS LWR SENSORS L90 R90 MT TH LCF CE] | Outdoor Luminaires | Very High Output | Architectural Flood and Spot Luminaires | Standard | FALSE | [9 empty] | 42670 |  |  | Yes |  | 3.1 | 33662 | 104.2 | 323 | 3.49 | 1 | 3000 | 70
PEGK9NE2 | Eaton (formerly Cooper Lighting) | Streetworks | GAN-AF-10-LED-[U 8 9]-SL2-[AP BZ BK DP GM WH]-[ADJA ADJS ADJA-WM]-7030-600-[2L 3 P 4 4N7 HA ALL MS SENSORS DIMRF-LW DIMRF-LN L90 R90 MT TH LCF CE] | Outdoor Luminaires | Very High Output | Architectural Flood and Spot Luminaires | Standard | FALSE | [9 empty] | 42670 |  |  | Yes |  | 3.1 | 33662 | 104.2 | 323 | 3.49 | 1 | 3000 | 70
PYWWMYM7 | Eaton (formerly Cooper Lighting) | Mcgraw-Edison | GLEON-AF-09-LED-[E1 347 480]-5WQ-[AP BZ BK DP GM WH]-[ADJA ADJS ADJA-WM]-7030-600-[P PER7 R HA ALL MS LWR SENSORS L90 R90 MT TH LCF CE] | Outdoor Luminaires | Very High Output | Architectural Flood and Spot Luminaires | Standard | FALSE | [9 empty] | 42670 |  |  | Yes |  | 3.1 | 32690 | 112.7 | 290 | 3.49 | 1 | 3000 | 70
P3B5HYNC | Eaton (formerly Cooper Lighting) | Streetworks | GAN-AF-09-LED-[U 8 9]-5WQ-[AP BZ BK DP GM WH]-[ADJA ADJS ADJA-WM]-7030-600-[2L 3 P 4 4N7 HA ALL MS SENSORS DIMRF-LW DIMRF-LN L90 R90 MT TH LCF CE] | Outdoor Luminaires | Very High Output | Architectural Flood and Spot Luminaires | Standard | FALSE | [9 empty] | 42670 |  |  | Yes |  | 3.1 | 32690 | 112.7 | 290 | 3.49 | 1 | 3000 | 70
PVV5A4AC | Eaton (formerly Cooper Lighting) | Mcgraw-Edison | GLEON-AF-10-LED-E1-SL4-[AP BZ BK DP GM WH]-[ADJA ADJS ADJA-WM]-7030-600-[P PER7 R HA ALL MS LWR SENSORS L90 R90 MT TH LCF CE] | Outdoor Luminaires | Very High Output | Architectural Flood and Spot Luminaires | Standard | FALSE | [9 empty] | 42670 |  |  | Yes |  | 3.1 | 32651 | 101.1 | 323 | 3.49 | 1 | 3000 | 70
P46Y1TP6 | Eaton (formerly Cooper Lighting) | Streetworks | GAN-AF-10-LED-U-SL4-[AP BZ BK DP GM WH]-[ADJA ADJS ADJA-WM]-7030-600-[2L 3 P 4 4N7 HA ALL MS SENSORS DIMRF-LW DIMRF-LN L90 R90 MT TH LCF CE] | Outdoor Luminaires | Very High Output | Architectural Flood and Spot Luminaires | Standard | FALSE | [9 empty] | 42670 |  |  | Yes |  | 3.1 | 32651 | 101.1 | 323 | 3.49 | 1 | 3000 | 70
PRT4J23X | Eaton (formerly Cooper Lighting) | Streetworks | GAN-AF-09-LED-[U 8 9]-5MQ-[AP BZ BK DP GM WH]-[ADJA ADJS ADJA-WM]-7030-600-[2L 3 P 4 4N7 HA ALL MS SENSORS DIMRF-LW DIMRF-LN L90 R90 MT TH LCF CE] | Outdoor Luminaires | Very High Output | Architectural Flood and Spot Luminaires | Standard | FALSE | [9 empty] | 42670 |  |  | Yes |  | 3.1 | 32604 | 112.4 | 290 | 3.49 | 1 | 3000 | 70
P1PKBY8Z | Eaton (formerly Cooper Lighting) | Mcgraw-Edison | GLEON-AF-09-LED-[E1 347 480]-5MQ-[AP BZ BK DP GM WH]-[ADJA ADJS ADJA-WM]-7030-600-[P PER7 R HA ALL MS LWR SENSORS L90 R90 MT TH LCF CE] | Outdoor Luminaires | Very High Output | Architectural Flood and Spot Luminaires | Standard | FALSE | [9 empty] | 42670 |  |  | Yes |  | 3.1 | 32604 | 112.4 | 290 | 3.49 | 1 | 3000 | 70
PTD7HU7D | Eaton (formerly Cooper Lighting) | Streetworks | GAN-AF-09-LED-[U 8 9]-T2R-[AP BZ BK DP GM WH]-[ADJA ADJS ADJA-WM]-7030-600-[2L 3 P 4 4N7 HA ALL MS SENSORS DIMRF-LW DIMRF-LN L90 R90 MT TH LCF CE] | Outdoor Luminaires | Very High Output | Architectural Flood and Spot Luminaires | Standard | FALSE | [9 empty] | 42670 |  |  | Yes |  | 3.1 | 32334 | 111.5 | 290 | 3.49 | 1 | 3000 | 70
PFP1YG8N | Eaton (formerly Cooper Lighting) | Mcgraw-Edison | GLEON-AF-09-LED-[E1 347 480]-T2R-[AP BZ BK DP GM WH]-[ADJA ADJS ADJA-WM]-7030-600-[P PER7 R HA ALL MS LWR SENSORS L90 R90 MT TH LCF CE] | Outdoor Luminaires | Very High Output | Architectural Flood and Spot Luminaires | Standard | FALSE | [9 empty] | 42670 |  |  | Yes |  | 3.1 | 32334 | 111.5 | 290 | 3.49 | 1 | 3000 | 70
PYPW3FY5 | Eaton (formerly Cooper Lighting) | Streetworks | GAN-AF-09-LED-[U 8 9]-5NQ-[AP BZ BK DP GM WH]-[ADJA ADJS ADJA-WM]-7030-600-[2L 3 P 4 4N7 HA ALL MS SENSORS DIMRF-LW DIMRF-LN L90 R90 MT TH LCF CE] | Outdoor Luminaires | Very High Output | Architectural Flood and Spot Luminaires | Standard | FALSE | [9 empty] | 42670 |  |  | Yes |  | 3.1 | 32014 | 110.4 | 290 | 3.49 | 1 | 3000 | 70
PSKM44TC | Eaton (formerly Cooper Lighting) | Mcgraw-Edison | GLEON-AF-09-LED-[E1 347 480]-5NQ-[AP BZ BK DP GM WH]-[ADJA ADJS ADJA-WM]-7030-600-[P PER7 R HA ALL MS LWR SENSORS L90 R90 MT TH LCF CE] | Outdoor Luminaires | Very High Output | Architectural Flood and Spot Luminaires | Standard | FALSE | [9 empty] | 42670 |  |  | Yes |  | 3.1 | 32014 | 110.4 | 290 | 3.49 | 1 | 3000 | 70
PNGK8SJT | Eaton (formerly Cooper Lighting) | Mcgraw-Edison | GLEON-AF-09-LED-[E1 347 480]-AFL-[AP BZ BK DP GM WH]-[ADJA ADJS ADJA-WM]-7030-600-[P PER7 R HA ALL MS LWR SENSORS L90 R90 MT TH LCF CE] | Outdoor Luminaires | Very High Output | Architectural Flood and Spot Luminaires | Standard | FALSE | [9 empty] | 42670 |  |  | Yes |  | 3.1 | 31840 | 109.8 | 290 | 3.49 | 1 | 3000 | 70
P8WY1E6H | Eaton (formerly Cooper Lighting) | Streetworks | GAN-AF-09-LED-[U 8 9]-AFL-[AP BZ BK DP GM WH]-[ADJA ADJS ADJA-WM]-7030-600-[2L 3 P 4 4N7 HA ALL MS SENSORS DIMRF-LW DIMRF-LN L90 R90 MT TH LCF CE] | Outdoor Luminaires | Very High Output | Architectural Flood and Spot Luminaires | Standard | FALSE | [9 empty] | 42670 |  |  | Yes |  | 3.1 | 31840 | 109.8 | 290 | 3.49 | 1 | 3000 | 70
PWVG16HJ | Eaton (formerly Cooper Lighting) | Mcgraw-Edison | GLEON-AF-09-LED-[E1 347 480]-T3R-[AP BZ BK DP GM WH]-[ADJA ADJS ADJA-WM]-7030-600-[P PER7 R HA ALL MS LWR SENSORS L90 R90 MT TH LCF CE] | Outdoor Luminaires | Very High Output | Architectural Flood and Spot Luminaires | Standard | FALSE | [9 empty] | 42670 |  |  | Yes |  | 3.1 | 31733 | 109.4 | 290 | 3.49 | 1 | 3000 | 70
PEQ1RYU1 | Eaton (formerly Cooper Lighting) | Streetworks | GAN-AF-09-LED-[U 8 9]-T3R-[AP BZ BK DP GM WH]-[ADJA ADJS ADJA-WM]-7030-600-[2L 3 P 4 4N7 HA ALL MS SENSORS DIMRF-LW DIMRF-LN L90 R90 MT TH LCF CE] | Outdoor Luminaires | Very High Output | Architectural Flood and Spot Luminaires | Standard | FALSE | [9 empty] | 42670 |  |  | Yes |  | 3.1 | 31733 | 109.4 | 290 | 3.49 | 1 | 3000 | 70
PSFUE7MV | Eaton (formerly Cooper Lighting) | Streetworks | GAN-AF-09-LED-[U 8 9]-RW-[AP BZ BK DP GM WH]-[ADJA ADJS ADJA-WM]-7030-600-[2L 3 P 4 4N7 HA ALL MS SENSORS DIMRF-LW DIMRF-LN L90 R90 MT TH LCF CE] | Outdoor Luminaires | Very High Output | Architectural Flood and Spot Luminaires | Standard | FALSE | [9 empty] | 42670 |  |  | Yes |  | 3.1 | 31725 | 109.4 | 290 | 3.49 | 1 | 3000 | 70
P2ABKATB | Eaton (formerly Cooper Lighting) | Mcgraw-Edison | GLEON-AF-09-LED-[E1 347 480]-RW-[AP BZ BK DP GM WH]-[ADJA ADJS ADJA-WM]-7030-600-[P PER7 R HA ALL MS LWR SENSORS L90 R90 MT TH LCF CE] | Outdoor Luminaires | Very High Output | Architectural Flood and Spot Luminaires | Standard | FALSE | [9 empty] | 42670 |  |  | Yes |  | 3.1 | 31725 | 109.4 | 290 | 3.49 | 1 | 3000 | 70
PZ8VVPDE | Eaton (formerly Cooper Lighting) | Mcgraw-Edison | GLEON-AF-09-LED-[E1 347 480]-T4FT-[AP BZ BK DP GM WH]-[ADJA ADJS ADJA-WM]-7030-600-[P PER7 R HA ALL MS LWR SENSORS L90 R90 MT TH LCF CE] | Outdoor Luminaires | Very High Output | Architectural Flood and Spot Luminaires | Standard | FALSE | [9 empty] | 42670 |  |  | Yes |  | 3.1 | 31223 | 107.7 | 290 | 3.49 | 1 | 3000 | 70
PQM8HNQJ | Eaton (formerly Cooper Lighting) | Streetworks | GAN-AF-09-LED-[U 8 9]-T4FT-[AP BZ BK DP GM WH]-[ADJA ADJS ADJA-WM]-7030-600-[2L 3 P 4 4N7 HA ALL MS SENSORS DIMRF-LW DIMRF-LN L90 R90 MT TH LCF CE] | Outdoor Luminaires | Very High Output | Architectural Flood and Spot Luminaires | Standard | FALSE | [9 empty] | 42670 |  |  | Yes |  | 3.1 | 31223 | 107.7 | 290 | 3.49 | 1 | 3000 | 70
PWRRBW31 | Eaton (formerly Cooper Lighting) | Streetworks | GAN-AF-09-LED-[U 8 9]-T3-[AP BZ BK DP GM WH]-[ADJA ADJS ADJA-WM]-7030-600-[2L 3 P 4 4N7 HA ALL MS SENSORS DIMRF-LW DIMRF-LN L90 R90 MT TH LCF CE] | Outdoor Luminaires | Very High Output | Architectural Flood and Spot Luminaires | Standard | FALSE | [9 empty] | 42670 |  |  | Yes |  | 3.1 | 31042 | 107 | 290 | 3.49 | 1 | 3000 | 70
P745125Q | Eaton (formerly Cooper Lighting) | Mcgraw-Edison | GLEON-AF-09-LED-[E1 347 480]-T3-[AP BZ BK DP GM WH]-[ADJA ADJS ADJA-WM]-7030-600-[P PER7 R HA ALL MS LWR SENSORS L90 R90 MT TH LCF CE] | Outdoor Luminaires | Very High Output | Architectural Flood and Spot Luminaires | Standard | FALSE | [9 empty] | 42670 |  |  | Yes |  | 3.1 | 31042 | 107 | 290 | 3.49 | 1 | 3000 | 70
PEAVEQQY | Eaton (formerly Cooper Lighting) | Streetworks | GAN-AF-09-LED-[U 8 9]-SL3-[AP BZ BK DP GM WH]-[ADJA ADJS ADJA-WM]-7030-600-[2L 3 P 4 4N7 HA ALL MS SENSORS DIMRF-LW DIMRF-LN L90 R90 MT TH LCF CE] | Outdoor Luminaires | Very High Output | Architectural Flood and Spot Luminaires | Standard | FALSE | [9 empty] | 42670 |  |  | Yes |  | 3.1 | 31039 | 107 | 290 | 3.49 | 1 | 3000 | 70
P9Y9AA79 | Eaton (formerly Cooper Lighting) | Mcgraw-Edison | GLEON-AF-09-LED-[E1 347 480]-SL3-[AP BZ BK DP GM WH]-[ADJA ADJS ADJA-WM]-7030-600-[P PER7 R HA ALL MS LWR SENSORS L90 R90 MT TH LCF CE] | Outdoor Luminaires | Very High Output | Architectural Flood and Spot Luminaires | Standard | FALSE | [9 empty] | 42670 |  |  | Yes |  | 3.1 | 31039 | 107 | 290 | 3.49 | 1 | 3000 | 70
PM41YJBV | Eaton (formerly Cooper Lighting) | Streetworks | GAN-AF-09-LED-[U 8 9]-T4W-[AP BZ BK DP GM WH]-[ADJA ADJS ADJA-WM]-7030-600-[2L 3 P 4 4N7 HA ALL MS SENSORS DIMRF-LW DIMRF-LN L90 R90 MT TH LCF CE] | Outdoor Luminaires | Very High Output | Architectural Flood and Spot Luminaires | Standard | FALSE | [9 empty] | 42670 |  |  | Yes |  | 3.1 | 30819 | 106.3 | 290 | 3.49 | 1 | 3000 | 70
P2VS9PMU | Eaton (formerly Cooper Lighting) | Mcgraw-Edison | GLEON-AF-09-LED-[E1 347 480]-T4W-[AP BZ BK DP GM WH]-[ADJA ADJS ADJA-WM]-7030-600-[P PER7 R HA ALL MS LWR SENSORS L90 R90 MT TH LCF CE] | Outdoor Luminaires | Very High Output | Architectural Flood and Spot Luminaires | Standard | FALSE | [9 empty] | 42670 |  |  | Yes |  | 3.1 | 30819 | 106.3 | 290 | 3.49 | 1 | 3000 | 70
PVCW55JJ | Eaton (formerly Cooper Lighting) | Mcgraw-Edison | GLEON-AF-09-LED-[E1 347 480]-T2-[AP BZ BK DP GM WH]-[ADJA ADJS ADJA-WM]-7030-600-[P PER7 R HA ALL MS LWR SENSORS L90 R90 MT TH LCF CE] | Outdoor Luminaires | Very High Output | Architectural Flood and Spot Luminaires | Standard | FALSE | [9 empty] | 42670 |  |  | Yes |  | 3.1 | 30456 | 105 | 290 | 3.49 | 1 | 3000 | 70
P2TGZPJD | Eaton (formerly Cooper Lighting) | Streetworks | GAN-AF-09-LED-[U 8 9]-T2-[AP BZ BK DP GM WH]-[ADJA ADJS ADJA-WM]-7030-600-[2L 3 P 4 4N7 HA ALL MS SENSORS DIMRF-LW DIMRF-LN L90 R90 MT TH LCF CE] | Outdoor Luminaires | Very High Output | Architectural Flood and Spot Luminaires | Standard | FALSE | [9 empty] | 42670 |  |  | Yes |  | 3.1 | 30456 | 105 | 290 | 3.49 | 1 | 3000 | 70
PBEVT3W2 | Eaton (formerly Cooper Lighting) | Mcgraw-Edison | GLEON-AF-09-LED-[E1 347 480]-SL2-[AP BZ BK DP GM WH]-[ADJA ADJS ADJA-WM]-7030-600-[P PER7 R HA ALL MS LWR SENSORS L90 R90 MT TH LCF CE] | Outdoor Luminaires | Very High Output | Architectural Flood and Spot Luminaires | Standard | FALSE | [9 empty] | 42670 |  |  | Yes |  | 3.1 | 30404 | 104.8 | 290 | 3.49 | 1 | 3000 | 70
P5R4EMJ7 | Eaton (formerly Cooper Lighting) | Streetworks | GAN-AF-09-LED-[U 8 9]-SL2-[AP BZ BK DP GM WH]-[ADJA ADJS ADJA-WM]-7030-600-[2L 3 P 4 4N7 HA ALL MS SENSORS DIMRF-LW DIMRF-LN L90 R90 MT TH LCF CE] | Outdoor Luminaires | Very High Output | Architectural Flood and Spot Luminaires | Standard | FALSE | [9 empty] | 42670 |  |  | Yes |  | 3.1 | 30404 | 104.8 | 290 | 3.49 | 1 | 3000 | 70
PH35P4Y5 | Eaton (formerly Cooper Lighting) | Streetworks | GAN-AF-08-LED-[U 8 9]-5WQ-[AP BZ BK DP GM WH]-[ADJA ADJS ADJA-WM]-7030-800-[2L 3 P 4 4N7 HA ALL MS SENSORS DIMRF-LW DIMRF-LN L90 R90 MT TH LCF CE] | Outdoor Luminaires | Very High Output | Architectural Flood and Spot Luminaires | Standard | FALSE | [9 empty] | 42670 |  |  | Yes |  | 3.1 | 35936 | 107.6 | 334 | 2.91 | 1 | 3000 | 70
P6B54M4S | Eaton (formerly Cooper Lighting) | Mcgraw-Edison | GLEON-AF-08-LED-[E1 347 480]-5WQ-[AP BZ BK DP GM WH]-[ADJA ADJS ADJA-WM]-7030-800-[P PER7 R HA ALL MS LWR SENSORS L90 R90 MT TH LCF CE] | Outdoor Luminaires | Very High Output | Architectural Flood and Spot Luminaires | Standard | FALSE | [9 empty] | 42670 |  |  | Yes |  | 3.1 | 35936 | 107.6 | 334 | 2.91 | 1 | 3000 | 70
PRF8BXA5 | Eaton (formerly Cooper Lighting) | Mcgraw-Edison | GLEON-AF-08-LED-[E1 347 480]-5MQ-[AP BZ BK DP GM WH]-[ADJA ADJS ADJA-WM]-7030-800-[P PER7 R HA ALL MS LWR SENSORS L90 R90 MT TH LCF CE] | Outdoor Luminaires | Very High Output | Architectural Flood and Spot Luminaires | Standard | FALSE | [9 empty] | 42670 |  |  | Yes |  | 3.1 | 35841 | 107.3 | 334 | 2.91 | 1 | 3000 | 70
P9DTQH31 | Eaton (formerly Cooper Lighting) | Streetworks | GAN-AF-08-LED-[U 8 9]-5MQ-[AP BZ BK DP GM WH]-[ADJA ADJS ADJA-WM]-7030-800-[2L 3 P 4 4N7 HA ALL MS SENSORS DIMRF-LW DIMRF-LN L90 R90 MT TH LCF CE] | Outdoor Luminaires | Very High Output | Architectural Flood and Spot Luminaires | Standard | FALSE | [9 empty] | 42670 |  |  | Yes |  | 3.1 | 35841 | 107.3 | 334 | 2.91 | 1 | 3000 | 70
PHJ57EC8 | Eaton (formerly Cooper Lighting) | Streetworks | GAN-AF-08-LED-U-T2R-[AP BZ BK DP GM WH]-[ADJA ADJS ADJA-WM]-7030-800-[2L 3 P 4 4N7 HA ALL MS SENSORS DIMRF-LW DIMRF-LN L90 R90 MT TH LCF CE] | Outdoor Luminaires | Very High Output | Architectural Flood and Spot Luminaires | Standard | FALSE | [9 empty] | 42670 |  |  | Yes |  | 3.1 | 35544 | 106.4 | 334 | 2.91 | 1 | 3000 | 70
PGAZJVEK | Eaton (formerly Cooper Lighting) | Mcgraw-Edison | GLEON-AF-08-LED-E1-T2R-[AP BZ BK DP GM WH]-[ADJA ADJS ADJA-WM]-7030-800-[P PER7 R HA ALL MS LWR SENSORS L90 R90 MT TH LCF CE] | Outdoor Luminaires | Very High Output | Architectural Flood and Spot Luminaires | Standard | FALSE | [9 empty] | 42670 |  |  | Yes |  | 3.1 | 35544 | 106.4 | 334 | 2.91 | 1 | 3000 | 70
PRZVS6R7 | Eaton (formerly Cooper Lighting) | Streetworks | GAN-AF-08-LED-U-5NQ-[AP BZ BK DP GM WH]-[ADJA ADJS ADJA-WM]-7030-800-[2L 3 P 4 4N7 HA ALL MS SENSORS DIMRF-LW DIMRF-LN L90 R90 MT TH LCF CE] | Outdoor Luminaires | Very High Output | Architectural Flood and Spot Luminaires | Standard | FALSE | [9 empty] | 42670 |  |  | Yes |  | 3.1 | 35193 | 105.4 | 334 | 2.91 | 1 | 3000 | 70
PQGAWZWE | Eaton (formerly Cooper Lighting) | Mcgraw-Edison | GLEON-AF-08-LED-E1-5NQ-[AP BZ BK DP GM WH]-[ADJA ADJS ADJA-WM]-7030-800-[P PER7 R HA ALL MS LWR SENSORS L90 R90 MT TH LCF CE] | Outdoor Luminaires | Very High Output | Architectural Flood and Spot Luminaires | Standard | FALSE | [9 empty] | 42670 |  |  | Yes |  | 3.1 | 35193 | 105.4 | 334 | 2.91 | 1 | 3000 | 70
PZVPGW1G | Eaton (formerly Cooper Lighting) | Streetworks | GAN-AF-08-LED-U-AFL-[AP BZ BK DP GM WH]-[ADJA ADJS ADJA-WM]-7030-800-[2L 3 P 4 4N7 HA ALL MS SENSORS DIMRF-LW DIMRF-LN L90 R90 MT TH LCF CE] | Outdoor Luminaires | Very High Output | Architectural Flood and Spot Luminaires | Standard | FALSE | [9 empty] | 42670 |  |  | Yes |  | 3.1 | 35003 | 104.8 | 334 | 2.91 | 1 | 3000 | 70
P13KAK9H | Eaton (formerly Cooper Lighting) | Mcgraw-Edison | GLEON-AF-08-LED-E1-AFL-[AP BZ BK DP GM WH]-[ADJA ADJS ADJA-WM]-7030-800-[P PER7 R HA ALL MS LWR SENSORS L90 R90 MT TH LCF CE] | Outdoor Luminaires | Very High Output | Architectural Flood and Spot Luminaires | Standard | FALSE | [9 empty] | 42670 |  |  | Yes |  | 3.1 | 35003 | 104.8 | 334 | 2.91 | 1 | 3000 | 70
PD7BM2R3 | Eaton (formerly Cooper Lighting) | Mcgraw-Edison | GLEON-AF-08-LED-E1-T3R-[AP BZ BK DP GM WH]-[ADJA ADJS ADJA-WM]-7030-800-[P PER7 R HA ALL MS LWR SENSORS L90 R90 MT TH LCF CE] | Outdoor Luminaires | Very High Output | Architectural Flood and Spot Luminaires | Standard | FALSE | [9 empty] | 42670 |  |  | Yes |  | 3.1 | 34884 | 104.4 | 334 | 2.91 | 1 | 3000 | 70
P38VSPP9 | Eaton (formerly Cooper Lighting) | Streetworks | GAN-AF-08-LED-U-T3R-[AP BZ BK DP GM WH]-[ADJA ADJS ADJA-WM]-7030-800-[2L 3 P 4 4N7 HA ALL MS SENSORS DIMRF-LW DIMRF-LN L90 R90 MT TH LCF CE] | Outdoor Luminaires | Very High Output | Architectural Flood and Spot Luminaires | Standard | FALSE | [9 empty] | 42670 |  |  | Yes |  | 3.1 | 34884 | 104.4 | 334 | 2.91 | 1 | 3000 | 70
PQESYS5Z | Eaton (formerly Cooper Lighting) | Mcgraw-Edison | GLEON-AF-08-LED-E1-RW-[AP BZ BK DP GM WH]-[ADJA ADJS ADJA-WM]-7030-800-[P PER7 R HA ALL MS LWR SENSORS L90 R90 MT TH LCF CE] | Outdoor Luminaires | Very High Output | Architectural Flood and Spot Luminaires | Standard | FALSE | [9 empty] | 42670 |  |  | Yes |  | 3.1 | 34876 | 104.4 | 334 | 2.91 | 1 | 3000 | 70
PNH4HKA3 | Eaton (formerly Cooper Lighting) | Streetworks | GAN-AF-08-LED-U-RW-[AP BZ BK DP GM WH]-[ADJA ADJS ADJA-WM]-7030-800-[2L 3 P 4 4N7 HA ALL MS SENSORS DIMRF-LW DIMRF-LN L90 R90 MT TH LCF CE] | Outdoor Luminaires | Very High Output | Architectural Flood and Spot Luminaires | Standard | FALSE | [9 empty] | 42670 |  |  | Yes |  | 3.1 | 34876 | 104.4 | 334 | 2.91 | 1 | 3000 | 70
PV13WKHG | Eaton (formerly Cooper Lighting) | Mcgraw-Edison | GLEON-AF-08-LED-E1-T4FT-[AP BZ BK DP GM WH]-[ADJA ADJS ADJA-WM]-7030-800-[P PER7 R HA ALL MS LWR SENSORS L90 R90 MT TH LCF CE] | Outdoor Luminaires | Very High Output | Architectural Flood and Spot Luminaires | Standard | FALSE | [9 empty] | 42670 |  |  | Yes |  | 3.1 | 34323 | 102.8 | 334 | 2.91 | 1 | 3000 | 70
PAQEVJ2A | Eaton (formerly Cooper Lighting) | Streetworks | GAN-AF-08-LED-U-T4FT-[AP BZ BK DP GM WH]-[ADJA ADJS ADJA-WM]-7030-800-[2L 3 P 4 4N7 HA ALL MS SENSORS DIMRF-LW DIMRF-LN L90 R90 MT TH LCF CE] | Outdoor Luminaires | Very High Output | Architectural Flood and Spot Luminaires | Standard | FALSE | [9 empty] | 42670 |  |  | Yes |  | 3.1 | 34323 | 102.8 | 334 | 2.91 | 1 | 3000 | 70
PPNZPHZR | Eaton (formerly Cooper Lighting) | Streetworks | GAN-AF-08-LED-U-T3-[AP BZ BK DP GM WH]-[ADJA ADJS ADJA-WM]-7030-800-[2L 3 P 4 4N7 HA ALL MS SENSORS DIMRF-LW DIMRF-LN L90 R90 MT TH LCF CE] | Outdoor Luminaires | Very High Output | Architectural Flood and Spot Luminaires | Standard | FALSE | [9 empty] | 42670 |  |  | Yes |  | 3.1 | 34125 | 102.2 | 334 | 2.91 | 1 | 3000 | 70
P84BQHAM | Eaton (formerly Cooper Lighting) | Mcgraw-Edison | GLEON-AF-08-LED-E1-T3-[AP BZ BK DP GM WH]-[ADJA ADJS ADJA-WM]-7030-800-[P PER7 R HA ALL MS LWR SENSORS L90 R90 MT TH LCF CE] | Outdoor Luminaires | Very High Output | Architectural Flood and Spot Luminaires | Standard | FALSE | [9 empty] | 42670 |  |  | Yes |  | 3.1 | 34125 | 102.2 | 334 | 2.91 | 1 | 3000 | 70
PY1V65UG | Eaton (formerly Cooper Lighting) | Mcgraw-Edison | GLEON-AF-08-LED-E1-SL3-[AP BZ BK DP GM WH]-[ADJA ADJS ADJA-WM]-7030-800-[P PER7 R HA ALL MS LWR SENSORS L90 R90 MT TH LCF CE] | Outdoor Luminaires | Very High Output | Architectural Flood and Spot Luminaires | Standard | FALSE | [9 empty] | 42670 |  |  | Yes |  | 3.1 | 34121 | 102.2 | 334 | 2.91 | 1 | 3000 | 70
PXGXA9UU | Eaton (formerly Cooper Lighting) | Streetworks | GAN-AF-08-LED-U-SL3-[AP BZ BK DP GM WH]-[ADJA ADJS ADJA-WM]-7030-800-[2L 3 P 4 4N7 HA ALL MS SENSORS DIMRF-LW DIMRF-LN L90 R90 MT TH LCF CE] | Outdoor Luminaires | Very High Output | Architectural Flood and Spot Luminaires | Standard | FALSE | [9 empty] | 42670 |  |  | Yes |  | 3.1 | 34121 | 102.2 | 334 | 2.91 | 1 | 3000 | 70
PNNNPAQQ | Eaton (formerly Cooper Lighting) | Streetworks | GAN-AF-08-LED-U-T4W-[AP BZ BK DP GM WH]-[ADJA ADJS ADJA-WM]-7030-800-[2L 3 P 4 4N7 HA ALL MS SENSORS DIMRF-LW DIMRF-LN L90 R90 MT TH LCF CE] | Outdoor Luminaires | Very High Output | Architectural Flood and Spot Luminaires | Standard | FALSE | [9 empty] | 42670 |  |  | Yes |  | 3.1 | 33880 | 101.4 | 334 | 2.91 | 1 | 3000 | 70
PCFVEYW4 | Eaton (formerly Cooper Lighting) | Mcgraw-Edison | GLEON-AF-08-LED-E1-T4W-[AP BZ BK DP GM WH]-[ADJA ADJS ADJA-WM]-7030-800-[P PER7 R HA ALL MS LWR SENSORS L90 R90 MT TH LCF CE] | Outdoor Luminaires | Very High Output | Architectural Flood and Spot Luminaires | Standard | FALSE | [9 empty] | 42670 |  |  | Yes |  | 3.1 | 33880 | 101.4 | 334 | 2.91 | 1 | 3000 | 70
PJMDDR9V | Eaton (formerly Cooper Lighting) | Streetworks | GAN-AF-08-LED-U-T2-[AP BZ BK DP GM WH]-[ADJA ADJS ADJA-WM]-7030-800-[2L 3 P 4 4N7 HA ALL MS SENSORS DIMRF-LW DIMRF-LN L90 R90 MT TH LCF CE] | Outdoor Luminaires | Very High Output | Architectural Flood and Spot Luminaires | Standard | FALSE | [9 empty] | 42670 |  |  | Yes |  | 3.1 | 33481 | 100.2 | 334 | 2.91 | 1 | 3000 | 70
PCFF19XR | Eaton (formerly Cooper Lighting) | Mcgraw-Edison | GLEON-AF-08-LED-E1-T2-[AP BZ BK DP GM WH]-[ADJA ADJS ADJA-WM]-7030-800-[P PER7 R HA ALL MS LWR SENSORS L90 R90 MT TH LCF CE] | Outdoor Luminaires | Very High Output | Architectural Flood and Spot Luminaires | Standard | FALSE | [9 empty] | 42670 |  |  | Yes |  | 3.1 | 33481 | 100.2 | 334 | 2.91 | 1 | 3000 | 70
PXDMCXNK | Eaton (formerly Cooper Lighting) | Streetworks | GAN-AF-08-LED-U-SL2-[AP BZ BK DP GM WH]-[ADJA ADJS ADJA-WM]-7030-800-[2L 3 P 4 4N7 HA ALL MS SENSORS DIMRF-LW DIMRF-LN L90 R90 MT TH LCF CE] | Outdoor Luminaires | Very High Output | Architectural Flood and Spot Luminaires | Standard | FALSE | [9 empty] | 42670 |  |  | Yes |  | 3.1 | 33423 | 100.1 | 334 | 2.91 | 1 | 3000 | 70
PM6TVFAU | Eaton (formerly Cooper Lighting) | Mcgraw-Edison | GLEON-AF-08-LED-E1-SL2-[AP BZ BK DP GM WH]-[ADJA ADJS ADJA-WM]-7030-800-[P PER7 R HA ALL MS LWR SENSORS L90 R90 MT TH LCF CE] | Outdoor Luminaires | Very High Output | Architectural Flood and Spot Luminaires | Standard | FALSE | [9 empty] | 42670 |  |  | Yes |  | 3.1 | 33423 | 100.1 | 334 | 2.91 | 1 | 3000 | 70
PPEE2BHY | Eaton (formerly Cooper Lighting) | Streetworks | GAN-AF-07-LED-[U 8 9]-5WQ-[AP BZ BK DP GM WH]-[ADJA ADJS ADJA-WM]-7030-800-[2L 3 P 4 4N7 HA ALL MS SENSORS DIMRF-LW DIMRF-LN L90 R90 MT TH LCF CE] | Outdoor Luminaires | Very High Output | Architectural Flood and Spot Luminaires | Standard | FALSE | [9 empty] | 42670 |  |  | Yes |  | 3.1 | 31717 | 107.5 | 295 | 2.91 | 1 | 3000 | 70
P5KD4HT8 | Eaton (formerly Cooper Lighting) | Mcgraw-Edison | GLEON-AF-07-LED-[E1 347 480]-5WQ-[AP BZ BK DP GM WH]-[ADJA ADJS ADJA-WM]-7030-800-[P PER7 R HA ALL MS LWR SENSORS L90 R90 MT TH LCF CE] | Outdoor Luminaires | Very High Output | Architectural Flood and Spot Luminaires | Standard | FALSE | [9 empty] | 42670 |  |  | Yes |  | 3.1 | 31717 | 107.5 | 295 | 2.91 | 1 | 3000 | 70
PF96JZZE | Eaton (formerly Cooper Lighting) | Mcgraw-Edison | GLEON-AF-07-LED-E1-5MQ-[AP BZ BK DP GM WH]-[ADJA ADJS ADJA-WM]-7030-800-[P PER7 R HA ALL MS LWR SENSORS L90 R90 MT TH LCF CE] | Outdoor Luminaires | Very High Output | Architectural Flood and Spot Luminaires | Standard | FALSE | [9 empty] | 42670 |  |  | Yes |  | 3.1 | 31632 | 107.2 | 295 | 2.91 | 1 | 3000 | 70
P837D9Z9 | Eaton (formerly Cooper Lighting) | Streetworks | GAN-AF-07-LED-U-5MQ-[AP BZ BK DP GM WH]-[ADJA ADJS ADJA-WM]-7030-800-[2L 3 P 4 4N7 HA ALL MS SENSORS DIMRF-LW DIMRF-LN L90 R90 MT TH LCF CE] | Outdoor Luminaires | Very High Output | Architectural Flood and Spot Luminaires | Standard | FALSE | [9 empty] | 42670 |  |  | Yes |  | 3.1 | 31632 | 107.2 | 295 | 2.91 | 1 | 3000 | 70
PJBQB5N6 | Eaton (formerly Cooper Lighting) | Mcgraw-Edison | GLEON-AF-07-LED-E1-T2R-[AP BZ BK DP GM WH]-[ADJA ADJS ADJA-WM]-7030-800-[P PER7 R HA ALL MS LWR SENSORS L90 R90 MT TH LCF CE] | Outdoor Luminaires | Very High Output | Architectural Flood and Spot Luminaires | Standard | FALSE | [9 empty] | 42670 |  |  | Yes |  | 3.1 | 31371 | 106.3 | 295 | 2.91 | 1 | 3000 | 70
PA4J8EG7 | Eaton (formerly Cooper Lighting) | Streetworks | GAN-AF-07-LED-U-T2R-[AP BZ BK DP GM WH]-[ADJA ADJS ADJA-WM]-7030-800-[2L 3 P 4 4N7 HA ALL MS SENSORS DIMRF-LW DIMRF-LN L90 R90 MT TH LCF CE] | Outdoor Luminaires | Very High Output | Architectural Flood and Spot Luminaires | Standard | FALSE | [9 empty] | 42670 |  |  | Yes |  | 3.1 | 31371 | 106.3 | 295 | 2.91 | 1 | 3000 | 70
PFK9Q6PX | Eaton (formerly Cooper Lighting) | Mcgraw-Edison | GLEON-AF-07-LED-E1-5NQ-[AP BZ BK DP GM WH]-[ADJA ADJS ADJA-WM]-7030-800-[P PER7 R HA ALL MS LWR SENSORS L90 R90 MT TH LCF CE] | Outdoor Luminaires | Very High Output | Architectural Flood and Spot Luminaires | Standard | FALSE | [9 empty] | 42670 |  |  | Yes |  | 3.1 | 31060 | 105.3 | 295 | 2.91 | 1 | 3000 | 70
PDQF2KBS | Eaton (formerly Cooper Lighting) | Streetworks | GAN-AF-07-LED-U-5NQ-[AP BZ BK DP GM WH]-[ADJA ADJS ADJA-WM]-7030-800-[2L 3 P 4 4N7 HA ALL MS SENSORS DIMRF-LW DIMRF-LN L90 R90 MT TH LCF CE] | Outdoor Luminaires | Very High Output | Architectural Flood and Spot Luminaires | Standard | FALSE | [9 empty] | 42670 |  |  | Yes |  | 3.1 | 31060 | 105.3 | 295 | 2.91 | 1 | 3000 | 70
PKAAM87B | Eaton (formerly Cooper Lighting) | Streetworks | GAN-AF-07-LED-U-AFL-[AP BZ BK DP GM WH]-[ADJA ADJS ADJA-WM]-7030-800-[2L 3 P 4 4N7 HA ALL MS SENSORS DIMRF-LW DIMRF-LN L90 R90 MT TH LCF CE] | Outdoor Luminaires | Very High Output | Architectural Flood and Spot Luminaires | Standard | FALSE | [9 empty] | 42670 |  |  | Yes |  | 3.1 | 30892 | 104.7 | 295 | 2.91 | 1 | 3000 | 70
PJ259EM9 | Eaton (formerly Cooper Lighting) | Mcgraw-Edison | GLEON-AF-07-LED-E1-AFL-[AP BZ BK DP GM WH]-[ADJA ADJS ADJA-WM]-7030-800-[P PER7 R HA ALL MS LWR SENSORS L90 R90 MT TH LCF CE] | Outdoor Luminaires | Very High Output | Architectural Flood and Spot Luminaires | Standard | FALSE | [9 empty] | 42670 |  |  | Yes |  | 3.1 | 30892 | 104.7 | 295 | 2.91 | 1 | 3000 | 70
PXCE5XTV | Eaton (formerly Cooper Lighting) | Streetworks | GAN-AF-07-LED-U-T3R-[AP BZ BK DP GM WH]-[ADJA ADJS ADJA-WM]-7030-800-[2L 3 P 4 4N7 HA ALL MS SENSORS DIMRF-LW DIMRF-LN L90 R90 MT TH LCF CE] | Outdoor Luminaires | Very High Output | Architectural Flood and Spot Luminaires | Standard | FALSE | [9 empty] | 42670 |  |  | Yes |  | 3.1 | 30787 | 104.4 | 295 | 2.91 | 1 | 3000 | 70
PCJJR6YN | Eaton (formerly Cooper Lighting) | Mcgraw-Edison | GLEON-AF-07-LED-E1-T3R-[AP BZ BK DP GM WH]-[ADJA ADJS ADJA-WM]-7030-800-[P PER7 R HA ALL MS LWR SENSORS L90 R90 MT TH LCF CE] | Outdoor Luminaires | Very High Output | Architectural Flood and Spot Luminaires | Standard | FALSE | [9 empty] | 42670 |  |  | Yes |  | 3.1 | 30787 | 104.4 | 295 | 2.91 | 1 | 3000 | 70
PUMTDQ32 | Eaton (formerly Cooper Lighting) | Streetworks | GAN-AF-07-LED-U-RW-[AP BZ BK DP GM WH]-[ADJA ADJS ADJA-WM]-7030-800-[2L 3 P 4 4N7 HA ALL MS SENSORS DIMRF-LW DIMRF-LN L90 R90 MT TH LCF CE] | Outdoor Luminaires | Very High Output | Architectural Flood and Spot Luminaires | Standard | FALSE | [9 empty] | 42670 |  |  | Yes |  | 3.1 | 30779 | 104.3 | 295 | 2.91 | 1 | 3000 | 70
P5NCQ8W8 | Eaton (formerly Cooper Lighting) | Mcgraw-Edison | GLEON-AF-07-LED-E1-RW-[AP BZ BK DP GM WH]-[ADJA ADJS ADJA-WM]-7030-800-[P PER7 R HA ALL MS LWR SENSORS L90 R90 MT TH LCF CE] | Outdoor Luminaires | Very High Output | Architectural Flood and Spot Luminaires | Standard | FALSE | [9 empty] | 42670 |  |  | Yes |  | 3.1 | 30779 | 104.3 | 295 | 2.91 | 1 | 3000 | 70
PKXP2GQM | Eaton (formerly Cooper Lighting) | Streetworks | GAN-AF-07-LED-U-T4FT-[AP BZ BK DP GM WH]-[ADJA ADJS ADJA-WM]-7030-800-[2L 3 P 4 4N7 HA ALL MS SENSORS DIMRF-LW DIMRF-LN L90 R90 MT TH LCF CE] | Outdoor Luminaires | Very High Output | Architectural Flood and Spot Luminaires | Standard | FALSE | [9 empty] | 42670 |  |  | Yes |  | 3.1 | 30292 | 102.7 | 295 | 2.91 | 1 | 3000 | 70
PFK7PC17 | Eaton (formerly Cooper Lighting) | Mcgraw-Edison | GLEON-AF-07-LED-E1-T4FT-[AP BZ BK DP GM WH]-[ADJA ADJS ADJA-WM]-7030-800-[P PER7 R HA ALL MS LWR SENSORS L90 R90 MT TH LCF CE] | Outdoor Luminaires | Very High Output | Architectural Flood and Spot Luminaires | Standard | FALSE | [9 empty] | 42670 |  |  | Yes |  | 3.1 | 30292 | 102.7 | 295 | 2.91 | 1 | 3000 | 70
PZKCS3RW | Eaton (formerly Cooper Lighting) | Streetworks | GAN-AF-07-LED-U-T3-[AP BZ BK DP GM WH]-[ADJA ADJS ADJA-WM]-7030-800-[2L 3 P 4 4N7 HA ALL MS SENSORS DIMRF-LW DIMRF-LN L90 R90 MT TH LCF CE] | Outdoor Luminaires | Very High Output | Architectural Flood and Spot Luminaires | Standard | FALSE | [9 empty] | 42670 |  |  | Yes |  | 3.1 | 30118 | 102.1 | 295 | 2.91 | 1 | 3000 | 70
P6SCBECJ | Eaton (formerly Cooper Lighting) | Mcgraw-Edison | GLEON-AF-07-LED-E1-T3-[AP BZ BK DP GM WH]-[ADJA ADJS ADJA-WM]-7030-800-[P PER7 R HA ALL MS LWR SENSORS L90 R90 MT TH LCF CE] | Outdoor Luminaires | Very High Output | Architectural Flood and Spot Luminaires | Standard | FALSE | [9 empty] | 42670 |  |  | Yes |  | 3.1 | 30118 | 102.1 | 295 | 2.91 | 1 | 3000 | 70
PDUSXMC7 | Eaton (formerly Cooper Lighting) | Mcgraw-Edison | GLEON-AF-07-LED-E1-SL3-[AP BZ BK DP GM WH]-[ADJA ADJS ADJA-WM]-7030-800-[P PER7 R HA ALL MS LWR SENSORS L90 R90 MT TH LCF CE] | Outdoor Luminaires | Very High Output | Architectural Flood and Spot Luminaires | Standard | FALSE | [9 empty] | 42670 |  |  | Yes |  | 3.1 | 30114 | 102.1 | 295 | 2.91 | 1 | 3000 | 70
P3VXW756 | Eaton (formerly Cooper Lighting) | Streetworks | GAN-AF-07-LED-U-SL3-[AP BZ BK DP GM WH]-[ADJA ADJS ADJA-WM]-7030-800-[2L 3 P 4 4N7 HA ALL MS SENSORS DIMRF-LW DIMRF-LN L90 R90 MT TH LCF CE] | Outdoor Luminaires | Very High Output | Architectural Flood and Spot Luminaires | Standard | FALSE | [9 empty] | 42670 |  |  | Yes |  | 3.1 | 30114 | 102.1 | 295 | 2.91 | 1 | 3000 | 70
PEKATNDW | Eaton (formerly Cooper Lighting) | Mcgraw-Edison | GLEON-AF-09-LED-E1-5WQ-[AP BZ BK DP GM WH]-[ADJA ADJS ADJA-WM]-7030-[P PER7 R HA ALL MS LWR SENSORS L90 R90 MT TH LCF CE] | Outdoor Luminaires | Very High Output | Architectural Flood and Spot Luminaires | Standard | FALSE | [9 empty] | 42670 |  |  | Yes |  | 3.1 | 49616 | 99 | 501 | 2.19 | 1 | 3000 | 70
PDQP2CD3 | Eaton (formerly Cooper Lighting) | Streetworks | GAN-AF-09-LED-U-5WQ-[AP BZ BK DP GM WH]-[ADJA ADJS ADJA-WM]-7030-[2L 3 P 4 4N7 HA ALL MS SENSORS DIMRF-LW DIMRF-LN L90 R90 MT TH LCF CE] | Outdoor Luminaires | Very High Output | Architectural Flood and Spot Luminaires | Standard | FALSE | [9 empty] | 42670 |  |  | Yes |  | 3.1 | 49616 | 99 | 501 | 2.19 | 1 | 3000 | 70
PQJ8K3F8 | Eaton (formerly Cooper Lighting) | Streetworks | GAN-AF-09-LED-U-5MQ-[AP BZ BK DP GM WH]-[ADJA ADJS ADJA-WM]-7030-[2L 3 P 4 4N7 HA ALL MS SENSORS DIMRF-LW DIMRF-LN L90 R90 MT TH LCF CE] | Outdoor Luminaires | Very High Output | Architectural Flood and Spot Luminaires | Standard | FALSE | [9 empty] | 42670 |  |  | Yes |  | 3.1 | 49484 | 98.8 | 501 | 2.19 | 1 | 3000 | 70
P3F5TF1X | Eaton (formerly Cooper Lighting) | Mcgraw-Edison | GLEON-AF-09-LED-E1-5MQ-[AP BZ BK DP GM WH]-[ADJA ADJS ADJA-WM]-7030-[P PER7 R HA ALL MS LWR SENSORS L90 R90 MT TH LCF CE] | Outdoor Luminaires | Very High Output | Architectural Flood and Spot Luminaires | Standard | FALSE | [9 empty] | 42670 |  |  | Yes |  | 3.1 | 49484 | 98.8 | 501 | 2.19 | 1 | 3000 | 70
PK3TDXYY | Eaton (formerly Cooper Lighting) | Mcgraw-Edison | GLEON-AF-08-LED-E1-5WQ-[AP BZ BK DP GM WH]-[ADJA ADJS ADJA-WM]-7030-[P PER7 R HA ALL MS LWR SENSORS L90 R90 MT TH LCF CE] | Outdoor Luminaires | Very High Output | Architectural Flood and Spot Luminaires | Standard | FALSE | [9 empty] | 42670 |  |  | Yes |  | 3.1 | 44480 | 100 | 445 | 2.19 | 1 | 3000 | 70
P1E4NAY7 | Eaton (formerly Cooper Lighting) | Streetworks | GAN-AF-08-LED-U-5WQ-[AP BZ BK DP GM WH]-[ADJA ADJS ADJA-WM]-7030-[2L 3 P 4 4N7 HA ALL MS SENSORS DIMRF-LW DIMRF-LN L90 R90 MT TH LCF CE] | Outdoor Luminaires | Very High Output | Architectural Flood and Spot Luminaires | Standard | FALSE | [9 empty] | 42670 |  |  | Yes |  | 3.1 | 44480 | 100 | 445 | 2.19 | 1 | 3000 | 70
PXWFDUDY | Eaton (formerly Cooper Lighting) | Streetworks | GAN-AF-08-LED-U-5MQ-[AP BZ BK DP GM WH]-[ADJA ADJS ADJA-WM]-7030-[2L 3 P 4 4N7 HA ALL MS SENSORS DIMRF-LW DIMRF-LN L90 R90 MT TH LCF CE] | Outdoor Luminaires | Very High Output | Architectural Flood and Spot Luminaires | Standard | FALSE | [9 empty] | 42670 |  |  | Yes |  | 3.1 | 44361 | 99.7 | 445 | 2.19 | 1 | 3000 | 70
PVQJHSSX | Eaton (formerly Cooper Lighting) | Mcgraw-Edison | GLEON-AF-08-LED-E1-5MQ-[AP BZ BK DP GM WH]-[ADJA ADJS ADJA-WM]-7030-[P PER7 R HA ALL MS LWR SENSORS L90 R90 MT TH LCF CE] | Outdoor Luminaires | Very High Output | Architectural Flood and Spot Luminaires | Standard | FALSE | [9 empty] | 42670 |  |  | Yes |  | 3.1 | 44361 | 99.7 | 445 | 2.19 | 1 | 3000 | 70
PVUAF33F | Eaton (formerly Cooper Lighting) | Mcgraw-Edison | GLEON-AF-08-LED-E1-T2R-[AP BZ BK DP GM WH]-[ADJA ADJS ADJA-WM]-7030-[P PER7 R HA ALL MS LWR SENSORS L90 R90 MT TH LCF CE] | Outdoor Luminaires | Very High Output | Architectural Flood and Spot Luminaires | Standard | FALSE | [9 empty] | 42670 |  |  | Yes |  | 3.1 | 43994 | 98.9 | 445 | 2.19 | 1 | 3000 | 70
P6HE5DS7 | Eaton (formerly Cooper Lighting) | Streetworks | GAN-AF-08-LED-U-T2R-[AP BZ BK DP GM WH]-[ADJA ADJS ADJA-WM]-7030-[2L 3 P 4 4N7 HA ALL MS SENSORS DIMRF-LW DIMRF-LN L90 R90 MT TH LCF CE] | Outdoor Luminaires | Very High Output | Architectural Flood and Spot Luminaires | Standard | FALSE | [9 empty] | 42670 |  |  | Yes |  | 3.1 | 43994 | 98.9 | 445 | 2.19 | 1 | 3000 | 70
PZCBFTWR | Eaton (formerly Cooper Lighting) | Streetworks | GAN-AF-07-LED-U-5WQ-[AP BZ BK DP GM WH]-[ADJA ADJS ADJA-WM]-7030-[2L 3 P 4 4N7 HA ALL MS SENSORS DIMRF-LW DIMRF-LN L90 R90 MT TH LCF CE] | Outdoor Luminaires | Very High Output | Architectural Flood and Spot Luminaires | Standard | FALSE | [9 empty] | 42670 |  |  | Yes |  | 3.1 | 39256 | 100.4 | 391 | 2.19 | 1 | 3000 | 70
P7SFZS96 | Eaton (formerly Cooper Lighting) | Mcgraw-Edison | GLEON-AF-07-LED-E1-5WQ-[AP BZ BK DP GM WH]-[ADJA ADJS ADJA-WM]-7030-[P PER7 R HA ALL MS LWR SENSORS L90 R90 MT TH LCF CE] | Outdoor Luminaires | Very High Output | Architectural Flood and Spot Luminaires | Standard | FALSE | [9 empty] | 42670 |  |  | Yes |  | 3.1 | 39256 | 100.4 | 391 | 2.19 | 1 | 3000 | 70
PYZ2XA2J | Eaton (formerly Cooper Lighting) | Streetworks | GAN-AF-07-LED-U-5MQ-[AP BZ BK DP GM WH]-[ADJA ADJS ADJA-WM]-7030-[2L 3 P 4 4N7 HA ALL MS SENSORS DIMRF-LW DIMRF-LN L90 R90 MT TH LCF CE] | Outdoor Luminaires | Very High Output | Architectural Flood and Spot Luminaires | Standard | FALSE | [9 empty] | 42670 |  |  | Yes |  | 3.1 | 39151 | 100.1 | 391 | 2.19 | 1 | 3000 | 70
PJVP6S2W | Eaton (formerly Cooper Lighting) | Mcgraw-Edison | GLEON-AF-07-LED-E1-5MQ-[AP BZ BK DP GM WH]-[ADJA ADJS ADJA-WM]-7030-[P PER7 R HA ALL MS LWR SENSORS L90 R90 MT TH LCF CE] | Outdoor Luminaires | Very High Output | Architectural Flood and Spot Luminaires | Standard | FALSE | [9 empty] | 42670 |  |  | Yes |  | 3.1 | 39151 | 100.1 | 391 | 2.19 | 1 | 3000 | 70
PFPGAZRM | Eaton (formerly Cooper Lighting) | Mcgraw-Edison | GLEON-AF-07-LED-E1-T2R-[AP BZ BK DP GM WH]-[ADJA ADJS ADJA-WM]-7030-[P PER7 R HA ALL MS LWR SENSORS L90 R90 MT TH LCF CE] | Outdoor Luminaires | Very High Output | Architectural Flood and Spot Luminaires | Standard | FALSE | [9 empty] | 42670 |  |  | Yes |  | 3.1 | 38828 | 99.3 | 391 | 2.19 | 1 | 3000 | 70
P4XUC6G4 | Eaton (formerly Cooper Lighting) | Streetworks | GAN-AF-07-LED-U-T2R-[AP BZ BK DP GM WH]-[ADJA ADJS ADJA-WM]-7030-[2L 3 P 4 4N7 HA ALL MS SENSORS DIMRF-LW DIMRF-LN L90 R90 MT TH LCF CE] | Outdoor Luminaires | Very High Output | Architectural Flood and Spot Luminaires | Standard | FALSE | [9 empty] | 42670 |  |  | Yes |  | 3.1 | 38828 | 99.3 | 391 | 2.19 | 1 | 3000 | 70
PT7M3M1Y | Eaton (formerly Cooper Lighting) | Streetworks | GAN-AF-06-LED-U-5WQ-[AP BZ BK DP GM WH]-[ADJA ADJS ADJA-WM]-7030-[2L 3 P 4 4N7 HA ALL MS SENSORS DIMRF-LW DIMRF-LN L90 R90 MT TH LCF CE] | Outdoor Luminaires | Very High Output | Architectural Flood and Spot Luminaires | Standard | FALSE | [9 empty] | 42670 |  |  | Yes |  | 3.1 | 33194 | 99.7 | 333 | 2.19 | 1 | 3000 | 70
PNN572NQ | Eaton (formerly Cooper Lighting) | Mcgraw-Edison | GLEON-AF-06-LED-E1-5WQ-[AP BZ BK DP GM WH]-[ADJA ADJS ADJA-WM]-7030-[P PER7 R HA ALL MS LWR SENSORS L90 R90 MT TH LCF CE] | Outdoor Luminaires | Very High Output | Architectural Flood and Spot Luminaires | Standard | FALSE | [9 empty] | 42670 |  |  | Yes |  | 3.1 | 33194 | 99.7 | 333 | 2.19 | 1 | 3000 | 70
PSFP6ZP8 | Eaton (formerly Cooper Lighting) | Streetworks | GAN-AF-06-LED-U-5MQ-[AP BZ BK DP GM WH]-[ADJA ADJS ADJA-WM]-7030-[2L 3 P 4 4N7 HA ALL MS SENSORS DIMRF-LW DIMRF-LN L90 R90 MT TH LCF CE] | Outdoor Luminaires | Very High Output | Architectural Flood and Spot Luminaires | Standard | FALSE | [9 empty] | 42670 |  |  | Yes |  | 3.1 | 33106 | 99.4 | 333 | 2.19 | 1 | 3000 | 70
PGWTZZXY | Eaton (formerly Cooper Lighting) | Mcgraw-Edison | GLEON-AF-06-LED-E1-5MQ-[AP BZ BK DP GM WH]-[ADJA ADJS ADJA-WM]-7030-[P PER7 R HA ALL MS LWR SENSORS L90 R90 MT TH LCF CE] | Outdoor Luminaires | Very High Output | Architectural Flood and Spot Luminaires | Standard | FALSE | [9 empty] | 42670 |  |  | Yes |  | 3.1 | 33106 | 99.4 | 333 | 2.19 | 1 | 3000 | 70
PQCNU5FG | Eaton (formerly Cooper Lighting) | Streetworks | GAN-AF-06-LED-U-T2R-[AP BZ BK DP GM WH]-[ADJA ADJS ADJA-WM]-7030-[2L 3 P 4 4N7 HA ALL MS SENSORS DIMRF-LW DIMRF-LN L90 R90 MT TH LCF CE] | Outdoor Luminaires | Very High Output | Architectural Flood and Spot Luminaires | Standard | FALSE | [9 empty] | 42670 |  |  | Yes |  | 3.1 | 32832 | 98.6 | 333 | 2.19 | 1 | 3000 | 70
PP558CXU | Eaton (formerly Cooper Lighting) | Mcgraw-Edison | GLEON-AF-06-LED-E1-T2R-[AP BZ BK DP GM WH]-[ADJA ADJS ADJA-WM]-7030-[P PER7 R HA ALL MS LWR SENSORS L90 R90 MT TH LCF CE] | Outdoor Luminaires | Very High Output | Architectural Flood and Spot Luminaires | Standard | FALSE | [9 empty] | 42670 |  |  | Yes |  | 3.1 | 32832 | 98.6 | 333 | 2.19 | 1 | 3000 | 70
P5YSKS1K | Aimlite Lighting Products | AimLite | F13S-L-A3-2/40K-xx/[TRNPT1] | Outdoor Luminaires | Low Output | Architectural Flood and Spot Luminaires | Standard | FALSE | [9 empty] | 42670 | Not Dimmable | Not Dimmable | No |  | 4 | 2754 | 91.46 | 30.11 | 13.09 | 0.9073 | 4000 | 80.2
P9TTW41E | Aimlite Lighting Products | AimLite | F13S-L-A4-2/40K-xx/[TRNPT1] | Outdoor Luminaires | Low Output | Architectural Flood and Spot Luminaires | Standard | FALSE | [9 empty] | 42670 | Not Dimmable | Not Dimmable | No |  | 4 | 4284 | 89.6 | 47.81 | 13.22 | 0.9043 | 4000 | 80.1
P63S37F3 | Aimlite Lighting Products | AimLite | F13S-L-A1-2/40K-xx/[TRNPT1] | Outdoor Luminaires | Low Output | Architectural Flood and Spot Luminaires | Standard | FALSE | [9 empty] | 42670 | Not Dimmable | Not Dimmable | No |  | 4 | 936.3 | 90.2 | 10.38 | 13.3 | 0.9017 | 4000 | 80
P5JV6ZY2 | Aimlite Lighting Products | AimLite | F13S-L-A2-2/40K-xx/[TRNPT1] | Outdoor Luminaires | Low Output | Architectural Flood and Spot Luminaires | Standard | FALSE | [9 empty] | 42670 | Not Dimmable | Not Dimmable | No |  | 4 | 1748 | 90.78 | 19.26 | 13.3 | 0.9082 | 4000 | 79.9
P51J7Q55 | SIMKAR Corporation | SALIENT | SALL550U1 Options include[1P2POS] Options include [ AFSALRP3SAL RP4SAL RP5SAL SPSAL TASAL WMPSAL] | Outdoor Luminaires | High Output | Architectural Flood and Spot Luminaires | Standard | TRUE | 25687 | 130.72 | 196.5 | 11.67 | 0.9414 | 5227 | 75 | 5 | 50000 | 42668 |  |  | Yes |  | 4 | 25687 | 130.72 | 196.5 | 11.63 | 0.93 | 5000 | 74.9
PE34Z8M7 | SIMKAR Corporation | SALIENT | SALS550U3 Options include[1P2POS] Options include [ AFSALRP3SAL RP4SAL RP5SAL SPSAL TASAL WMPSAL] | Outdoor Luminaires | High Output | Architectural Flood and Spot Luminaires | Standard | FALSE | [9 empty] | 42668 |  |  | Yes |  | 4 | 13557 | 121.26 | 111.8 | 11.94 | 0.9 | 5000 | 72.9
PF1NH5UK | SIMKAR Corporation | SALIENT | SALS550U1 Options include[1P2POS] Options include [ AFSALRP3SAL RP4SAL RP5SAL SPSAL TASAL WMPSAL] | Outdoor Luminaires | High Output | Architectural Flood and Spot Luminaires | Standard | FALSE | [9 empty] | 42668 |  |  | Yes |  | 4 | 13557 | 121.26 | 111.8 | 6.58 | 0.9 | 5000 | 72.9
PEND4PT7 | SIMKAR Corporation | SALIENT | SALM550U1 Options include[1P2POS] Options include [ AFSALRP3SAL RP4SAL RP5SAL SPSAL TASAL WMPSAL] | Outdoor Luminaires | High Output | Architectural Flood and Spot Luminaires | Standard | FALSE | [9 empty] | 42668 |  |  | Yes |  | 4 | 18243 | 127.48 | 143.1 | 6.81 | 0.9 | 5000 | 72.8
PWQRH4QS | SIMKAR Corporation | SALIENT | SALL450U3 Options include[1P2POS] Options include [ AFSALRP3SAL RP4SAL RP5SAL SPSAL TASAL WMPSAL] | Outdoor Luminaires | High Output | Architectural Flood and Spot Luminaires | Standard | FALSE | [9 empty] | 42668 |  |  | Yes |  | 4 | 25687 | 130.72 | 196.5 | 12.86 | 0.93 | 5000 | 70
PCUS49YG | SIMKAR Corporation | SALIENT | SALL5S50U3 Options include[1P2POS] Options include [ AFSALRP3SAL RP4SAL RP5SAL SPSAL TASAL WMPSAL] | Outdoor Luminaires | High Output | Architectural Flood and Spot Luminaires | Standard | FALSE | [9 empty] | 42668 |  |  | Yes |  | 4 | 25687 | 130.72 | 196.5 | 12.86 | 0.93 | 5000 | 70
PC9UA5QX | SIMKAR Corporation | SALIENT | SALL350U3 Options include[1P2POS] Options include [ AFSALRP3SAL RP4SAL RP5SAL SPSAL TASAL WMPSAL] | Outdoor Luminaires | High Output | Architectural Flood and Spot Luminaires | Standard | FALSE | [9 empty] | 42668 |  |  | Yes |  | 4 | 25687 | 130.72 | 196.5 | 12.86 | 0.93 | 5000 | 70
PB6G6A1Q | SIMKAR Corporation | SALIENT | SALL550U3 Options include[1P2POS] Options include [ AFSALRP3SAL RP4SAL RP5SAL SPSAL TASAL WMPSAL] | Outdoor Luminaires | High Output | Architectural Flood and Spot Luminaires | Standard | FALSE | [9 empty] | 42668 |  |  | Yes |  | 4 | 25687 | 130.72 | 196.5 | 12.86 | 0.93 | 5000 | 70
PS4F99U5 | SIMKAR Corporation | SALIENT | SALS5S50U3 Options include[1P2POS] Options include [ AFSALRP3SAL RP4SAL RP5SAL SPSAL TASAL WMPSAL] | Outdoor Luminaires | High Output | Architectural Flood and Spot Luminaires | Standard | FALSE | [9 empty] | 42668 |  |  | Yes |  | 4 | 13557 | 121.26 | 111.8 | 11.94 | 0.9 | 5000 | 70
PAXZFDXP | SIMKAR Corporation | SALIENT | SALS350U3 Options include[1P2POS] Options include [ AFSALRP3SAL RP4SAL RP5SAL SPSAL TASAL WMPSAL] | Outdoor Luminaires | High Output | Architectural Flood and Spot Luminaires | Standard | FALSE | [9 empty] | 42668 |  |  | Yes |  | 4 | 13557 | 121.26 | 111.8 | 11.94 | 0.9 | 5000 | 70
P6AY3JAF | SIMKAR Corporation | SALIENT | SALS450U3 Options include[1P2POS] Options include [ AFSALRP3SAL RP4SAL RP5SAL SPSAL TASAL WMPSAL] | Outdoor Luminaires | High Output | Architectural Flood and Spot Luminaires | Standard | FALSE | [9 empty] | 42668 |  |  | Yes |  | 4 | 13557 | 121.26 | 111.8 | 11.94 | 0.9 | 5000 | 70
PUMPWE3G | SIMKAR Corporation | SALIENT | SALL450U1 Options include[1P2POS] Options include [ AFSALRP3SAL RP4SAL RP5SAL SPSAL TASAL WMPSAL] | Outdoor Luminaires | High Output | Architectural Flood and Spot Luminaires | Standard | FALSE | [9 empty] | 42668 |  |  | Yes |  | 4 | 25687 | 130.72 | 196.5 | 11.63 | 0.93 | 5000 | 70
PN8AS1YD | SIMKAR Corporation | SALIENT | SALL5S50U1 Options include[1P2POS] Options include [ AFSALRP3SAL RP4SAL RP5SAL SPSAL TASAL WMPSAL] | Outdoor Luminaires | High Output | Architectural Flood and Spot Luminaires | Standard | FALSE | [9 empty] | 42668 |  |  | Yes |  | 4 | 25687 | 130.72 | 196.5 | 11.63 | 0.93 | 5000 | 70
PEHQYJ3N | SIMKAR Corporation | SALIENT | SALL350U1 Options include[1P2POS] Options include [ AFSALRP3SAL RP4SAL RP5SAL SPSAL TASAL WMPSAL] | Outdoor Luminaires | High Output | Architectural Flood and Spot Luminaires | Standard | FALSE | [9 empty] | 42668 |  |  | Yes |  | 4 | 25687 | 130.72 | 196.5 | 11.63 | 0.93 | 5000 | 70
PXWM6H3G | SIMKAR Corporation | SALIENT | SALM450U3 Options include[1P2POS] Options include [ AFSALRP3SAL RP4SAL RP5SAL SPSAL TASAL WMPSAL] | Outdoor Luminaires | High Output | Architectural Flood and Spot Luminaires | Standard | FALSE | [9 empty] | 42668 |  |  | Yes |  | 4 | 18243 | 127.48 | 143.1 | 10.48 | 0.94 | 5000 | 70
PF2S393R | SIMKAR Corporation | SALIENT | SALM550U3 Options include[1P2POS] Options include [ AFSALRP3SAL RP4SAL RP5SAL SPSAL TASAL WMPSAL] | Outdoor Luminaires | High Output | Architectural Flood and Spot Luminaires | Standard | FALSE | [9 empty] | 42668 |  |  | Yes |  | 4 | 18243 | 127.48 | 143.1 | 10.48 | 0.94 | 5000 | 70
PCD494KM | SIMKAR Corporation | SALIENT | SALM5S50U3 Options include[1P2POS] Options include [ AFSALRP3SAL RP4SAL RP5SAL SPSAL TASAL WMPSAL] | Outdoor Luminaires | High Output | Architectural Flood and Spot Luminaires | Standard | FALSE | [9 empty] | 42668 |  |  | Yes |  | 4 | 18243 | 127.48 | 143.1 | 10.48 | 0.94 | 5000 | 70
P9K8UF2C | SIMKAR Corporation | SALIENT | SALM350U3 Options include[1P2POS] Options include [ AFSALRP3SAL RP4SAL RP5SAL SPSAL TASAL WMPSAL] | Outdoor Luminaires | High Output | Architectural Flood and Spot Luminaires | Standard | FALSE | [9 empty] | 42668 |  |  | Yes |  | 4 | 18243 | 127.48 | 143.1 | 10.48 | 0.94 | 5000 | 70
PMZ2NWAR | SIMKAR Corporation | SALIENT | SALM350U1 Options include[1P2POS] Options include [ AFSALRP3SAL RP4SAL RP5SAL SPSAL TASAL WMPSAL] | Outdoor Luminaires | High Output | Architectural Flood and Spot Luminaires | Standard | FALSE | [9 empty] | 42668 |  |  | Yes |  | 4 | 18243 | 127.48 | 143.1 | 6.81 | 0.9 | 5000 | 70
PKZQ641R | SIMKAR Corporation | SALIENT | SALM450U1 Options include[1P2POS] Options include [ AFSALRP3SAL RP4SAL RP5SAL SPSAL TASAL WMPSAL] | Outdoor Luminaires | High Output | Architectural Flood and Spot Luminaires | Standard | FALSE | [9 empty] | 42668 |  |  | Yes |  | 4 | 18243 | 127.48 | 143.1 | 6.81 | 0.9 | 5000 | 70
PC53C4BF | SIMKAR Corporation | SALIENT | SALM5S50U1 Options include[1P2POS] Options include [ AFSALRP3SAL RP4SAL RP5SAL SPSAL TASAL WMPSAL] | Outdoor Luminaires | High Output | Architectural Flood and Spot Luminaires | Standard | FALSE | [9 empty] | 42668 |  |  | Yes |  | 4 | 18243 | 127.48 | 143.1 | 6.81 | 0.9 | 5000 | 70
PZWP6NBR | SIMKAR Corporation | SALIENT | SALS450U1 Options include[1P2POS] Options include [ AFSALRP3SAL RP4SAL RP5SAL SPSAL TASAL WMPSAL] | Outdoor Luminaires | High Output | Architectural Flood and Spot Luminaires | Standard | FALSE | [9 empty] | 42668 |  |  | Yes |  | 4 | 13557 | 121.26 | 111.8 | 6.58 | 0.9 | 5000 | 70
PX1RBPUA | SIMKAR Corporation | SALIENT | SALS5S50U1 Options include[1P2POS] Options include [ AFSALRP3SAL RP4SAL RP5SAL SPSAL TASAL WMPSAL] | Outdoor Luminaires | High Output | Architectural Flood and Spot Luminaires | Standard | FALSE | [9 empty] | 42668 |  |  | Yes |  | 4 | 13557 | 121.26 | 111.8 | 6.58 | 0.9 | 5000 | 70
P1YPET36 | SIMKAR Corporation | SALIENT | SALS350U1 Options include[1P2POS] Options include [ AFSALRP3SAL RP4SAL RP5SAL SPSAL TASAL WMPSAL] | Outdoor Luminaires | High Output | Architectural Flood and Spot Luminaires | Standard | FALSE | [9 empty] | 42668 |  |  | Yes |  | 4 | 13557 | 121.26 | 111.8 | 6.58 | 0.9 | 5000 | 70
P6ACE9ER | SIMKAR Corporation | SALIENT | SALL540U1 Options include[1P2POS] Options include [ AFSALRP3SAL RP4SAL RP5SAL SPSAL TASAL WMPSAL] | Outdoor Luminaires | High Output | Architectural Flood and Spot Luminaires | Standard | FALSE | [9 empty] | 42668 |  |  | Yes |  | 4 | 25407 | 127.93 | 198.6 | 11.65 | 0.94 | 4000 | 74.8
PANS3J9C | SIMKAR Corporation | SALIENT | SALM540U1 Options include[1P2POS] Options include [ AFSALRP3SAL RP4SAL RP5SAL SPSAL TASAL WMPSAL] | Outdoor Luminaires | High Output | Architectural Flood and Spot Luminaires | Standard | FALSE | [9 empty] | 42668 |  |  | Yes |  | 4 | 17966 | 125.29 | 143.4 | 6.65 | 0.9 | 4000 | 74.8
PXBN5WGF | SIMKAR Corporation | SALIENT | SALS540U3 Options include[1P2POS] Options include [ AFSALRP3SAL RP4SAL RP5SAL SPSAL TASAL WMPSAL] | Outdoor Luminaires | High Output | Architectural Flood and Spot Luminaires | Standard | FALSE | [9 empty] | 42668 |  |  | Yes |  | 4 | 13029 | 116.85 | 111.5 | 11.94 | 0.9 | 4000 | 74.7
PB9JE2RK | SIMKAR Corporation | SALIENT | SALS540U1 Options include[1P2POS] Options include [ AFSALRP3SAL RP4SAL RP5SAL SPSAL TASAL WMPSAL] | Outdoor Luminaires | High Output | Architectural Flood and Spot Luminaires | Standard | FALSE | [9 empty] | 42668 |  |  | Yes |  | 4 | 13029 | 116.85 | 111.5 | 6.44 | 0.9 | 4000 | 74.7
PUC2AAEQ | SIMKAR Corporation | SALIENT | SALL540U3 Options include[1P2POS] Options include [ AFSALRP3SAL RP4SAL RP5SAL SPSAL TASAL WMPSAL] | Outdoor Luminaires | High Output | Architectural Flood and Spot Luminaires | Standard | FALSE | [9 empty] | 42668 |  |  | Yes |  | 4 | 25407 | 127.93 | 198.6 | 12.86 | 0.93 | 4000 | 70
PPNDQED8 | SIMKAR Corporation | SALIENT | SALL340U3 Options include[1P2POS] Options include [ AFSALRP3SAL RP4SAL RP5SAL SPSAL TASAL WMPSAL] | Outdoor Luminaires | High Output | Architectural Flood and Spot Luminaires | Standard | FALSE | [9 empty] | 42668 |  |  | Yes |  | 4 | 25407 | 127.93 | 198.6 | 12.86 | 0.93 | 4000 | 70
PG2UK3J8 | SIMKAR Corporation | SALIENT | SALL440U3 Options include[1P2POS] Options include [ AFSALRP3SAL RP4SAL RP5SAL SPSAL TASAL WMPSAL] | Outdoor Luminaires | High Output | Architectural Flood and Spot Luminaires | Standard | FALSE | [9 empty] | 42668 |  |  | Yes |  | 4 | 25407 | 127.93 | 198.6 | 12.86 | 0.93 | 4000 | 70
P2Z7URGF | SIMKAR Corporation | SALIENT | SALL5S40U3 Options include[1P2POS] Options include [ AFSALRP3SAL RP4SAL RP5SAL SPSAL TASAL WMPSAL] | Outdoor Luminaires | High Output | Architectural Flood and Spot Luminaires | Standard | FALSE | [9 empty] | 42668 |  |  | Yes |  | 4 | 25407 | 127.93 | 198.6 | 12.86 | 0.93 | 4000 | 70
PCXB277T | SIMKAR Corporation | SALIENT | SALS5S40U3 Options include[1P2POS] Options include [ AFSALRP3SAL RP4SAL RP5SAL SPSAL TASAL WMPSAL] | Outdoor Luminaires | High Output | Architectural Flood and Spot Luminaires | Standard | FALSE | [9 empty] | 42668 |  |  | Yes |  | 4 | 13029 | 116.85 | 111.5 | 11.94 | 0.9 | 4000 | 70
PAD3TA1Z | SIMKAR Corporation | SALIENT | SALS440U3 Options include[1P2POS] Options include [ AFSALRP3SAL RP4SAL RP5SAL SPSAL TASAL WMPSAL] | Outdoor Luminaires | High Output | Architectural Flood and Spot Luminaires | Standard | FALSE | [9 empty] | 42668 |  |  | Yes |  | 4 | 13029 | 116.85 | 111.5 | 11.94 | 0.9 | 4000 | 70
P5859SQZ | SIMKAR Corporation | SALIENT | SALS340U3 Options include[1P2POS] Options include [ AFSALRP3SAL RP4SAL RP5SAL SPSAL TASAL WMPSAL] | Outdoor Luminaires | High Output | Architectural Flood and Spot Luminaires | Standard | FALSE | [9 empty] | 42668 |  |  | Yes |  | 4 | 13029 | 116.85 | 111.5 | 11.94 | 0.9 | 4000 | 70
PTCD1AC8 | SIMKAR Corporation | SALIENT | SALL5S40U1 Options include[1P2POS] Options include [ AFSALRP3SAL RP4SAL RP5SAL SPSAL TASAL WMPSAL] | Outdoor Luminaires | High Output | Architectural Flood and Spot Luminaires | Standard | FALSE | [9 empty] | 42668 |  |  | Yes |  | 4 | 25407 | 127.93 | 198.6 | 11.65 | 0.94 | 4000 | 70
PST6PS53 | SIMKAR Corporation | SALIENT | SALL340U1 Options include[1P2POS] Options include [ AFSALRP3SAL RP4SAL RP5SAL SPSAL TASAL WMPSAL] | Outdoor Luminaires | High Output | Architectural Flood and Spot Luminaires | Standard | FALSE | [9 empty] | 42668 |  |  | Yes |  | 4 | 25407 | 127.93 | 198.6 | 11.65 | 0.94 | 4000 | 70
PNMG4T5R | SIMKAR Corporation | SALIENT | SALL440U1 Options include[1P2POS] Options include [ AFSALRP3SAL RP4SAL RP5SAL SPSAL TASAL WMPSAL] | Outdoor Luminaires | High Output | Architectural Flood and Spot Luminaires | Standard | FALSE | [9 empty] | 42668 |  |  | Yes |  | 4 | 25407 | 127.93 | 198.6 | 11.65 | 0.94 | 4000 | 70
PZWY7969 | SIMKAR Corporation | SALIENT | SALM540U3 Options include[1P2POS] Options include [ AFSALRP3SAL RP4SAL RP5SAL SPSAL TASAL WMPSAL] | Outdoor Luminaires | High Output | Architectural Flood and Spot Luminaires | Standard | FALSE | [9 empty] | 42668 |  |  | Yes |  | 4 | 17966 | 125.29 | 143.4 | 10.48 | 0.94 | 4000 | 70
PTYJRTJ6 | SIMKAR Corporation | SALIENT | SALM440U3 Options include[1P2POS] Options include [ AFSALRP3SAL RP4SAL RP5SAL SPSAL TASAL WMPSAL] | Outdoor Luminaires | High Output | Architectural Flood and Spot Luminaires | Standard | FALSE | [9 empty] | 42668 |  |  | Yes |  | 4 | 17966 | 125.29 | 143.4 | 10.48 | 0.94 | 4000 | 70
PBFJG24V | SIMKAR Corporation | SALIENT | SALM5S40U3 Options include[1P2POS] Options include [ AFSALRP3SAL RP4SAL RP5SAL SPSAL TASAL WMPSAL] | Outdoor Luminaires | High Output | Architectural Flood and Spot Luminaires | Standard | FALSE | [9 empty] | 42668 |  |  | Yes |  | 4 | 17966 | 125.29 | 143.4 | 10.48 | 0.94 | 4000 | 70
P4W3AZKN | SIMKAR Corporation | SALIENT | SALM340U3 Options include[1P2POS] Options include [ AFSALRP3SAL RP4SAL RP5SAL SPSAL TASAL WMPSAL] | Outdoor Luminaires | High Output | Architectural Flood and Spot Luminaires | Standard | FALSE | [9 empty] | 42668 |  |  | Yes |  | 4 | 17966 | 125.29 | 143.4 | 10.48 | 0.94 | 4000 | 70
PGT4KRKG | SIMKAR Corporation | SALIENT | SALM340U1 Options include[1P2POS] Options include [ AFSALRP3SAL RP4SAL RP5SAL SPSAL TASAL WMPSAL] | Outdoor Luminaires | High Output | Architectural Flood and Spot Luminaires | Standard | FALSE | [9 empty] | 42668 |  |  | Yes |  | 4 | 17966 | 125.29 | 143.4 | 6.65 | 0.9 | 4000 | 70
PDBMNMS4 | SIMKAR Corporation | SALIENT | SALM5S40U1 Options include[1P2POS] Options include [ AFSALRP3SAL RP4SAL RP5SAL SPSAL TASAL WMPSAL] | Outdoor Luminaires | High Output | Architectural Flood and Spot Luminaires | Standard | FALSE | [9 empty] | 42668 |  |  | Yes |  | 4 | 17966 | 125.29 | 143.4 | 6.65 | 0.9 | 4000 | 70
PAMJAH8P | SIMKAR Corporation | SALIENT | SALM440U1 Options include[1P2POS] Options include [ AFSALRP3SAL RP4SAL RP5SAL SPSAL TASAL WMPSAL] | Outdoor Luminaires | High Output | Architectural Flood and Spot Luminaires | Standard | FALSE | [9 empty] | 42668 |  |  | Yes |  | 4 | 17966 | 125.29 | 143.4 | 6.65 | 0.9 | 4000 | 70
PQH3E4H5 | SIMKAR Corporation | SALIENT | SALS5S40U1 Options include[1P2POS] Options include [ AFSALRP3SAL RP4SAL RP5SAL SPSAL TASAL WMPSAL] | Outdoor Luminaires | High Output | Architectural Flood and Spot Luminaires | Standard | FALSE | [9 empty] | 42668 |  |  | Yes |  | 4 | 13029 | 116.85 | 111.5 | 6.44 | 0.9 | 4000 | 70
P2R118TH | SIMKAR Corporation | SALIENT | SALS340U1 Options include[1P2POS] Options include [ AFSALRP3SAL RP4SAL RP5SAL SPSAL TASAL WMPSAL] | Outdoor Luminaires | High Output | Architectural Flood and Spot Luminaires | Standard | FALSE | [9 empty] | 42668 |  |  | Yes |  | 4 | 13029 | 116.85 | 111.5 | 6.44 | 0.9 | 4000 | 70
P1947C8Q | SIMKAR Corporation | SALIENT | SALS440U1 Options include[1P2POS] Options include [ AFSALRP3SAL RP4SAL RP5SAL SPSAL TASAL WMPSAL] | Outdoor Luminaires | High Output | Architectural Flood and Spot Luminaires | Standard | FALSE | [9 empty] | 42668 |  |  | Yes |  | 4 | 13029 | 116.85 | 111.5 | 6.44 | 0.9 | 4000 | 70
PFZU8AMW | SIMKAR Corporation | SALIENT | SALL530U1 Options include[1P2POS] Options include [ AFSALRP3SAL RP4SAL RP5SAL SPSAL TASAL WMPSAL] | Outdoor Luminaires | High Output | Architectural Flood and Spot Luminaires | Standard | FALSE | [9 empty] | 42668 |  |  | Yes |  | 4 | 23562 | 120.03 | 196.3 | 11.65 | 0.94 | 3000 | 74.8
PFUJHN3A | SIMKAR Corporation | SALIENT | SALM530U1 Options include[1P2POS] Options include [ AFSALRP3SAL RP4SAL RP5SAL SPSAL TASAL WMPSAL] | Outdoor Luminaires | High Output | Architectural Flood and Spot Luminaires | Standard | FALSE | [9 empty] | 42668 |  |  | Yes |  | 4 | 16808 | 117.87 | 142.6 | 6.65 | 0.9 | 3000 | 74.8
P5BRSY9E | SIMKAR Corporation | SALIENT | SALS530U3 Options include[1P2POS] Options include [ AFSALRP3SAL RP4SAL RP5SAL SPSAL TASAL WMPSAL] | Outdoor Luminaires | High Output | Architectural Flood and Spot Luminaires | Standard | FALSE | [9 empty] | 42668 |  |  | Yes |  | 4 | 12516 | 112.45 | 111.3 | 11.94 | 0.9 | 3000 | 74.7
PR636U3B | SIMKAR Corporation | SALIENT | SALS530U1 Options include[1P2POS] Options include [ AFSALRP3SAL RP4SAL RP5SAL SPSAL TASAL WMPSAL] | Outdoor Luminaires | High Output | Architectural Flood and Spot Luminaires | Standard | FALSE | [9 empty] | 42668 |  |  | Yes |  | 4 | 12516 | 112.45 | 111.3 | 6.44 | 0.9 | 3000 | 74.7
PX9Z4BT2 | SIMKAR Corporation | SALIENT | SALL5S30U3 Options include[1P2POS] Options include [ AFSALRP3SAL RP4SAL RP5SAL SPSAL TASAL WMPSAL] | Outdoor Luminaires | High Output | Architectural Flood and Spot Luminaires | Standard | FALSE | [9 empty] | 42668 |  |  | Yes |  | 4 | 23562 | 120.03 | 196.3 | 12.86 | 0.93 | 3000 | 70
PWUDM59S | SIMKAR Corporation | SALIENT | SALL530U3 Options include[1P2POS] Options include [ AFSALRP3SAL RP4SAL RP5SAL SPSAL TASAL WMPSAL] | Outdoor Luminaires | High Output | Architectural Flood and Spot Luminaires | Standard | FALSE | [9 empty] | 42668 |  |  | Yes |  | 4 | 23562 | 120.03 | 196.3 | 12.86 | 0.93 | 3000 | 70
PHCDT2TF | SIMKAR Corporation | SALIENT | SALL330U3 Options include[1P2POS] Options include [ AFSALRP3SAL RP4SAL RP5SAL SPSAL TASAL WMPSAL] | Outdoor Luminaires | High Output | Architectural Flood and Spot Luminaires | Standard | FALSE | [9 empty] | 42668 |  |  | Yes |  | 4 | 23562 | 120.03 | 196.3 | 12.86 | 0.93 | 3000 | 70
PCAVA8TT | SIMKAR Corporation | SALIENT | SALL430U3 Options include[1P2POS] Options include [ AFSALRP3SAL RP4SAL RP5SAL SPSAL TASAL WMPSAL] | Outdoor Luminaires | High Output | Architectural Flood and Spot Luminaires | Standard | FALSE | [9 empty] | 42668 |  |  | Yes |  | 4 | 23562 | 120.03 | 196.3 | 12.86 | 0.93 | 3000 | 70
PHU9C2VS | SIMKAR Corporation | SALIENT | SALS430U3 Options include[1P2POS] Options include [ AFSALRP3SAL RP4SAL RP5SAL SPSAL TASAL WMPSAL] | Outdoor Luminaires | High Output | Architectural Flood and Spot Luminaires | Standard | FALSE | [9 empty] | 42668 |  |  | Yes |  | 4 | 12516 | 112.45 | 111.3 | 11.94 | 0.9 | 3000 | 70
PBPFJBWE | SIMKAR Corporation | SALIENT | SALS5S30U3 Options include[1P2POS] Options include [ AFSALRP3SAL RP4SAL RP5SAL SPSAL TASAL WMPSAL] | Outdoor Luminaires | High Output | Architectural Flood and Spot Luminaires | Standard | FALSE | [9 empty] | 42668 |  |  | Yes |  | 4 | 12516 | 112.45 | 111.3 | 11.94 | 0.9 | 3000 | 70
P2A3H1UB | SIMKAR Corporation | SALIENT | SALS330U3 Options include[1P2POS] Options include [ AFSALRP3SAL RP4SAL RP5SAL SPSAL TASAL WMPSAL] | Outdoor Luminaires | High Output | Architectural Flood and Spot Luminaires | Standard | FALSE | [9 empty] | 42668 |  |  | Yes |  | 4 | 12516 | 112.45 | 111.3 | 11.94 | 0.9 | 3000 | 70
PUWK28W6 | SIMKAR Corporation | SALIENT | SALL430U1 Options include[1P2POS] Options include [ AFSALRP3SAL RP4SAL RP5SAL SPSAL TASAL WMPSAL] | Outdoor Luminaires | High Output | Architectural Flood and Spot Luminaires | Standard | FALSE | [9 empty] | 42668 |  |  | Yes |  | 4 | 23562 | 120.03 | 196.3 | 11.65 | 0.94 | 3000 | 70
PS9H2QMU | SIMKAR Corporation | SALIENT | SALL330U1 Options include[1P2POS] Options include [ AFSALRP3SAL RP4SAL RP5SAL SPSAL TASAL WMPSAL] | Outdoor Luminaires | High Output | Architectural Flood and Spot Luminaires | Standard | FALSE | [9 empty] | 42668 |  |  | Yes |  | 4 | 23562 | 120.03 | 196.3 | 11.65 | 0.94 | 3000 | 70
PD2UTAGA | SIMKAR Corporation | SALIENT | SALL5S30U1 Options include[1P2POS] Options include [ AFSALRP3SAL RP4SAL RP5SAL SPSAL TASAL WMPSAL] | Outdoor Luminaires | High Output | Architectural Flood and Spot Luminaires | Standard | FALSE | [9 empty] | 42668 |  |  | Yes |  | 4 | 23562 | 120.03 | 196.3 | 11.65 | 0.94 | 3000 | 70
PZ5UCS17 | SIMKAR Corporation | SALIENT | SALM430U3 Options include[1P2POS] Options include [ AFSALRP3SAL RP4SAL RP5SAL SPSAL TASAL WMPSAL] | Outdoor Luminaires | High Output | Architectural Flood and Spot Luminaires | Standard | FALSE | [9 empty] | 42668 |  |  | Yes |  | 4 | 16808 | 117.87 | 142.6 | 10.48 | 0.94 | 3000 | 70
PJ7Y6SVH | SIMKAR Corporation | SALIENT | SALM330U3 Options include[1P2POS] Options include [ AFSALRP3SAL RP4SAL RP5SAL SPSAL TASAL WMPSAL] | Outdoor Luminaires | High Output | Architectural Flood and Spot Luminaires | Standard | FALSE | [9 empty] | 42668 |  |  | Yes |  | 4 | 16808 | 117.87 | 142.6 | 10.48 | 0.94 | 3000 | 70
P8UVFARN | SIMKAR Corporation | SALIENT | SALM530U1 Options include[1P2POS] Options include [ AFSALRP3SAL RP4SAL RP5SAL SPSAL TASAL WMPSAL] | Outdoor Luminaires | High Output | Architectural Flood and Spot Luminaires | Standard | FALSE | [9 empty] | 42668 |  |  | Yes |  | 4 | 16808 | 117.87 | 142.6 | 10.48 | 0.94 | 3000 | 70
P1Y3VZ1E | SIMKAR Corporation | SALIENT | SALM5S30U3 Options include[1P2POS] Options include [ AFSALRP3SAL RP4SAL RP5SAL SPSAL TASAL WMPSAL] | Outdoor Luminaires | High Output | Architectural Flood and Spot Luminaires | Standard | FALSE | [9 empty] | 42668 |  |  | Yes |  | 4 | 16808 | 117.87 | 142.6 | 10.48 | 0.94 | 3000 | 70
PWY7KZNM | SIMKAR Corporation | SALIENT | SALM430U1 Options include[1P2POS] Options include [ AFSALRP3SAL RP4SAL RP5SAL SPSAL TASAL WMPSAL] | Outdoor Luminaires | High Output | Architectural Flood and Spot Luminaires | Standard | FALSE | [9 empty] | 42668 |  |  | Yes |  | 4 | 16808 | 117.87 | 142.6 | 6.65 | 0.9 | 3000 | 70
PTUUF693 | SIMKAR Corporation | SALIENT | SALM5S30U1 Options include[1P2POS] Options include [ AFSALRP3SAL RP4SAL RP5SAL SPSAL TASAL WMPSAL] | Outdoor Luminaires | High Output | Architectural Flood and Spot Luminaires | Standard | FALSE | [9 empty] | 42668 |  |  | Yes |  | 4 | 16808 | 117.87 | 142.6 | 6.65 | 0.9 | 3000 | 70
PR12C3FP | SIMKAR Corporation | SALIENT | SALM330U1 Options include[1P2POS] Options include [ AFSALRP3SAL RP4SAL RP5SAL SPSAL TASAL WMPSAL] | Outdoor Luminaires | High Output | Architectural Flood and Spot Luminaires | Standard | FALSE | [9 empty] | 42668 |  |  | Yes |  | 4 | 16808 | 117.87 | 142.6 | 6.65 | 0.9 | 3000 | 70
PRDG883G | SIMKAR Corporation | SALIENT | SALS430U1 Options include[1P2POS] Options include [ AFSALRP3SAL RP4SAL RP5SAL SPSAL TASAL WMPSAL] | Outdoor Luminaires | High Output | Architectural Flood and Spot Luminaires | Standard | FALSE | [9 empty] | 42668 |  |  | Yes |  | 4 | 12516 | 112.45 | 111.3 | 6.44 | 0.9 | 3000 | 70
PM18PAF2 | SIMKAR Corporation | SALIENT | SALS330U1 Options include[1P2POS] Options include [ AFSALRP3SAL RP4SAL RP5SAL SPSAL TASAL WMPSAL] | Outdoor Luminaires | High Output | Architectural Flood and Spot Luminaires | Standard | FALSE | [9 empty] | 42668 |  |  | Yes |  | 4 | 12516 | 112.45 | 111.3 | 6.44 | 0.9 | 3000 | 70
PE7RW17Y | SIMKAR Corporation | SALIENT | SALS5S30U1 Options include[1P2POS] Options include [ AFSALRP3SAL RP4SAL RP5SAL SPSAL TASAL WMPSAL] | Outdoor Luminaires | High Output | Architectural Flood and Spot Luminaires | Standard | FALSE | [9 empty] | 42668 |  |  | Yes |  | 4 | 12516 | 112.45 | 111.3 | 6.44 | 0.9 | 3000 | 70
PXS5JPTS | Revolution Lighting Technologies | Revolution Lighting Technologies | 113002-202 | Outdoor Luminaires | High Output | Architectural Flood and Spot Luminaires | Standard | TRUE | 16006 | 113.08 | 141.5 | 14.88 | 0.9286 | 4095 | 84.9 | 5 | 50000 | 42667 |  |  | Yes |  | 4 | 16307 | 113 | 144 | 14.88 | 0.93 | 4000 | 84
P3BYFHVQ | Revolution Lighting Technologies | Revolution Lighting Technologies | 113002-204 | Outdoor Luminaires | High Output | Architectural Flood and Spot Luminaires | Standard | FALSE | [9 empty] | 42667 |  |  | Yes |  | 4 | 16639 | 114 | 145 | 14.59 | 0.93 | 5000 | 83
PT4N2KVM | Revolution Lighting Technologies | Revolution Lighting Technologies | 113012-204 | Outdoor Luminaires | High Output | Architectural Flood and Spot Luminaires | Standard | FALSE | [9 empty] | 42667 |  |  | Yes |  | 4 | 16639 | 114 | 145 | 14.59 | 0.93 | 5000 | 83
PKBJDMZU | Revolution Lighting Technologies | Revolution Lighting Technologies | 113012-202 | Outdoor Luminaires | High Output | Architectural Flood and Spot Luminaires | Standard | FALSE | [9 empty] | 42667 |  |  | Yes |  | 4 | 16307 | 113 | 144 | 14.88 | 0.93 | 4000 | 84
P737VNG2 | Mester LED Limited | MESTER | FD110W[12V27V]40KBYWFLYY | Outdoor Luminaires | High Output | Architectural Flood and Spot Luminaires | Standard | TRUE | 11958 | 111.34 | 107.4 | 9.64 | 0.961 | 3894 | 73.6 | 5 | 50000 | 42664 |  |  | Yes |  | 4 | 11800 | 107 | 110 | 10 | 0.9 | 4000 | 70
PZCJMCJR | Mester LED Limited | MESTER | FD110W[12V27V]50KBYWFLYY | Outdoor Luminaires | High Output | Architectural Flood and Spot Luminaires | Standard | FALSE | [9 empty] | 42664 |  |  | Yes |  | 4 | 12500 | 114 | 110 | 10 | 0.9 | 5000 | 70
PSSBRX8D | Precision Lighting & Transformer Inc | PLT | PLT/S2103 | Outdoor Luminaires | Mid Output | Architectural Flood and Spot Luminaires | Standard | TRUE | 8188.1 | 102.11 | 81 | 11.21 | 0.962 | 3121 | 71.5 | 5 | 50000 | 42662 |  |  | NotYetVerified |  | 3 | 8188.1 | 102.11 | 80.19 | 8.17 | 0.991 | 3000 | 72
PPZPF1RR | DH Lighting (Shenzhen) Co. Ltd | DHLighting | DH-FL-100(3000K) | Outdoor Luminaires | High Output | Architectural Flood and Spot Luminaires | Standard | TRUE | 9967.2 | 100.35 | 99.32 | 13.74 | 0.9326 | 3082 | 82.9 | 5 | 50000 | 42662 |  |  | NotYetVerified |  | 4 | 9967.2 | 100.35 | 99.32 | 13.74 | 0.93 | 3000 | 82.9
PNPDSF92 | FUZHOU ACE LED LIGHT CO.LTD | ACE | A-HBFL400-60D-40 | Outdoor Luminaires | Very High Output | Architectural Flood and Spot Luminaires | Standard | TRUE | 47550 | 111.7 | 425.6 | 8.89 | 0.932 | 4183 | 74.4 | 5 | 50000 | 42662 |  |  | No |  | 3.1 | 47550 | 111.7 | 425.6 | 8.89 | 0.996 | 4183 | 74.4
PH3YXT66 | Precision Lighting & Transformer Inc | PLT | PLT/S2203 | Outdoor Luminaires | High Output | Architectural Flood and Spot Luminaires | Standard | TRUE | 14184.92 | 97.16 | 145.99 | 10.67 | 0.932 | 3015 | 70.9 | 5 | 50000 | 42662 |  |  | NotYetVerified |  | 3 | 14184.92 | 97.16 | 145.99 | 3.58 | 0.999 | 3000 | 71
PNEW3XEX | DH Lighting (Shenzhen) Co. Ltd | DHLighting | DH-FL-150(3000K) | Outdoor Luminaires | High Output | Architectural Flood and Spot Luminaires | Standard | TRUE | 15153 | 104.43 | 145.1 | 11.16 | 0.9303 | 3077 | 83 | 5 | 50000 | 42662 |  |  | NotYetVerified |  | 4 | 15153 | 104.43 | 145.1 | 11.16 | 0.93 | 3000 | 83
PSZDV6P9 | Hubbell Lighting | Hubbell Outdoor Lighting | FSL-7L4K | Outdoor Luminaires | Low Output | Architectural Flood and Spot Luminaires | Standard | TRUE | 2386 | 92.1 | 25.9 | 12.1 | 0.929 | 3994 | 72 | 5 | 50000 | 42662 |  |  | No |  | 4 | 2386 | 92.1 | 25.9 | 12.1 | 0.93 | 3994 | 72
P33CQFE7 | Precision Lighting & Transformer Inc | PLT | PLT/S2303 | Outdoor Luminaires | High Output | Architectural Flood and Spot Luminaires | Standard | TRUE | 17278.5 | 93.05 | 187.2 | 9.26 | 0.913 | 3122 | 71 | 5 | 50000 | 42662 |  |  | NotYetVerified |  | 3 | 17278.5 | 93.05 | 185.69 | 4.27 | 0.995 | 3000 | 71
P86CN55K | Precision Lighting & Transformer Inc | PLT | PLT/S1603 | Outdoor Luminaires | High Output | Architectural Flood and Spot Luminaires | Standard | TRUE | 10672.064 | 105.664 | 101 | 15.6 | 0.911 | 3007 | 70.8 | 5 | 50000 | 42662 |  |  | No |  | 4 | 10672.1 | 105.7 | 101 | 15.6 | 0.91 | 3007 | 70.8
PF9XRVTA | Precision Lighting & Transformer Inc | PLT | PLT/S1503 | Outdoor Luminaires | Mid Output | Architectural Flood and Spot Luminaires | Standard | TRUE | 7199.942 | 101.265 | 71.1 | 15.5 | 0.91 | 3064 | 71.2 | 5 | 50000 | 42662 |  |  | No |  | 4 | 7199.9 | 101.3 | 71.1 | 15.5 | 0.91 | 3064 | 71.2
PT91SF9P | Precision Lighting & Transformer Inc | PLT | PLT/S1403 | Outdoor Luminaires | Mid Output | Architectural Flood and Spot Luminaires | Standard | TRUE | 5254.77 | 105.73 | 50.3 | 16.4 | 0.908 | 2938 | 72.9 | 5 | 50000 | 42662 |  |  | No |  | 4 | 5326.1 | 105.9 | 50.3 | 16.4 | 0.91 | 2938 | 72.9
P26W1H85 | Precision Lighting & Transformer Inc | PLT | PLT/S1303 | Outdoor Luminaires | Low Output | Architectural Flood and Spot Luminaires | Standard | TRUE | 2836.14 | 95.09 | 30.1 | 15.1 | 0.908 | 2925 | 72.8 | 5 | 50000 | 42662 |  |  | No |  | 4 | 2884.2 | 95.8 | 30.1 | 15.1 | 0.91 | 2925 | 72.8
PNCSBPZH | DH Lighting (Shenzhen) Co. Ltd | DHLighting | DH-FL-50(3000K) | Outdoor Luminaires | Mid Output | Architectural Flood and Spot Luminaires | Standard | TRUE | 4989.3 | 92.74 | 53.8 | 17.56 | 0.9027 | 3096 | 82.8 | 5 | 50000 | 42662 |  |  | NotYetVerified |  | 4 | 4989.3 | 92.74 | 53.8 | 17.56 | 0.9 | 3000 | 82.8
P9HCRVDZ | Precision Lighting & Transformer Inc | PLT | PLT/S1103 | Outdoor Luminaires | Low Output | Architectural Flood and Spot Luminaires | Standard | TRUE | 901.78 | 90.02 | 10.017 | 15.4 | 0.901 | 2891 | 70.1 | 5 | 50000 | 42662 |  |  | No |  | 4 | 922.7 | 90.4 | 10.2 | 15.4 | 0.9 | 2891 | 70.1
P87GR3XE | Precision Lighting & Transformer Inc | PLT | PLT/S1203 | Outdoor Luminaires | Low Output | Architectural Flood and Spot Luminaires | Standard | TRUE | 2072.635 | 95.075 | 21.8 | 16.4 | 0.9 | 2907 | 72.7 | 5 | 50000 | 42662 |  |  | No |  | 4 | 2072.6 | 95.1 | 21.8 | 16.4 | 0.9 | 2907 | 72.7
PQU9Y4VU | Hubbell Lighting | Hubbell Outdoor Lighting | FML-14L4K-PCU | Outdoor Luminaires | Low Output | Architectural Flood and Spot Luminaires | Standard | FALSE | [9 empty] | 42662 |  |  | Yes |  | 3 | 4654 | 96 | 48.5 | 10.7 | 0.95 | 4014 | 72
PV6XS2BH | Hubbell Lighting | Hubbell Outdoor Lighting | FML-14L4K | Outdoor Luminaires | Low Output | Architectural Flood and Spot Luminaires | Standard | FALSE | [9 empty] | 42662 |  |  | No |  | 3 | 4654 | 96 | 48.5 | 10.7 | 0.95 | 4014 | 72
PMDNU2HD | Hubbell Lighting | Hubbell Outdoor Lighting | FSL-7L4K-PCU | Outdoor Luminaires | Low Output | Architectural Flood and Spot Luminaires | Standard | FALSE | [9 empty] | 42662 |  |  | Yes |  | 4 | 2386 | 92.1 | 25.9 | 12.1 | 0.93 | 3994 | 72
P2A2Q8SW | DH Lighting (Shenzhen) Co. Ltd | DHLighting | DH-FL-50(5700K) | Outdoor Luminaires | Mid Output | Architectural Flood and Spot Luminaires | Standard | FALSE | [9 empty] | 42662 |  |  | NotYetVerified |  | 4 | 5097 | 94.83 | 53.75 | 17.63 | 0.9 | 5700 | 84.2
P1E5YCW3 | DH Lighting (Shenzhen) Co. Ltd | DHLighting | DH-FL-150(5700K) | Outdoor Luminaires | High Output | Architectural Flood and Spot Luminaires | Standard | FALSE | [9 empty] | 42662 |  |  | NotYetVerified |  | 4 | 15442 | 106.72 | 144.7 | 11.22 | 0.97 | 5700 | 84.2
PCXXNP21 | DH Lighting (Shenzhen) Co. Ltd | DHLighting | DH-FL-100(5700K) | Outdoor Luminaires | High Output | Architectural Flood and Spot Luminaires | Standard | FALSE | [9 empty] | 42662 |  |  | NotYetVerified |  | 4 | 10164 | 102.49 | 99.17 | 13.78 | 0.93 | 5700 | 84.1
P1HD5VKM | DH Lighting (Shenzhen) Co. Ltd | DHLighting | DH-FL-150(5000K) | Outdoor Luminaires | High Output | Architectural Flood and Spot Luminaires | Standard | FALSE | [9 empty] | 42662 |  |  | NotYetVerified |  | 4 | 15153 | 104.43 | 145.1 | 11.16 | 0.93 | 5000 | 83
PDGQUQVN | DH Lighting (Shenzhen) Co. Ltd | DHLighting | DH-FL-100(5000K) | Outdoor Luminaires | High Output | Architectural Flood and Spot Luminaires | Standard | FALSE | [9 empty] | 42662 |  |  | NotYetVerified |  | 4 | 9967.2 | 100.35 | 99.32 | 13.74 | 0.93 | 5000 | 82.9
P2YJ3CUD | DH Lighting (Shenzhen) Co. Ltd | DHLighting | DH-FL-50(5000K) | Outdoor Luminaires | Mid Output | Architectural Flood and Spot Luminaires | Standard | FALSE | [9 empty] | 42662 |  |  | NotYetVerified |  | 4 | 4989.3 | 92.74 | 53.8 | 17.56 | 0.9 | 5000 | 82.8
PS4S43YZ | DH Lighting (Shenzhen) Co. Ltd | DHLighting | DH-FL-150(4500K) | Outdoor Luminaires | High Output | Architectural Flood and Spot Luminaires | Standard | FALSE | [9 empty] | 42662 |  |  | NotYetVerified |  | 4 | 15153 | 104.43 | 145.1 | 11.16 | 0.93 | 4500 | 83
PGEXMA1T | DH Lighting (Shenzhen) Co. Ltd | DHLighting | DH-FL-100(4500K) | Outdoor Luminaires | High Output | Architectural Flood and Spot Luminaires | Standard | FALSE | [9 empty] | 42662 |  |  | NotYetVerified |  | 4 | 9967.2 | 100.35 | 99.32 | 13.74 | 0.93 | 4500 | 82.9
P12B3D5G | DH Lighting (Shenzhen) Co. Ltd | DHLighting | DH-FL-50(4500K) | Outdoor Luminaires | Mid Output | Architectural Flood and Spot Luminaires | Standard | FALSE | [9 empty] | 42662 |  |  | NotYetVerified |  | 4 | 4989.3 | 92.74 | 53.8 | 17.56 | 0.9 | 4500 | 82.8
P86T86ZM | DH Lighting (Shenzhen) Co. Ltd | DHLighting | DH-FL-150(4000K) | Outdoor Luminaires | High Output | Architectural Flood and Spot Luminaires | Standard | FALSE | [9 empty] | 42662 |  |  | NotYetVerified |  | 4 | 15153 | 104.43 | 145.1 | 11.16 | 0.93 | 4000 | 83
PKRHK5BN | DH Lighting (Shenzhen) Co. Ltd | DHLighting | DH-FL-100(4000K) | Outdoor Luminaires | High Output | Architectural Flood and Spot Luminaires | Standard | FALSE | [9 empty] | 42662 |  |  | NotYetVerified |  | 4 | 9967.2 | 100.35 | 99.32 | 13.74 | 0.93 | 4000 | 82.9
PKD95S7F | DH Lighting (Shenzhen) Co. Ltd | DHLighting | DH-FL-50(4000K) | Outdoor Luminaires | Mid Output | Architectural Flood and Spot Luminaires | Standard | FALSE | [9 empty] | 42662 |  |  | NotYetVerified |  | 4 | 4989.3 | 92.74 | 53.8 | 17.56 | 0.9 | 4000 | 82.8
P7956NPF | DH Lighting (Shenzhen) Co. Ltd | DHLighting | DH-FL-150(3500K) | Outdoor Luminaires | High Output | Architectural Flood and Spot Luminaires | Standard | FALSE | [9 empty] | 42662 |  |  | NotYetVerified |  | 4 | 15153 | 104.43 | 145.1 | 11.16 | 0.93 | 3500 | 83
PA54WZWX | DH Lighting (Shenzhen) Co. Ltd | DHLighting | DH-FL-100(3500K) | Outdoor Luminaires | High Output | Architectural Flood and Spot Luminaires | Standard | FALSE | [9 empty] | 42662 |  |  | NotYetVerified |  | 4 | 9967.2 | 100.35 | 99.32 | 13.74 | 0.93 | 3500 | 82.9
PE5QRPU5 | DH Lighting (Shenzhen) Co. Ltd | DHLighting | DH-FL-50(3500K) | Outdoor Luminaires | Mid Output | Architectural Flood and Spot Luminaires | Standard | FALSE | [9 empty] | 42662 |  |  | NotYetVerified |  | 4 | 4989.3 | 92.74 | 53.8 | 17.56 | 0.9 | 3500 | 82.8
PYZS4JUC | FUZHOU ACE LED LIGHT CO.LTD | ACE | A-HBFL200-60D-57 | Outdoor Luminaires | High Output | Architectural Flood and Spot Luminaires | Standard | FALSE | [9 empty] | 42662 | Dimmable | Continuous Below 10 | No |  | 3.1 | 24198 | 115.11 | 210.2 | 14.33 | 0.995 | 5999 | 73.8
P8J412B4 | FUZHOU ACE LED LIGHT CO.LTD | ACE | A-HBFL400-60D-57 | Outdoor Luminaires | Very High Output | Architectural Flood and Spot Luminaires | Standard | FALSE | [9 empty] | 42662 | Dimmable | Continuous Below 10 | No |  | 3.1 | 47788 | 113.58 | 420.7 | 8.89 | 0.99 | 5986 | 75.1
PVZVJ56P | FUZHOU ACE LED LIGHT CO.LTD | ACE | A-HBFL150-60D-57 | Outdoor Luminaires | High Output | Architectural Flood and Spot Luminaires | Standard | FALSE | [9 empty] | 42662 | Dimmable | Continuous Below 10 | No |  | 3.1 | 16002 | 116.86 | 136.9 | 13.8 | 0.994 | 5965 | 74.1
P7JN447C | FUZHOU ACE LED LIGHT CO.LTD | ACE | A-HBFL300-60D-57 | Outdoor Luminaires | Very High Output | Architectural Flood and Spot Luminaires | Standard | FALSE | [9 empty] | 42662 | Dimmable | Continuous Below 10 | No |  | 3.1 | 32407 | 119.06 | 272.1 | 8.58 | 0.997 | 5951 | 75.1
PQD9RW9U | FUZHOU ACE LED LIGHT CO.LTD | ACE | A-HBFL400-90D-57 | Outdoor Luminaires | Very High Output | Architectural Flood and Spot Luminaires | Standard | FALSE | [9 empty] | 42662 | Dimmable | Continuous Below 10 | No |  | 3.1 | 47662.3 | 112.65 | 423.09 | 8.89 | 0.996 | 5700 | 75.1
P9CQVNMJ | FUZHOU ACE LED LIGHT CO.LTD | ACE | A-HBFL300-90D-57 | Outdoor Luminaires | Very High Output | Architectural Flood and Spot Luminaires | Standard | FALSE | [9 empty] | 42662 | Dimmable | Continuous Below 10 | No |  | 3.1 | 32851.3 | 119.79 | 274.24 | 8.58 | 0.999 | 5700 | 75.1
PFT23PK5 | FUZHOU ACE LED LIGHT CO.LTD | ACE | A-HBFL150-90D-57 | Outdoor Luminaires | High Output | Architectural Flood and Spot Luminaires | Standard | FALSE | [9 empty] | 42662 | Dimmable | Continuous Below 10 | No |  | 3.1 | 16021 | 117.1 | 136.81 | 13.8 | 0.995 | 5700 | 74.1
PMFNZ6D6 | FUZHOU ACE LED LIGHT CO.LTD | ACE | A-HBFL200-90D-57 | Outdoor Luminaires | High Output | Architectural Flood and Spot Luminaires | Standard | FALSE | [9 empty] | 42662 | Dimmable | Continuous Below 10 | No |  | 3.1 | 24239 | 115.09 | 210.6 | 14.33 | 0.996 | 5700 | 73.8
P7SVC5QT | FUZHOU ACE LED LIGHT CO.LTD | ACE | A-HBFL200-60D-40 | Outdoor Luminaires | High Output | Architectural Flood and Spot Luminaires | Standard | FALSE | [9 empty] | 42662 | Dimmable | Continuous Below 10 | No |  | 3.1 | 23606 | 113.03 | 208.8 | 14.33 | 0.995 | 4098 | 74.4
PPFPQGC7 | FUZHOU ACE LED LIGHT CO.LTD | ACE | A-HBFL300-60D-40 | Outdoor Luminaires | Very High Output | Architectural Flood and Spot Luminaires | Standard | FALSE | [9 empty] | 42662 | Dimmable | Continuous Below 10 | No |  | 3.1 | 32202 | 118.06 | 272.7 | 8.58 | 0.997 | 4092 | 74.9
PGQ47VGV | FUZHOU ACE LED LIGHT CO.LTD | ACE | A-HBFL150-60D-40 | Outdoor Luminaires | High Output | Architectural Flood and Spot Luminaires | Standard | FALSE | [9 empty] | 42662 | Dimmable | Continuous Below 10 | No |  | 3.1 | 15579 | 113.85 | 136.8 | 13.8 | 0.994 | 4092 | 74.4
P75JC8SA | Precision Lighting & Transformer Inc | PLT | PLT/S1501 | Outdoor Luminaires | Mid Output | Architectural Flood and Spot Luminaires | Standard | FALSE | [9 empty] | 42662 | Dimmable | Continuous Below 10 | No |  | 4 | 7536.7 | 107.7 | 70 | 17.4 | 0.91 | 5092 | 68.8
PDVC1Y1S | Precision Lighting & Transformer Inc | PLT | PLT/S2101 | Outdoor Luminaires | Mid Output | Architectural Flood and Spot Luminaires | Standard | FALSE | [9 empty] | 42662 | Not Dimmable | Not Dimmable | NotYetVerified |  | 3 | 9000 | 100 | 90 | 8.17 | 0.991 | 5000 | 72
PYP3DCG8 | Precision Lighting & Transformer Inc | PLT | PLT/S2301 | Outdoor Luminaires | High Output | Architectural Flood and Spot Luminaires | Standard | FALSE | [9 empty] | 42662 | Not Dimmable | Not Dimmable | NotYetVerified |  | 3 | 20000 | 100 | 200 | 4.27 | 0.995 | 5000 | 71
PPA7H6GV | Precision Lighting & Transformer Inc | PLT | PLT/S2201 | Outdoor Luminaires | High Output | Architectural Flood and Spot Luminaires | Standard | FALSE | [9 empty] | 42662 | Not Dimmable | Not Dimmable | NotYetVerified |  | 3 | 15000 | 100 | 150 | 3.58 | 0.999 | 5000 | 71
PZ7TPR3F | Precision Lighting & Transformer Inc | PLT | PLT/S1101 | Outdoor Luminaires | Low Output | Architectural Flood and Spot Luminaires | Standard | FALSE | [9 empty] | 42662 | Dimmable | Continuous Below 10 | No |  | 4 | 952.5 | 93.3 | 10.2 | 15.9 | 0.91 | 4998 | 74.7
PADAVSNS | Precision Lighting & Transformer Inc | PLT | PLT/S1601 | Outdoor Luminaires | High Output | Architectural Flood and Spot Luminaires | Standard | FALSE | [9 empty] | 42662 | Dimmable | Continuous Below 10 | No |  | 4 | 11117.7 | 108.5 | 102.5 | 17.1 | 0.91 | 4961 | 72.4
PAV1UYKT | Precision Lighting & Transformer Inc | PLT | PLT/S1401 | Outdoor Luminaires | Mid Output | Architectural Flood and Spot Luminaires | Standard | FALSE | [9 empty] | 42662 | Dimmable | Continuous Below 10 | No |  | 4 | 5858.4 | 111.4 | 52.6 | 17.9 | 0.91 | 4863 | 72
PK6A3SUF | Precision Lighting & Transformer Inc | PLT | PLT/S1301 | Outdoor Luminaires | Low Output | Architectural Flood and Spot Luminaires | Standard | FALSE | [9 empty] | 42662 | Dimmable | Continuous Below 10 | No |  | 4 | 3152.7 | 101.4 | 31.1 | 16.7 | 0.91 | 4755 | 72.1
PMYT57RN | Precision Lighting & Transformer Inc | PLT | PLT/S1201 | Outdoor Luminaires | Low Output | Architectural Flood and Spot Luminaires | Standard | FALSE | [9 empty] | 42662 | Dimmable | Continuous Below 10 | No |  | 4 | 2141.1 | 98.2 | 21.8 | 16.9 | 0.9 | 4754 | 71.9
P3TBR6FH | Precision Lighting & Transformer Inc | PLT | PLT/S1502 | Outdoor Luminaires | Mid Output | Architectural Flood and Spot Luminaires | Standard | FALSE | [9 empty] | 42662 | Dimmable | Continuous Below 10 | No |  | 4 | 7472.8 | 104.5 | 71.5 | 16.7 | 0.92 | 4086 | 70.5
P1SR14SG | Precision Lighting & Transformer Inc | PLT | PLT/S2102 | Outdoor Luminaires | Mid Output | Architectural Flood and Spot Luminaires | Standard | FALSE | [9 empty] | 42662 | Not Dimmable | Not Dimmable | NotYetVerified |  | 3 | 9000 | 100 | 90 | 8.17 | 0.991 | 4000 | 72
PT843X9J | Precision Lighting & Transformer Inc | PLT | PLT/S2302 | Outdoor Luminaires | High Output | Architectural Flood and Spot Luminaires | Standard | FALSE | [9 empty] | 42662 | Not Dimmable | Not Dimmable | NotYetVerified |  | 3 | 20000 | 100 | 200 | 4.27 | 0.995 | 4000 | 71
P2HTSDUR | Precision Lighting & Transformer Inc | PLT | PLT/S2202 | Outdoor Luminaires | High Output | Architectural Flood and Spot Luminaires | Standard | FALSE | [9 empty] | 42662 | Not Dimmable | Not Dimmable | NotYetVerified |  | 3 | 15000 | 100 | 150 | 3.58 | 0.999 | 4000 | 71
PKJJ3HYN | Precision Lighting & Transformer Inc | PLT | PLT/S1602 | Outdoor Luminaires | High Output | Architectural Flood and Spot Luminaires | Standard | FALSE | [9 empty] | 42662 | Dimmable | Continuous Below 10 | No |  | 4 | 10872.8 | 105.1 | 103.5 | 16.7 | 0.91 | 3974 | 71.2
PJAUTN3G | Precision Lighting & Transformer Inc | PLT | PLT/S1402 | Outdoor Luminaires | Mid Output | Architectural Flood and Spot Luminaires | Standard | FALSE | [9 empty] | 42662 | Dimmable | Continuous Below 10 | No |  | 4 | 5546.7 | 108.1 | 51.3 | 17.4 | 0.91 | 3924 | 72
PJ9QV1YB | Precision Lighting & Transformer Inc | PLT | PLT/S1302 | Outdoor Luminaires | Low Output | Architectural Flood and Spot Luminaires | Standard | FALSE | [9 empty] | 42662 | Dimmable | Continuous Below 10 | No |  | 4 | 3118.3 | 98.1 | 31.8 | 15.9 | 0.91 | 3871 | 71.9
P9YQ9XQU | Precision Lighting & Transformer Inc | PLT | PLT/S1102 | Outdoor Luminaires | Low Output | Architectural Flood and Spot Luminaires | Standard | FALSE | [9 empty] | 42662 | Dimmable | Continuous Below 10 | No |  | 4 | 941.3 | 91.3 | 10.3 | 15.7 | 0.91 | 3834 | 71.9
P3EQHFJV | Precision Lighting & Transformer Inc | PLT | PLT/S1202 | Outdoor Luminaires | Low Output | Architectural Flood and Spot Luminaires | Standard | FALSE | [9 empty] | 42662 | Dimmable | Continuous Below 10 | No |  | 4 | 2110.1 | 96.8 | 21.8 | 16.7 | 0.9 | 3821 | 71.8
P246GR6X | S LITE CO. LTD. | S LITE | FL205-[UNVHV]-0852-70-30K-T5s-[All Colors]-Options include[P3P5P7]-Options include[PMSCPMPSMSMCSCPMSMSC]-Options include[L]-[SFTR]-CR | Outdoor Luminaires | Mid Output | Architectural Flood and Spot Luminaires | Premium | TRUE | 8168.9 | 112.33 | 72.72 | 7.62 | 0.9395 | 3018 | 73.1 | 5 | 50000 | 42661 |  |  | Yes |  | 4 | 8213.57 | 112.33 | 73.12 | 11.65 | 0.9 | 3000 | 70
P12BR9FH | S LITE CO. LTD. | S LITE | FL205-[UNVHV]-0402-70-30K-T5s-[All Colors]-Options include[P3P5P7]-Options include[PMSCPMPSMSMCSCPMSMSC]-Options include[L]-[SFTR]-CR | Outdoor Luminaires | Low Output | Architectural Flood and Spot Luminaires | Premium | TRUE | 4589.9 | 127.14 | 36.1 | 9.57 | 0.9219 | 2982 | 72.4 | 5 | 50000 | 42661 |  |  | Yes |  | 4 | 4525.3 | 129.15 | 35.04 | 9.57 | 0.92 | 3000 | 72.6
P5GPKNY9 | S LITE CO. LTD. | S LITE | FL205-[UNVHV]-0402-70-50K-T5s-[All Colors]-Options include[P3P5P7]-Options include[PMSCPMPSMSMCSCPMSMSC]-Options include[L]-[SFTR]-CR | Outdoor Luminaires | Low Output | Architectural Flood and Spot Luminaires | Premium | TRUE | 4706 | 131.01 | 35.92 | 9.66 | 0.9217 | 5186 | 71.6 | 5 | 50000 | 42661 |  |  | Yes |  | 4 | 4702 | 133.81 | 35.14 | 9.48 | 0.92 | 5000 | 72.6
PHNMRDVE | S LITE CO. LTD. | S LITE | FL205-UNV-1203-70-30K-T5s-[All Colors]-Options include[P3P5P7]-Options include[PMSCPMPSMSMCSCPMSMSC]-Options include[L]-[SFTR]-CR | Outdoor Luminaires | High Output | Architectural Flood and Spot Luminaires | Premium | TRUE | 12956 | 116.51 | 111.2 | 6.68 | 0.9013 | 2979 | 72.4 | 5 | 50000 | 42661 |  |  | Yes |  | 4 | 12956 | 116.51 | 111.2 | 6.68 | 0.9 | 3000 | 72.4
PBM3MBUX | S LITE CO. LTD. | S LITE | FL205-[UNVHV]-2006-70-50K-T3m-[All Colors]-Options include[P3P5P7]-Options include[PMSCPMPSMSMCSCPMSMSC]-Options include[L]-[SFTR]-CR | Outdoor Luminaires | High Output | Architectural Flood and Spot Luminaires | Premium | FALSE | [9 empty] | 42661 | Dimmable | Continuous Below 10 | Yes |  | 4 | 26425.15 | 133.39 | 198.1 | 13.12 | 0.9 | 5000 | 70
PX3CJ7BQ | S LITE CO. LTD. | S LITE | FL205-[UNVHV]-2006-70-50K-T2m-[All Colors]-Options include[P3P5P7]-Options include[PMSCPMPSMSMCSCPMSMSC]-Options include[L]-[SFTR]-CR | Outdoor Luminaires | High Output | Architectural Flood and Spot Luminaires | Premium | FALSE | [9 empty] | 42661 | Dimmable | Continuous Below 10 | Yes |  | 4 | 26325.8 | 132.89 | 198.1 | 13.12 | 0.9 | 5000 | 70
PK7MBC8N | S LITE CO. LTD. | S LITE | FL205-[UNVHV]-2006-70-50K-T5v-[All Colors]-Options include[P3P5P7]-Options include[PMSCPMPSMSMCSCPMSMSC]-Options include[L]-[SFTR]-CR | Outdoor Luminaires | High Output | Architectural Flood and Spot Luminaires | Premium | FALSE | [9 empty] | 42661 | Dimmable | Continuous Below 10 | Yes |  | 4 | 25729.75 | 129.88 | 198.1 | 13.12 | 0.9 | 5000 | 70
P4NG54RK | S LITE CO. LTD. | S LITE | FL205-[UNVHV]-2006-70-50K-T4m-[All Colors]-Options include[P3P5P7]-Options include[PMSCPMPSMSMCSCPMSMSC]-Options include[L]-[SFTR]-CR | Outdoor Luminaires | High Output | Architectural Flood and Spot Luminaires | Premium | FALSE | [9 empty] | 42661 | Dimmable | Continuous Below 10 | Yes |  | 4 | 25580.73 | 129.13 | 198.1 | 13.12 | 0.9 | 5000 | 70
PMT2AJ97 | S LITE CO. LTD. | S LITE | FL205-HV-1203-70-50K-T3m-[All Colors]-Options include[P3P5P7]-Options include[PMSCPMPSMSMCSCPMSMSC]-Options include[L]-[SFTR]-CR | Outdoor Luminaires | High Output | Architectural Flood and Spot Luminaires | Premium | FALSE | [9 empty] | 42661 | Dimmable | Continuous Below 10 | Yes |  | 4 | 14467.94 | 128.49 | 112.6 | 12.51 | 0.9 | 5000 | 70
PWPMR3HB | S LITE CO. LTD. | S LITE | FL205-HV-1203-70-50K-T2m-[All Colors]-Options include[P3P5P7]-Options include[PMSCPMPSMSMCSCPMSMSC]-Options include[L]-[SFTR]-CR | Outdoor Luminaires | High Output | Architectural Flood and Spot Luminaires | Premium | FALSE | [9 empty] | 42661 | Dimmable | Continuous Below 10 | Yes |  | 4 | 14413.55 | 128.01 | 112.6 | 12.51 | 0.9 | 5000 | 70
PVN4TUP5 | S LITE CO. LTD. | S LITE | FL205-HV-1203-70-50K-T5v-[All Colors]-Options include[P3P5P7]-Options include[PMSCPMPSMSMCSCPMSMSC]-Options include[L]-[SFTR]-CR | Outdoor Luminaires | High Output | Architectural Flood and Spot Luminaires | Premium | FALSE | [9 empty] | 42661 | Dimmable | Continuous Below 10 | Yes |  | 4 | 14087.2 | 125.11 | 112.6 | 12.51 | 0.9 | 5000 | 70
PMGNA8PG | S LITE CO. LTD. | S LITE | FL205-HV-1203-70-50K-T4m-[All Colors]-Options include[P3P5P7]-Options include[PMSCPMPSMSMCSCPMSMSC]-Options include[L]-[SFTR]-CR | Outdoor Luminaires | High Output | Architectural Flood and Spot Luminaires | Premium | FALSE | [9 empty] | 42661 | Dimmable | Continuous Below 10 | Yes |  | 4 | 14005.62 | 124.38 | 112.6 | 12.51 | 0.9 | 5000 | 70
P5C4P2TS | S LITE CO. LTD. | S LITE | FL205-HV-1504-70-50K-T3m-[All Colors]-Options include[P3P5P7]-Options include[PMSCPMPSMSMCSCPMSMSC]-Options include[L]-[SFTR]-CR | Outdoor Luminaires | High Output | Architectural Flood and Spot Luminaires | Premium | FALSE | [9 empty] | 42661 | Dimmable | Continuous Below 10 | Yes |  | 4 | 18866.44 | 132.58 | 142.3 | 10.32 | 0.9 | 5000 | 70
PSDWZ4PM | S LITE CO. LTD. | S LITE | FL205-HV-1504-70-50K-T2m-[All Colors]-Options include[P3P5P7]-Options include[PMSCPMPSMSMCSCPMSMSC]-Options include[L]-[SFTR]-CR | Outdoor Luminaires | High Output | Architectural Flood and Spot Luminaires | Premium | FALSE | [9 empty] | 42661 | Dimmable | Continuous Below 10 | Yes |  | 4 | 18795.51 | 132.08 | 142.3 | 10.32 | 0.9 | 5000 | 70
PBGNSJY7 | S LITE CO. LTD. | S LITE | FL205-HV-1504-70-50K-T5v-[All Colors]-Options include[P3P5P7]-Options include[PMSCPMPSMSMCSCPMSMSC]-Options include[L]-[SFTR]-CR | Outdoor Luminaires | High Output | Architectural Flood and Spot Luminaires | Premium | FALSE | [9 empty] | 42661 | Dimmable | Continuous Below 10 | Yes |  | 4 | 18369.96 | 129.09 | 142.3 | 10.32 | 0.9 | 5000 | 70
PU3E427W | S LITE CO. LTD. | S LITE | FL205-HV-1504-70-50K-T4m-[All Colors]-Options include[P3P5P7]-Options include[PMSCPMPSMSMCSCPMSMSC]-Options include[L]-[SFTR]-CR | Outdoor Luminaires | High Output | Architectural Flood and Spot Luminaires | Premium | FALSE | [9 empty] | 42661 | Dimmable | Continuous Below 10 | Yes |  | 4 | 18263.57 | 128.35 | 142.3 | 10.32 | 0.9 | 5000 | 70
PAH5GX5Z | S LITE CO. LTD. | S LITE | FL205-[UNVHV]-0852-70-50K-T3m-[All Colors]-Options include[P3P5P7]-Options include[PMSCPMPSMSMCSCPMSMSC]-Options include[L]-[SFTR]-CR | Outdoor Luminaires | Mid Output | Architectural Flood and Spot Luminaires | Premium | FALSE | [9 empty] | 42661 | Dimmable | Continuous Above 10 | Yes |  | 4 | 9175.96 | 125.49 | 73.12 | 11.65 | 0.9 | 5000 | 70
PEY2JMUY | S LITE CO. LTD. | S LITE | FL205-[UNVHV]-0852-70-50K-T2m-[All Colors]-Options include[P3P5P7]-Options include[PMSCPMPSMSMCSCPMSMSC]-Options include[L]-[SFTR]-CR | Outdoor Luminaires | Mid Output | Architectural Flood and Spot Luminaires | Premium | FALSE | [9 empty] | 42661 | Dimmable | Continuous Above 10 | Yes |  | 4 | 9141.47 | 125.02 | 73.12 | 11.65 | 0.9 | 5000 | 70
PGQEZ2W6 | S LITE CO. LTD. | S LITE | FL205-[UNVHV]-0852-70-50K-T5v-[All Colors]-Options include[P3P5P7]-Options include[PMSCPMPSMSMCSCPMSMSC]-Options include[L]-[SFTR]-CR | Outdoor Luminaires | Mid Output | Architectural Flood and Spot Luminaires | Premium | FALSE | [9 empty] | 42661 | Dimmable | Continuous Above 10 | Yes |  | 4 | 8934.49 | 122.19 | 73.12 | 11.65 | 0.9 | 5000 | 70
PUZHMZPY | S LITE CO. LTD. | S LITE | FL205-[UNVHV]-0852-70-50K-T4m-[All Colors]-Options include[P3P5P7]-Options include[PMSCPMPSMSMCSCPMSMSC]-Options include[L]-[SFTR]-CR | Outdoor Luminaires | Mid Output | Architectural Flood and Spot Luminaires | Premium | FALSE | [9 empty] | 42661 | Dimmable | Continuous Above 10 | Yes |  | 4 | 8882.74 | 121.48 | 73.12 | 11.65 | 0.9 | 5000 | 70
P7XBNHEW | S LITE CO. LTD. | S LITE | FL205-[UNVHV]-0402-70-50K-T5v-[All Colors]-Options include[P3P5P7]-Options include[PMSCPMPSMSMCSCPMSMSC]-Options include[L]-[SFTR]-CR | Outdoor Luminaires | Low Output | Architectural Flood and Spot Luminaires | Premium | FALSE | [9 empty] | 42661 | Dimmable | Continuous Above 10 | Yes |  | 4 | 5040.13 | 143.43 | 35.14 | 9.48 | 0.92 | 5000 | 70
P4V3S3X8 | S LITE CO. LTD. | S LITE | FL205-[UNVHV]-0402-70-50K-T3m-[All Colors]-Options include[P3P5P7]-Options include[PMSCPMPSMSMCSCPMSMSC]-Options include[L]-[SFTR]-CR | Outdoor Luminaires | Low Output | Architectural Flood and Spot Luminaires | Premium | FALSE | [9 empty] | 42661 | Dimmable | Continuous Above 10 | Yes |  | 4 | 4969.15 | 141.41 | 35.14 | 9.48 | 0.92 | 5000 | 70
PXTVJAMF | S LITE CO. LTD. | S LITE | FL205-[UNVHV]-0402-70-50K-T2m-[All Colors]-Options include[P3P5P7]-Options include[PMSCPMPSMSMCSCPMSMSC]-Options include[L]-[SFTR]-CR | Outdoor Luminaires | Low Output | Architectural Flood and Spot Luminaires | Premium | FALSE | [9 empty] | 42661 | Dimmable | Continuous Above 10 | Yes |  | 4 | 4948.41 | 140.82 | 35.14 | 9.48 | 0.92 | 5000 | 70
P7KV1JK9 | S LITE CO. LTD. | S LITE | FL205-[UNVHV]-0402-70-50K-T4m-[All Colors]-Options include[P3P5P7]-Options include[PMSCPMPSMSMCSCPMSMSC]-Options include[L]-[SFTR]-CR | Outdoor Luminaires | Low Output | Architectural Flood and Spot Luminaires | Premium | FALSE | [9 empty] | 42661 | Dimmable | Continuous Above 10 | Yes |  | 4 | 4848.27 | 137.97 | 35.14 | 9.48 | 0.92 | 5000 | 70
PP89UFRY | S LITE CO. LTD. | S LITE | FL205-[UNVHV]-0752-70-50K-T3m-[All Colors]-Options include[P3P5P7]-Options include[PMSCPMPSMSMCSCPMSMSC]-Options include[L]-[SFTR]-CR | Outdoor Luminaires | Mid Output | Architectural Flood and Spot Luminaires | Premium | FALSE | [9 empty] | 42661 | Dimmable | Continuous Above 10 | Yes |  | 4 | 8575.69 | 127.77 | 67.12 | 9.32 | 0.92 | 5000 | 70
PPP1DYAJ | S LITE CO. LTD. | S LITE | FL205-[UNVHV]-0752-70-50K-T2m-[All Colors]-Options include[P3P5P7]-Options include[PMSCPMPSMSMCSCPMSMSC]-Options include[L]-[SFTR]-CR | Outdoor Luminaires | Mid Output | Architectural Flood and Spot Luminaires | Premium | FALSE | [9 empty] | 42661 | Dimmable | Continuous Above 10 | Yes |  | 4 | 8543.45 | 127.29 | 67.12 | 9.32 | 0.92 | 5000 | 70
PGFN9T96 | S LITE CO. LTD. | S LITE | FL205-[UNVHV]-0752-70-50K-T5v-[All Colors]-Options include[P3P5P7]-Options include[PMSCPMPSMSMCSCPMSMSC]-Options include[L]-[SFTR]-CR | Outdoor Luminaires | Mid Output | Architectural Flood and Spot Luminaires | Premium | FALSE | [9 empty] | 42661 | Dimmable | Continuous Above 10 | Yes |  | 4 | 8350.01 | 124.4 | 67.12 | 9.32 | 0.92 | 5000 | 70
PVUE3S2M | S LITE CO. LTD. | S LITE | FL205-[UNVHV]-0752-70-50K-T4m-[All Colors]-Options include[P3P5P7]-Options include[PMSCPMPSMSMCSCPMSMSC]-Options include[L]-[SFTR]-CR | Outdoor Luminaires | Mid Output | Architectural Flood and Spot Luminaires | Premium | FALSE | [9 empty] | 42661 | Dimmable | Continuous Above 10 | Yes |  | 4 | 8301.65 | 123.68 | 67.12 | 9.32 | 0.92 | 5000 | 70
PY1CU2Q7 | S LITE CO. LTD. | S LITE | FL205-UNV-1203-70-50K-T3m-[All Colors]-Options include[P3P5P7]-Options include[PMSCPMPSMSMCSCPMSMSC]-Options include[L]-[SFTR]-CR | Outdoor Luminaires | High Output | Architectural Flood and Spot Luminaires | Premium | FALSE | [9 empty] | 42661 | Dimmable | Continuous Above 10 | Yes |  | 4 | 14352.3 | 128.49 | 111.7 | 6.96 | 0.9 | 5000 | 70
PRGYB81H | S LITE CO. LTD. | S LITE | FL205-UNV-1203-70-50K-T2m-[All Colors]-Options include[P3P5P7]-Options include[PMSCPMPSMSMCSCPMSMSC]-Options include[L]-[SFTR]-CR | Outdoor Luminaires | High Output | Architectural Flood and Spot Luminaires | Premium | FALSE | [9 empty] | 42661 | Dimmable | Continuous Above 10 | Yes |  | 4 | 14298.34 | 128.01 | 111.7 | 6.96 | 0.9 | 5000 | 70
P8N14Z7H | S LITE CO. LTD. | S LITE | FL205-UNV-1203-70-50K-T5v-[All Colors]-Options include[P3P5P7]-Options include[PMSCPMPSMSMCSCPMSMSC]-Options include[L]-[SFTR]-CR | Outdoor Luminaires | High Output | Architectural Flood and Spot Luminaires | Premium | FALSE | [9 empty] | 42661 | Dimmable | Continuous Above 10 | Yes |  | 4 | 13974.6 | 125.11 | 111.7 | 6.96 | 0.9 | 5000 | 70
PJ8PF2QT | S LITE CO. LTD. | S LITE | FL205-UNV-1203-70-50K-T4m-[All Colors]-Options include[P3P5P7]-Options include[PMSCPMPSMSMCSCPMSMSC]-Options include[L]-[SFTR]-CR | Outdoor Luminaires | High Output | Architectural Flood and Spot Luminaires | Premium | FALSE | [9 empty] | 42661 | Dimmable | Continuous Above 10 | Yes |  | 4 | 13893.67 | 124.38 | 111.7 | 6.96 | 0.9 | 5000 | 70
PEAM1S2N | S LITE CO. LTD. | S LITE | FL205-UNV-1504-70-50K-T3m-[All Colors]-Options include[P3P5P7]-Options include[PMSCPMPSMSMCSCPMSMSC]-Options include[L]-[SFTR]-CR | Outdoor Luminaires | High Output | Architectural Flood and Spot Luminaires | Premium | FALSE | [9 empty] | 42661 | Dimmable | Continuous Above 10 | Yes |  | 4 | 18906.22 | 132.58 | 142.6 | 6.53 | 0.9 | 5000 | 70
P8ZMPB4Y | S LITE CO. LTD. | S LITE | FL205-UNV-1504-70-50K-T2m-[All Colors]-Options include[P3P5P7]-Options include[PMSCPMPSMSMCSCPMSMSC]-Options include[L]-[SFTR]-CR | Outdoor Luminaires | High Output | Architectural Flood and Spot Luminaires | Premium | FALSE | [9 empty] | 42661 | Dimmable | Continuous Above 10 | Yes |  | 4 | 18835.14 | 132.08 | 142.6 | 6.53 | 0.9 | 5000 | 70
PJMDDTNZ | S LITE CO. LTD. | S LITE | FL205-UNV-1504-70-50K-T5v-[All Colors]-Options include[P3P5P7]-Options include[PMSCPMPSMSMCSCPMSMSC]-Options include[L]-[SFTR]-CR | Outdoor Luminaires | High Output | Architectural Flood and Spot Luminaires | Premium | FALSE | [9 empty] | 42661 | Dimmable | Continuous Above 10 | Yes |  | 4 | 18408.68 | 129.09 | 142.6 | 6.53 | 0.9 | 5000 | 70
PCAXBKJ4 | S LITE CO. LTD. | S LITE | FL205-UNV-1504-70-50K-T4m-[All Colors]-Options include[P3P5P7]-Options include[PMSCPMPSMSMCSCPMSMSC]-Options include[L]-[SFTR]-CR | Outdoor Luminaires | High Output | Architectural Flood and Spot Luminaires | Premium | FALSE | [9 empty] | 42661 | Dimmable | Continuous Above 10 | Yes |  | 4 | 18302.07 | 128.35 | 142.6 | 6.53 | 0.9 | 5000 | 70
PKCMD4QE | S LITE CO. LTD. | S LITE | FL205-[UNVHV]-2006-70-50K-T4s-[All Colors]-Options include[P3P5P7]-Options include[PMSCPMPSMSMCSCPMSMSC]-Options include[L]-[SFTR]-CR | Outdoor Luminaires | High Output | Architectural Flood and Spot Luminaires | Premium | FALSE | [9 empty] | 42661 | Dimmable | Continuous Below 10 | Yes |  | 4 | 25431.72 | 128.38 | 198.1 | 13.12 | 0.9 | 5000 | 70
PGBRSEVD | S LITE CO. LTD. | S LITE | FL205-[UNVHV]-2006-70-50K-T5s-[All Colors]-Options include[P3P5P7]-Options include[PMSCPMPSMSMCSCPMSMSC]-Options include[L]-[SFTR]-CR | Outdoor Luminaires | High Output | Architectural Flood and Spot Luminaires | Premium | FALSE | [9 empty] | 42661 | Dimmable | Continuous Below 10 | Yes |  | 4 | 24835.8 | 125.37 | 198.1 | 13.12 | 0.9 | 5000 | 70
P33137ZA | S LITE CO. LTD. | S LITE | FL205-HV-1203-70-50K-T4s-[All Colors]-Options include[P3P5P7]-Options include[PMSCPMPSMSMCSCPMSMSC]-Options include[L]-[SFTR]-CR | Outdoor Luminaires | High Output | Architectural Flood and Spot Luminaires | Premium | FALSE | [9 empty] | 42661 | Dimmable | Continuous Below 10 | Yes |  | 4 | 13924.03 | 123.66 | 112.6 | 12.51 | 0.9 | 5000 | 70
PXH7A3DE | S LITE CO. LTD. | S LITE | FL205-HV-1203-70-50K-T5s-[All Colors]-Options include[P3P5P7]-Options include[PMSCPMPSMSMCSCPMSMSC]-Options include[L]-[SFTR]-CR | Outdoor Luminaires | High Output | Architectural Flood and Spot Luminaires | Premium | FALSE | [9 empty] | 42661 | Dimmable | Continuous Below 10 | Yes |  | 4 | 13597.58 | 120.76 | 112.6 | 12.51 | 0.9 | 5000 | 70
PG1AXPJA | S LITE CO. LTD. | S LITE | FL205-HV-1504-70-50K-T4s-[All Colors]-Options include[P3P5P7]-Options include[PMSCPMPSMSMCSCPMSMSC]-Options include[L]-[SFTR]-CR | Outdoor Luminaires | High Output | Architectural Flood and Spot Luminaires | Premium | FALSE | [9 empty] | 42661 | Dimmable | Continuous Below 10 | Yes |  | 4 | 18157.18 | 127.6 | 142.3 | 10.32 | 0.9 | 5000 | 70
PDK9MW8Q | S LITE CO. LTD. | S LITE | FL205-HV-1504-70-50K-T5s-[All Colors]-Options include[P3P5P7]-Options include[PMSCPMPSMSMCSCPMSMSC]-Options include[L]-[SFTR]-CR | Outdoor Luminaires | High Output | Architectural Flood and Spot Luminaires | Premium | FALSE | [9 empty] | 42661 | Dimmable | Continuous Below 10 | Yes |  | 4 | 17608.2 | 123.74 | 142.3 | 10.32 | 0.9 | 5000 | 70
PAMBAMBB | S LITE CO. LTD. | S LITE | FL205-UNV-1203-70-50K-T5s-[All Colors]-Options include[P3P5P7]-Options include[PMSCPMPSMSMCSCPMSMSC]-Options include[L]-[SFTR]-CR | Outdoor Luminaires | High Output | Architectural Flood and Spot Luminaires | Premium | FALSE | [9 empty] | 42661 | Dimmable | Continuous Above 10 | Yes |  | 4 | 13489 | 120.76 | 111.7 | 6.96 | 0.9 | 5000 | 71.7
PYBD7PEV | S LITE CO. LTD. | S LITE | FL205-[UNVHV]-0852-70-50K-T4s-[All Colors]-Options include[P3P5P7]-Options include[PMSCPMPSMSMCSCPMSMSC]-Options include[L]-[SFTR]-CR | Outdoor Luminaires | Mid Output | Architectural Flood and Spot Luminaires | Premium | FALSE | [9 empty] | 42661 | Dimmable | Continuous Above 10 | Yes |  | 4 | 8831 | 120.77 | 73.12 | 11.65 | 0.9 | 5000 | 70
PQWJHVJS | S LITE CO. LTD. | S LITE | FL205-[UNVHV]-0852-70-50K-T5s-[All Colors]-Options include[P3P5P7]-Options include[PMSCPMPSMSMCSCPMSMSC]-Options include[L]-[SFTR]-CR | Outdoor Luminaires | Mid Output | Architectural Flood and Spot Luminaires | Premium | FALSE | [9 empty] | 42661 | Dimmable | Continuous Above 10 | Yes |  | 4 | 8623.77 | 117.94 | 73.12 | 11.65 | 0.9 | 5000 | 70
PVSFUMFQ | S LITE CO. LTD. | S LITE | FL205-[UNVHV]-0402-70-50K-T4s-[All Colors]-Options include[P3P5P7]-Options include[PMSCPMPSMSMCSCPMSMSC]-Options include[L]-[SFTR]-CR | Outdoor Luminaires | Low Output | Architectural Flood and Spot Luminaires | Premium | FALSE | [9 empty] | 42661 | Dimmable | Continuous Above 10 | Yes |  | 4 | 4796.61 | 136.5 | 35.14 | 9.48 | 0.92 | 5000 | 70
PXGBCY1B | S LITE CO. LTD. | S LITE | FL205-[UNVHV]-0752-70-50K-T4s-[All Colors]-Options include[P3P5P7]-Options include[PMSCPMPSMSMCSCPMSMSC]-Options include[L]-[SFTR]-CR | Outdoor Luminaires | Mid Output | Architectural Flood and Spot Luminaires | Premium | FALSE | [9 empty] | 42661 | Dimmable | Continuous Above 10 | Yes |  | 4 | 8253.29 | 122.96 | 67.12 | 9.32 | 0.92 | 5000 | 70
PBC58FWR | S LITE CO. LTD. | S LITE | FL205-[UNVHV]-0752-70-50K-T5s-[All Colors]-Options include[P3P5P7]-Options include[PMSCPMPSMSMCSCPMSMSC]-Options include[L]-[SFTR]-CR | Outdoor Luminaires | Mid Output | Architectural Flood and Spot Luminaires | Premium | FALSE | [9 empty] | 42661 | Dimmable | Continuous Above 10 | Yes |  | 4 | 8059.77 | 120.08 | 67.12 | 9.32 | 0.92 | 5000 | 70
PC2VK2D8 | S LITE CO. LTD. | S LITE | FL205-UNV-1203-70-50K-T4s-[All Colors]-Options include[P3P5P7]-Options include[PMSCPMPSMSMCSCPMSMSC]-Options include[L]-[SFTR]-CR | Outdoor Luminaires | High Output | Architectural Flood and Spot Luminaires | Premium | FALSE | [9 empty] | 42661 | Dimmable | Continuous Above 10 | Yes |  | 4 | 13812.74 | 123.66 | 111.7 | 6.96 | 0.9 | 5000 | 70
P4QCF2AN | S LITE CO. LTD. | S LITE | FL205-UNV-1504-70-50K-T4s-[All Colors]-Options include[P3P5P7]-Options include[PMSCPMPSMSMCSCPMSMSC]-Options include[L]-[SFTR]-CR | Outdoor Luminaires | High Output | Architectural Flood and Spot Luminaires | Premium | FALSE | [9 empty] | 42661 | Dimmable | Continuous Above 10 | Yes |  | 4 | 18195.46 | 127.6 | 142.6 | 6.53 | 0.9 | 5000 | 70
P7FVJ7B2 | S LITE CO. LTD. | S LITE | FL205-UNV-1504-70-50K-T5s-[All Colors]-Options include[P3P5P7]-Options include[PMSCPMPSMSMCSCPMSMSC]-Options include[L]-[SFTR]-CR | Outdoor Luminaires | High Output | Architectural Flood and Spot Luminaires | Premium | FALSE | [9 empty] | 42661 | Dimmable | Continuous Above 10 | Yes |  | 4 | 17769 | 123.74 | 142.6 | 6.53 | 0.9 | 5000 | 70
PYMW73ZV | S LITE CO. LTD. | S LITE | FL205-[UNVHV]-2006-70-45K-T3m-[All Colors]-Options include[P3P5P7]-Options include[PMSCPMPSMSMCSCPMSMSC]-Options include[L]-[SFTR]-CR | Outdoor Luminaires | High Output | Architectural Flood and Spot Luminaires | Premium | FALSE | [9 empty] | 42661 | Dimmable | Continuous Below 10 | Yes |  | 4 | 26086.97 | 131.69 | 198.1 | 13.12 | 0.9 | 4500 | 70
PP7N3484 | S LITE CO. LTD. | S LITE | FL205-[UNVHV]-2006-70-45K-T2m-[All Colors]-Options include[P3P5P7]-Options include[PMSCPMPSMSMCSCPMSMSC]-Options include[L]-[SFTR]-CR | Outdoor Luminaires | High Output | Architectural Flood and Spot Luminaires | Premium | FALSE | [9 empty] | 42661 | Dimmable | Continuous Below 10 | Yes |  | 4 | 26086.97 | 131.69 | 198.1 | 13.12 | 0.9 | 4500 | 70
PJV41SQN | S LITE CO. LTD. | S LITE | FL205-[UNVHV]-2006-70-45K-T5v-[All Colors]-Options include[P3P5P7]-Options include[PMSCPMPSMSMCSCPMSMSC]-Options include[L]-[SFTR]-CR | Outdoor Luminaires | High Output | Architectural Flood and Spot Luminaires | Premium | FALSE | [9 empty] | 42661 | Dimmable | Continuous Below 10 | Yes |  | 4 | 25496.32 | 128.7 | 198.1 | 13.12 | 0.9 | 4500 | 70
PP35G9U8 | S LITE CO. LTD. | S LITE | FL205-[UNVHV]-2006-70-45K-T4m-[All Colors]-Options include[P3P5P7]-Options include[PMSCPMPSMSMCSCPMSMSC]-Options include[L]-[SFTR]-CR | Outdoor Luminaires | High Output | Architectural Flood and Spot Luminaires | Premium | FALSE | [9 empty] | 42661 | Dimmable | Continuous Below 10 | Yes |  | 4 | 25348.66 | 127.96 | 198.1 | 13.12 | 0.9 | 4500 | 70
PQVM5SP9 | S LITE CO. LTD. | S LITE | FL205-HV-1203-70-45K-T2m-[All Colors]-Options include[P3P5P7]-Options include[PMSCPMPSMSMCSCPMSMSC]-Options include[L]-[SFTR]-CR | Outdoor Luminaires | High Output | Architectural Flood and Spot Luminaires | Premium | FALSE | [9 empty] | 42661 | Dimmable | Continuous Below 10 | Yes |  | 4 | 14308.9 | 127.08 | 112.6 | 12.51 | 0.9 | 4500 | 70
P4M7CRQ4 | S LITE CO. LTD. | S LITE | FL205-HV-1203-70-45K-T3m-[All Colors]-Options include[P3P5P7]-Options include[PMSCPMPSMSMCSCPMSMSC]-Options include[L]-[SFTR]-CR | Outdoor Luminaires | High Output | Architectural Flood and Spot Luminaires | Premium | FALSE | [9 empty] | 42661 | Dimmable | Continuous Below 10 | Yes |  | 4 | 14308.9 | 127.08 | 112.6 | 12.51 | 0.9 | 4500 | 70
P89S32X8 | S LITE CO. LTD. | S LITE | FL205-HV-1203-70-45K-T5v-[All Colors]-Options include[P3P5P7]-Options include[PMSCPMPSMSMCSCPMSMSC]-Options include[L]-[SFTR]-CR | Outdoor Luminaires | High Output | Architectural Flood and Spot Luminaires | Premium | FALSE | [9 empty] | 42661 | Dimmable | Continuous Below 10 | Yes |  | 4 | 13984.93 | 124.2 | 112.6 | 12.51 | 0.9 | 4500 | 70
P7KWH2GW | S LITE CO. LTD. | S LITE | FL205-HV-1203-70-45K-T4m-[All Colors]-Options include[P3P5P7]-Options include[PMSCPMPSMSMCSCPMSMSC]-Options include[L]-[SFTR]-CR | Outdoor Luminaires | High Output | Architectural Flood and Spot Luminaires | Premium | FALSE | [9 empty] | 42661 | Dimmable | Continuous Below 10 | Yes |  | 4 | 13903.93 | 123.48 | 112.6 | 12.51 | 0.9 | 4500 | 70
PPFAUPEP | S LITE CO. LTD. | S LITE | FL205-HV-1504-70-45K-T2m-[All Colors]-Options include[P3P5P7]-Options include[PMSCPMPSMSMCSCPMSMSC]-Options include[L]-[SFTR]-CR | Outdoor Luminaires | High Output | Architectural Flood and Spot Luminaires | Premium | FALSE | [9 empty] | 42661 | Dimmable | Continuous Below 10 | Yes |  | 4 | 18478.97 | 129.86 | 142.3 | 10.32 | 0.9 | 4500 | 70
PEEYAV2S | S LITE CO. LTD. | S LITE | FL205-HV-1504-70-45K-T3m-[All Colors]-Options include[P3P5P7]-Options include[PMSCPMPSMSMCSCPMSMSC]-Options include[L]-[SFTR]-CR | Outdoor Luminaires | High Output | Architectural Flood and Spot Luminaires | Premium | FALSE | [9 empty] | 42661 | Dimmable | Continuous Below 10 | Yes |  | 4 | 18478.97 | 129.86 | 142.3 | 10.32 | 0.9 | 4500 | 70
P26BQZG7 | S LITE CO. LTD. | S LITE | FL205-HV-1504-70-45K-T5v-[All Colors]-Options include[P3P5P7]-Options include[PMSCPMPSMSMCSCPMSMSC]-Options include[L]-[SFTR]-CR | Outdoor Luminaires | High Output | Architectural Flood and Spot Luminaires | Premium | FALSE | [9 empty] | 42661 | Dimmable | Continuous Below 10 | Yes |  | 4 | 18060.58 | 126.92 | 142.3 | 10.32 | 0.9 | 4500 | 70
P2TGNETD | S LITE CO. LTD. | S LITE | FL205-HV-1504-70-45K-T4m-[All Colors]-Options include[P3P5P7]-Options include[PMSCPMPSMSMCSCPMSMSC]-Options include[L]-[SFTR]-CR | Outdoor Luminaires | High Output | Architectural Flood and Spot Luminaires | Premium | FALSE | [9 empty] | 42661 | Dimmable | Continuous Below 10 | Yes |  | 4 | 17955.98 | 126.18 | 142.3 | 10.32 | 0.9 | 4500 | 70
PVBFAHYT | S LITE CO. LTD. | S LITE | FL205-[UNVHV]-0852-70-45K-T3m-[All Colors]-Options include[P3P5P7]-Options include[PMSCPMPSMSMCSCPMSMSC]-Options include[L]-[SFTR]-CR | Outdoor Luminaires | Mid Output | Architectural Flood and Spot Luminaires | Premium | FALSE | [9 empty] | 42661 | Dimmable | Continuous Above 10 | Yes |  | 4 | 9088.41 | 124.29 | 73.12 | 11.65 | 0.9 | 4500 | 70
PNQ7XNBX | S LITE CO. LTD. | S LITE | FL205-[UNVHV]-0852-70-45K-T2m-[All Colors]-Options include[P3P5P7]-Options include[PMSCPMPSMSMCSCPMSMSC]-Options include[L]-[SFTR]-CR | Outdoor Luminaires | Mid Output | Architectural Flood and Spot Luminaires | Premium | FALSE | [9 empty] | 42661 | Dimmable | Continuous Above 10 | Yes |  | 4 | 9088.41 | 124.29 | 73.12 | 11.65 | 0.9 | 4500 | 70
PNWS8UMK | S LITE CO. LTD. | S LITE | FL205-[UNVHV]-0852-70-45K-T5v-[All Colors]-Options include[P3P5P7]-Options include[PMSCPMPSMSMCSCPMSMSC]-Options include[L]-[SFTR]-CR | Outdoor Luminaires | Mid Output | Architectural Flood and Spot Luminaires | Premium | FALSE | [9 empty] | 42661 | Dimmable | Continuous Above 10 | Yes |  | 4 | 8882.64 | 121.48 | 73.12 | 11.65 | 0.9 | 4500 | 70
P7ADH36U | S LITE CO. LTD. | S LITE | FL205-[UNVHV]-0852-70-45K-T4m-[All Colors]-Options include[P3P5P7]-Options include[PMSCPMPSMSMCSCPMSMSC]-Options include[L]-[SFTR]-CR | Outdoor Luminaires | Mid Output | Architectural Flood and Spot Luminaires | Premium | FALSE | [9 empty] | 42661 | Dimmable | Continuous Above 10 | Yes |  | 4 | 8831.19 | 120.78 | 73.12 | 11.65 | 0.9 | 4500 | 70
PW18KNG2 | S LITE CO. LTD. | S LITE | FL205-[UNVHV]-0402-70-45K-T5v-[All Colors]-Options include[P3P5P7]-Options include[PMSCPMPSMSMCSCPMSMSC]-Options include[L]-[SFTR]-CR | Outdoor Luminaires | Low Output | Architectural Flood and Spot Luminaires | Premium | FALSE | [9 empty] | 42661 | Dimmable | Continuous Above 10 | Yes |  | 4 | 4984.11 | 142.2 | 35.05 | 9.57 | 0.92 | 4500 | 70
PC9TM5P6 | S LITE CO. LTD. | S LITE | FL205-[UNVHV]-0402-70-45K-T3m-[All Colors]-Options include[P3P5P7]-Options include[PMSCPMPSMSMCSCPMSMSC]-Options include[L]-[SFTR]-CR | Outdoor Luminaires | Low Output | Architectural Flood and Spot Luminaires | Premium | FALSE | [9 empty] | 42661 | Dimmable | Continuous Above 10 | Yes |  | 4 | 4911.21 | 140.12 | 35.05 | 9.57 | 0.92 | 4500 | 70
PH5XDSSR | S LITE CO. LTD. | S LITE | FL205-[UNVHV]-0402-70-45K-T2m-[All Colors]-Options include[P3P5P7]-Options include[PMSCPMPSMSMCSCPMSMSC]-Options include[L]-[SFTR]-CR | Outdoor Luminaires | Low Output | Architectural Flood and Spot Luminaires | Premium | FALSE | [9 empty] | 42661 | Dimmable | Continuous Above 10 | Yes |  | 4 | 4902.79 | 139.88 | 35.05 | 9.57 | 0.92 | 4500 | 70
PBXVNZR6 | S LITE CO. LTD. | S LITE | FL205-[UNVHV]-0402-70-45K-T4m-[All Colors]-Options include[P3P5P7]-Options include[PMSCPMPSMSMCSCPMSMSC]-Options include[L]-[SFTR]-CR | Outdoor Luminaires | Low Output | Architectural Flood and Spot Luminaires | Premium | FALSE | [9 empty] | 42661 | Dimmable | Continuous Above 10 | Yes |  | 4 | 4785.73 | 136.54 | 35.05 | 9.57 | 0.92 | 4500 | 70
PW4YS4TH | S LITE CO. LTD. | S LITE | FL205-[UNVHV]-0752-70-45K-T3m-[All Colors]-Options include[P3P5P7]-Options include[PMSCPMPSMSMCSCPMSMSC]-Options include[L]-[SFTR]-CR | Outdoor Luminaires | Mid Output | Architectural Flood and Spot Luminaires | Premium | FALSE | [9 empty] | 42661 | Dimmable | Continuous Above 10 | Yes |  | 4 | 8423.65 | 125.5 | 67.12 | 9.32 | 0.92 | 4500 | 70
PSERWRAA | S LITE CO. LTD. | S LITE | FL205-[UNVHV]-0752-70-45K-T2m-[All Colors]-Options include[P3P5P7]-Options include[PMSCPMPSMSMCSCPMSMSC]-Options include[L]-[SFTR]-CR | Outdoor Luminaires | Mid Output | Architectural Flood and Spot Luminaires | Premium | FALSE | [9 empty] | 42661 | Dimmable | Continuous Above 10 | Yes |  | 4 | 8423.65 | 125.5 | 67.12 | 9.32 | 0.92 | 4500 | 70
PNM11VRJ | S LITE CO. LTD. | S LITE | FL205-[UNVHV]-0752-70-45K-T5v-[All Colors]-Options include[P3P5P7]-Options include[PMSCPMPSMSMCSCPMSMSC]-Options include[L]-[SFTR]-CR | Outdoor Luminaires | Mid Output | Architectural Flood and Spot Luminaires | Premium | FALSE | [9 empty] | 42661 | Dimmable | Continuous Above 10 | Yes |  | 4 | 8232.93 | 122.66 | 67.12 | 9.32 | 0.92 | 4500 | 70
PPP4WUX5 | S LITE CO. LTD. | S LITE | FL205-[UNVHV]-0752-70-45K-T4m-[All Colors]-Options include[P3P5P7]-Options include[PMSCPMPSMSMCSCPMSMSC]-Options include[L]-[SFTR]-CR | Outdoor Luminaires | Mid Output | Architectural Flood and Spot Luminaires | Premium | FALSE | [9 empty] | 42661 | Dimmable | Continuous Above 10 | Yes |  | 4 | 8185.24 | 121.95 | 67.12 | 9.32 | 0.92 | 4500 | 70
PNDJSXEV | S LITE CO. LTD. | S LITE | FL205-UNV-1203-70-45K-T2m-[All Colors]-Options include[P3P5P7]-Options include[PMSCPMPSMSMCSCPMSMSC]-Options include[L]-[SFTR]-CR | Outdoor Luminaires | High Output | Architectural Flood and Spot Luminaires | Premium | FALSE | [9 empty] | 42661 | Dimmable | Continuous Above 10 | Yes |  | 4 | 14270.78 | 127.08 | 112.3 | 6.68 | 0.9 | 4500 | 70
PBMPEU3J | S LITE CO. LTD. | S LITE | FL205-UNV-1203-70-45K-T3m-[All Colors]-Options include[P3P5P7]-Options include[PMSCPMPSMSMCSCPMSMSC]-Options include[L]-[SFTR]-CR | Outdoor Luminaires | High Output | Architectural Flood and Spot Luminaires | Premium | FALSE | [9 empty] | 42661 | Dimmable | Continuous Above 10 | Yes |  | 4 | 14270.78 | 127.08 | 112.3 | 6.68 | 0.9 | 4500 | 70
PMWTVV2B | S LITE CO. LTD. | S LITE | FL205-UNV-1203-70-45K-T5v-[All Colors]-Options include[P3P5P7]-Options include[PMSCPMPSMSMCSCPMSMSC]-Options include[L]-[SFTR]-CR | Outdoor Luminaires | High Output | Architectural Flood and Spot Luminaires | Premium | FALSE | [9 empty] | 42661 | Dimmable | Continuous Above 10 | Yes |  | 4 | 13947.67 | 124.2 | 112.3 | 6.68 | 0.9 | 4500 | 70
PMN7WXYF | S LITE CO. LTD. | S LITE | FL205-UNV-1203-70-45K-T4m-[All Colors]-Options include[P3P5P7]-Options include[PMSCPMPSMSMCSCPMSMSC]-Options include[L]-[SFTR]-CR | Outdoor Luminaires | High Output | Architectural Flood and Spot Luminaires | Premium | FALSE | [9 empty] | 42661 | Dimmable | Continuous Above 10 | Yes |  | 4 | 13866.89 | 123.48 | 112.3 | 6.68 | 0.9 | 4500 | 70
PZ7WS1PN | S LITE CO. LTD. | S LITE | FL205-UNV-1504-70-45K-T3m-[All Colors]-Options include[P3P5P7]-Options include[PMSCPMPSMSMCSCPMSMSC]-Options include[L]-[SFTR]-CR | Outdoor Luminaires | High Output | Architectural Flood and Spot Luminaires | Premium | FALSE | [9 empty] | 42661 | Dimmable | Continuous Above 10 | Yes |  | 4 | 18582.86 | 129.86 | 143.1 | 6.04 | 0.91 | 4500 | 70
PGWP9TN3 | S LITE CO. LTD. | S LITE | FL205-UNV-1504-70-45K-T2m-[All Colors]-Options include[P3P5P7]-Options include[PMSCPMPSMSMCSCPMSMSC]-Options include[L]-[SFTR]-CR | Outdoor Luminaires | High Output | Architectural Flood and Spot Luminaires | Premium | FALSE | [9 empty] | 42661 | Dimmable | Continuous Above 10 | Yes |  | 4 | 18582.86 | 129.86 | 143.1 | 6.04 | 0.91 | 4500 | 70
P56JS8JT | S LITE CO. LTD. | S LITE | FL205-UNV-1504-70-45K-T5v-[All Colors]-Options include[P3P5P7]-Options include[PMSCPMPSMSMCSCPMSMSC]-Options include[L]-[SFTR]-CR | Outdoor Luminaires | High Output | Architectural Flood and Spot Luminaires | Premium | FALSE | [9 empty] | 42661 | Dimmable | Continuous Above 10 | Yes |  | 4 | 18162.12 | 126.92 | 143.1 | 6.04 | 0.91 | 4500 | 70
PVN28FCJ | S LITE CO. LTD. | S LITE | FL205-UNV-1504-70-45K-T4m-[All Colors]-Options include[P3P5P7]-Options include[PMSCPMPSMSMCSCPMSMSC]-Options include[L]-[SFTR]-CR | Outdoor Luminaires | High Output | Architectural Flood and Spot Luminaires | Premium | FALSE | [9 empty] | 42661 | Dimmable | Continuous Above 10 | Yes |  | 4 | 18056.93 | 126.18 | 143.1 | 6.04 | 0.91 | 4500 | 70
P2CAW8DP | S LITE CO. LTD. | S LITE | FL205-[UNVHV]-2006-70-45K-T4s-[All Colors]-Options include[P3P5P7]-Options include[PMSCPMPSMSMCSCPMSMSC]-Options include[L]-[SFTR]-CR | Outdoor Luminaires | High Output | Architectural Flood and Spot Luminaires | Premium | FALSE | [9 empty] | 42661 | Dimmable | Continuous Below 10 | Yes |  | 4 | 25201 | 127.21 | 198.1 | 13.12 | 0.9 | 4500 | 70
PPBTVZ6F | S LITE CO. LTD. | S LITE | FL205-[UNVHV]-2006-70-45K-T5s-[All Colors]-Options include[P3P5P7]-Options include[PMSCPMPSMSMCSCPMSMSC]-Options include[L]-[SFTR]-CR | Outdoor Luminaires | High Output | Architectural Flood and Spot Luminaires | Premium | FALSE | [9 empty] | 42661 | Dimmable | Continuous Below 10 | Yes |  | 4 | 24615.91 | 124.26 | 198.1 | 13.12 | 0.9 | 4500 | 70
PC93X9HS | S LITE CO. LTD. | S LITE | FL205-HV-1203-70-45K-T4s-[All Colors]-Options include[P3P5P7]-Options include[PMSCPMPSMSMCSCPMSMSC]-Options include[L]-[SFTR]-CR | Outdoor Luminaires | High Output | Architectural Flood and Spot Luminaires | Premium | FALSE | [9 empty] | 42661 | Dimmable | Continuous Below 10 | Yes |  | 4 | 13822.94 | 122.76 | 112.6 | 12.51 | 0.9 | 4500 | 70
PJ7Z7VZQ | S LITE CO. LTD. | S LITE | FL205-HV-1203-70-45K-T5s-[All Colors]-Options include[P3P5P7]-Options include[PMSCPMPSMSMCSCPMSMSC]-Options include[L]-[SFTR]-CR | Outdoor Luminaires | High Output | Architectural Flood and Spot Luminaires | Premium | FALSE | [9 empty] | 42661 | Dimmable | Continuous Below 10 | Yes |  | 4 | 13498.49 | 119.88 | 112.6 | 12.51 | 0.9 | 4500 | 70
P2BZGJRC | S LITE CO. LTD. | S LITE | FL205-HV-1504-70-45K-T4s-[All Colors]-Options include[P3P5P7]-Options include[PMSCPMPSMSMCSCPMSMSC]-Options include[L]-[SFTR]-CR | Outdoor Luminaires | High Output | Architectural Flood and Spot Luminaires | Premium | FALSE | [9 empty] | 42661 | Dimmable | Continuous Below 10 | Yes |  | 4 | 17851.38 | 125.45 | 142.3 | 10.32 | 0.9 | 4500 | 70
PHQCX2BQ | S LITE CO. LTD. | S LITE | FL205-HV-1504-70-45K-T5s-[All Colors]-Options include[P3P5P7]-Options include[PMSCPMPSMSMCSCPMSMSC]-Options include[L]-[SFTR]-CR | Outdoor Luminaires | High Output | Architectural Flood and Spot Luminaires | Premium | FALSE | [9 empty] | 42661 | Dimmable | Continuous Below 10 | Yes |  | 4 | 17438.87 | 122.55 | 142.3 | 10.32 | 0.9 | 4500 | 70
PCPAFKBZ | S LITE CO. LTD. | S LITE | FL205-[UNVHV]-0402-70-45K-T5s-[All Colors]-Options include[P3P5P7]-Options include[PMSCPMPSMSMCSCPMSMSC]-Options include[L]-[SFTR]-CR | Outdoor Luminaires | Low Output | Architectural Flood and Spot Luminaires | Premium | FALSE | [9 empty] | 42661 | Dimmable | Continuous Above 10 | Yes |  | 4 | 4635 | 132.24 | 35.05 | 9.57 | 0.92 | 4500 | 72.6
P4YJ589S | S LITE CO. LTD. | S LITE | FL205-UNV-1203-70-45K-T5s-[All Colors]-Options include[P3P5P7]-Options include[PMSCPMPSMSMCSCPMSMSC]-Options include[L]-[SFTR]-CR | Outdoor Luminaires | High Output | Architectural Flood and Spot Luminaires | Premium | FALSE | [9 empty] | 42661 | Dimmable | Continuous Above 10 | Yes |  | 4 | 13463 | 119.88 | 112.3 | 6.68 | 0.9 | 4500 | 72.4
PX5GPAMJ | S LITE CO. LTD. | S LITE | FL205-[UNVHV]-0852-70-45K-T4s-[All Colors]-Options include[P3P5P7]-Options include[PMSCPMPSMSMCSCPMSMSC]-Options include[L]-[SFTR]-CR | Outdoor Luminaires | Mid Output | Architectural Flood and Spot Luminaires | Premium | FALSE | [9 empty] | 42661 | Dimmable | Continuous Above 10 | Yes |  | 4 | 8779.75 | 120.07 | 73.12 | 11.65 | 0.9 | 4500 | 70
P6PE7KJN | S LITE CO. LTD. | S LITE | FL205-[UNVHV]-0852-70-45K-T5s-[All Colors]-Options include[P3P5P7]-Options include[PMSCPMPSMSMCSCPMSMSC]-Options include[L]-[SFTR]-CR | Outdoor Luminaires | Mid Output | Architectural Flood and Spot Luminaires | Premium | FALSE | [9 empty] | 42661 | Dimmable | Continuous Above 10 | Yes |  | 4 | 8574.05 | 117.26 | 73.12 | 11.65 | 0.9 | 4500 | 70
PJ8NU1HF | S LITE CO. LTD. | S LITE | FL205-[UNVHV]-0402-70-45K-T4s-[All Colors]-Options include[P3P5P7]-Options include[PMSCPMPSMSMCSCPMSMSC]-Options include[L]-[SFTR]-CR | Outdoor Luminaires | Low Output | Architectural Flood and Spot Luminaires | Premium | FALSE | [9 empty] | 42661 | Dimmable | Continuous Above 10 | Yes |  | 4 | 4733.5 | 135.05 | 35.05 | 9.57 | 0.92 | 4500 | 70
P4V6SYUJ | S LITE CO. LTD. | S LITE | FL205-[UNVHV]-0752-70-45K-T4s-[All Colors]-Options include[P3P5P7]-Options include[PMSCPMPSMSMCSCPMSMSC]-Options include[L]-[SFTR]-CR | Outdoor Luminaires | Mid Output | Architectural Flood and Spot Luminaires | Premium | FALSE | [9 empty] | 42661 | Dimmable | Continuous Above 10 | Yes |  | 4 | 8137.56 | 121.24 | 67.12 | 9.32 | 0.92 | 4500 | 70
PKGRR25T | S LITE CO. LTD. | S LITE | FL205-[UNVHV]-0752-70-45K-T5s-[All Colors]-Options include[P3P5P7]-Options include[PMSCPMPSMSMCSCPMSMSC]-Options include[L]-[SFTR]-CR | Outdoor Luminaires | Mid Output | Architectural Flood and Spot Luminaires | Premium | FALSE | [9 empty] | 42661 | Dimmable | Continuous Above 10 | Yes |  | 4 | 7946.34 | 118.39 | 67.12 | 9.32 | 0.92 | 4500 | 70
P6YH6KQP | S LITE CO. LTD. | S LITE | FL205-UNV-1203-70-45K-T4s-[All Colors]-Options include[P3P5P7]-Options include[PMSCPMPSMSMCSCPMSMSC]-Options include[L]-[SFTR]-CR | Outdoor Luminaires | High Output | Architectural Flood and Spot Luminaires | Premium | FALSE | [9 empty] | 42661 | Dimmable | Continuous Above 10 | Yes |  | 4 | 13786.11 | 122.76 | 112.3 | 6.68 | 0.9 | 4500 | 70
PJBC1QZZ | S LITE CO. LTD. | S LITE | FL205-UNV-1504-70-45K-T4s-[All Colors]-Options include[P3P5P7]-Options include[PMSCPMPSMSMCSCPMSMSC]-Options include[L]-[SFTR]-CR | Outdoor Luminaires | High Output | Architectural Flood and Spot Luminaires | Premium | FALSE | [9 empty] | 42661 | Dimmable | Continuous Above 10 | Yes |  | 4 | 17951.74 | 125.45 | 143.1 | 6.04 | 0.91 | 4500 | 70
PDGXN5YV | S LITE CO. LTD. | S LITE | FL205-UNV-1504-70-45K-T5s-[All Colors]-Options include[P3P5P7]-Options include[PMSCPMPSMSMCSCPMSMSC]-Options include[L]-[SFTR]-CR | Outdoor Luminaires | High Output | Architectural Flood and Spot Luminaires | Premium | FALSE | [9 empty] | 42661 | Dimmable | Continuous Above 10 | Yes |  | 4 | 17531 | 122.55 | 143.1 | 6.04 | 0.91 | 4500 | 70
P91TAXW1 | S LITE CO. LTD. | S LITE | FL205-[UNVHV]-2006-70-40K-T3m-[All Colors]-Options include[P3P5P7]-Options include[PMSCPMPSMSMCSCPMSMSC]-Options include[L]-[SFTR]-CR | Outdoor Luminaires | High Output | Architectural Flood and Spot Luminaires | Premium | FALSE | [9 empty] | 42661 | Dimmable | Continuous Below 10 | Yes |  | 4 | 25959.59 | 131.04 | 198.1 | 13.12 | 0.9 | 4000 | 70
PFW2T1Q4 | S LITE CO. LTD. | S LITE | FL205-[UNVHV]-2006-70-40K-T2m-[All Colors]-Options include[P3P5P7]-Options include[PMSCPMPSMSMCSCPMSMSC]-Options include[L]-[SFTR]-CR | Outdoor Luminaires | High Output | Architectural Flood and Spot Luminaires | Premium | FALSE | [9 empty] | 42661 | Dimmable | Continuous Below 10 | Yes |  | 4 | 25862 | 130.55 | 198.1 | 13.12 | 0.9 | 4000 | 70
P44GAMWS | S LITE CO. LTD. | S LITE | FL205-[UNVHV]-2006-70-40K-T5v-[All Colors]-Options include[P3P5P7]-Options include[PMSCPMPSMSMCSCPMSMSC]-Options include[L]-[SFTR]-CR | Outdoor Luminaires | High Output | Architectural Flood and Spot Luminaires | Premium | FALSE | [9 empty] | 42661 | Dimmable | Continuous Below 10 | Yes |  | 4 | 25276.44 | 127.59 | 198.1 | 13.12 | 0.9 | 4000 | 70
PGGHT6KP | S LITE CO. LTD. | S LITE | FL205-[UNVHV]-2006-70-40K-T4m-[All Colors]-Options include[P3P5P7]-Options include[PMSCPMPSMSMCSCPMSMSC]-Options include[L]-[SFTR]-CR | Outdoor Luminaires | High Output | Architectural Flood and Spot Luminaires | Premium | FALSE | [9 empty] | 42661 | Dimmable | Continuous Below 10 | Yes |  | 4 | 25130.05 | 126.86 | 198.1 | 13.12 | 0.9 | 4000 | 70
PFCGQMNZ | S LITE CO. LTD. | S LITE | FL205-HV-1203-70-40K-T3m-[All Colors]-Options include[P3P5P7]-Options include[PMSCPMPSMSMCSCPMSMSC]-Options include[L]-[SFTR]-CR | Outdoor Luminaires | High Output | Architectural Flood and Spot Luminaires | Premium | FALSE | [9 empty] | 42661 | Dimmable | Continuous Below 10 | Yes |  | 4 | 14258.98 | 126.63 | 112.6 | 12.51 | 0.9 | 4000 | 70
PBWPFQNH | S LITE CO. LTD. | S LITE | FL205-HV-1203-70-40K-T2m-[All Colors]-Options include[P3P5P7]-Options include[PMSCPMPSMSMCSCPMSMSC]-Options include[L]-[SFTR]-CR | Outdoor Luminaires | High Output | Architectural Flood and Spot Luminaires | Premium | FALSE | [9 empty] | 42661 | Dimmable | Continuous Below 10 | Yes |  | 4 | 14205.37 | 126.16 | 112.6 | 12.51 | 0.9 | 4000 | 70
PUGJKJE4 | S LITE CO. LTD. | S LITE | FL205-HV-1203-70-40K-T5v-[All Colors]-Options include[P3P5P7]-Options include[PMSCPMPSMSMCSCPMSMSC]-Options include[L]-[SFTR]-CR | Outdoor Luminaires | High Output | Architectural Flood and Spot Luminaires | Premium | FALSE | [9 empty] | 42661 | Dimmable | Continuous Below 10 | Yes |  | 4 | 13883.74 | 123.3 | 112.6 | 12.51 | 0.9 | 4000 | 70
PWYF9JFA | S LITE CO. LTD. | S LITE | FL205-HV-1203-70-40K-T4m-[All Colors]-Options include[P3P5P7]-Options include[PMSCPMPSMSMCSCPMSMSC]-Options include[L]-[SFTR]-CR | Outdoor Luminaires | High Output | Architectural Flood and Spot Luminaires | Premium | FALSE | [9 empty] | 42661 | Dimmable | Continuous Below 10 | Yes |  | 4 | 13803.33 | 122.59 | 112.6 | 12.51 | 0.9 | 4000 | 70
PR5JENVY | S LITE CO. LTD. | S LITE | FL205-HV-1504-70-40K-T3m-[All Colors]-Options include[P3P5P7]-Options include[PMSCPMPSMSMCSCPMSMSC]-Options include[L]-[SFTR]-CR | Outdoor Luminaires | High Output | Architectural Flood and Spot Luminaires | Premium | FALSE | [9 empty] | 42661 | Dimmable | Continuous Below 10 | Yes |  | 4 | 18245.89 | 128.22 | 142.3 | 10.32 | 0.9 | 4000 | 70
PEXB8155 | S LITE CO. LTD. | S LITE | FL205-HV-1504-70-40K-T2m-[All Colors]-Options include[P3P5P7]-Options include[PMSCPMPSMSMCSCPMSMSC]-Options include[L]-[SFTR]-CR | Outdoor Luminaires | High Output | Architectural Flood and Spot Luminaires | Premium | FALSE | [9 empty] | 42661 | Dimmable | Continuous Below 10 | Yes |  | 4 | 18177.29 | 127.74 | 142.3 | 10.32 | 0.9 | 4000 | 70
PSPRZZXH | S LITE CO. LTD. | S LITE | FL205-HV-1504-70-40K-T5v-[All Colors]-Options include[P3P5P7]-Options include[PMSCPMPSMSMCSCPMSMSC]-Options include[L]-[SFTR]-CR | Outdoor Luminaires | High Output | Architectural Flood and Spot Luminaires | Premium | FALSE | [9 empty] | 42661 | Dimmable | Continuous Below 10 | Yes |  | 4 | 17765.73 | 124.85 | 142.3 | 10.32 | 0.9 | 4000 | 70
PESUMZ22 | S LITE CO. LTD. | S LITE | FL205-HV-1504-70-40K-T4m-[All Colors]-Options include[P3P5P7]-Options include[PMSCPMPSMSMCSCPMSMSC]-Options include[L]-[SFTR]-CR | Outdoor Luminaires | High Output | Architectural Flood and Spot Luminaires | Premium | FALSE | [9 empty] | 42661 | Dimmable | Continuous Below 10 | Yes |  | 4 | 17662.84 | 124.12 | 142.3 | 10.32 | 0.9 | 4000 | 70
PP4ZA6AP | S LITE CO. LTD. | S LITE | FL205-[UNVHV]-0852-70-40K-T3m-[All Colors]-Options include[P3P5P7]-Options include[PMSCPMPSMSMCSCPMSMSC]-Options include[L]-[SFTR]-CR | Outdoor Luminaires | Mid Output | Architectural Flood and Spot Luminaires | Premium | FALSE | [9 empty] | 42661 | Dimmable | Continuous Above 10 | Yes |  | 4 | 9069.28 | 124.03 | 73.12 | 11.65 | 0.9 | 4000 | 70
PHZUGUP5 | S LITE CO. LTD. | S LITE | FL205-[UNVHV]-0852-70-40K-T2m-[All Colors]-Options include[P3P5P7]-Options include[PMSCPMPSMSMCSCPMSMSC]-Options include[L]-[SFTR]-CR | Outdoor Luminaires | Mid Output | Architectural Flood and Spot Luminaires | Premium | FALSE | [9 empty] | 42661 | Dimmable | Continuous Above 10 | Yes |  | 4 | 9035.19 | 123.57 | 73.12 | 11.65 | 0.9 | 4000 | 70
PVBMD9UQ | S LITE CO. LTD. | S LITE | FL205-[UNVHV]-0852-70-40K-T5v-[All Colors]-Options include[P3P5P7]-Options include[PMSCPMPSMSMCSCPMSMSC]-Options include[L]-[SFTR]-CR | Outdoor Luminaires | Mid Output | Architectural Flood and Spot Luminaires | Premium | FALSE | [9 empty] | 42661 | Dimmable | Continuous Above 10 | Yes |  | 4 | 8830.62 | 120.77 | 73.12 | 11.65 | 0.9 | 4000 | 70
P57ZH75Z | S LITE CO. LTD. | S LITE | FL205-[UNVHV]-0852-70-40K-T4m-[All Colors]-Options include[P3P5P7]-Options include[PMSCPMPSMSMCSCPMSMSC]-Options include[L]-[SFTR]-CR | Outdoor Luminaires | Mid Output | Architectural Flood and Spot Luminaires | Premium | FALSE | [9 empty] | 42661 | Dimmable | Continuous Above 10 | Yes |  | 4 | 8779.47 | 120.07 | 73.12 | 11.65 | 0.9 | 4000 | 70
PGSFFFHT | S LITE CO. LTD. | S LITE | FL205-[UNVHV]-0402-70-40K-T5v-[All Colors]-Options include[P3P5P7]-Options include[PMSCPMPSMSMCSCPMSMSC]-Options include[L]-[SFTR]-CR | Outdoor Luminaires | Low Output | Architectural Flood and Spot Luminaires | Premium | FALSE | [9 empty] | 42661 | Dimmable | Continuous Above 10 | Yes |  | 4 | 4929.01 | 140.99 | 34.96 | 9.57 | 0.92 | 4000 | 70
P3TAXEUE | S LITE CO. LTD. | S LITE | FL205-[UNVHV]-0402-70-40K-T2m-[All Colors]-Options include[P3P5P7]-Options include[PMSCPMPSMSMCSCPMSMSC]-Options include[L]-[SFTR]-CR | Outdoor Luminaires | Low Output | Architectural Flood and Spot Luminaires | Premium | FALSE | [9 empty] | 42661 | Dimmable | Continuous Above 10 | Yes |  | 4 | 4857.69 | 138.95 | 34.96 | 9.57 | 0.92 | 4000 | 70
P169JYER | S LITE CO. LTD. | S LITE | FL205-[UNVHV]-0402-70-40K-T3m-[All Colors]-Options include[P3P5P7]-Options include[PMSCPMPSMSMCSCPMSMSC]-Options include[L]-[SFTR]-CR | Outdoor Luminaires | Low Output | Architectural Flood and Spot Luminaires | Premium | FALSE | [9 empty] | 42661 | Dimmable | Continuous Above 10 | Yes |  | 4 | 4853.85 | 138.84 | 34.96 | 9.57 | 0.92 | 4000 | 70
PPVUFNUV | S LITE CO. LTD. | S LITE | FL205-[UNVHV]-0402-70-40K-T4m-[All Colors]-Options include[P3P5P7]-Options include[PMSCPMPSMSMCSCPMSMSC]-Options include[L]-[SFTR]-CR | Outdoor Luminaires | Low Output | Architectural Flood and Spot Luminaires | Premium | FALSE | [9 empty] | 42661 | Dimmable | Continuous Above 10 | Yes |  | 4 | 4721 | 135.04 | 34.96 | 9.57 | 0.92 | 4000 | 70
P2AWDQ52 | S LITE CO. LTD. | S LITE | FL205-[UNVHV]-0752-70-40K-T3m-[All Colors]-Options include[P3P5P7]-Options include[PMSCPMPSMSMCSCPMSMSC]-Options include[L]-[SFTR]-CR | Outdoor Luminaires | Mid Output | Architectural Flood and Spot Luminaires | Premium | FALSE | [9 empty] | 42661 | Dimmable | Continuous Above 10 | Yes |  | 4 | 8336.23 | 124.2 | 67.12 | 9.32 | 0.92 | 4000 | 70
PH6FE3DD | S LITE CO. LTD. | S LITE | FL205-[UNVHV]-0752-70-40K-T2m-[All Colors]-Options include[P3P5P7]-Options include[PMSCPMPSMSMCSCPMSMSC]-Options include[L]-[SFTR]-CR | Outdoor Luminaires | Mid Output | Architectural Flood and Spot Luminaires | Premium | FALSE | [9 empty] | 42661 | Dimmable | Continuous Above 10 | Yes |  | 4 | 8304.89 | 123.73 | 67.12 | 9.32 | 0.92 | 4000 | 70
PY32VC4M | S LITE CO. LTD. | S LITE | FL205-[UNVHV]-0752-70-40K-T5v-[All Colors]-Options include[P3P5P7]-Options include[PMSCPMPSMSMCSCPMSMSC]-Options include[L]-[SFTR]-CR | Outdoor Luminaires | Mid Output | Architectural Flood and Spot Luminaires | Premium | FALSE | [9 empty] | 42661 | Dimmable | Continuous Above 10 | Yes |  | 4 | 8116.86 | 120.93 | 67.12 | 9.32 | 0.92 | 4000 | 70
P7C9BUVF | S LITE CO. LTD. | S LITE | FL205-[UNVHV]-0752-70-40K-T4m-[All Colors]-Options include[P3P5P7]-Options include[PMSCPMPSMSMCSCPMSMSC]-Options include[L]-[SFTR]-CR | Outdoor Luminaires | Mid Output | Architectural Flood and Spot Luminaires | Premium | FALSE | [9 empty] | 42661 | Dimmable | Continuous Above 10 | Yes |  | 4 | 8069.85 | 120.23 | 67.12 | 9.32 | 0.92 | 4000 | 70
PQBHKS32 | S LITE CO. LTD. | S LITE | FL205-UNV-1203-70-40K-T3m-[All Colors]-Options include[P3P5P7]-Options include[PMSCPMPSMSMCSCPMSMSC]-Options include[L]-[SFTR]-CR | Outdoor Luminaires | High Output | Architectural Flood and Spot Luminaires | Premium | FALSE | [9 empty] | 42661 | Dimmable | Continuous Above 10 | Yes |  | 4 | 14296.97 | 126.63 | 112.9 | 6.68 | 0.9 | 4000 | 70
PBZCYCJB | S LITE CO. LTD. | S LITE | FL205-UNV-1203-70-40K-T2m-[All Colors]-Options include[P3P5P7]-Options include[PMSCPMPSMSMCSCPMSMSC]-Options include[L]-[SFTR]-CR | Outdoor Luminaires | High Output | Architectural Flood and Spot Luminaires | Premium | FALSE | [9 empty] | 42661 | Dimmable | Continuous Above 10 | Yes |  | 4 | 14243.22 | 126.16 | 112.9 | 6.68 | 0.9 | 4000 | 70
PKHVKMZH | S LITE CO. LTD. | S LITE | FL205-UNV-1203-70-40K-T5v-[All Colors]-Options include[P3P5P7]-Options include[PMSCPMPSMSMCSCPMSMSC]-Options include[L]-[SFTR]-CR | Outdoor Luminaires | High Output | Architectural Flood and Spot Luminaires | Premium | FALSE | [9 empty] | 42661 | Dimmable | Continuous Above 10 | Yes |  | 4 | 13920.73 | 123.3 | 112.9 | 6.68 | 0.9 | 4000 | 70
PTT9FBDV | S LITE CO. LTD. | S LITE | FL205-UNV-1203-70-40K-T4m-[All Colors]-Options include[P3P5P7]-Options include[PMSCPMPSMSMCSCPMSMSC]-Options include[L]-[SFTR]-CR | Outdoor Luminaires | High Output | Architectural Flood and Spot Luminaires | Premium | FALSE | [9 empty] | 42661 | Dimmable | Continuous Above 10 | Yes |  | 4 | 13840.11 | 122.59 | 112.9 | 6.68 | 0.9 | 4000 | 70
PTC6ZRGS | S LITE CO. LTD. | S LITE | FL205-UNV-1504-70-40K-T3m-[All Colors]-Options include[P3P5P7]-Options include[PMSCPMPSMSMCSCPMSMSC]-Options include[L]-[SFTR]-CR | Outdoor Luminaires | High Output | Architectural Flood and Spot Luminaires | Premium | FALSE | [9 empty] | 42661 | Dimmable | Continuous Above 10 | Yes |  | 4 | 18399.75 | 128.22 | 143.5 | 6.04 | 0.91 | 4000 | 70
P4AJZACD | S LITE CO. LTD. | S LITE | FL205-UNV-1504-70-40K-T2m-[All Colors]-Options include[P3P5P7]-Options include[PMSCPMPSMSMCSCPMSMSC]-Options include[L]-[SFTR]-CR | Outdoor Luminaires | High Output | Architectural Flood and Spot Luminaires | Premium | FALSE | [9 empty] | 42661 | Dimmable | Continuous Above 10 | Yes |  | 4 | 18330.58 | 127.74 | 143.5 | 6.04 | 0.91 | 4000 | 70
PGPZCKGF | S LITE CO. LTD. | S LITE | FL205-UNV-1504-70-40K-T5v-[All Colors]-Options include[P3P5P7]-Options include[PMSCPMPSMSMCSCPMSMSC]-Options include[L]-[SFTR]-CR | Outdoor Luminaires | High Output | Architectural Flood and Spot Luminaires | Premium | FALSE | [9 empty] | 42661 | Dimmable | Continuous Above 10 | Yes |  | 4 | 17915.55 | 124.85 | 143.5 | 6.04 | 0.91 | 4000 | 70
P8P5ZY5B | S LITE CO. LTD. | S LITE | FL205-UNV-1504-70-40K-T4m-[All Colors]-Options include[P3P5P7]-Options include[PMSCPMPSMSMCSCPMSMSC]-Options include[L]-[SFTR]-CR | Outdoor Luminaires | High Output | Architectural Flood and Spot Luminaires | Premium | FALSE | [9 empty] | 42661 | Dimmable | Continuous Above 10 | Yes |  | 4 | 17811.79 | 124.12 | 143.5 | 6.04 | 0.91 | 4000 | 70
PVG8XUQJ | S LITE CO. LTD. | S LITE | FL205-[UNVHV]-2006-70-40K-T4s-[All Colors]-Options include[P3P5P7]-Options include[PMSCPMPSMSMCSCPMSMSC]-Options include[L]-[SFTR]-CR | Outdoor Luminaires | High Output | Architectural Flood and Spot Luminaires | Premium | FALSE | [9 empty] | 42661 | Dimmable | Continuous Below 10 | Yes |  | 4 | 24983.66 | 126.12 | 198.1 | 13.12 | 0.9 | 4000 | 70
PB8QABXW | S LITE CO. LTD. | S LITE | FL205-[UNVHV]-2006-70-40K-T5s-[All Colors]-Options include[P3P5P7]-Options include[PMSCPMPSMSMCSCPMSMSC]-Options include[L]-[SFTR]-CR | Outdoor Luminaires | High Output | Architectural Flood and Spot Luminaires | Premium | FALSE | [9 empty] | 42661 | Dimmable | Continuous Below 10 | Yes |  | 4 | 24398 | 123.16 | 198.1 | 13.12 | 0.9 | 4000 | 70
PW1A1FSB | S LITE CO. LTD. | S LITE | FL205-HV-1203-70-40K-T4s-[All Colors]-Options include[P3P5P7]-Options include[PMSCPMPSMSMCSCPMSMSC]-Options include[L]-[SFTR]-CR | Outdoor Luminaires | High Output | Architectural Flood and Spot Luminaires | Premium | FALSE | [9 empty] | 42661 | Dimmable | Continuous Below 10 | Yes |  | 4 | 13722.93 | 121.87 | 112.6 | 12.51 | 0.9 | 4000 | 70
PUF57USQ | S LITE CO. LTD. | S LITE | FL205-HV-1203-70-40K-T5s-[All Colors]-Options include[P3P5P7]-Options include[PMSCPMPSMSMCSCPMSMSC]-Options include[L]-[SFTR]-CR | Outdoor Luminaires | High Output | Architectural Flood and Spot Luminaires | Premium | FALSE | [9 empty] | 42661 | Dimmable | Continuous Below 10 | Yes |  | 4 | 13401.65 | 119.02 | 112.6 | 12.51 | 0.9 | 4000 | 70
PK5T9N6J | S LITE CO. LTD. | S LITE | FL205-HV-1504-70-40K-T4s-[All Colors]-Options include[P3P5P7]-Options include[PMSCPMPSMSMCSCPMSMSC]-Options include[L]-[SFTR]-CR | Outdoor Luminaires | High Output | Architectural Flood and Spot Luminaires | Premium | FALSE | [9 empty] | 42661 | Dimmable | Continuous Below 10 | Yes |  | 4 | 17559.95 | 123.4 | 142.3 | 10.32 | 0.9 | 4000 | 70
PVFHKYNZ | S LITE CO. LTD. | S LITE | FL205-HV-1504-70-40K-T5s-[All Colors]-Options include[P3P5P7]-Options include[PMSCPMPSMSMCSCPMSMSC]-Options include[L]-[SFTR]-CR | Outdoor Luminaires | High Output | Architectural Flood and Spot Luminaires | Premium | FALSE | [9 empty] | 42661 | Dimmable | Continuous Below 10 | Yes |  | 4 | 17148.57 | 120.51 | 142.3 | 10.32 | 0.9 | 4000 | 70
P5WA7EQG | S LITE CO. LTD. | S LITE | FL205-[UNVHV]-0402-70-40K-T5s-[All Colors]-Options include[P3P5P7]-Options include[PMSCPMPSMSMCSCPMSMSC]-Options include[L]-[SFTR]-CR | Outdoor Luminaires | Low Output | Architectural Flood and Spot Luminaires | Premium | FALSE | [9 empty] | 42661 | Dimmable | Continuous Above 10 | Yes |  | 4 | 4568 | 130.66 | 34.96 | 9.57 | 0.92 | 4000 | 72.6
PB7Y3DBX | S LITE CO. LTD. | S LITE | FL205-UNV-1203-70-40K-T5s-[All Colors]-Options include[P3P5P7]-Options include[PMSCPMPSMSMCSCPMSMSC]-Options include[L]-[SFTR]-CR | Outdoor Luminaires | High Output | Architectural Flood and Spot Luminaires | Premium | FALSE | [9 empty] | 42661 | Dimmable | Continuous Above 10 | Yes |  | 4 | 13437 | 119.02 | 112.9 | 6.68 | 0.9 | 4000 | 72.4
PZ2TDKV9 | S LITE CO. LTD. | S LITE | FL205-[UNVHV]-0852-70-40K-T4s-[All Colors]-Options include[P3P5P7]-Options include[PMSCPMPSMSMCSCPMSMSC]-Options include[L]-[SFTR]-CR | Outdoor Luminaires | Mid Output | Architectural Flood and Spot Luminaires | Premium | FALSE | [9 empty] | 42661 | Dimmable | Continuous Above 10 | Yes |  | 4 | 8728.33 | 119.37 | 73.12 | 11.65 | 0.9 | 4000 | 70
P5G43SAC | S LITE CO. LTD. | S LITE | FL205-[UNVHV]-0852-70-40K-T5s-[All Colors]-Options include[P3P5P7]-Options include[PMSCPMPSMSMCSCPMSMSC]-Options include[L]-[SFTR]-CR | Outdoor Luminaires | Mid Output | Architectural Flood and Spot Luminaires | Premium | FALSE | [9 empty] | 42661 | Dimmable | Continuous Above 10 | Yes |  | 4 | 8523.6 | 116.57 | 73.12 | 11.65 | 0.9 | 4000 | 70
P7SNB25Y | S LITE CO. LTD. | S LITE | FL205-[UNVHV]-0402-70-40K-T4s-[All Colors]-Options include[P3P5P7]-Options include[PMSCPMPSMSMCSCPMSMSC]-Options include[L]-[SFTR]-CR | Outdoor Luminaires | Low Output | Architectural Flood and Spot Luminaires | Premium | FALSE | [9 empty] | 42661 | Dimmable | Continuous Above 10 | Yes |  | 4 | 4671.01 | 133.61 | 34.96 | 9.57 | 0.92 | 4000 | 70
P9S3MGVS | S LITE CO. LTD. | S LITE | FL205-[UNVHV]-0752-70-40K-T4s-[All Colors]-Options include[P3P5P7]-Options include[PMSCPMPSMSMCSCPMSMSC]-Options include[L]-[SFTR]-CR | Outdoor Luminaires | Mid Output | Architectural Flood and Spot Luminaires | Premium | FALSE | [9 empty] | 42661 | Dimmable | Continuous Above 10 | Yes |  | 4 | 8022.84 | 119.53 | 67.12 | 9.32 | 0.92 | 4000 | 70
P6GBG7GH | S LITE CO. LTD. | S LITE | FL205-[UNVHV]-0752-70-40K-T5s-[All Colors]-Options include[P3P5P7]-Options include[PMSCPMPSMSMCSCPMSMSC]-Options include[L]-[SFTR]-CR | Outdoor Luminaires | Mid Output | Architectural Flood and Spot Luminaires | Premium | FALSE | [9 empty] | 42661 | Dimmable | Continuous Above 10 | Yes |  | 4 | 7834.92 | 116.73 | 67.12 | 9.32 | 0.92 | 4000 | 70
PNJVYQYW | S LITE CO. LTD. | S LITE | FL205-UNV-1203-70-40K-T4s-[All Colors]-Options include[P3P5P7]-Options include[PMSCPMPSMSMCSCPMSMSC]-Options include[L]-[SFTR]-CR | Outdoor Luminaires | High Output | Architectural Flood and Spot Luminaires | Premium | FALSE | [9 empty] | 42661 | Dimmable | Continuous Above 10 | Yes |  | 4 | 13759.49 | 121.87 | 112.9 | 6.68 | 0.9 | 4000 | 70
P8DPKFNX | S LITE CO. LTD. | S LITE | FL205-UNV-1504-70-40K-T4s-[All Colors]-Options include[P3P5P7]-Options include[PMSCPMPSMSMCSCPMSMSC]-Options include[L]-[SFTR]-CR | Outdoor Luminaires | High Output | Architectural Flood and Spot Luminaires | Premium | FALSE | [9 empty] | 42661 | Dimmable | Continuous Above 10 | Yes |  | 4 | 17708.03 | 123.4 | 143.5 | 6.04 | 0.91 | 4000 | 70
PT1PMMMS | S LITE CO. LTD. | S LITE | FL205-UNV-1504-70-40K-T5s-[All Colors]-Options include[P3P5P7]-Options include[PMSCPMPSMSMCSCPMSMSC]-Options include[L]-[SFTR]-CR | Outdoor Luminaires | High Output | Architectural Flood and Spot Luminaires | Premium | FALSE | [9 empty] | 42661 | Dimmable | Continuous Above 10 | Yes |  | 4 | 17293 | 120.51 | 143.5 | 6.04 | 0.91 | 4000 | 70
P6ZXMC8E | S LITE CO. LTD. | S LITE | FL205-[UNVHV]-2006-70-35K-T3m-[All Colors]-Options include[P3P5P7]-Options include[PMSCPMPSMSMCSCPMSMSC]-Options include[L]-[SFTR]-CR | Outdoor Luminaires | High Output | Architectural Flood and Spot Luminaires | Premium | FALSE | [9 empty] | 42661 | Dimmable | Continuous Below 10 | Yes |  | 4 | 25632.24 | 129.39 | 198.1 | 13.12 | 0.9 | 3500 | 70
PUY38HX1 | S LITE CO. LTD. | S LITE | FL205-[UNVHV]-2006-70-35K-T2m-[All Colors]-Options include[P3P5P7]-Options include[PMSCPMPSMSMCSCPMSMSC]-Options include[L]-[SFTR]-CR | Outdoor Luminaires | High Output | Architectural Flood and Spot Luminaires | Premium | FALSE | [9 empty] | 42661 | Dimmable | Continuous Below 10 | Yes |  | 4 | 25535.87 | 128.9 | 198.1 | 13.12 | 0.9 | 3500 | 70
PB6UD3DD | S LITE CO. LTD. | S LITE | FL205-[UNVHV]-2006-70-35K-T5v-[All Colors]-Options include[P3P5P7]-Options include[PMSCPMPSMSMCSCPMSMSC]-Options include[L]-[SFTR]-CR | Outdoor Luminaires | High Output | Architectural Flood and Spot Luminaires | Premium | FALSE | [9 empty] | 42661 | Dimmable | Continuous Below 10 | Yes |  | 4 | 24957.7 | 125.99 | 198.1 | 13.12 | 0.9 | 3500 | 70
PM8TT3E1 | S LITE CO. LTD. | S LITE | FL205-[UNVHV]-2006-70-35K-T4m-[All Colors]-Options include[P3P5P7]-Options include[PMSCPMPSMSMCSCPMSMSC]-Options include[L]-[SFTR]-CR | Outdoor Luminaires | High Output | Architectural Flood and Spot Luminaires | Premium | FALSE | [9 empty] | 42661 | Dimmable | Continuous Below 10 | Yes |  | 4 | 24813.16 | 125.26 | 198.1 | 13.12 | 0.9 | 3500 | 70
PWZFBN7J | S LITE CO. LTD. | S LITE | FL205-HV-1203-70-35K-T3m-[All Colors]-Options include[P3P5P7]-Options include[PMSCPMPSMSMCSCPMSMSC]-Options include[L]-[SFTR]-CR | Outdoor Luminaires | High Output | Architectural Flood and Spot Luminaires | Premium | FALSE | [9 empty] | 42661 | Dimmable | Continuous Below 10 | Yes |  | 4 | 14104.24 | 125.26 | 112.6 | 12.51 | 0.9 | 3500 | 70
P9TS8G2T | S LITE CO. LTD. | S LITE | FL205-HV-1203-70-35K-T2m-[All Colors]-Options include[P3P5P7]-Options include[PMSCPMPSMSMCSCPMSMSC]-Options include[L]-[SFTR]-CR | Outdoor Luminaires | High Output | Architectural Flood and Spot Luminaires | Premium | FALSE | [9 empty] | 42661 | Dimmable | Continuous Below 10 | Yes |  | 4 | 14051.21 | 124.79 | 112.6 | 12.51 | 0.9 | 3500 | 70
PXM4Y3RT | S LITE CO. LTD. | S LITE | FL205-HV-1203-70-35K-T5v-[All Colors]-Options include[P3P5P7]-Options include[PMSCPMPSMSMCSCPMSMSC]-Options include[L]-[SFTR]-CR | Outdoor Luminaires | High Output | Architectural Flood and Spot Luminaires | Premium | FALSE | [9 empty] | 42661 | Dimmable | Continuous Below 10 | Yes |  | 4 | 13733.07 | 121.96 | 112.6 | 12.51 | 0.9 | 3500 | 70
P14RKKNZ | S LITE CO. LTD. | S LITE | FL205-HV-1203-70-35K-T4m-[All Colors]-Options include[P3P5P7]-Options include[PMSCPMPSMSMCSCPMSMSC]-Options include[L]-[SFTR]-CR | Outdoor Luminaires | High Output | Architectural Flood and Spot Luminaires | Premium | FALSE | [9 empty] | 42661 | Dimmable | Continuous Below 10 | Yes |  | 4 | 13653.54 | 121.26 | 112.6 | 12.51 | 0.9 | 3500 | 70
P1YES6TM | S LITE CO. LTD. | S LITE | FL205-HV-1504-70-35K-T3m-[All Colors]-Options include[P3P5P7]-Options include[PMSCPMPSMSMCSCPMSMSC]-Options include[L]-[SFTR]-CR | Outdoor Luminaires | High Output | Architectural Flood and Spot Luminaires | Premium | FALSE | [9 empty] | 42661 | Dimmable | Continuous Below 10 | Yes |  | 4 | 18051.5 | 126.86 | 142.3 | 10.32 | 0.9 | 3500 | 70
PH7CJFTS | S LITE CO. LTD. | S LITE | FL205-HV-1504-70-35K-T2m-[All Colors]-Options include[P3P5P7]-Options include[PMSCPMPSMSMCSCPMSMSC]-Options include[L]-[SFTR]-CR | Outdoor Luminaires | High Output | Architectural Flood and Spot Luminaires | Premium | FALSE | [9 empty] | 42661 | Dimmable | Continuous Below 10 | Yes |  | 4 | 17983.64 | 126.38 | 142.3 | 10.32 | 0.9 | 3500 | 70
P6KEGAQ9 | S LITE CO. LTD. | S LITE | FL205-HV-1504-70-35K-T5v-[All Colors]-Options include[P3P5P7]-Options include[PMSCPMPSMSMCSCPMSMSC]-Options include[L]-[SFTR]-CR | Outdoor Luminaires | High Output | Architectural Flood and Spot Luminaires | Premium | FALSE | [9 empty] | 42661 | Dimmable | Continuous Below 10 | Yes |  | 4 | 17576.46 | 123.52 | 142.3 | 10.32 | 0.9 | 3500 | 70
PX95FYWC | S LITE CO. LTD. | S LITE | FL205-HV-1504-70-35K-T4m-[All Colors]-Options include[P3P5P7]-Options include[PMSCPMPSMSMCSCPMSMSC]-Options include[L]-[SFTR]-CR | Outdoor Luminaires | High Output | Architectural Flood and Spot Luminaires | Premium | FALSE | [9 empty] | 42661 | Dimmable | Continuous Below 10 | Yes |  | 4 | 17474.67 | 122.8 | 142.3 | 10.32 | 0.9 | 3500 | 70
PT66RXYA | S LITE CO. LTD. | S LITE | FL205-[UNVHV]-0852-70-35K-T3m-[All Colors]-Options include[P3P5P7]-Options include[PMSCPMPSMSMCSCPMSMSC]-Options include[L]-[SFTR]-CR | Outdoor Luminaires | Mid Output | Architectural Flood and Spot Luminaires | Premium | FALSE | [9 empty] | 42661 | Dimmable | Continuous Above 10 | Yes |  | 4 | 8902.88 | 121.76 | 73.12 | 11.65 | 0.9 | 3500 | 70
P1FTJ5KJ | S LITE CO. LTD. | S LITE | FL205-[UNVHV]-0852-70-35K-T2m-[All Colors]-Options include[P3P5P7]-Options include[PMSCPMPSMSMCSCPMSMSC]-Options include[L]-[SFTR]-CR | Outdoor Luminaires | Mid Output | Architectural Flood and Spot Luminaires | Premium | FALSE | [9 empty] | 42661 | Dimmable | Continuous Above 10 | Yes |  | 4 | 8869.41 | 121.3 | 73.12 | 11.65 | 0.9 | 3500 | 70
PTT2Q8CN | S LITE CO. LTD. | S LITE | FL205-[UNVHV]-0852-70-35K-T5v-[All Colors]-Options include[P3P5P7]-Options include[PMSCPMPSMSMCSCPMSMSC]-Options include[L]-[SFTR]-CR | Outdoor Luminaires | Mid Output | Architectural Flood and Spot Luminaires | Premium | FALSE | [9 empty] | 42661 | Dimmable | Continuous Above 10 | Yes |  | 4 | 8668.6 | 118.55 | 73.12 | 11.65 | 0.9 | 3500 | 70
PSN8J1UN | S LITE CO. LTD. | S LITE | FL205-[UNVHV]-0852-70-35K-T4m-[All Colors]-Options include[P3P5P7]-Options include[PMSCPMPSMSMCSCPMSMSC]-Options include[L]-[SFTR]-CR | Outdoor Luminaires | Mid Output | Architectural Flood and Spot Luminaires | Premium | FALSE | [9 empty] | 42661 | Dimmable | Continuous Above 10 | Yes |  | 4 | 8618.39 | 117.87 | 73.12 | 11.65 | 0.9 | 3500 | 70
P4XTYZP8 | S LITE CO. LTD. | S LITE | FL205-[UNVHV]-0402-70-35K-T5v-[All Colors]-Options include[P3P5P7]-Options include[PMSCPMPSMSMCSCPMSMSC]-Options include[L]-[SFTR]-CR | Outdoor Luminaires | Low Output | Architectural Flood and Spot Luminaires | Premium | FALSE | [9 empty] | 42661 | Dimmable | Continuous Above 10 | Yes |  | 4 | 4893 | 139.8 | 35 | 9.57 | 0.92 | 3500 | 70
P5BMJ4Q3 | S LITE CO. LTD. | S LITE | FL205-[UNVHV]-0402-70-35K-T3m-[All Colors]-Options include[P3P5P7]-Options include[PMSCPMPSMSMCSCPMSMSC]-Options include[L]-[SFTR]-CR | Outdoor Luminaires | Low Output | Architectural Flood and Spot Luminaires | Premium | FALSE | [9 empty] | 42661 | Dimmable | Continuous Above 10 | Yes |  | 4 | 4823 | 137.8 | 35 | 9.57 | 0.92 | 3500 | 70
PRDCNSC6 | S LITE CO. LTD. | S LITE | FL205-[UNVHV]-0402-70-35K-T2m-[All Colors]-Options include[P3P5P7]-Options include[PMSCPMPSMSMCSCPMSMSC]-Options include[L]-[SFTR]-CR | Outdoor Luminaires | Low Output | Architectural Flood and Spot Luminaires | Premium | FALSE | [9 empty] | 42661 | Dimmable | Continuous Above 10 | Yes |  | 4 | 4806.55 | 137.33 | 35 | 9.57 | 0.92 | 3500 | 70
PTTEZWTP | S LITE CO. LTD. | S LITE | FL205-[UNVHV]-0402-70-35K-T4m-[All Colors]-Options include[P3P5P7]-Options include[PMSCPMPSMSMCSCPMSMSC]-Options include[L]-[SFTR]-CR | Outdoor Luminaires | Low Output | Architectural Flood and Spot Luminaires | Premium | FALSE | [9 empty] | 42661 | Dimmable | Continuous Above 10 | Yes |  | 4 | 4679.5 | 133.7 | 35 | 9.57 | 0.92 | 3500 | 70
PJTHNNUP | S LITE CO. LTD. | S LITE | FL205-[UNVHV]-0752-70-35K-T3m-[All Colors]-Options include[P3P5P7]-Options include[PMSCPMPSMSMCSCPMSMSC]-Options include[L]-[SFTR]-CR | Outdoor Luminaires | Mid Output | Architectural Flood and Spot Luminaires | Premium | FALSE | [9 empty] | 42661 | Dimmable | Continuous Above 10 | Yes |  | 4 | 8261.25 | 123.08 | 67.12 | 9.32 | 0.92 | 3500 | 70
PJSB6R1T | S LITE CO. LTD. | S LITE | FL205-[UNVHV]-0752-70-35K-T2m-[All Colors]-Options include[P3P5P7]-Options include[PMSCPMPSMSMCSCPMSMSC]-Options include[L]-[SFTR]-CR | Outdoor Luminaires | Mid Output | Architectural Flood and Spot Luminaires | Premium | FALSE | [9 empty] | 42661 | Dimmable | Continuous Above 10 | Yes |  | 4 | 8230.19 | 122.62 | 67.12 | 9.32 | 0.92 | 3500 | 70
P7Y3ZAPY | S LITE CO. LTD. | S LITE | FL205-[UNVHV]-0752-70-35K-T5v-[All Colors]-Options include[P3P5P7]-Options include[PMSCPMPSMSMCSCPMSMSC]-Options include[L]-[SFTR]-CR | Outdoor Luminaires | Mid Output | Architectural Flood and Spot Luminaires | Premium | FALSE | [9 empty] | 42661 | Dimmable | Continuous Above 10 | Yes |  | 4 | 8043.85 | 119.84 | 67.12 | 9.32 | 0.92 | 3500 | 70
PPUA1HM6 | S LITE CO. LTD. | S LITE | FL205-[UNVHV]-0752-70-35K-T4m-[All Colors]-Options include[P3P5P7]-Options include[PMSCPMPSMSMCSCPMSMSC]-Options include[L]-[SFTR]-CR | Outdoor Luminaires | Mid Output | Architectural Flood and Spot Luminaires | Premium | FALSE | [9 empty] | 42661 | Dimmable | Continuous Above 10 | Yes |  | 4 | 7997.26 | 119.15 | 67.12 | 9.32 | 0.92 | 3500 | 70
PXTQ4B1R | S LITE CO. LTD. | S LITE | FL205-UNV-1203-70-35K-T3m-[All Colors]-Options include[P3P5P7]-Options include[PMSCPMPSMSMCSCPMSMSC]-Options include[L]-[SFTR]-CR | Outdoor Luminaires | High Output | Architectural Flood and Spot Luminaires | Premium | FALSE | [9 empty] | 42661 | Dimmable | Continuous Above 10 | Yes |  | 4 | 14041.61 | 125.26 | 112.1 | 6.68 | 0.9 | 3500 | 70
PK6VGR8D | S LITE CO. LTD. | S LITE | FL205-UNV-1203-70-35K-T2m-[All Colors]-Options include[P3P5P7]-Options include[PMSCPMPSMSMCSCPMSMSC]-Options include[L]-[SFTR]-CR | Outdoor Luminaires | High Output | Architectural Flood and Spot Luminaires | Premium | FALSE | [9 empty] | 42661 | Dimmable | Continuous Above 10 | Yes |  | 4 | 13988.82 | 124.79 | 112.1 | 6.68 | 0.9 | 3500 | 70
PHRRAA2P | S LITE CO. LTD. | S LITE | FL205-UNV-1203-70-35K-T5v-[All Colors]-Options include[P3P5P7]-Options include[PMSCPMPSMSMCSCPMSMSC]-Options include[L]-[SFTR]-CR | Outdoor Luminaires | High Output | Architectural Flood and Spot Luminaires | Premium | FALSE | [9 empty] | 42661 | Dimmable | Continuous Above 10 | Yes |  | 4 | 13672.09 | 121.96 | 112.1 | 6.68 | 0.9 | 3500 | 70
PHC5HYD4 | S LITE CO. LTD. | S LITE | FL205-UNV-1203-70-35K-T4m-[All Colors]-Options include[P3P5P7]-Options include[PMSCPMPSMSMCSCPMSMSC]-Options include[L]-[SFTR]-CR | Outdoor Luminaires | High Output | Architectural Flood and Spot Luminaires | Premium | FALSE | [9 empty] | 42661 | Dimmable | Continuous Above 10 | Yes |  | 4 | 13592.91 | 121.26 | 112.1 | 6.68 | 0.9 | 3500 | 70
PA1DPDUA | S LITE CO. LTD. | S LITE | FL205-UNV-1504-70-35K-T3m-[All Colors]-Options include[P3P5P7]-Options include[PMSCPMPSMSMCSCPMSMSC]-Options include[L]-[SFTR]-CR | Outdoor Luminaires | High Output | Architectural Flood and Spot Luminaires | Premium | FALSE | [9 empty] | 42661 | Dimmable | Continuous Above 10 | Yes |  | 4 | 18165.67 | 126.86 | 143.2 | 6.04 | 0.91 | 3500 | 70
PR6SWSBW | S LITE CO. LTD. | S LITE | FL205-UNV-1504-70-35K-T2m-[All Colors]-Options include[P3P5P7]-Options include[PMSCPMPSMSMCSCPMSMSC]-Options include[L]-[SFTR]-CR | Outdoor Luminaires | High Output | Architectural Flood and Spot Luminaires | Premium | FALSE | [9 empty] | 42661 | Dimmable | Continuous Above 10 | Yes |  | 4 | 18097.38 | 126.38 | 143.2 | 6.04 | 0.91 | 3500 | 70
PZ4NTY1B | S LITE CO. LTD. | S LITE | FL205-UNV-1504-70-35K-T5v-[All Colors]-Options include[P3P5P7]-Options include[PMSCPMPSMSMCSCPMSMSC]-Options include[L]-[SFTR]-CR | Outdoor Luminaires | High Output | Architectural Flood and Spot Luminaires | Premium | FALSE | [9 empty] | 42661 | Dimmable | Continuous Above 10 | Yes |  | 4 | 17687.63 | 123.52 | 143.2 | 6.04 | 0.91 | 3500 | 70
PA35NYS6 | S LITE CO. LTD. | S LITE | FL205-UNV-1504-70-35K-T4m-[All Colors]-Options include[P3P5P7]-Options include[PMSCPMPSMSMCSCPMSMSC]-Options include[L]-[SFTR]-CR | Outdoor Luminaires | High Output | Architectural Flood and Spot Luminaires | Premium | FALSE | [9 empty] | 42661 | Dimmable | Continuous Above 10 | Yes |  | 4 | 17585.19 | 122.8 | 143.2 | 6.04 | 0.91 | 3500 | 70
P3RVZ11Q | S LITE CO. LTD. | S LITE | FL205-[UNVHV]-2006-70-35K-T4s-[All Colors]-Options include[P3P5P7]-Options include[PMSCPMPSMSMCSCPMSMSC]-Options include[L]-[SFTR]-CR | Outdoor Luminaires | High Output | Architectural Flood and Spot Luminaires | Premium | FALSE | [9 empty] | 42661 | Dimmable | Continuous Below 10 | Yes |  | 4 | 24668.62 | 124.53 | 198.1 | 13.12 | 0.9 | 3500 | 70
PSEQPRQZ | S LITE CO. LTD. | S LITE | FL205-[UNVHV]-2006-70-35K-T5s-[All Colors]-Options include[P3P5P7]-Options include[PMSCPMPSMSMCSCPMSMSC]-Options include[L]-[SFTR]-CR | Outdoor Luminaires | High Output | Architectural Flood and Spot Luminaires | Premium | FALSE | [9 empty] | 42661 | Dimmable | Continuous Below 10 | Yes |  | 4 | 24096.88 | 121.64 | 198.1 | 13.12 | 0.9 | 3500 | 70
PDK9NB1Z | S LITE CO. LTD. | S LITE | FL205-HV-1203-70-35K-T4s-[All Colors]-Options include[P3P5P7]-Options include[PMSCPMPSMSMCSCPMSMSC]-Options include[L]-[SFTR]-CR | Outdoor Luminaires | High Output | Architectural Flood and Spot Luminaires | Premium | FALSE | [9 empty] | 42661 | Dimmable | Continuous Below 10 | Yes |  | 4 | 13574 | 120.55 | 112.6 | 12.51 | 0.9 | 3500 | 70
PABEFABU | S LITE CO. LTD. | S LITE | FL205-HV-1203-70-35K-T5s-[All Colors]-Options include[P3P5P7]-Options include[PMSCPMPSMSMCSCPMSMSC]-Options include[L]-[SFTR]-CR | Outdoor Luminaires | High Output | Architectural Flood and Spot Luminaires | Premium | FALSE | [9 empty] | 42661 | Dimmable | Continuous Below 10 | Yes |  | 4 | 13260.9 | 117.77 | 112.6 | 12.51 | 0.9 | 3500 | 70
PABKBV6K | S LITE CO. LTD. | S LITE | FL205-HV-1504-70-35K-T4s-[All Colors]-Options include[P3P5P7]-Options include[PMSCPMPSMSMCSCPMSMSC]-Options include[L]-[SFTR]-CR | Outdoor Luminaires | High Output | Architectural Flood and Spot Luminaires | Premium | FALSE | [9 empty] | 42661 | Dimmable | Continuous Below 10 | Yes |  | 4 | 17372.87 | 122.09 | 142.3 | 10.32 | 0.9 | 3500 | 70
PF85C9R3 | S LITE CO. LTD. | S LITE | FL205-HV-1504-70-35K-T5s-[All Colors]-Options include[P3P5P7]-Options include[PMSCPMPSMSMCSCPMSMSC]-Options include[L]-[SFTR]-CR | Outdoor Luminaires | High Output | Architectural Flood and Spot Luminaires | Premium | FALSE | [9 empty] | 42661 | Dimmable | Continuous Below 10 | Yes |  | 4 | 16965.01 | 119.22 | 142.3 | 10.32 | 0.9 | 3500 | 70
PJE562X7 | S LITE CO. LTD. | S LITE | FL205-[UNVHV]-0402-70-35K-T5s-[All Colors]-Options include[P3P5P7]-Options include[PMSCPMPSMSMCSCPMSMSC]-Options include[L]-[SFTR]-CR | Outdoor Luminaires | Low Output | Architectural Flood and Spot Luminaires | Premium | FALSE | [9 empty] | 42661 | Dimmable | Continuous Above 10 | Yes |  | 4 | 4547 | 129.9 | 35 | 9.57 | 0.92 | 3500 | 72.6
PCE7FWQN | S LITE CO. LTD. | S LITE | FL205-UNV-1203-70-35K-T5s-[All Colors]-Options include[P3P5P7]-Options include[PMSCPMPSMSMCSCPMSMSC]-Options include[L]-[SFTR]-CR | Outdoor Luminaires | High Output | Architectural Flood and Spot Luminaires | Premium | FALSE | [9 empty] | 42661 | Dimmable | Continuous Above 10 | Yes |  | 4 | 13197 | 117.77 | 112.1 | 6.68 | 0.9 | 3500 | 72.4
PMKVUXNQ | S LITE CO. LTD. | S LITE | FL205-[UNVHV]-0852-70-35K-T4s-[All Colors]-Options include[P3P5P7]-Options include[PMSCPMPSMSMCSCPMSMSC]-Options include[L]-[SFTR]-CR | Outdoor Luminaires | Mid Output | Architectural Flood and Spot Luminaires | Premium | FALSE | [9 empty] | 42661 | Dimmable | Continuous Above 10 | Yes |  | 4 | 8568.19 | 117.18 | 73.12 | 11.65 | 0.9 | 3500 | 70
P4FD8TNQ | S LITE CO. LTD. | S LITE | FL205-[UNVHV]-0852-70-35K-T5s-[All Colors]-Options include[P3P5P7]-Options include[PMSCPMPSMSMCSCPMSMSC]-Options include[L]-[SFTR]-CR | Outdoor Luminaires | Mid Output | Architectural Flood and Spot Luminaires | Premium | FALSE | [9 empty] | 42661 | Dimmable | Continuous Above 10 | Yes |  | 4 | 8368.58 | 114.45 | 73.12 | 11.65 | 0.9 | 3500 | 70
PA1S3K1N | S LITE CO. LTD. | S LITE | FL205-[UNVHV]-0402-70-35K-T4s-[All Colors]-Options include[P3P5P7]-Options include[PMSCPMPSMSMCSCPMSMSC]-Options include[L]-[SFTR]-CR | Outdoor Luminaires | Low Output | Architectural Flood and Spot Luminaires | Premium | FALSE | [9 empty] | 42661 | Dimmable | Continuous Above 10 | Yes |  | 4 | 4641.35 | 132.61 | 35 | 9.57 | 0.92 | 3500 | 70
PSU97PG7 | S LITE CO. LTD. | S LITE | FL205-[UNVHV]-0752-70-35K-T4s-[All Colors]-Options include[P3P5P7]-Options include[PMSCPMPSMSMCSCPMSMSC]-Options include[L]-[SFTR]-CR | Outdoor Luminaires | Mid Output | Architectural Flood and Spot Luminaires | Premium | FALSE | [9 empty] | 42661 | Dimmable | Continuous Above 10 | Yes |  | 4 | 7950.68 | 118.45 | 67.12 | 9.32 | 0.92 | 3500 | 70
PCT1UAM3 | S LITE CO. LTD. | S LITE | FL205-[UNVHV]-0752-70-35K-T5s-[All Colors]-Options include[P3P5P7]-Options include[PMSCPMPSMSMCSCPMSMSC]-Options include[L]-[SFTR]-CR | Outdoor Luminaires | Mid Output | Architectural Flood and Spot Luminaires | Premium | FALSE | [9 empty] | 42661 | Dimmable | Continuous Above 10 | Yes |  | 4 | 7764.44 | 115.68 | 67.12 | 9.32 | 0.92 | 3500 | 70
PN256D8M | S LITE CO. LTD. | S LITE | FL205-UNV-1203-70-35K-T4s-[All Colors]-Options include[P3P5P7]-Options include[PMSCPMPSMSMCSCPMSMSC]-Options include[L]-[SFTR]-CR | Outdoor Luminaires | High Output | Architectural Flood and Spot Luminaires | Premium | FALSE | [9 empty] | 42661 | Dimmable | Continuous Above 10 | Yes |  | 4 | 13513.73 | 120.55 | 112.1 | 6.68 | 0.9 | 3500 | 70
PV4HD16G | S LITE CO. LTD. | S LITE | FL205-UNV-1504-70-35K-T4s-[All Colors]-Options include[P3P5P7]-Options include[PMSCPMPSMSMCSCPMSMSC]-Options include[L]-[SFTR]-CR | Outdoor Luminaires | High Output | Architectural Flood and Spot Luminaires | Premium | FALSE | [9 empty] | 42661 | Dimmable | Continuous Above 10 | Yes |  | 4 | 17482.75 | 122.09 | 143.2 | 6.04 | 0.91 | 3500 | 70
P7WR3QUZ | S LITE CO. LTD. | S LITE | FL205-UNV-1504-70-35K-T5s-[All Colors]-Options include[P3P5P7]-Options include[PMSCPMPSMSMCSCPMSMSC]-Options include[L]-[SFTR]-CR | Outdoor Luminaires | High Output | Architectural Flood and Spot Luminaires | Premium | FALSE | [9 empty] | 42661 | Dimmable | Continuous Above 10 | Yes |  | 4 | 17073 | 119.22 | 143.2 | 6.04 | 0.91 | 3500 | 70
P1YZYKQK | S LITE CO. LTD. | S LITE | FL205-[UNVHV]-2006-70-30K-T3m-[All Colors]-Options include[P3P5P7]-Options include[PMSCPMPSMSMCSCPMSMSC]-Options include[L]-[SFTR]-CR | Outdoor Luminaires | High Output | Architectural Flood and Spot Luminaires | Premium | FALSE | [9 empty] | 42661 | Dimmable | Continuous Below 10 | Yes |  | 4 | 25319.02 | 127.81 | 198.1 | 13.12 | 0.9 | 3000 | 70
PNBXA6H9 | S LITE CO. LTD. | S LITE | FL205-[UNVHV]-2006-70-30K-T2m-[All Colors]-Options include[P3P5P7]-Options include[PMSCPMPSMSMCSCPMSMSC]-Options include[L]-[SFTR]-CR | Outdoor Luminaires | High Output | Architectural Flood and Spot Luminaires | Premium | FALSE | [9 empty] | 42661 | Dimmable | Continuous Below 10 | Yes |  | 4 | 25223.84 | 127.33 | 198.1 | 13.12 | 0.9 | 3000 | 70
PE8HA43M | S LITE CO. LTD. | S LITE | FL205-[UNVHV]-2006-70-30K-T5v-[All Colors]-Options include[P3P5P7]-Options include[PMSCPMPSMSMCSCPMSMSC]-Options include[L]-[SFTR]-CR | Outdoor Luminaires | High Output | Architectural Flood and Spot Luminaires | Premium | FALSE | [9 empty] | 42661 | Dimmable | Continuous Below 10 | Yes |  | 4 | 24652.73 | 124.45 | 198.1 | 13.12 | 0.9 | 3000 | 70
PUQPRGJ2 | S LITE CO. LTD. | S LITE | FL205-[UNVHV]-2006-70-30K-T4m-[All Colors]-Options include[P3P5P7]-Options include[PMSCPMPSMSMCSCPMSMSC]-Options include[L]-[SFTR]-CR | Outdoor Luminaires | High Output | Architectural Flood and Spot Luminaires | Premium | FALSE | [9 empty] | 42661 | Dimmable | Continuous Below 10 | Yes |  | 4 | 24509.96 | 123.73 | 198.1 | 13.12 | 0.9 | 3000 | 70
PWYM7PCV | S LITE CO. LTD. | S LITE | FL205-HV-1203-70-30K-T3m-[All Colors]-Options include[P3P5P7]-Options include[PMSCPMPSMSMCSCPMSMSC]-Options include[L]-[SFTR]-CR | Outdoor Luminaires | High Output | Architectural Flood and Spot Luminaires | Premium | FALSE | [9 empty] | 42661 | Dimmable | Continuous Below 10 | Yes |  | 4 | 13958.74 | 123.97 | 112.6 | 12.51 | 0.9 | 3000 | 70
PFJ1XQY3 | S LITE CO. LTD. | S LITE | FL205-HV-1203-70-30K-T2m-[All Colors]-Options include[P3P5P7]-Options include[PMSCPMPSMSMCSCPMSMSC]-Options include[L]-[SFTR]-CR | Outdoor Luminaires | High Output | Architectural Flood and Spot Luminaires | Premium | FALSE | [9 empty] | 42661 | Dimmable | Continuous Below 10 | Yes |  | 4 | 13906.26 | 123.5 | 112.6 | 12.51 | 0.9 | 3000 | 70
PD96G494 | S LITE CO. LTD. | S LITE | FL205-HV-1203-70-30K-T5v-[All Colors]-Options include[P3P5P7]-Options include[PMSCPMPSMSMCSCPMSMSC]-Options include[L]-[SFTR]-CR | Outdoor Luminaires | High Output | Architectural Flood and Spot Luminaires | Premium | FALSE | [9 empty] | 42661 | Dimmable | Continuous Below 10 | Yes |  | 4 | 13591.4 | 120.71 | 112.6 | 12.51 | 0.9 | 3000 | 70
PJDX823T | S LITE CO. LTD. | S LITE | FL205-HV-1203-70-30K-T4m-[All Colors]-Options include[P3P5P7]-Options include[PMSCPMPSMSMCSCPMSMSC]-Options include[L]-[SFTR]-CR | Outdoor Luminaires | High Output | Architectural Flood and Spot Luminaires | Premium | FALSE | [9 empty] | 42661 | Dimmable | Continuous Below 10 | Yes |  | 4 | 13512.69 | 120.01 | 112.6 | 12.51 | 0.9 | 3000 | 70
PSY3VY8T | S LITE CO. LTD. | S LITE | FL205-HV-1504-70-30K-T3m-[All Colors]-Options include[P3P5P7]-Options include[PMSCPMPSMSMCSCPMSMSC]-Options include[L]-[SFTR]-CR | Outdoor Luminaires | High Output | Architectural Flood and Spot Luminaires | Premium | FALSE | [9 empty] | 42661 | Dimmable | Continuous Below 10 | Yes |  | 4 | 17855.24 | 125.48 | 142.3 | 10.32 | 0.9 | 3000 | 70
PR3ZFKJX | S LITE CO. LTD. | S LITE | FL205-HV-1504-70-30K-T2m-[All Colors]-Options include[P3P5P7]-Options include[PMSCPMPSMSMCSCPMSMSC]-Options include[L]-[SFTR]-CR | Outdoor Luminaires | High Output | Architectural Flood and Spot Luminaires | Premium | FALSE | [9 empty] | 42661 | Dimmable | Continuous Below 10 | Yes |  | 4 | 17788.12 | 125 | 142.3 | 10.32 | 0.9 | 3000 | 70
PM7T6UXS | S LITE CO. LTD. | S LITE | FL205-HV-1504-70-30K-T5v-[All Colors]-Options include[P3P5P7]-Options include[PMSCPMPSMSMCSCPMSMSC]-Options include[L]-[SFTR]-CR | Outdoor Luminaires | High Output | Architectural Flood and Spot Luminaires | Premium | FALSE | [9 empty] | 42661 | Dimmable | Continuous Below 10 | Yes |  | 4 | 17385.37 | 122.17 | 142.3 | 10.32 | 0.9 | 3000 | 70
P6FGDG6V | S LITE CO. LTD. | S LITE | FL205-HV-1504-70-30K-T4m-[All Colors]-Options include[P3P5P7]-Options include[PMSCPMPSMSMCSCPMSMSC]-Options include[L]-[SFTR]-CR | Outdoor Luminaires | High Output | Architectural Flood and Spot Luminaires | Premium | FALSE | [9 empty] | 42661 | Dimmable | Continuous Below 10 | Yes |  | 4 | 17284.68 | 121.47 | 142.3 | 10.32 | 0.9 | 3000 | 70
P3V8CZ82 | S LITE CO. LTD. | S LITE | FL205-[UNVHV]-0852-70-30K-T3m-[All Colors]-Options include[P3P5P7]-Options include[PMSCPMPSMSMCSCPMSMSC]-Options include[L]-[SFTR]-CR | Outdoor Luminaires | Mid Output | Architectural Flood and Spot Luminaires | Premium | FALSE | [9 empty] | 42661 | Dimmable | Continuous Above 10 | Yes |  | 4 | 8739.52 | 119.52 | 73.12 | 11.65 | 0.9 | 3000 | 70
PHR6VP52 | S LITE CO. LTD. | S LITE | FL205-[UNVHV]-0852-70-30K-T2m-[All Colors]-Options include[P3P5P7]-Options include[PMSCPMPSMSMCSCPMSMSC]-Options include[L]-[SFTR]-CR | Outdoor Luminaires | Mid Output | Architectural Flood and Spot Luminaires | Premium | FALSE | [9 empty] | 42661 | Dimmable | Continuous Above 10 | Yes |  | 4 | 8706.66 | 119.07 | 73.12 | 11.65 | 0.9 | 3000 | 70
PN2382QP | S LITE CO. LTD. | S LITE | FL205-[UNVHV]-0852-70-30K-T5v-[All Colors]-Options include[P3P5P7]-Options include[PMSCPMPSMSMCSCPMSMSC]-Options include[L]-[SFTR]-CR | Outdoor Luminaires | Mid Output | Architectural Flood and Spot Luminaires | Premium | FALSE | [9 empty] | 42661 | Dimmable | Continuous Above 10 | Yes |  | 4 | 8509.53 | 116.38 | 73.12 | 11.65 | 0.9 | 3000 | 70
PFYAAJHM | S LITE CO. LTD. | S LITE | FL205-[UNVHV]-0852-70-30K-T4m-[All Colors]-Options include[P3P5P7]-Options include[PMSCPMPSMSMCSCPMSMSC]-Options include[L]-[SFTR]-CR | Outdoor Luminaires | Mid Output | Architectural Flood and Spot Luminaires | Premium | FALSE | [9 empty] | 42661 | Dimmable | Continuous Above 10 | Yes |  | 4 | 8460.25 | 115.7 | 73.12 | 11.65 | 0.9 | 3000 | 70
PXHBZ5GT | S LITE CO. LTD. | S LITE | FL205-[UNVHV]-0402-70-30K-T5v-[All Colors]-Options include[P3P5P7]-Options include[PMSCPMPSMSMCSCPMSMSC]-Options include[L]-[SFTR]-CR | Outdoor Luminaires | Low Output | Architectural Flood and Spot Luminaires | Premium | FALSE | [9 empty] | 42661 | Dimmable | Continuous Above 10 | Yes |  | 4 | 4856.54 | 138.6 | 35.04 | 9.57 | 0.92 | 3000 | 70
PATFU29F | S LITE CO. LTD. | S LITE | FL205-[UNVHV]-0402-70-30K-T3m-[All Colors]-Options include[P3P5P7]-Options include[PMSCPMPSMSMCSCPMSMSC]-Options include[L]-[SFTR]-CR | Outdoor Luminaires | Low Output | Architectural Flood and Spot Luminaires | Premium | FALSE | [9 empty] | 42661 | Dimmable | Continuous Above 10 | Yes |  | 4 | 4792.07 | 136.76 | 35.04 | 9.57 | 0.92 | 3000 | 70
PG6V2H4B | S LITE CO. LTD. | S LITE | FL205-[UNVHV]-0402-70-30K-T2m-[All Colors]-Options include[P3P5P7]-Options include[PMSCPMPSMSMCSCPMSMSC]-Options include[L]-[SFTR]-CR | Outdoor Luminaires | Low Output | Architectural Flood and Spot Luminaires | Premium | FALSE | [9 empty] | 42661 | Dimmable | Continuous Above 10 | Yes |  | 4 | 4755.28 | 135.71 | 35.04 | 9.57 | 0.92 | 3000 | 70
PP816F2K | S LITE CO. LTD. | S LITE | FL205-[UNVHV]-0402-70-30K-T4m-[All Colors]-Options include[P3P5P7]-Options include[PMSCPMPSMSMCSCPMSMSC]-Options include[L]-[SFTR]-CR | Outdoor Luminaires | Low Output | Architectural Flood and Spot Luminaires | Premium | FALSE | [9 empty] | 42661 | Dimmable | Continuous Above 10 | Yes |  | 4 | 4637.54 | 132.35 | 35.04 | 9.57 | 0.92 | 3000 | 70
P4HZTQ1Z | S LITE CO. LTD. | S LITE | FL205-[UNVHV]-0752-70-30K-T3m-[All Colors]-Options include[P3P5P7]-Options include[PMSCPMPSMSMCSCPMSMSC]-Options include[L]-[SFTR]-CR | Outdoor Luminaires | Mid Output | Architectural Flood and Spot Luminaires | Premium | FALSE | [9 empty] | 42661 | Dimmable | Continuous Above 10 | Yes |  | 4 | 8186.35 | 121.97 | 67.12 | 9.32 | 0.92 | 3000 | 70
PQ3JZ69H | S LITE CO. LTD. | S LITE | FL205-[UNVHV]-0752-70-30K-T2m-[All Colors]-Options include[P3P5P7]-Options include[PMSCPMPSMSMCSCPMSMSC]-Options include[L]-[SFTR]-CR | Outdoor Luminaires | Mid Output | Architectural Flood and Spot Luminaires | Premium | FALSE | [9 empty] | 42661 | Dimmable | Continuous Above 10 | Yes |  | 4 | 8155.58 | 121.51 | 67.12 | 9.32 | 0.92 | 3000 | 70
PTKBNM12 | S LITE CO. LTD. | S LITE | FL205-[UNVHV]-0752-70-30K-T5v-[All Colors]-Options include[P3P5P7]-Options include[PMSCPMPSMSMCSCPMSMSC]-Options include[L]-[SFTR]-CR | Outdoor Luminaires | Mid Output | Architectural Flood and Spot Luminaires | Premium | FALSE | [9 empty] | 42661 | Dimmable | Continuous Above 10 | Yes |  | 4 | 7970.92 | 118.76 | 67.12 | 9.32 | 0.92 | 3000 | 70
PQPUD62C | S LITE CO. LTD. | S LITE | FL205-[UNVHV]-0752-70-30K-T4m-[All Colors]-Options include[P3P5P7]-Options include[PMSCPMPSMSMCSCPMSMSC]-Options include[L]-[SFTR]-CR | Outdoor Luminaires | Mid Output | Architectural Flood and Spot Luminaires | Premium | FALSE | [9 empty] | 42661 | Dimmable | Continuous Above 10 | Yes |  | 4 | 7924.76 | 118.07 | 67.12 | 9.32 | 0.92 | 3000 | 70
PWW8CWGN | S LITE CO. LTD. | S LITE | FL205-UNV-1203-70-30K-T3m-[All Colors]-Options include[P3P5P7]-Options include[PMSCPMPSMSMCSCPMSMSC]-Options include[L]-[SFTR]-CR | Outdoor Luminaires | High Output | Architectural Flood and Spot Luminaires | Premium | FALSE | [9 empty] | 42661 | Dimmable | Continuous Above 10 | Yes |  | 4 | 13785.18 | 123.97 | 111.2 | 6.68 | 0.9 | 3000 | 70
P6HX48WS | S LITE CO. LTD. | S LITE | FL205-UNV-1203-70-30K-T2m-[All Colors]-Options include[P3P5P7]-Options include[PMSCPMPSMSMCSCPMSMSC]-Options include[L]-[SFTR]-CR | Outdoor Luminaires | High Output | Architectural Flood and Spot Luminaires | Premium | FALSE | [9 empty] | 42661 | Dimmable | Continuous Above 10 | Yes |  | 4 | 13733.36 | 123.5 | 111.2 | 6.68 | 0.9 | 3000 | 70
PKC87JAG | S LITE CO. LTD. | S LITE | FL205-UNV-1203-70-30K-T5v-[All Colors]-Options include[P3P5P7]-Options include[PMSCPMPSMSMCSCPMSMSC]-Options include[L]-[SFTR]-CR | Outdoor Luminaires | High Output | Architectural Flood and Spot Luminaires | Premium | FALSE | [9 empty] | 42661 | Dimmable | Continuous Above 10 | Yes |  | 4 | 13422.42 | 120.71 | 111.2 | 6.68 | 0.9 | 3000 | 70
P2PJ9S3U | S LITE CO. LTD. | S LITE | FL205-UNV-1203-70-30K-T4m-[All Colors]-Options include[P3P5P7]-Options include[PMSCPMPSMSMCSCPMSMSC]-Options include[L]-[SFTR]-CR | Outdoor Luminaires | High Output | Architectural Flood and Spot Luminaires | Premium | FALSE | [9 empty] | 42661 | Dimmable | Continuous Above 10 | Yes |  | 4 | 13344.68 | 120.01 | 111.2 | 6.68 | 0.9 | 3000 | 70
PP13HZCZ | S LITE CO. LTD. | S LITE | FL205-UNV-1504-70-30K-T3m-[All Colors]-Options include[P3P5P7]-Options include[PMSCPMPSMSMCSCPMSMSC]-Options include[L]-[SFTR]-CR | Outdoor Luminaires | High Output | Architectural Flood and Spot Luminaires | Premium | FALSE | [9 empty] | 42661 | Dimmable | Continuous Above 10 | Yes |  | 4 | 17930.53 | 125.48 | 142.9 | 6.04 | 0.91 | 3000 | 70
PZSE8KP2 | S LITE CO. LTD. | S LITE | FL205-UNV-1504-70-30K-T2m-[All Colors]-Options include[P3P5P7]-Options include[PMSCPMPSMSMCSCPMSMSC]-Options include[L]-[SFTR]-CR | Outdoor Luminaires | High Output | Architectural Flood and Spot Luminaires | Premium | FALSE | [9 empty] | 42661 | Dimmable | Continuous Above 10 | Yes |  | 4 | 17863.12 | 125 | 142.9 | 6.04 | 0.91 | 3000 | 70
PBJ9Z9HG | S LITE CO. LTD. | S LITE | FL205-UNV-1504-70-30K-T5v-[All Colors]-Options include[P3P5P7]-Options include[PMSCPMPSMSMCSCPMSMSC]-Options include[L]-[SFTR]-CR | Outdoor Luminaires | High Output | Architectural Flood and Spot Luminaires | Premium | FALSE | [9 empty] | 42661 | Dimmable | Continuous Above 10 | Yes |  | 4 | 17458.67 | 122.17 | 142.9 | 6.04 | 0.91 | 3000 | 70
PUN5B2Q5 | S LITE CO. LTD. | S LITE | FL205-UNV-1504-70-30K-T4m-[All Colors]-Options include[P3P5P7]-Options include[PMSCPMPSMSMCSCPMSMSC]-Options include[L]-[SFTR]-CR | Outdoor Luminaires | High Output | Architectural Flood and Spot Luminaires | Premium | FALSE | [9 empty] | 42661 | Dimmable | Continuous Above 10 | Yes |  | 4 | 17357.56 | 121.47 | 142.9 | 6.04 | 0.91 | 3000 | 70
PH1ZSNR4 | S LITE CO. LTD. | S LITE | FL205-[UNVHV]-2006-70-30K-T4s-[All Colors]-Options include[P3P5P7]-Options include[PMSCPMPSMSMCSCPMSMSC]-Options include[L]-[SFTR]-CR | Outdoor Luminaires | High Output | Architectural Flood and Spot Luminaires | Premium | FALSE | [9 empty] | 42661 | Dimmable | Continuous Below 10 | Yes |  | 4 | 24367.18 | 123 | 198.1 | 13.12 | 0.9 | 3000 | 70
P96HCWZU | S LITE CO. LTD. | S LITE | FL205-[UNVHV]-2006-70-30K-T5s-[All Colors]-Options include[P3P5P7]-Options include[PMSCPMPSMSMCSCPMSMSC]-Options include[L]-[SFTR]-CR | Outdoor Luminaires | High Output | Architectural Flood and Spot Luminaires | Premium | FALSE | [9 empty] | 42661 | Dimmable | Continuous Below 10 | Yes |  | 4 | 23795.77 | 120.12 | 198.1 | 13.12 | 0.9 | 3000 | 70
PPXQWXAV | S LITE CO. LTD. | S LITE | FL205-HV-1203-70-30K-T4s-[All Colors]-Options include[P3P5P7]-Options include[PMSCPMPSMSMCSCPMSMSC]-Options include[L]-[SFTR]-CR | Outdoor Luminaires | High Output | Architectural Flood and Spot Luminaires | Premium | FALSE | [9 empty] | 42661 | Dimmable | Continuous Below 10 | Yes |  | 4 | 13433.97 | 119.31 | 112.6 | 12.51 | 0.9 | 3000 | 70
PY2U3RRW | S LITE CO. LTD. | S LITE | FL205-HV-1203-70-30K-T5s-[All Colors]-Options include[P3P5P7]-Options include[PMSCPMPSMSMCSCPMSMSC]-Options include[L]-[SFTR]-CR | Outdoor Luminaires | High Output | Architectural Flood and Spot Luminaires | Premium | FALSE | [9 empty] | 42661 | Dimmable | Continuous Below 10 | Yes |  | 4 | 13119.03 | 116.51 | 112.6 | 12.51 | 0.9 | 3000 | 70
P6ZUJ9CR | S LITE CO. LTD. | S LITE | FL205-HV-1504-70-30K-T4s-[All Colors]-Options include[P3P5P7]-Options include[PMSCPMPSMSMCSCPMSMSC]-Options include[L]-[SFTR]-CR | Outdoor Luminaires | High Output | Architectural Flood and Spot Luminaires | Premium | FALSE | [9 empty] | 42661 | Dimmable | Continuous Below 10 | Yes |  | 4 | 17183.99 | 120.76 | 142.3 | 10.32 | 0.9 | 3000 | 70
PB68VF74 | S LITE CO. LTD. | S LITE | FL205-HV-1504-70-30K-T5s-[All Colors]-Options include[P3P5P7]-Options include[PMSCPMPSMSMCSCPMSMSC]-Options include[L]-[SFTR]-CR | Outdoor Luminaires | High Output | Architectural Flood and Spot Luminaires | Premium | FALSE | [9 empty] | 42661 | Dimmable | Continuous Below 10 | Yes |  | 4 | 16781.44 | 117.93 | 142.3 | 10.32 | 0.9 | 3000 | 70
P5EV95HP | S LITE CO. LTD. | S LITE | FL205-[UNVHV]-0852-70-30K-T4s-[All Colors]-Options include[P3P5P7]-Options include[PMSCPMPSMSMCSCPMSMSC]-Options include[L]-[SFTR]-CR | Outdoor Luminaires | Mid Output | Architectural Flood and Spot Luminaires | Premium | FALSE | [9 empty] | 42661 | Dimmable | Continuous Above 10 | Yes |  | 4 | 8410.97 | 115.03 | 73.12 | 11.65 | 0.9 | 3000 | 70
PBPZZE26 | S LITE CO. LTD. | S LITE | FL205-[UNVHV]-0752-70-30K-T4s-[All Colors]-Options include[P3P5P7]-Options include[PMSCPMPSMSMCSCPMSMSC]-Options include[L]-[SFTR]-CR | Outdoor Luminaires | Mid Output | Architectural Flood and Spot Luminaires | Premium | FALSE | [9 empty] | 42661 | Dimmable | Continuous Above 10 | Yes |  | 4 | 7878.6 | 117.38 | 67.12 | 9.32 | 0.92 | 3000 | 70
P81EUTMS | S LITE CO. LTD. | S LITE | FL205-[UNVHV]-0752-70-30K-T5s-[All Colors]-Options include[P3P5P7]-Options include[PMSCPMPSMSMCSCPMSMSC]-Options include[L]-[SFTR]-CR | Outdoor Luminaires | Mid Output | Architectural Flood and Spot Luminaires | Premium | FALSE | [9 empty] | 42661 | Dimmable | Continuous Above 10 | Yes |  | 4 | 7693.97 | 114.63 | 67.12 | 9.32 | 0.92 | 3000 | 70
P232NUMU | S LITE CO. LTD. | S LITE | FL205-UNV-1203-70-30K-T4s-[All Colors]-Options include[P3P5P7]-Options include[PMSCPMPSMSMCSCPMSMSC]-Options include[L]-[SFTR]-CR | Outdoor Luminaires | High Output | Architectural Flood and Spot Luminaires | Premium | FALSE | [9 empty] | 42661 | Dimmable | Continuous Above 10 | Yes |  | 4 | 13266.94 | 119.31 | 111.2 | 6.68 | 0.9 | 3000 | 70
PY8JA81B | S LITE CO. LTD. | S LITE | FL205-UNV-1504-70-30K-T4s-[All Colors]-Options include[P3P5P7]-Options include[PMSCPMPSMSMCSCPMSMSC]-Options include[L]-[SFTR]-CR | Outdoor Luminaires | High Output | Architectural Flood and Spot Luminaires | Premium | FALSE | [9 empty] | 42661 | Dimmable | Continuous Above 10 | Yes |  | 4 | 17256.45 | 120.76 | 142.9 | 6.04 | 0.91 | 3000 | 70
PK85DTG8 | S LITE CO. LTD. | S LITE | FL205-UNV-1504-70-30K-T5s-[All Colors]-Options include[P3P5P7]-Options include[PMSCPMPSMSMCSCPMSMSC]-Options include[L]-[SFTR]-CR | Outdoor Luminaires | High Output | Architectural Flood and Spot Luminaires | Premium | FALSE | [9 empty] | 42661 | Dimmable | Continuous Above 10 | Yes |  | 4 | 16852 | 117.93 | 142.9 | 6.04 | 0.91 | 3000 | 70
P455JRUM | S LITE CO. LTD. | S LITE | FL205-[UNVHV]-0402-70-30K-T4s-[All Colors]-Options include[P3P5P7]-Options include[PMSCPMPSMSMCSCPMSMSC]-Options include[L]-[SFTR]-CR | Outdoor Luminaires | Low Output | Architectural Flood and Spot Luminaires | Premium | FALSE | [9 empty] | 42661 | Dimmable | Continuous Above 10 | Yes |  | 4 | 4611.26 | 131.6 | 35.04 | 9.57 | 0.92 | 3000 | 70
P3K6M2UM | KMW Inc. | GigaTera | MAN600-H30NG1S | Outdoor Luminaires | Very High Output | Architectural Flood and Spot Luminaires | Premium | TRUE | 80002.15 | 128.87 | 620.8 | 9.13 | 0.989 | 3068 | 79 | 5 | 50000 | 42660 |  |  | No |  | 4 | 80000 | 130 | 620 | 9.1 | 0.99 | 3000 | 80
PVRR7PTE | RAB Lighting | RAB Lightng | FFLED18Y/[P BLANK][ALL HOUSING FINISHES] | Outdoor Luminaires | Low Output | Architectural Flood and Spot Luminaires | Standard | TRUE | 2042 | 91.2 | 22.4 | 11.3 | 0.963 | 3111 | 82 | 5 | 50000 | 42660 |  |  | Yes |  | 4 | 2042 | 88.4 | 23.1 | 11.3 | 0.96 | 3111 | 82
P0000170B | RAB Lighting | RAB Lightng | FFLED18/[P BLANK][ALL HOUSING FINISHES] | Outdoor Luminaires | Low Output | Architectural Flood and Spot Luminaires | Standard | TRUE | 2310 | 102.7 | 22.5 | 9.9 | 0.962 | 5011 | 72 | 5 | 50000 | 42660 |  |  | Yes |  | 4 | 2310 | 100 | 23.1 | 9.9 | 0.96 | 5011 | 72
PQFVX32M | RAB Lighting | RAB Lightng | FFLED18/D10/[P BLANK][ALL HOUSING FINISHES] | Outdoor Luminaires | Low Output | Architectural Flood and Spot Luminaires | Standard | FALSE | [9 empty] | 42660 |  |  | Yes |  | 4 | 2310 | 100 | 23.1 | 9.9 | 0.96 | 5011 | 72
PZQ74BHM | RAB Lighting | RAB Lightng | FFLED18N/[P BLANK][ALL HOUSING FINISHES] | Outdoor Luminaires | Low Output | Architectural Flood and Spot Luminaires | Standard | FALSE | [9 empty] | 42660 |  |  | Yes |  | 4 | 2119 | 92.1 | 23 | 10.2 | 0.96 | 3982 | 82
PXNSV2HT | RAB Lighting | RAB Lightng | FFLED18N/D10/[P BLANK][ALL HOUSING FINISHES] | Outdoor Luminaires | Low Output | Architectural Flood and Spot Luminaires | Standard | FALSE | [9 empty] | 42660 |  |  | Yes |  | 4 | 2119 | 92.1 | 23 | 10.2 | 0.96 | 3982 | 82
PF19FX5E | RAB Lighting | RAB Lightng | FFLED18Y/D10/[P BLANK][ALL HOUSING FINISHES] | Outdoor Luminaires | Low Output | Architectural Flood and Spot Luminaires | Standard | FALSE | [9 empty] | 42660 |  |  | Yes |  | 4 | 2042 | 88.4 | 23.1 | 11.3 | 0.96 | 3111 | 82
PNNPQV4M | KMW Inc. | GigaTera | MAN600-H57NG1S | Outdoor Luminaires | Very High Output | Architectural Flood and Spot Luminaires | Premium | FALSE | [9 empty] | 42660 |  |  | No |  | 4 | 85399 | 135 | 635 | 8.4 | 0.99 | 5700 | 83
P8RRUTM3 | KMW Inc. | GigaTera | MAN600-H50NG1S | Outdoor Luminaires | Very High Output | Architectural Flood and Spot Luminaires | Premium | FALSE | [9 empty] | 42660 |  |  | No |  | 4 | 85000 | 135 | 630 | 8.5 | 0.99 | 5000 | 82
P2Q3MW36 | KMW Inc. | GigaTera | MAN600-H45NG1S | Outdoor Luminaires | Very High Output | Architectural Flood and Spot Luminaires | Premium | FALSE | [9 empty] | 42660 |  |  | No |  | 4 | 84000 | 133 | 630 | 8.5 | 0.99 | 4500 | 82
PWJ1THRZ | KMW Inc. | GigaTera | MAN600-H40NG1S | Outdoor Luminaires | Very High Output | Architectural Flood and Spot Luminaires | Premium | FALSE | [9 empty] | 42660 |  |  | No |  | 4 | 83000 | 133 | 625 | 8.5 | 0.99 | 4000 | 81
P8NGK2QH | KMW Inc. | GigaTera | MAN600-H35NG1S | Outdoor Luminaires | Very High Output | Architectural Flood and Spot Luminaires | Premium | FALSE | [9 empty] | 42660 |  |  | No |  | 4 | 81000 | 130 | 625 | 9 | 0.99 | 3500 | 81
PMDJCEDN | Grandlite International Corp | Grandlite International | LED-2060-150W-4K | Outdoor Luminaires | High Output | Architectural Flood and Spot Luminaires | Standard | TRUE | 16491.66 | 113 | 146.5 | 14 | 0.93 | 4073 | 72 | 5 | 50000 | 42657 |  |  | Yes |  | 4 | 16491.66 | 113 | 146.5 | 8 | 0.99 | 4073 | 72
P8F5DD96 | All Green Lighting Inc. | All Green Lighting Inc. | GEMINI-30W-3000K | Outdoor Luminaires | Low Output | Architectural Flood and Spot Luminaires | Standard | TRUE | 2946.42 | 96.23 | 30.62 | 12.7 | 0.91 | 3049 | 73 | 5 | 50000 | 42657 |  |  | NotYetVerified |  | 3 | 2946.42 | 96.23 | 30.62 |  | 0.9 | 3000 | 73
PMCDZKZX | IKIO LED LIGHTING | IKIO | IK-FL12A-30-4000K | Outdoor Luminaires | Low Output | Architectural Flood and Spot Luminaires | Standard | TRUE | 3299.09 | 113.8 | 28.99 | 10.9 | 0.908 | 4092 | 72.6 | 5 | 50000 | 42657 |  |  | Yes |  | 3.1 | 3350 | 112 | 30 | 10.9 | 0.908 | 4000 | 70
PFNY9PBN | IKIO LED LIGHTING | IKIO | IK-FL12A-30-5000K | Outdoor Luminaires | Low Output | Architectural Flood and Spot Luminaires | Standard | FALSE | [9 empty] | 42657 |  |  | Yes |  | 3.1 | 3400 | 114 | 30 | 10.9 | 0.908 | 5000 | 70
PYRNW7W4 | Grandlite International Corp | Grandlite International | LED-2060-150W-5K | Outdoor Luminaires | High Output | Architectural Flood and Spot Luminaires | Standard | FALSE | [9 empty] | 42657 |  |  | Yes |  | 4 | 16491.66 | 113 | 146.5 | 8 | 0.99 | 4975 | 73
P3NT2Q6M | Grandlite International Corp | Grandlite International | LED-2060-200W-5K | Outdoor Luminaires | High Output | Architectural Flood and Spot Luminaires | Standard | FALSE | [9 empty] | 42657 |  |  | Yes |  | 4 | 24733.56 | 124 | 199.84 | 7 | 1 | 4975 | 73
PEX5DDD5 | Grandlite International Corp | Grandlite International | LED-2060-200W-4K | Outdoor Luminaires | High Output | Architectural Flood and Spot Luminaires | Standard | FALSE | [9 empty] | 42657 |  |  | Yes |  | 4 | 24733.56 | 124 | 199.84 | 7 | 1 | 3994 | 72
PWDRN6WX | All Green Lighting Inc. | All Green Lighting Inc. | GEMINI-60W-5000K | Outdoor Luminaires | Mid Output | Architectural Flood and Spot Luminaires | Standard | FALSE | [9 empty] | 42657 | Not Yet Verified | Not Yet Verified | NotYetVerified |  | 3 | 7214.58 | 112.93 | 63.888 |  | 0.9 | 5000 | 70
PAZTWFGC | All Green Lighting Inc. | All Green Lighting Inc. | GEMINI-30W-5000K | Outdoor Luminaires | Low Output | Architectural Flood and Spot Luminaires | Standard | FALSE | [9 empty] | 42657 | Not Yet Verified | Not Yet Verified | NotYetVerified |  | 3 | 3585.83 | 106 | 33.828 |  | 0.9 | 5000 | 70
P1UDAF4D | All Green Lighting Inc. | All Green Lighting Inc. | GEMINI-240W-5000K | Outdoor Luminaires | High Output | Architectural Flood and Spot Luminaires | Standard | FALSE | [9 empty] | 42657 | Not Yet Verified | Not Yet Verified | NotYetVerified |  | 3 | 29475.28 | 118.11 | 249.55 |  | 0.9 | 5000 | 70
PCCA9X79 | All Green Lighting Inc. | All Green Lighting Inc. | GEMINI-210W-5000K | Outdoor Luminaires | High Output | Architectural Flood and Spot Luminaires | Standard | FALSE | [9 empty] | 42657 | Not Yet Verified | Not Yet Verified | NotYetVerified |  | 3 | 26528.62 | 122.91 | 215.84 |  | 0.9 | 5000 | 70
PBG5SMAS | All Green Lighting Inc. | All Green Lighting Inc. | GEMINI-150W-5000K | Outdoor Luminaires | High Output | Architectural Flood and Spot Luminaires | Standard | FALSE | [9 empty] | 42657 | Not Yet Verified | Not Yet Verified | NotYetVerified |  | 3 | 18502.1 | 119.43 | 154.92 |  | 0.9 | 5000 | 70
PQBM5XMK | All Green Lighting Inc. | All Green Lighting Inc. | GEMINI-120W-5000K | Outdoor Luminaires | High Output | Architectural Flood and Spot Luminaires | Standard | FALSE | [9 empty] | 42657 | Not Yet Verified | Not Yet Verified | NotYetVerified |  | 3 | 15513.39 | 122.52 | 126.62 |  | 0.9 | 5000 | 70
PDTXTMET | All Green Lighting Inc. | All Green Lighting Inc. | GEMINI-90W-5000K | Outdoor Luminaires | High Output | Architectural Flood and Spot Luminaires | Standard | FALSE | [9 empty] | 42657 | Not Yet Verified | Not Yet Verified | NotYetVerified |  | 3 | 11132.04 | 115.19 | 96.64 |  | 0.9 | 5000 | 70
PQ3B7GMX | All Green Lighting Inc. | All Green Lighting Inc. | GEMINI-300W-5000K | Outdoor Luminaires | Very High Output | Architectural Flood and Spot Luminaires | Standard | FALSE | [9 empty] | 42657 | Not Yet Verified | Not Yet Verified | NotYetVerified |  | 3 | 36610.09 | 117.93 | 310.45 |  | 0.9 | 5000 | 70
PPVU2A6G | All Green Lighting Inc. | All Green Lighting Inc. | GEMINI-60W-4000K | Outdoor Luminaires | Mid Output | Architectural Flood and Spot Luminaires | Standard | FALSE | [9 empty] | 42657 | Not Yet Verified | Not Yet Verified | NotYetVerified |  | 3 | 7087.89 | 110.58 | 64.097 |  | 0.9 | 4000 | 70
P6YF5KE8 | All Green Lighting Inc. | All Green Lighting Inc. | GEMINI-30W-4000K | Outdoor Luminaires | Low Output | Architectural Flood and Spot Luminaires | Standard | FALSE | [9 empty] | 42657 | Not Yet Verified | Not Yet Verified | NotYetVerified |  | 3 | 3561.42 | 104.67 | 34.026 |  | 0.9 | 4000 | 70
P5SNMM3S | All Green Lighting Inc. | All Green Lighting Inc. | GEMINI-240W-4000K | Outdoor Luminaires | High Output | Architectural Flood and Spot Luminaires | Standard | FALSE | [9 empty] | 42657 | Not Yet Verified | Not Yet Verified | NotYetVerified |  | 3 | 28934.88 | 115.88 | 249.7 |  | 0.9 | 4000 | 70
PSMYY3GC | All Green Lighting Inc. | All Green Lighting Inc. | GEMINI-210W-4000K | Outdoor Luminaires | High Output | Architectural Flood and Spot Luminaires | Standard | FALSE | [9 empty] | 42657 | Not Yet Verified | Not Yet Verified | NotYetVerified |  | 3 | 24980.62 | 115.68 | 215.95 |  | 0.9 | 4000 | 70
PV45VSDT | All Green Lighting Inc. | All Green Lighting Inc. | GEMINI-150W-4000K | Outdoor Luminaires | High Output | Architectural Flood and Spot Luminaires | Standard | FALSE | [9 empty] | 42657 | Not Yet Verified | Not Yet Verified | NotYetVerified |  | 3 | 17950.29 | 116.24 | 154.43 |  | 0.9 | 4000 | 70
PVBHJVQH | All Green Lighting Inc. | All Green Lighting Inc. | GEMINI-120W-4000K | Outdoor Luminaires | High Output | Architectural Flood and Spot Luminaires | Standard | FALSE | [9 empty] | 42657 | Not Yet Verified | Not Yet Verified | NotYetVerified |  | 3 | 14568.8 | 115.3 | 126.36 |  | 0.9 | 4000 | 70
PCVA11XE | All Green Lighting Inc. | All Green Lighting Inc. | GEMINI-90W-4000K | Outdoor Luminaires | High Output | Architectural Flood and Spot Luminaires | Standard | FALSE | [9 empty] | 42657 | Not Yet Verified | Not Yet Verified | NotYetVerified |  | 3 | 10952.84 | 113.52 | 96.48 |  | 0.9 | 4000 | 70
PD5TYCTK | All Green Lighting Inc. | All Green Lighting Inc. | GEMINI-300W-4000K | Outdoor Luminaires | Very High Output | Architectural Flood and Spot Luminaires | Standard | FALSE | [9 empty] | 42657 | Not Yet Verified | Not Yet Verified | NotYetVerified |  | 3 | 36172.08 | 116.51 | 310.46 |  | 0.9 | 4000 | 70
PWYKE1BQ | All Green Lighting Inc. | All Green Lighting Inc. | GEMINI-90W-3000K | Outdoor Luminaires | Mid Output | Architectural Flood and Spot Luminaires | Standard | FALSE | [9 empty] | 42657 | Not Yet Verified | Not Yet Verified | NotYetVerified |  | 3 | 9145.27 | 95.28 | 95.98 |  | 0.9 | 3000 | 70
P4CMRVY2 | All Green Lighting Inc. | All Green Lighting Inc. | GEMINI-60W-3000K | Outdoor Luminaires | Mid Output | Architectural Flood and Spot Luminaires | Standard | FALSE | [9 empty] | 42657 | Not Yet Verified | Not Yet Verified | NotYetVerified |  | 3 | 6116.7 | 92.06 | 66.443 |  | 0.9 | 3000 | 70
PHPYDKZN | All Green Lighting Inc. | All Green Lighting Inc. | GEMINI-240W-3000K | Outdoor Luminaires | High Output | Architectural Flood and Spot Luminaires | Standard | FALSE | [9 empty] | 42657 | Not Yet Verified | Not Yet Verified | NotYetVerified |  | 3 | 24208.63 | 97.57 | 248.11 |  | 0.9 | 3000 | 70
PT3SFG7Y | All Green Lighting Inc. | All Green Lighting Inc. | GEMINI-210W-3000K | Outdoor Luminaires | High Output | Architectural Flood and Spot Luminaires | Standard | FALSE | [9 empty] | 42657 | Not Yet Verified | Not Yet Verified | NotYetVerified |  | 3 | 21138.38 | 98.46 | 214.69 |  | 0.9 | 3000 | 70
PATAJHCT | All Green Lighting Inc. | All Green Lighting Inc. | GEMINI-150W-3000K | Outdoor Luminaires | High Output | Architectural Flood and Spot Luminaires | Standard | FALSE | [9 empty] | 42657 | Not Yet Verified | Not Yet Verified | NotYetVerified |  | 3 | 15231.35 | 97.71 | 155.89 |  | 0.9 | 3000 | 70
PCWDKH1Q | All Green Lighting Inc. | All Green Lighting Inc. | GEMINI-120W-3000K | Outdoor Luminaires | High Output | Architectural Flood and Spot Luminaires | Standard | FALSE | [9 empty] | 42657 | Not Yet Verified | Not Yet Verified | NotYetVerified |  | 3 | 12207.27 | 97.08 | 125.74 |  | 0.9 | 3000 | 70
PTF6Y7R9 | All Green Lighting Inc. | All Green Lighting Inc. | GEMINI-300W-3000K | Outdoor Luminaires | Very High Output | Architectural Flood and Spot Luminaires | Standard | FALSE | [9 empty] | 42657 | Not Yet Verified | Not Yet Verified | NotYetVerified |  | 3 | 30408.61 | 98.57 | 308.49 |  | 0.9 | 3000 | 70
P841CJUU | FEIERT TECHNOLOGY CO.LTD | FEIERT | T150-80WB40 | Outdoor Luminaires | High Output | Architectural Flood and Spot Luminaires | Premium | TRUE | 10665 | 130 | 81.8 | 17.7 | 0.931 | 3851 | 72.3 | 5 | 50000 | 42656 |  |  | No |  | 4 | 10665 | 130.3 | 81.8 | 17.7 | 0.93 | 3851 | 72.3
PUAE4SP6 | FEIERT TECHNOLOGY CO.LTD | FEIERT | T150-200WB40 | Outdoor Luminaires | High Output | Architectural Flood and Spot Luminaires | Premium | TRUE | 25865.1 | 128.62 | 201.1 | 13.3 | 0.931 | 3875 | 72.2 | 5 | 50000 | 42656 |  |  | No |  | 4 | 25865 | 128.6 | 201.1 | 17.4 | 0.93 | 3875 | 72.2
PYMVY4EB | FEIERT TECHNOLOGY CO.LTD | FEIERT | T150-150WB40 | Outdoor Luminaires | High Output | Architectural Flood and Spot Luminaires | Premium | TRUE | 20021.9 | 132.5 | 151.1 | 16.9 | 0.929 | 3854 | 72.4 | 5 | 50000 | 42656 |  |  | No |  | 4 | 20021.9 | 132.5 | 151.1 | 16.9 | 0.93 | 3854 | 72.4
P7CRQDUP | Stanpro Lighting Systems Inc. | Stanpro | FMS-L-S2-W/27K-xx/[TRNPT1] | Outdoor Luminaires | Low Output | Architectural Flood and Spot Luminaires | Standard | TRUE | 1698 | 88.76 | 19.13 | 13.3 | 0.9082 | 2792 | 79.9 | 5 | 50000 | 42656 |  |  | No |  | 4 | 1698 | 88.76 | 19.13 | 13.3 | 0.9082 | 2700 | 79.9
PAK9MWPM | Stanpro Lighting Systems Inc. | Stanpro | FMS-L-S3-W/27K-xx/[TRNPT1] | Outdoor Luminaires | Low Output | Architectural Flood and Spot Luminaires | Standard | TRUE | 2670.7 | 89.1 | 29.97 | 13.09 | 0.9073 | 2748 | 80.2 | 5 | 50000 | 42656 |  |  | No |  | 4 | 2670.7 | 89.1 | 29.97 | 13.09 | 0.9073 | 2700 | 80.2
PZVZN4AQ | Stanpro Lighting Systems Inc. | Stanpro | FMS-L-S4-W/27K-xx/[TRNPT1] | Outdoor Luminaires | Low Output | Architectural Flood and Spot Luminaires | Standard | TRUE | 4163.6 | 87.73 | 47.46 | 13.22 | 0.9043 | 2788 | 80.1 | 5 | 50000 | 42656 |  |  | No |  | 4 | 4163.6 | 87.73 | 47.46 | 13.22 | 0.9043 | 2700 | 80.1
PXF8PW1S | Stanpro Lighting Systems Inc. | Stanpro | FMS-L-S1-W/27K-xx/[TRNPT1] | Outdoor Luminaires | Low Output | Architectural Flood and Spot Luminaires | Standard | TRUE | 909.3 | 87.52 | 10.39 | 13.3 | 0.9017 | 2795 | 80 | 5 | 50000 | 42656 |  |  | No |  | 4 | 909.3 | 87.52 | 10.39 | 13.3 | 0.9017 | 2700 | 80
PY821UEA | Stanpro Lighting Systems Inc. | Stanpro | FMS-L-S3-W/40K-xx/[TRNPT1] | Outdoor Luminaires | Low Output | Architectural Flood and Spot Luminaires | Standard | FALSE | [9 empty] | 42656 |  |  | No |  | 4 | 2754 | 91.46 | 30.11 | 13.09 | 0.9073 | 4000 | 80.2
PX1ZVCP8 | Stanpro Lighting Systems Inc. | Stanpro | FMS-L-S4-W/40K-xx/[TRNPT1] | Outdoor Luminaires | Low Output | Architectural Flood and Spot Luminaires | Standard | FALSE | [9 empty] | 42656 |  |  | No |  | 4 | 4284 | 89.6 | 47.81 | 13.22 | 0.9043 | 4000 | 80.1
PWU5E9D5 | Stanpro Lighting Systems Inc. | Stanpro | FMS-L-S1-W/40K-xx/[TRNPT1] | Outdoor Luminaires | Low Output | Architectural Flood and Spot Luminaires | Standard | FALSE | [9 empty] | 42656 |  |  | No |  | 4 | 936.3 | 90.2 | 10.38 | 13.3 | 0.9017 | 4000 | 80
PYKMBYEH | Stanpro Lighting Systems Inc. | Stanpro | FMS-L-S2-W/40K-xx/[TRNPT1] | Outdoor Luminaires | Low Output | Architectural Flood and Spot Luminaires | Standard | FALSE | [9 empty] | 42656 |  |  | No |  | 4 | 1748 | 90.78 | 19.26 | 13.3 | 0.9082 | 4000 | 79.9
PK5F9GNR | FEIERT TECHNOLOGY CO.LTD | FEIERT | T150-200WB57 | Outdoor Luminaires | High Output | Architectural Flood and Spot Luminaires | Premium | FALSE | [9 empty] | 42656 | Not Dimmable | Not Dimmable | No |  | 4 | 27372 | 132.2 | 207 | 18.1 | 0.94 | 5652 | 75.5
P3HUARAC | FEIERT TECHNOLOGY CO.LTD | FEIERT | T150-150WB57 | Outdoor Luminaires | High Output | Architectural Flood and Spot Luminaires | Premium | FALSE | [9 empty] | 42656 | Not Dimmable | Not Dimmable | No |  | 4 | 20492.9 | 135.2 | 151.5 | 18.3 | 0.94 | 5634 | 75.6
PZUEYH4W | FEIERT TECHNOLOGY CO.LTD | FEIERT | T150-80WB57 | Outdoor Luminaires | High Output | Architectural Flood and Spot Luminaires | Premium | FALSE | [9 empty] | 42656 | Not Dimmable | Not Dimmable | No |  | 4 | 10982.1 | 133.9 | 82 | 19.2 | 0.95 | 5570 | 75.5
PX34QAQB | FEIERT TECHNOLOGY CO.LTD | FEIERT | T150-150WB50 | Outdoor Luminaires | High Output | Architectural Flood and Spot Luminaires | Premium | FALSE | [9 empty] | 42656 | Not Dimmable | Not Dimmable | No |  | 4 | 20021.9 | 132.5 | 151.1 | 16.9 | 0.93 | 5000 | 72.4
PUXPNH86 | FEIERT TECHNOLOGY CO.LTD | FEIERT | T150-80WB50 | Outdoor Luminaires | High Output | Architectural Flood and Spot Luminaires | Premium | FALSE | [9 empty] | 42656 | Not Dimmable | Not Dimmable | No |  | 4 | 10665 | 130.3 | 81.8 | 17.7 | 0.93 | 5000 | 72.3
PJ6CMWME | FEIERT TECHNOLOGY CO.LTD | FEIERT | T150-200WB50 | Outdoor Luminaires | High Output | Architectural Flood and Spot Luminaires | Premium | FALSE | [9 empty] | 42656 | Not Dimmable | Not Dimmable | No |  | 4 | 25865 | 128.6 | 201.1 | 17.4 | 0.93 | 3875 | 72.2
P53NZVP8 | Wen Lighting | WEN | WEN-FL-240W-111[12]-1601 4000K | Outdoor Luminaires | Very High Output | Architectural Flood and Spot Luminaires | Standard | TRUE | 31365 | 129.67 | 241.9 | 13.43 | 0.9387 | 4046 | 74.2 | 5 | 50000 | 42655 |  |  | No |  | 3.1 | 31365 | 129.67 | 241.9 | 13.43 | 0.9387 | 4000 | 74.2
PX8FG789 | Wen Lighting | WEN | WEN-FL-240W-111[12]-1601 5700K | Outdoor Luminaires | Very High Output | Architectural Flood and Spot Luminaires | Standard | FALSE | [9 empty] | 42655 | Not Dimmable | Not Dimmable | No |  | 3.1 | 32852 | 134.86 | 243.6 | 13.66 | 0.9382 | 5700 | 76.6
PKPNAF5S | Wen Lighting | WEN | WEN-FL-240W-111[12]-1601 5000K | Outdoor Luminaires | Very High Output | Architectural Flood and Spot Luminaires | Standard | FALSE | [9 empty] | 42655 | Not Dimmable | Not Dimmable | No |  | 3.1 | 32108 | 132.24 | 242.8 | 13.43 | 0.9387 | 5000 | 74.2
PRAQF98C | Lighting Group of America | Lighting Group of America | FL590L3B4K | Outdoor Luminaires | High Output | Architectural Flood and Spot Luminaires | Standard | TRUE | 25348 | 130 | 194.71 | 13 | 1 | 4055 | 72 | 5 | 50000 | 42653 |  |  | Yes |  | 4 | 25348 | 130 | 194.71 | 5 | 1 | 4055 | 72
PHCVCN8Y | EELP INC. | EELP Inc. | VLAL22-B-320L-QT-30K | Outdoor Luminaires | Very High Output | Architectural Flood and Spot Luminaires | Standard | TRUE | 30857 | 101.45 | 304.2 | 7.88 | 0.947 | 3056 | 83.5 | 5 | 50000 | 42653 |  |  | No |  | 3 | 30857 | 101.45 | 304.2 | 7.88 | 0.947 | 3000 | 83.5
PQTE3QPB | EELP INC. | EELP Inc. | VLAL22-B-240L-QT-30K | Outdoor Luminaires | High Output | Architectural Flood and Spot Luminaires | Standard | TRUE | 21495 | 99.51 | 216 | 18.31 | 0.9301 | 3110 | 83.6 | 5 | 50000 | 42653 |  |  | No |  | 3 | 21578 | 96.75 | 223 | 18.31 | 0.9301 | 3000 | 83.6
P3HZUQ49 | EELP INC. | EELP Inc. | VLLD1-30L-QT-30K | Outdoor Luminaires | Low Output | Architectural Flood and Spot Luminaires | Standard | TRUE | 2501.3 | 86.54 | 28.9 | 19.23 | 0.9098 | 5064 | 74.2 | 5 |  | 42653 |  |  | NotYetVerified |  | 3 | 2501.3 | 86.54 | 28.9 | 19.23 | 0.9098 | 5000 | 74.1
PTGCUPTX | EELP INC. | EELP Inc. | VLAL22-B-18L-QT-30K | Outdoor Luminaires | Low Output | Architectural Flood and Spot Luminaires | Standard | TRUE | 1467.8 | 96.19 | 15.26 | 16.52 | 0.9079 | 3042 | 82.9 | 5 | 50000 | 42653 |  |  | NotYetVerified |  | 3 | 1467.8 | 96.19 | 15.26 | 20 | 0.9 | 3000 | 82.9
PUTJ8JVJ | EELP INC. | EELP Inc. | VLAL22-B-36L-QT-30K | Outdoor Luminaires | Low Output | Architectural Flood and Spot Luminaires | Standard | TRUE | 2899.1 | 98.84 | 29.33 | 16.49 | 0.9049 | 3041 | 83.2 | 5 | 50000 | 42653 |  |  | NotYetVerified |  | 3 | 2899.1 | 98.84 | 29.33 | 20 | 0.9 | 3000 | 83.2
PVZVWY8P | EELP INC. | EELP Inc. | VLAL22-B-60L-QT-30K | Outdoor Luminaires | Low Output | Architectural Flood and Spot Luminaires | Standard | TRUE | 4906.5 | 102.12 | 48.05 | 17.63 | 0.9031 | 3042 | 83.3 | 5 | 50000 | 42653 |  |  | NotYetVerified |  | 3 | 4906.5 | 102.12 | 48.05 | 20 | 0.9 | 3000 | 83.3
PK61VME9 | EELP INC. | EELP Inc. | VLAL22-B-120BL-QT-30K | Outdoor Luminaires | High Output | Architectural Flood and Spot Luminaires | Standard | TRUE | 10035 | 103.53 | 96.93 | 19.07 | 0.9024 | 3058 | 82 | 5 | 50000 | 42653 |  |  | No |  | 3 | 10035 | 103.53 | 96.93 | 19.07 | 0.9024 | 3000 | 82
P88UC27U | EELP INC. | EELP Inc. | VLAL22-B-120AL-QT-30K | Outdoor Luminaires | Mid Output | Architectural Flood and Spot Luminaires | Standard | TRUE | 8453 | 109.98 | 76.86 | 18.74 | 0.9024 | 3064 | 83.7 | 5 | 50000 | 42653 |  |  | No |  | 3 | 8591 | 110.11 | 78.02 | 18.74 | 0.9024 | 3000 | 83.7
PUBY5S86 | EELP INC. | EELP Inc. | VLAL22-B-160L-QT-30K | Outdoor Luminaires | High Output | Architectural Flood and Spot Luminaires | Standard | TRUE | 15131 | 98.1 | 154.3 | 6.27 | 0.9017 | 3055 | 83.2 | 5 | 50000 | 42653 |  |  | No |  | 3 | 15131 | 98.1 | 154.3 | 6.27 | 0.9017 | 3000 | 83.2
P6WW51B7 | Lighting Group of America | Lighting Group of America | FL590L3B | Outdoor Luminaires | High Output | Architectural Flood and Spot Luminaires | Standard | FALSE | [9 empty] | 42653 |  |  | Yes |  | 4 | 25348 | 130 | 194.71 | 5 | 1 | 5244 | 76
PW2KASRY | EELP INC. | EELP Inc. | VLLD1-30L-QT-50K | Outdoor Luminaires | Low Output | Architectural Flood and Spot Luminaires | Standard | FALSE | [9 empty] | 42653 | Not Yet Verified | Not Yet Verified | NotYetVerified |  | 3 | 2501.3 | 86.54 | 28.9 | 19.23 | 0.9098 | 5000 | 74.1
P3ZNVX6D | EELP INC. | EELP Inc. | VLAL22-B-120AL-QT-50K | Outdoor Luminaires | Mid Output | Architectural Flood and Spot Luminaires | Standard | FALSE | [9 empty] | 42653 | Not Dimmable | Not Dimmable | No |  | 3 | 9064 | 115.39 | 78.55 | 18.95 | 0.9062 | 5000 | 84.5
PZ3VE7N6 | EELP INC. | EELP Inc. | VLAL22-B-60L-QT-50K | Outdoor Luminaires | Low Output | Architectural Flood and Spot Luminaires | Standard | FALSE | [9 empty] | 42653 | Not Dimmable | Not Dimmable | NotYetVerified |  | 3 | 4906.5 | 102.12 | 48.05 | 20 | 0.9 | 5000 | 83.3
PYRA136B | EELP INC. | EELP Inc. | VLAL22-B-36L-QT-50K | Outdoor Luminaires | Low Output | Architectural Flood and Spot Luminaires | Standard | FALSE | [9 empty] | 42653 | Not Dimmable | Not Dimmable | NotYetVerified |  | 3 | 2899.1 | 98.84 | 29.33 | 20 | 0.9 | 5000 | 83.2
PHB553HW | EELP INC. | EELP Inc. | VLAL22-B-18L-QT-50K | Outdoor Luminaires | Low Output | Architectural Flood and Spot Luminaires | Standard | FALSE | [9 empty] | 42653 | Not Dimmable | Not Dimmable | NotYetVerified |  | 3 | 1467.8 | 96.19 | 15.26 | 20 | 0.9 | 5000 | 82.9
P5CZ5FCU | EELP INC. | EELP Inc. | VLAL22-B-240L-QT-50K | Outdoor Luminaires | High Output | Architectural Flood and Spot Luminaires | Standard | FALSE | [9 empty] | 42653 | Dimmable | Continuous Below 10 | No |  | 3 | 25684 | 116.82 | 219.9 | 19.02 | 0.9276 | 5000 | 84.7
P2BU7A4F | EELP INC. | EELP Inc. | VLAL22-B-120BL-QT-50K | Outdoor Luminaires | High Output | Architectural Flood and Spot Luminaires | Standard | FALSE | [9 empty] | 42653 | Dimmable | Continuous Below 10 | No |  | 3 | 11021 | 111.95 | 98.45 | 18.87 | 0.9062 | 5000 | 83.8
PUUCCV5R | EELP INC. | EELP Inc. | VLAL22-B-320L-QT-50K | Outdoor Luminaires | Very High Output | Architectural Flood and Spot Luminaires | Standard | FALSE | [9 empty] | 42653 | Dimmable | Continuous Below 10 | No |  | 3 | 30857 | 101.45 | 304.2 | 7.88 | 0.947 | 5000 | 83.5
PC3SQ2V7 | EELP INC. | EELP Inc. | VLAL22-B-160L-QT-50K | Outdoor Luminaires | High Output | Architectural Flood and Spot Luminaires | Standard | FALSE | [9 empty] | 42653 | Dimmable | Continuous Below 10 | No |  | 3 | 15131 | 98.1 | 154.3 | 6.27 | 0.9017 | 5000 | 83.2
PV5DAMV9 | EELP INC. | EELP Inc. | VLAL22-B-120AL-QT-40K | Outdoor Luminaires | Mid Output | Architectural Flood and Spot Luminaires | Standard | FALSE | [9 empty] | 42653 | Not Dimmable | Not Dimmable | No |  | 3 | 8591 | 110.11 | 78.02 | 18.74 | 0.9024 | 4000 | 83.7
P1QEYGB8 | EELP INC. | EELP Inc. | VLAL22-B-60L-QT-40K | Outdoor Luminaires | Low Output | Architectural Flood and Spot Luminaires | Standard | FALSE | [9 empty] | 42653 | Not Dimmable | Not Dimmable | NotYetVerified |  | 3 | 4906.5 | 102.12 | 48.05 | 20 | 0.9 | 4000 | 83.3
P51BQ2PD | EELP INC. | EELP Inc. | VLAL22-B-36L-QT-40K | Outdoor Luminaires | Low Output | Architectural Flood and Spot Luminaires | Standard | FALSE | [9 empty] | 42653 | Not Dimmable | Not Dimmable | NotYetVerified |  | 3 | 2899.1 | 98.84 | 29.33 | 20 | 0.9 | 4000 | 83.2
P2Y994FB | EELP INC. | EELP Inc. | VLAL22-B-18L-QT-40K | Outdoor Luminaires | Low Output | Architectural Flood and Spot Luminaires | Standard | FALSE | [9 empty] | 42653 | Not Dimmable | Not Dimmable | NotYetVerified |  | 3 | 1467.8 | 96.19 | 15.26 | 20 | 0.9 | 4000 | 82.9
PX4YXB82 | EELP INC. | EELP Inc. | VLAL22-B-240L-QT-40K | Outdoor Luminaires | High Output | Architectural Flood and Spot Luminaires | Standard | FALSE | [9 empty] | 42653 | Dimmable | Continuous Below 10 | No |  | 3 | 21578 | 96.75 | 223 | 18.31 | 0.9301 | 4000 | 83.6
PHBSHHHE | EELP INC. | EELP Inc. | VLAL22-B-320L-QT-40K | Outdoor Luminaires | Very High Output | Architectural Flood and Spot Luminaires | Standard | FALSE | [9 empty] | 42653 | Dimmable | Continuous Below 10 | No |  | 3 | 30857 | 101.45 | 304.2 | 7.88 | 0.947 | 4000 | 83.5
PDGUKS2X | EELP INC. | EELP Inc. | VLAL22-B-160L-QT-40K | Outdoor Luminaires | High Output | Architectural Flood and Spot Luminaires | Standard | FALSE | [9 empty] | 42653 | Dimmable | Continuous Below 10 | No |  | 3 | 15131 | 98.1 | 154.3 | 6.27 | 0.9017 | 4000 | 83.2
PYQW5UEW | EELP INC. | EELP Inc. | VLAL22-B-120BL-QT-40K | Outdoor Luminaires | High Output | Architectural Flood and Spot Luminaires | Standard | FALSE | [9 empty] | 42653 | Dimmable | Continuous Below 10 | No |  | 3 | 10035 | 103.53 | 96.93 | 19.07 | 0.9024 | 4000 | 82
PABRETKM | SLT LIGHTING TECHNOLOGY(DONGGUAN)CO. LTD | SLTMAKS | STL-020AW1 | Outdoor Luminaires | Low Output | Architectural Flood and Spot Luminaires | Standard | TRUE | 1975.36 | 102.03 | 19.36 | 12.75 | 0.9432 | 3163 | 71.1 | 5 | 50000 | 42649 |  |  | No |  | 4 | 1997.12 | 102.59 | 20 | 12.75 | 0.94 | 3000 | 71.1
P2P1HESD | SLT LIGHTING TECHNOLOGY(DONGGUAN)CO. LTD | SLTMAKS | STL-030AW1 | Outdoor Luminaires | Low Output | Architectural Flood and Spot Luminaires | Standard | TRUE | 3136.2 | 104.3 | 30.07 | 24.27 | 0.942 | 3152 | 71 | 5 | 50000 | 42649 |  |  | No |  | 4 | 3200.29 | 104.66 | 30 | 24.27 | 0.94 | 3000 | 71
PCHHH7HA | SLT LIGHTING TECHNOLOGY(DONGGUAN)CO. LTD | SLTMAKS | STL-050AW1 | Outdoor Luminaires | Mid Output | Architectural Flood and Spot Luminaires | Standard | TRUE | 5293.11 | 105.76 | 50.05 | 24.22 | 0.9401 | 3156 | 70.9 | 5 | 50000 | 42649 |  |  | No |  | 4 | 5434.96 | 106.11 | 50 | 24.22 | 0.94 | 3000 | 70.9
P93ZPZQ1 | SLT LIGHTING TECHNOLOGY(DONGGUAN)CO. LTD | SLTMAKS | STL-050AC2 | Outdoor Luminaires | Mid Output | Architectural Flood and Spot Luminaires | Standard | FALSE | [9 empty] | 42649 | Not Dimmable | Not Dimmable | No |  | 4 | 5873.8 | 115.12 | 50 | 24.22 | 0.94 | 5700 | 73.1
PDJ8MP3G | SLT LIGHTING TECHNOLOGY(DONGGUAN)CO. LTD | SLTMAKS | STL-030AC2 | Outdoor Luminaires | Low Output | Architectural Flood and Spot Luminaires | Standard | FALSE | [9 empty] | 42649 | Not Dimmable | Not Dimmable | No |  | 4 | 3402.3 | 111.74 | 30 | 24.27 | 0.94 | 5700 | 73
PV757N3C | SLT LIGHTING TECHNOLOGY(DONGGUAN)CO. LTD | SLTMAKS | STL-020AC2 | Outdoor Luminaires | Low Output | Architectural Flood and Spot Luminaires | Standard | FALSE | [9 empty] | 42649 | Not Dimmable | Not Dimmable | No |  | 4 | 2148.1 | 110.97 | 20 | 12.75 | 0.94 | 5700 | 72.8
P92FE7WP | SLT LIGHTING TECHNOLOGY(DONGGUAN)CO. LTD | SLTMAKS | STL-020AC1 | Outdoor Luminaires | Low Output | Architectural Flood and Spot Luminaires | Standard | FALSE | [9 empty] | 42649 | Not Dimmable | Not Dimmable | No |  | 4 | 1997.12 | 102.59 | 20 | 12.75 | 0.94 | 5000 | 71.1
PFJ9ENKC | SLT LIGHTING TECHNOLOGY(DONGGUAN)CO. LTD | SLTMAKS | STL-030AC1 | Outdoor Luminaires | Low Output | Architectural Flood and Spot Luminaires | Standard | FALSE | [9 empty] | 42649 | Not Dimmable | Not Dimmable | No |  | 4 | 3200.29 | 104.66 | 30 | 24.27 | 0.94 | 5000 | 71
PGAZAY6K | SLT LIGHTING TECHNOLOGY(DONGGUAN)CO. LTD | SLTMAKS | STL-050AC1 | Outdoor Luminaires | Mid Output | Architectural Flood and Spot Luminaires | Standard | FALSE | [9 empty] | 42649 | Not Dimmable | Not Dimmable | No |  | 4 | 5434.96 | 106.11 | 50 | 24.22 | 0.94 | 5000 | 70.9
P4T9FS66 | SLT LIGHTING TECHNOLOGY(DONGGUAN)CO. LTD | SLTMAKS | STL-020AN2 | Outdoor Luminaires | Low Output | Architectural Flood and Spot Luminaires | Standard | FALSE | [9 empty] | 42649 | Not Dimmable | Not Dimmable | No |  | 4 | 1997.12 | 102.59 | 20 | 12.75 | 0.94 | 4500 | 71.1
PPGB8M8Q | SLT LIGHTING TECHNOLOGY(DONGGUAN)CO. LTD | SLTMAKS | STL-030AN2 | Outdoor Luminaires | Low Output | Architectural Flood and Spot Luminaires | Standard | FALSE | [9 empty] | 42649 | Not Dimmable | Not Dimmable | No |  | 4 | 3200.29 | 104.66 | 30 | 24.27 | 0.94 | 4500 | 71
PQ92MPDQ | SLT LIGHTING TECHNOLOGY(DONGGUAN)CO. LTD | SLTMAKS | STL-050AN2 | Outdoor Luminaires | Mid Output | Architectural Flood and Spot Luminaires | Standard | FALSE | [9 empty] | 42649 | Not Dimmable | Not Dimmable | No |  | 4 | 5434.96 | 106.11 | 50 | 24.22 | 0.94 | 4500 | 70.9
PADD6TEN | SLT LIGHTING TECHNOLOGY(DONGGUAN)CO. LTD | SLTMAKS | STL-020AN1 | Outdoor Luminaires | Low Output | Architectural Flood and Spot Luminaires | Standard | FALSE | [9 empty] | 42649 | Not Dimmable | Not Dimmable | No |  | 4 | 1997.12 | 102.59 | 20 | 12.75 | 0.94 | 4000 | 71.1
PUS9AQRC | SLT LIGHTING TECHNOLOGY(DONGGUAN)CO. LTD | SLTMAKS | STL-030AN1 | Outdoor Luminaires | Low Output | Architectural Flood and Spot Luminaires | Standard | FALSE | [9 empty] | 42649 | Not Dimmable | Not Dimmable | No |  | 4 | 3200.29 | 104.66 | 30 | 24.27 | 0.94 | 4000 | 71
PFYJ4UYW | SLT LIGHTING TECHNOLOGY(DONGGUAN)CO. LTD | SLTMAKS | STL-050AN1 | Outdoor Luminaires | Mid Output | Architectural Flood and Spot Luminaires | Standard | FALSE | [9 empty] | 42649 | Not Dimmable | Not Dimmable | No |  | 4 | 5434.96 | 106.11 | 50 | 24.22 | 0.94 | 4000 | 70.9
PCEPG57N | SLT LIGHTING TECHNOLOGY(DONGGUAN)CO. LTD | SLTMAKS | STL-020AW2 | Outdoor Luminaires | Low Output | Architectural Flood and Spot Luminaires | Standard | FALSE | [9 empty] | 42649 | Not Dimmable | Not Dimmable | No |  | 4 | 1997.12 | 102.59 | 20 | 12.75 | 0.94 | 3500 | 71.1
P2Y86YYF | SLT LIGHTING TECHNOLOGY(DONGGUAN)CO. LTD | SLTMAKS | STL-030AW2 | Outdoor Luminaires | Low Output | Architectural Flood and Spot Luminaires | Standard | FALSE | [9 empty] | 42649 | Not Dimmable | Not Dimmable | No |  | 4 | 3200.29 | 104.66 | 30 | 24.27 | 0.94 | 3500 | 71
PR668N9P | SLT LIGHTING TECHNOLOGY(DONGGUAN)CO. LTD | SLTMAKS | STL-050AW2 | Outdoor Luminaires | Mid Output | Architectural Flood and Spot Luminaires | Standard | FALSE | [9 empty] | 42649 | Not Dimmable | Not Dimmable | No |  | 4 | 5434.96 | 106.11 | 50 | 24.22 | 0.94 | 3500 | 70.9
PMYUVA31 | Emergensee Lighting Inc. | PROlite LED LIGHTING | PMPAL300-3K | Outdoor Luminaires | Very High Output | Architectural Flood and Spot Luminaires | Standard | TRUE | 30857 | 101.45 | 304.2 | 7.88 | 0.947 | 3056 | 83.5 | 5 | 50000 | 42648 |  |  | No |  | 3 | 30857 | 101.45 | 304.2 | 7.88 | 0.947 | 3000 | 83.5
P1TA6P1T | Emergensee Lighting Inc. | PROlite LED LIGHTING | PMPAL220-3K | Outdoor Luminaires | High Output | Architectural Flood and Spot Luminaires | Standard | TRUE | 21495 | 99.51 | 216 | 18.31 | 0.9301 | 3110 | 83.6 | 5 | 50000 | 42648 |  |  | No |  | 3 | 21578 | 96.75 | 223 | 18.31 | 0.9301 | 3000 | 83.6
PMZ9ZFT1 | Nerval Corporation | Nerval | NLED-FL107050D-50k-75100 | Outdoor Luminaires | Mid Output | Architectural Flood and Spot Luminaires | Standard | TRUE | 5481 | 99.67 | 54.99 | 13.79 | 0.9248 | 5098 | 75.3 | 5 | 50000 | 42648 |  |  | No |  | 3 | 5481 | 99.67 | 54.99 | 13.79 | 0.9284 | 5000 | 75.3
PYN1D3RA | Nuwave LLC | ALSET | FLS-3L-40K-UL (With Nichia 3030 LED) | Outdoor Luminaires | Low Output | Architectural Flood and Spot Luminaires | Premium | TRUE | 2407.716 | 117.324 | 20.522 | 8.72 | 0.9232 | 3928 | 73.9 | 5 | 50000 | 42648 |  |  | No |  | 3.1 | 2300 | 115 | 20 | 8 | 0.95 | 4000 | 75
PRJ7UWZT | Nuwave LLC | ALSET | FLS-1L-40K-UL (With Nichia 3030 LED) | Outdoor Luminaires | Low Output | Architectural Flood and Spot Luminaires | Premium | TRUE | 1195.153 | 109.027 | 10.962 | 21.15 | 0.9231 | 3913 | 74.1 | 5 | 50000 | 42648 |  |  | No |  | 3.1 | 1100 | 110 | 10 | 20 | 0.95 | 4000 | 75
PAW8PNHA | Nuwave LLC | ALSET | FLS-13L-40K-UL (With Nichia 3030 LED) | Outdoor Luminaires | High Output | Architectural Flood and Spot Luminaires | Premium | TRUE | 12110.35 | 124.362 | 97.38 | 13.27 | 0.9231 | 3975 | 74.1 | 5 | 50000 | 42648 |  |  | No |  | 3.1 | 12000 | 120 | 100 | 13 | 0.95 | 4000 | 75
P58DNKTQ | Nuwave LLC | ALSET | FLS-25L-40K-UL (With Nichia 3030 LED) | Outdoor Luminaires | High Output | Architectural Flood and Spot Luminaires | Premium | TRUE | 24168.11 | 124.507 | 194.11 | 10.91 | 0.9214 | 4091 | 74.3 | 5 | 50000 | 42648 |  |  | No |  | 3.1 | 23900 | 120 | 200 | 11 | 0.95 | 4000 | 75
PQAKF8NH | Nuwave LLC | ALSET | FLS-20L-40K-UL (With Nichia 3030 LED) | Outdoor Luminaires | High Output | Architectural Flood and Spot Luminaires | Premium | TRUE | 18139.11 | 124.916 | 145.21 | 12.24 | 0.9203 | 4064 | 74.3 | 5 | 50000 | 42648 |  |  | No |  | 3.1 | 17900 | 119 | 150 | 12 | 0.95 | 4000 | 75
PH6YRWJY | Emergensee Lighting Inc. | PROlite LED LIGHTING | PESL30W-3K | Outdoor Luminaires | Low Output | Architectural Flood and Spot Luminaires | Standard | TRUE | 2501.3 | 86.54 | 28.9 | 19.23 | 0.9098 | 5064 | 74.2 | 5 |  | 42648 |  |  | NotYetVerified |  | 3 | 2501.3 | 86.54 | 28.9 | 19.23 | 0.9098 | 5000 | 74.1
PZRVWSBY | Emergensee Lighting Inc. | PROlite LED LIGHTING | PMPAL15-X-3K | Outdoor Luminaires | Low Output | Architectural Flood and Spot Luminaires | Standard | TRUE | 1467.8 | 96.19 | 15.26 | 16.52 | 0.9079 | 3042 | 82.9 | 5 | 50000 | 42648 |  |  | NotYetVerified |  | 3 | 1467.8 | 96.19 | 15.26 | 20 | 0.9 | 3000 | 82.9
PQBXMU17 | Emergensee Lighting Inc. | PROlite LED LIGHTING | PMPAL30-X-3K | Outdoor Luminaires | Low Output | Architectural Flood and Spot Luminaires | Standard | TRUE | 2899.1 | 98.84 | 29.33 | 16.49 | 0.9049 | 3041 | 83.2 | 5 | 50000 | 42648 |  |  | NotYetVerified |  | 3 | 2899.1 | 98.84 | 29.33 | 20 | 0.9 | 3000 | 83.2
PCNG4NSB | Emergensee Lighting Inc. | PROlite LED LIGHTING | PMPAL50-X-3K | Outdoor Luminaires | Low Output | Architectural Flood and Spot Luminaires | Standard | TRUE | 4906.5 | 102.12 | 48.05 | 17.63 | 0.9031 | 3042 | 83.3 | 5 | 50000 | 42648 |  |  | NotYetVerified |  | 3 | 4906.5 | 102.12 | 48.05 | 20 | 0.9 | 3000 | 83.3
PZRSGH5E | Emergensee Lighting Inc. | PROlite LED LIGHTING | PMPAL100-3K | Outdoor Luminaires | High Output | Architectural Flood and Spot Luminaires | Standard | TRUE | 10035 | 103.53 | 96.93 | 19.07 | 0.9024 | 3058 | 82 | 5 | 50000 | 42648 |  |  | No |  | 3 | 10035 | 103.53 | 96.93 | 19.07 | 0.9024 | 3000 | 82
PJ5KY5E6 | Emergensee Lighting Inc. | PROlite LED LIGHTING | PMPAL80-3K | Outdoor Luminaires | Mid Output | Architectural Flood and Spot Luminaires | Standard | TRUE | 8453 | 109.98 | 76.86 | 18.74 | 0.9024 | 3064 | 83.7 | 5 | 50000 | 42648 |  |  | No |  | 3 | 8591 | 110.11 | 78.02 | 18.74 | 0.9024 | 3000 | 83.7
PRJDJDQ3 | Emergensee Lighting Inc. | PROlite LED LIGHTING | PMPAL150-3K | Outdoor Luminaires | High Output | Architectural Flood and Spot Luminaires | Standard | TRUE | 15131 | 98.1 | 154.3 | 6.27 | 0.9017 | 3055 | 83.2 | 5 | 50000 | 42648 |  |  | No |  | 3 | 15131 | 98.1 | 154.3 | 6.27 | 0.9017 | 3000 | 83.2
PJZD5CHM | Nuwave LLC | ALSET | FLS-4L-40K-UL (With Nichia 3030 LED) | Outdoor Luminaires | Low Output | Architectural Flood and Spot Luminaires | Premium | TRUE | 3619.1 | 116.783 | 30.99 | 10.12 | 0.887 | 3962 | 74.1 | 5 | 50000 | 42648 |  |  | No |  | 3.1 | 3600 | 120 | 30 | 10 | 0.95 | 4000 | 75
PPRXWVJU | Nuwave LLC | ALSET | FLS-6L-40K-UL (With Nichia 3030 LED) | Outdoor Luminaires | Mid Output | Architectural Flood and Spot Luminaires | Premium | TRUE | 6082.666 | 118.918 | 51.15 | 24.47 | 0.8792 | 3988 | 74.1 | 5 | 50000 | 42648 |  |  | No |  | 3.1 | 6000 | 120 | 50 | 20 | 0.95 | 4000 | 75
PYXJ1GYM | Nuwave LLC | ALSET | FLS-6L-57K-UL (With Nichia 3030 LED) | Outdoor Luminaires | Mid Output | Architectural Flood and Spot Luminaires | Premium | FALSE | [9 empty] | 42648 |  |  | No |  | 3.1 | 6300 | 126 | 50 | 20 | 0.95 | 5700 | 75
PSACB2W1 | Nuwave LLC | ALSET | FLS-1L-57K-UL (With Nichia 3030 LED) | Outdoor Luminaires | Low Output | Architectural Flood and Spot Luminaires | Premium | FALSE | [9 empty] | 42648 |  |  | No |  | 3.1 | 1220 | 122 | 10 | 20 | 0.95 | 5700 | 75
PJRJS827 | Nuwave LLC | ALSET | FLS-13L-57K-UL (With Nichia 3030 LED) | Outdoor Luminaires | High Output | Architectural Flood and Spot Luminaires | Premium | FALSE | [9 empty] | 42648 |  |  | No |  | 3.1 | 13000 | 130 | 100 | 13 | 0.95 | 5700 | 75
P4ZGHBU2 | Nuwave LLC | ALSET | FLS-20L-57K-UL (With Nichia 3030 LED) | Outdoor Luminaires | High Output | Architectural Flood and Spot Luminaires | Premium | FALSE | [9 empty] | 42648 |  |  | No |  | 3.1 | 19500 | 130 | 150 | 12 | 0.95 | 5700 | 75
PWXGP529 | Nuwave LLC | ALSET | FLS-25L-57K-UL (With Nichia 3030 LED) | Outdoor Luminaires | High Output | Architectural Flood and Spot Luminaires | Premium | FALSE | [9 empty] | 42648 |  |  | No |  | 3.1 | 24800 | 124 | 200 | 11 | 0.95 | 5700 | 75
P7GQ4JT4 | Nuwave LLC | ALSET | FLS-4L-57K-UL (With Nichia 3030 LED) | Outdoor Luminaires | Low Output | Architectural Flood and Spot Luminaires | Premium | FALSE | [9 empty] | 42648 |  |  | No |  | 3.1 | 3900 | 130 | 30 | 10 | 0.95 | 5700 | 75
P71MRRPE | Nuwave LLC | ALSET | FLS-3L-57K-UL (With Nichia 3030 LED) | Outdoor Luminaires | Low Output | Architectural Flood and Spot Luminaires | Premium | FALSE | [9 empty] | 42648 |  |  | No |  | 3.1 | 2500 | 125 | 20 | 8 | 0.95 | 5700 | 75
PK2VMHVP | Nuwave LLC | ALSET | FLS-6L-50K-UL (With Nichia 3030 LED) | Outdoor Luminaires | Mid Output | Architectural Flood and Spot Luminaires | Premium | FALSE | [9 empty] | 42648 |  |  | No |  | 3.1 | 6200 | 124 | 50 | 20 | 0.95 | 5000 | 75
PPVXGPSJ | Nuwave LLC | ALSET | FLS-1L-50K-UL (With Nichia 3030 LED) | Outdoor Luminaires | Low Output | Architectural Flood and Spot Luminaires | Premium | FALSE | [9 empty] | 42648 |  |  | No |  | 3.1 | 1200 | 120 | 10 | 20 | 0.95 | 5000 | 75
PT6XG5K6 | Nuwave LLC | ALSET | FLS-13L-50K-UL (With Nichia 3030 LED) | Outdoor Luminaires | High Output | Architectural Flood and Spot Luminaires | Premium | FALSE | [9 empty] | 42648 |  |  | No |  | 3.1 | 12800 | 128 | 100 | 13 | 0.95 | 5000 | 75
PUEDB5TN | Nuwave LLC | ALSET | FLS-20L-50K-UL (With Nichia 3030 LED) | Outdoor Luminaires | High Output | Architectural Flood and Spot Luminaires | Premium | FALSE | [9 empty] | 42648 |  |  | No |  | 3.1 | 19000 | 127 | 150 | 12 | 0.95 | 5000 | 75
PGAHJ6PW | Nuwave LLC | ALSET | FLS-25L-50K-UL (With Nichia 3030 LED) | Outdoor Luminaires | High Output | Architectural Flood and Spot Luminaires | Premium | FALSE | [9 empty] | 42648 |  |  | No |  | 3.1 | 24500 | 123 | 200 | 11 | 0.95 | 5000 | 75
PHFVWPU2 | Nuwave LLC | ALSET | FLS-4L-50K-UL (With Nichia 3030 LED) | Outdoor Luminaires | Low Output | Architectural Flood and Spot Luminaires | Premium | FALSE | [9 empty] | 42648 |  |  | No |  | 3.1 | 3800 | 127 | 30 | 10 | 0.95 | 5000 | 75
PUGGU369 | Nuwave LLC | ALSET | FLS-3L-50K-UL (With Nichia 3030 LED) | Outdoor Luminaires | Low Output | Architectural Flood and Spot Luminaires | Premium | FALSE | [9 empty] | 42648 |  |  | No |  | 3.1 | 2400 | 120 | 20 | 8 | 0.95 | 5000 | 75
P8X69VGU | Emergensee Lighting Inc. | PROlite LED LIGHTING | PESL30W-5K | Outdoor Luminaires | Low Output | Architectural Flood and Spot Luminaires | Standard | FALSE | [9 empty] | 42648 |  |  | NotYetVerified |  | 3 | 2501.3 | 86.54 | 28.9 | 19.23 | 0.9098 | 5000 | 74.1
PGKCT67N | Emergensee Lighting Inc. | PROlite LED LIGHTING | PMPAL80-5K | Outdoor Luminaires | Mid Output | Architectural Flood and Spot Luminaires | Standard | FALSE | [9 empty] | 42648 |  |  | No |  | 3 | 9064 | 115.39 | 78.55 | 18.95 | 0.9062 | 5000 | 84.5
PH6BXMSA | Emergensee Lighting Inc. | PROlite LED LIGHTING | PMPAL50-X-5K | Outdoor Luminaires | Low Output | Architectural Flood and Spot Luminaires | Standard | FALSE | [9 empty] | 42648 |  |  | NotYetVerified |  | 3 | 4906.5 | 102.12 | 48.05 | 20 | 0.9 | 5000 | 83.3
PKMK2VVR | Emergensee Lighting Inc. | PROlite LED LIGHTING | PMPAL30-X-5K | Outdoor Luminaires | Low Output | Architectural Flood and Spot Luminaires | Standard | FALSE | [9 empty] | 42648 |  |  | NotYetVerified |  | 3 | 2899.1 | 98.84 | 29.33 | 20 | 0.9 | 5000 | 83.2
PGTW5CSN | Emergensee Lighting Inc. | PROlite LED LIGHTING | PMPAL15-X-5K | Outdoor Luminaires | Low Output | Architectural Flood and Spot Luminaires | Standard | FALSE | [9 empty] | 42648 |  |  | NotYetVerified |  | 3 | 1467.8 | 96.19 | 15.26 | 20 | 0.9 | 5000 | 82.9
PRURCX6W | Emergensee Lighting Inc. | PROlite LED LIGHTING | PMPAL220-5K | Outdoor Luminaires | High Output | Architectural Flood and Spot Luminaires | Standard | FALSE | [9 empty] | 42648 |  |  | No |  | 3 | 25684 | 116.82 | 219.9 | 19.02 | 0.9276 | 5000 | 84.7
PXTXEKDC | Emergensee Lighting Inc. | PROlite LED LIGHTING | PMPAL100-5K | Outdoor Luminaires | High Output | Architectural Flood and Spot Luminaires | Standard | FALSE | [9 empty] | 42648 |  |  | No |  | 3 | 11021 | 111.95 | 98.45 | 18.87 | 0.9062 | 5000 | 83.8
PB9H3SVH | Emergensee Lighting Inc. | PROlite LED LIGHTING | PMPAL300-5K | Outdoor Luminaires | Very High Output | Architectural Flood and Spot Luminaires | Standard | FALSE | [9 empty] | 42648 |  |  | No |  | 3 | 30857 | 101.45 | 304.2 | 7.88 | 0.947 | 5000 | 83.5
PS7FTNFF | Emergensee Lighting Inc. | PROlite LED LIGHTING | PMPAL150-5K | Outdoor Luminaires | High Output | Architectural Flood and Spot Luminaires | Standard | FALSE | [9 empty] | 42648 |  |  | No |  | 3 | 15131 | 98.1 | 154.3 | 6.27 | 0.9017 | 5000 | 83.2
PNBWT2KD | Emergensee Lighting Inc. | PROlite LED LIGHTING | PMPAL50-X-4K | Outdoor Luminaires | Low Output | Architectural Flood and Spot Luminaires | Standard | FALSE | [9 empty] | 42648 |  |  | NotYetVerified |  | 3 | 4906.5 | 102.12 | 48.05 | 20 | 0.9 | 4000 | 83.3
PTZDE7WH | Emergensee Lighting Inc. | PROlite LED LIGHTING | PMPAL30-X-4K | Outdoor Luminaires | Low Output | Architectural Flood and Spot Luminaires | Standard | FALSE | [9 empty] | 42648 |  |  | NotYetVerified |  | 3 | 2899.1 | 98.84 | 29.33 | 20 | 0.9 | 4000 | 83.2
PJYWUWAT | Nerval Corporation | Nerval | NLED-FL107090-50k-120 | Outdoor Luminaires | High Output | Architectural Flood and Spot Luminaires | Standard | FALSE | [9 empty] | 42648 |  |  | No |  | 3 | 11184 | 122.88 | 91.01 | 13.81 | 0.947 | 5000 | 73.9
P5ZMH9W3 | Nerval Corporation | Nerval | NLED-FL107090D-50k-120 | Outdoor Luminaires | High Output | Architectural Flood and Spot Luminaires | Standard | FALSE | [9 empty] | 42648 |  |  | No |  | 3 | 11184 | 122.88 | 91.01 | 13.81 | 0.947 | 5000 | 73.9
PTJHTD92 | Nerval Corporation | Nerval | NLED-FL107070-50k-120 | Outdoor Luminaires | Mid Output | Architectural Flood and Spot Luminaires | Standard | FALSE | [9 empty] | 42648 |  |  | No |  | 3 | 8962 | 124.61 | 71.92 | 13.55 | 0.93 | 5000 | 73.7
PDHBHMR5 | Nerval Corporation | Nerval | NLED-FL107070D-50k-120 | Outdoor Luminaires | Mid Output | Architectural Flood and Spot Luminaires | Standard | FALSE | [9 empty] | 42648 |  |  | No |  | 3 | 8962 | 124.61 | 71.92 | 13.55 | 0.93 | 5000 | 73.7
P9Z24WHH | Nerval Corporation | Nerval | NLED-FL107050D-50k-120 | Outdoor Luminaires | Mid Output | Architectural Flood and Spot Luminaires | Standard | FALSE | [9 empty] | 42648 |  |  | No |  | 3 | 6572 | 120.58 | 54.5 | 13.86 | 0.9055 | 5000 | 72.7
PR3JFMYD | Nerval Corporation | Nerval | NLED-FL107050-50k-120 | Outdoor Luminaires | Mid Output | Architectural Flood and Spot Luminaires | Standard | FALSE | [9 empty] | 42648 |  |  | No |  | 3 | 6217.6 | 114.08 | 54.5 | 13.86 | 0.9055 | 5000 | 72.7
PQQ2WCUF | Blue Ocean Lighting CO.LTD | Blue Ocean Lighting | BOL-EFL-100W-L-40 | Outdoor Luminaires | Mid Output | Architectural Flood and Spot Luminaires | Standard | TRUE | 9139 | 99.55 | 91.8 | 15.38 | 0.932 | 3962 | 71 | 5 |  | 42646 |  |  | NotYetVerified |  | 3 | 9139 | 99.55 | 91.8 | 15.38 | 0.932 | 3962 | 71
P2JGPARC | Blue Ocean Lighting CO.LTD | Blue Ocean Lighting | BOL-EFL-50W-40 | Outdoor Luminaires | Low Output | Architectural Flood and Spot Luminaires | Standard | TRUE | 4760.7 | 96.18 | 49.5 | 13.45 | 0.925 | 3976 | 71 | 5 |  | 42646 |  |  | NotYetVerified |  | 3 | 4760.7 | 96.18 | 49.5 | 13.45 | 0.925 | 3976 | 71
P3KQXH61 | Blue Ocean Lighting CO.LTD | Blue Ocean Lighting | BOL-EFL-50W-57 | Outdoor Luminaires | Low Output | Architectural Flood and Spot Luminaires | Standard | FALSE | [9 empty] | 42646 | Not Dimmable | Not Dimmable | NotYetVerified |  | 3 | 4891.127 | 100.5 | 48.67 | 13.12 | 0.989 | 5904 | 70.4
PQH84TW9 | Blue Ocean Lighting CO.LTD | Blue Ocean Lighting | BOL-EFL-100W-L-57 | Outdoor Luminaires | Mid Output | Architectural Flood and Spot Luminaires | Standard | FALSE | [9 empty] | 42646 | Not Dimmable | Not Dimmable | NotYetVerified |  | 3 | 9241.256 | 100.83 | 91.65 | 14.96 | 0.997 | 5892 | 72.8
PUXQZN5G | Blue Ocean Lighting CO.LTD | Blue Ocean Lighting | BOL-EFL-50W-50 | Outdoor Luminaires | Low Output | Architectural Flood and Spot Luminaires | Standard | FALSE | [9 empty] | 42646 | Not Dimmable | Not Dimmable | NotYetVerified |  | 3 | 4792.371 | 98.71 | 48.55 | 13.26 | 0.99 | 5263 | 70.3
PC674HAJ | Blue Ocean Lighting CO.LTD | Blue Ocean Lighting | BOL-EFL-100W-L-50 | Outdoor Luminaires | Mid Output | Architectural Flood and Spot Luminaires | Standard | FALSE | [9 empty] | 42646 | Not Dimmable | Not Dimmable | NotYetVerified |  | 3 | 9220.183 | 100.69 | 91.57 | 15.13 | 0.997 | 5188 | 72.4
PWSMWR1G | Blue Ocean Lighting CO.LTD | Blue Ocean Lighting | BOL-EFL-50W-45 | Outdoor Luminaires | Low Output | Architectural Flood and Spot Luminaires | Standard | FALSE | [9 empty] | 42646 | Not Dimmable | Not Dimmable | NotYetVerified |  | 3 | 4735.055 | 97.63 | 48.5 | 13.33 | 0.989 | 4659 | 70.2
PQ8GVUUJ | Blue Ocean Lighting CO.LTD | Blue Ocean Lighting | BOL-EFL-100W-L-45 | Outdoor Luminaires | Mid Output | Architectural Flood and Spot Luminaires | Standard | FALSE | [9 empty] | 42646 | Not Dimmable | Not Dimmable | NotYetVerified |  | 3 | 9180.486 | 100.41 | 91.43 | 15.25 | 0.997 | 4376 | 71.5
P62WG1UA | Venture Lighting International | Venture Lighting International | FC3-80NA | Outdoor Luminaires | Mid Output | Architectural Flood and Spot Luminaires | Premium | TRUE | 9367.37 | 116.45 | 80.44 | 6.6 | 0.96 | 4021 | 71.9 | 5 | 50000 | 42643 |  |  | Yes |  | 3.1 | 9300 | 116 | 80 | 6.6 | 0.96 | 4000 | 70
PZQMDZAJ | 9083-5208 QUÉBEC INC. | LUXDEL | LX-EVO-200 | Outdoor Luminaires | High Output | Architectural Flood and Spot Luminaires | Premium | TRUE | 23082.55 | 120.49 | 191.58 | 5.93 | 0.952 | 5384 | 74.9 | 5 | 50000 | 42643 |  |  | No |  | 3.1 | 22000 | 110 | 200 | 15 | 0.95 | 5700 | 70
P6CUKD51 | 9083-5208 QUÉBEC INC. | LUXDEL | LX-EVO-150 | Outdoor Luminaires | High Output | Architectural Flood and Spot Luminaires | Premium | TRUE | 18463.52 | 122.51 | 150.71 | 9.61 | 0.932 | 5424 | 75 | 5 | 50000 | 42643 |  |  | No |  | 3.1 | 16500 | 110 | 150 | 15 | 0.95 | 5700 | 70
PYEQPQR9 | 9083-5208 QUÉBEC INC. | LUXDEL | LX-EVO-100 | Outdoor Luminaires | High Output | Architectural Flood and Spot Luminaires | Premium | TRUE | 12244.85 | 121.66 | 100.65 | 9.16 | 0.931 | 5342 | 74.7 | 5 | 50000 | 42643 |  |  | No |  | 3.1 | 11000 | 110 | 100 | 15 | 0.95 | 5700 | 70
PCAH7AFS | 9083-5208 QUÉBEC INC. | LUXDEL | LX-EVO-450 | Outdoor Luminaires | Very High Output | Architectural Flood and Spot Luminaires | Premium | TRUE | 54764.12 | 120.73 | 453.6 | 6.96 | 0.931 | 5470 | 75.2 | 5 | 50000 | 42643 |  |  | No |  | 3.1 | 49500 | 110 | 450 | 15 | 0.95 | 5700 | 70
PZPC8Q3B | 9083-5208 QUÉBEC INC. | LUXDEL | LX-EVO-300 | Outdoor Luminaires | Very High Output | Architectural Flood and Spot Luminaires | Premium | TRUE | 35754.36 | 118.06 | 302.84 | 6.69 | 0.931 | 5446 | 75.1 | 5 | 50000 | 42643 |  |  | No |  | 3.1 | 33000 | 110 | 300 | 15 | 0.95 | 5700 | 70
PB7CH46A | RC Lighting | RC | PIP15 [ALL FIXTURE FINISH] /D10 {ALL CONTROL OPTIONS] RCL | Outdoor Luminaires | Low Output | Architectural Flood and Spot Luminaires | Premium | TRUE | 2063 | 130.6 | 15.8 | 14.1 | 0.928 | 3045 | 73 | 5 | 100000 | 42643 |  |  | Yes |  | 4 | 2063 | 130.6 | 15.81 | 14.1 | 0.93 | 3045 | 73
P4JZZESP | RC Lighting | RC | PIP15N [ALL FIXTURE FINISH] /D10 {ALL CONTROL OPTIONS] RCL | Outdoor Luminaires | Low Output | Architectural Flood and Spot Luminaires | Premium | TRUE | 2091 | 134 | 15.6 | 18.1 | 0.926 | 5048 | 77 | 5 | 100000 | 42643 |  |  | Yes |  | 4 | 2091 | 134 | 15.58 | 18.1 | 0.93 | 5048 | 77
P1X6EVF9 | IKIO LED LIGHTING | IKIO | IK-FL12A-50-4000K | Outdoor Luminaires | Mid Output | Architectural Flood and Spot Luminaires | Premium | TRUE | 5240.8 | 116.45 | 45.01 | 12.1 | 0.917 | 4068 | 73.2 | 5 | 50000 | 42643 |  |  | Yes |  | 3.1 | 5300 | 117 | 50 | 12.1 | 0.917 | 4000 | 75
PKE6B156 | Venture Lighting International | Venture Lighting International | FC2-50NA | Outdoor Luminaires | Mid Output | Architectural Flood and Spot Luminaires | Premium | TRUE | 5240.8 | 116.45 | 45.01 | 12.1 | 0.917 | 4068 | 73.2 | 5 | 50000 | 42643 |  |  | Yes |  | 3.1 | 5300 | 117 | 50 | 12.1 | 0.917 | 4000 | 75
PP5AVZJG | Venture Lighting International | Venture Lighting International | FC4-30NA | Outdoor Luminaires | Low Output | Architectural Flood and Spot Luminaires | Standard | TRUE | 3299.09 | 113.8 | 28.99 | 10.9 | 0.908 | 4092 | 72.6 | 5 | 50000 | 42643 |  |  | Yes |  | 3.1 | 3350 | 112 | 30 | 10.9 | 0.908 | 4000 | 70
PFMDRY8Q | Signcomplex Limited | Signcomplex | FL-010-AW-WW-S-YY | Outdoor Luminaires | Low Output | Architectural Flood and Spot Luminaires | Standard | TRUE | 901.78 | 90.02 | 10.017 | 15.4 | 0.901 | 2891 | 70.1 | 5 | 50000 | 42643 |  |  | No |  | 4 | 922.7 | 90.4 | 10.2 | 15.4 | 0.9 | 2891 | 70.1
PQD3XP7T | Venture Lighting International | Venture Lighting International | FC4-20NA | Outdoor Luminaires | Low Output | Architectural Flood and Spot Luminaires | Premium | TRUE | 1996.73 | 113.39 | 17.61 | 11.3 | 0.901 | 3991 | 71.6 | 5 | 50000 | 42643 |  |  | Yes |  | 3.1 | 2250 | 112 | 20 | 11.3 | 0.901 | 4000 | 70
PKRWVAE3 | IKIO LED LIGHTING | IKIO | IK-FL12A-50-5000K | Outdoor Luminaires | Mid Output | Architectural Flood and Spot Luminaires | Premium | FALSE | [9 empty] | 42643 |  |  | Yes |  | 3.1 | 5400 | 118 | 50 | 12.1 | 0.917 | 5000 | 75
PDPXRQQG | Venture Lighting International | Venture Lighting International | FC2-50CA | Outdoor Luminaires | Mid Output | Architectural Flood and Spot Luminaires | Premium | FALSE | [9 empty] | 42643 |  |  | Yes |  | 3.1 | 5400 | 118 | 50 | 12.1 | 0.917 | 5000 | 75
P5J1W34M | Venture Lighting International | Venture Lighting International | FC4-20CA | Outdoor Luminaires | Low Output | Architectural Flood and Spot Luminaires | Premium | FALSE | [9 empty] | 42643 |  |  | Yes |  | 3.1 | 2280 | 114 | 20 | 11.3 | 0.901 | 5000 | 70
PR1UQ1SW | Venture Lighting International | Venture Lighting International | FC4-30CA | Outdoor Luminaires | Low Output | Architectural Flood and Spot Luminaires | Standard | FALSE | [9 empty] | 42643 |  |  | Yes |  | 3.1 | 3400 | 114 | 30 | 10.9 | 0.908 | 5000 | 70
PNN64RN9 | Venture Lighting International | Venture Lighting International | FC3-80CA | Outdoor Luminaires | Mid Output | Architectural Flood and Spot Luminaires | Premium | FALSE | [9 empty] | 42643 |  |  | Yes |  | 3.1 | 9600 | 118 | 80 | 6.6 | 0.96 | 5000 | 70
PZBYVNWG | Signcomplex Limited | Signcomplex | FL-010-AW-W-S-YY | Outdoor Luminaires | Low Output | Architectural Flood and Spot Luminaires | Standard | FALSE | [9 empty] | 42643 |  |  | No |  | 4 | 952.5 | 93.3 | 10.2 | 15.9 | 0.91 | 4998 | 74.7
P7HUKUMB | Signcomplex Limited | Signcomplex | FL-010-AW-NW-S-YY | Outdoor Luminaires | Low Output | Architectural Flood and Spot Luminaires | Standard | FALSE | [9 empty] | 42643 |  |  | No |  | 4 | 941.3 | 91.3 | 10.3 | 15.7 | 0.91 | 3834 | 71.9
PUXCN9FN | RC Lighting | RC | PIP30 [ALL FIXTURE FINISH] /D10 {ALL CONTROL OPTIONS] RCL | Outdoor Luminaires | Low Output | Architectural Flood and Spot Luminaires | Premium | FALSE | [9 empty] | 42643 |  |  | Yes |  | 4 | 4162 | 134.3 | 30.99 | 17 | 0.92 | 5028 | 77
PD1NJXFW | RC Lighting | RC | PIP20 [ALL FIXTURE FINISH] /D10 {ALL CONTROL OPTIONS] RCL | Outdoor Luminaires | Low Output | Architectural Flood and Spot Luminaires | Premium | FALSE | [9 empty] | 42643 |  |  | Yes |  | 4 | 2728 | 137.78 | 19.8 | 12.4 | 0.95 | 5004 | 77
PARHH8YM | RC Lighting | RC | PIP20N [ALL FIXTURE FINISH] /D10 {ALL CONTROL OPTIONS] RCL | Outdoor Luminaires | Low Output | Architectural Flood and Spot Luminaires | Premium | FALSE | [9 empty] | 42643 |  |  | Yes |  | 4 | 2796 | 140.5 | 19.9 | 12.4 | 0.95 | 4014 | 72
PTF3FQK7 | RC Lighting | RC | PIP30N [ALL FIXTURE FINISH] /D10 {ALL CONTROL OPTIONS] RCL | Outdoor Luminaires | Low Output | Architectural Flood and Spot Luminaires | Premium | FALSE | [9 empty] | 42643 |  |  | Yes |  | 4 | 4265 | 136.7 | 31.2 | 17 | 0.92 | 4014 | 72
P7QETF9R | RC Lighting | RC | PIP15Y [ALL FIXTURE FINISH] /D10 {ALL CONTROL OPTIONS] RCL | Outdoor Luminaires | Low Output | Architectural Flood and Spot Luminaires | Premium | FALSE | [9 empty] | 42643 |  |  | Yes |  | 4 | 2143 | 136.5 | 15.69 | 14.6 | 0.93 | 4014 | 72
PM7QYRXT | RC Lighting | RC | PIP20Y [ALL FIXTURE FINISH] /D10 {ALL CONTROL OPTIONS] RCL | Outdoor Luminaires | Low Output | Architectural Flood and Spot Luminaires | Premium | FALSE | [9 empty] | 42643 |  |  | Yes |  | 4 | 2692 | 133.9 | 20.1 | 12.4 | 0.95 | 3045 | 73
PFZ9F1Q3 | RC Lighting | RC | PIP30Y[ALL FIXTURE FINISH] /D10 {ALL CONTROL OPTIONS] RCL | Outdoor Luminaires | Low Output | Architectural Flood and Spot Luminaires | Premium | FALSE | [9 empty] | 42643 |  |  | Yes |  | 4 | 4106 | 130.76 | 31.4 | 17 | 0.92 | 3045 | 73
PBMPDZJD | 9083-5208 QUÉBEC INC. | LUXDEL | LX-EVO-450S | Outdoor Luminaires | Very High Output | Architectural Flood and Spot Luminaires | Premium | FALSE | [9 empty] | 42643 | Dimmable | Continuous Below 10 | No |  | 3.1 | 49500 | 110 | 450 | 15 | 0.95 | 5700 | 70
P1MQ9X83 | 9083-5208 QUÉBEC INC. | LUXDEL | LX-EVO-300S | Outdoor Luminaires | Very High Output | Architectural Flood and Spot Luminaires | Premium | FALSE | [9 empty] | 42643 | Dimmable | Continuous Below 10 | No |  | 3.1 | 33000 | 110 | 300 | 15 | 0.95 | 5700 | 70
PEVT1RV9 | 9083-5208 QUÉBEC INC. | LUXDEL | LX-EVO-200S | Outdoor Luminaires | High Output | Architectural Flood and Spot Luminaires | Premium | FALSE | [9 empty] | 42643 | Dimmable | Continuous Below 10 | No |  | 3.1 | 22000 | 110 | 200 | 15 | 0.95 | 5700 | 70
PQABMN65 | 9083-5208 QUÉBEC INC. | LUXDEL | LX-EVO-150S | Outdoor Luminaires | High Output | Architectural Flood and Spot Luminaires | Premium | FALSE | [9 empty] | 42643 | Dimmable | Continuous Below 10 | No |  | 3.1 | 16500 | 110 | 150 | 15 | 0.95 | 5700 | 70
PVK5QNWV | 9083-5208 QUÉBEC INC. | LUXDEL | LX-EVO-100S | Outdoor Luminaires | High Output | Architectural Flood and Spot Luminaires | Premium | FALSE | [9 empty] | 42643 | Dimmable | Continuous Below 10 | No |  | 3.1 | 11000 | 110 | 100 | 15 | 0.95 | 5700 | 70
PC83ERFG | KMW Inc. | GigaTera | SFM400-H450159W | Outdoor Luminaires | Very High Output | Architectural Flood and Spot Luminaires | Standard | TRUE | 42194.02 | 102.74 | 410.7 | 10.1 | 0.977 | 4607 | 91.6 | 5 | 50000 | 42642 |  |  | No |  | 4 | 42194 | 102.74 | 410.7 | 10.1 | 0.98 | 4500 | 91.6
P6ZEPE5R | Sigma Luminous | Sigma ICE | ICE-CD40-400W-57K90 | Outdoor Luminaires | Very High Output | Architectural Flood and Spot Luminaires | Standard | FALSE | [9 empty] | 42642 |  |  | No |  | 3 | 43212 | 110.9 | 389.5 | 10.57 | 0.99 | 5486 | 83.12
PAKY9ZPU | SMART ENERGY SOLUTIONS | SMART LED | SES-HG70-20W 2700K | Outdoor Luminaires | Low Output | Architectural Flood and Spot Luminaires | Standard | TRUE | 1680.3 | 90.04 | 18.66 | 13.49 | 0.985 | 2699 | 81.9 | 5 | 50000 | 42641 |  |  | No | Product Updated 09/08/2016 | 3.1 | 1790 | 90 | 20 | 13 | 0.9 | 2700 | 80
P2ZMY9MK | VJ Operations LLC | VJO | VJO-FL-80W-277V-5.2K | Outdoor Luminaires | Mid Output | Architectural Flood and Spot Luminaires | Standard | TRUE | 6119.2 | 75.16 | 81.41 | 11.9 | 0.97 | 5260 | 77.2 | 5 | 50000 | 42641 |  |  | No |  | 3
PTYPXZP2 | Shanghai Supertek Lighting Co. Ltd | SUPERTEK | FL31A-30-4000K | Outdoor Luminaires | Low Output | Architectural Flood and Spot Luminaires | Standard | TRUE | 3419.47 | 110.99 | 30.81 | 12.8 | 0.96 | 4213 | 84.7 | 5 | 50000 | 42641 |  |  | Yes |  | 4 | 3000 | 100 | 30 | 12.8 | 0.96 | 4000 | 80
P4MHJ8PT | Shanghai Supertek Lighting Co. Ltd | SUPERTEK | FL32A-50-4000K | Outdoor Luminaires | Mid Output | Architectural Flood and Spot Luminaires | Standard | TRUE | 5732.31 | 110.03 | 52.1 | 11.1 | 0.951 | 4186 | 84.8 | 5 | 50000 | 42641 |  |  | Yes |  | 4 | 5100 | 102 | 50 | 11.1 | 0.95 | 4000 | 80
PKHVMDV6 | VJ Operations LLC | VJO | VJO-FL-150W-277V-5.2K | Outdoor Luminaires | High Output | Architectural Flood and Spot Luminaires | Standard | TRUE | 14691 | 93.72 | 156.7 | 8.4 | 0.948 | 5444 | 78.2 | 5 | 50000 | 42641 |  |  | NotYetVerified |  | 3
PKNJSK9F | EYE Lighting | BLITZ | FL4-40L-50-8-N6-U-Y-GM | Outdoor Luminaires | High Output | Architectural Flood and Spot Luminaires | Standard | TRUE | 28570 | 74.1 | 384 | 14.4 | 0.937 | 4975 | 85.3 | 5 | 50000 | 42641 |  |  | No |  | 4 | 28570 | 74.1 | 385.8 | 14.4 | 0.94 | 4975 | 85.3
PYS35VBK | VJ Operations LLC | VJO | VJO-FL-35W 5.2K | Outdoor Luminaires | Low Output | Architectural Flood and Spot Luminaires | Standard | TRUE | 2593 | 75.66 | 34.26 | 18.8 | 0.928 | 5238 | 77 | 5 | 55000 | 42641 |  |  | NotYetVerified |  | 3 | 2600 | 80 | 35 |  | 0.95 | 5200 | 75
PAN486UA | VJ Operations LLC | VJO | VJO-FL-50W 5.2K | Outdoor Luminaires | Low Output | Architectural Flood and Spot Luminaires | Standard | TRUE | 3906 | 76.84 | 50.83 | 17.4 | 0.928 | 5130 | 76 | 5 | 55000 | 42641 |  |  | NotYetVerified |  | 3 | 4000 | 80 | 50 |  | 0.9 | 5200 | 80
PXGGJ2XF | VJ Operations LLC | VJO | VJO-FL-120W 5.2K | Outdoor Luminaires | High Output | Architectural Flood and Spot Luminaires | Standard | TRUE | 11644 | 90.15 | 129.1 | 12.2 | 0.921 | 5408 | 78 | 5 | 55000 | 42641 |  |  | NotYetVerified |  | 3 | 10000 | 80 | 120 |  | 0.95 | 5200 | 75
PPHXBB9C | SMART ENERGY SOLUTIONS | SMART LED | SES-HG70-20W 5700K | Outdoor Luminaires | Low Output | Architectural Flood and Spot Luminaires | Standard | FALSE | [9 empty] | 42641 |  |  | No | Product Updated 09/08/2016 | 3.1 | 1820 | 91 | 20 | 13 | 0.9 | 5700 | 80
PW3WBBB2 | SMART ENERGY SOLUTIONS | SMART LED | SES-HG70-20W 5000K | Outdoor Luminaires | Low Output | Architectural Flood and Spot Luminaires | Standard | FALSE | [9 empty] | 42641 |  |  | No | Product Updated 09/08/2016 | 3.1 | 1815 | 91 | 20 | 13 | 0.9 | 5000 | 80
P73W7V6T | SMART ENERGY SOLUTIONS | SMART LED | SES-HG70-20W 4500K | Outdoor Luminaires | Low Output | Architectural Flood and Spot Luminaires | Standard | FALSE | [9 empty] | 42641 |  |  | No | Product Updated 09/08/2016 | 3.1 | 1810 | 91 | 20 | 13 | 0.9 | 4500 | 80
P6GXGQB6 | SMART ENERGY SOLUTIONS | SMART LED | SES-HG70-20W 4000K | Outdoor Luminaires | Low Output | Architectural Flood and Spot Luminaires | Standard | FALSE | [9 empty] | 42641 |  |  | No | Product Updated 09/08/2016 | 3.1 | 1805 | 90 | 20 | 13 | 0.9 | 4000 | 80
P4HJZVB5 | SMART ENERGY SOLUTIONS | SMART LED | SES-HG70-20W 3500K | Outdoor Luminaires | Low Output | Architectural Flood and Spot Luminaires | Standard | FALSE | [9 empty] | 42641 |  |  | No | Product Updated 09/08/2016 | 3.1 | 1800 | 90 | 20 | 13 | 0.9 | 3500 | 80
PQDNMWWN | SMART ENERGY SOLUTIONS | SMART LED | SES-HG70-20W 3000K | Outdoor Luminaires | Low Output | Architectural Flood and Spot Luminaires | Standard | FALSE | [9 empty] | 42641 |  |  | No | Product Updated 09/08/2016 | 3.1 | 1795 | 90 | 20 | 13 | 0.9 | 3000 | 80
P2A4YYXX | EYE Lighting | BLITZ | FL4-40L-50-8-N4-U-Y-GM | Outdoor Luminaires | Very High Output | Architectural Flood and Spot Luminaires | Standard | FALSE | [9 empty] | 42641 |  |  | No |  | 3.1 | 33455.7 | 87.17 | 383.8 | 14.4 | 0.94 | 4975 | 85.3
PKMJTHNM | EYE Lighting | BLITZ | FL4-40L-50-8-N3-U-Y-GM | Outdoor Luminaires | Very High Output | Architectural Flood and Spot Luminaires | Standard | FALSE | [9 empty] | 42641 |  |  | No |  | 3.1 | 31660 | 81.45 | 388.7 | 14.4 | 0.94 | 4975 | 85.3
PDN18HMA | EYE Lighting | BLITZ | FL4-40L-50-8-N5-U-Y-GM | Outdoor Luminaires | Very High Output | Architectural Flood and Spot Luminaires | Standard | FALSE | [9 empty] | 42641 |  |  | No |  | 3.1 | 30881.5 | 79.69 | 387.5 | 14.4 | 0.94 | 4975 | 85.3
PMSC8879 | Shanghai Supertek Lighting Co. Ltd | SUPERTEK | FL31A-30-5000K | Outdoor Luminaires | Low Output | Architectural Flood and Spot Luminaires | Standard | FALSE | [9 empty] | 42641 | Dimmable | Continuous Below 10 | Yes |  | 4 | 3050 | 101.67 | 30 | 12.8 | 0.96 | 5000 | 80
PK9S6P2H | Shanghai Supertek Lighting Co. Ltd | SUPERTEK | FL32A-50-5000K | Outdoor Luminaires | Mid Output | Architectural Flood and Spot Luminaires | Standard | FALSE | [9 empty] | 42641 | Dimmable | Continuous Below 10 | Yes |  | 4 | 5250 | 105 | 50 | 11.1 | 0.95 | 5000 | 80
P9BZK9FP | MaxLite Inc | MaxLite | MM630UMM50FXX | Outdoor Luminaires | High Output | Architectural Flood and Spot Luminaires | Standard | TRUE | 61140 | 97.32 | 628.23 | 11.5 | 0.931 | 5548 | 84.8 | 5 | 50000 | 42641 | Not Dimmable | Not Dimmable | No |  | 4 | 61140 | 97.32 | 629 | 6.2 | 0.96 | 5000 | 83
P9EM1FVG | MaxLite Inc | MaxLite | MM630UWW50FXX | Outdoor Luminaires | High Output | Architectural Flood and Spot Luminaires | Standard | FALSE | [9 empty] | 42641 | Not Dimmable | Not Dimmable | No |  | 3.1 | 62260 | 99.1 | 629 | 6.07 | 0.96 | 5000 | 83
PSFH8HAF | MaxLite Inc | MaxLite | MM630UNN50FXX | Outdoor Luminaires | High Output | Architectural Flood and Spot Luminaires | Standard | FALSE | [9 empty] | 42641 | Not Dimmable | Not Dimmable | No |  | 3.1 | 61800 | 98.9 | 625 | 5.98 | 0.96 | 5000 | 83
PUQ4M6NY | S LITE CO. LTD. | S LITE | FL214HL-HV-3004-70-40K-N3-00-00-Optional include[WHBKDBSLXX]-Optional include[P3P5P700]-Optional include[PMSCPMPSSCMSMCPMSMSC00]-00-Optional include[PMTRSFTU]-CR-IVT | Outdoor Luminaires | High Output | Architectural Flood and Spot Luminaires | Standard | TRUE | 29187 | 99.58 | 293.1 | 8.43 | 0.9531 | 4044 | 77 | 5 | 50000 | 42640 |  |  | Yes |  | 4 | 29187 | 99.58 | 293.1 | 8.43 | 0.95 | 4000 | 77
PJ2AYFY4 | Beijing Solarone Energy Technology Co. Ltd | SOLARONE | RT410FL-S 3000K [260W] | Outdoor Luminaires | Very High Output | Architectural Flood and Spot Luminaires | Standard | TRUE | 32685.62 | 125.04 | 261.41 | 14.81 | 0.939 | 3116 | 70 | 5 | 50000 | 42640 |  |  | No |  | 4 | 32685 | 125 | 260 | 5.4 | 0.99 | 3000 | 70
PZX83C21 | S LITE CO. LTD. | S LITE | FL153AE-SW(3000K) | Outdoor Luminaires | Low Output | Architectural Flood and Spot Luminaires | Premium | TRUE | 2694.6 | 126.94 | 21.23 | 11.53 | 0.90004 | 3044 | 72.6 | 5 | 50000 | 42640 |  |  | Yes |  | 4 | 2580.3 | 131.58 | 19.61 | 11.53 | 0.9 | 3000 | 72.6
PXVNYU5W | S LITE CO. LTD. | S LITE | FL153AE-SW(5000K) | Outdoor Luminaires | Low Output | Architectural Flood and Spot Luminaires | Premium | FALSE | [9 empty] | 42640 | Dimmable | Continuous Above 10 | Yes |  | 4 | 2603 | 133.15 | 19.55 | 11.78 | 0.9 | 5000 | 75.3
P1E6BWCC | S LITE CO. LTD. | S LITE | FL214HL-HV-3004-70-50K-N6-00-00-Optional include[WHBKDBSLXX]-Optional include[P3P5P700]-Optional include[PMSCPMPSSCMSMCPMSMSC00]-00-Optional include[PMTRSFTU]-CR-IVT | Outdoor Luminaires | Very High Output | Architectural Flood and Spot Luminaires | Standard | FALSE | [9 empty] | 42640 | Dimmable | Continuous Above 10 | Yes |  | 4 | 32201 | 111.62 | 288.5 | 8.91 | 0.95 | 5000 | 74
PJ6RR8P9 | S LITE CO. LTD. | S LITE | FL214HL-HV-3004-70-50K-T3-Optional include[VSSML]-00-Optional include[WHBKDBSLXX]-Optional include[P3P5P700]-Optional include[PMSCPMPSSCMSMCPMSMSC00]-00-Optional include[PMTRSFTU]-CR-IVT | Outdoor Luminaires | Very High Output | Architectural Flood and Spot Luminaires | Standard | FALSE | [9 empty] | 42640 | Dimmable | Continuous Above 10 | Yes |  | 4 | 31531 | 108.88 | 289.6 | 8.5 | 0.95 | 5000 | 74
PSZCA3QC | S LITE CO. LTD. | S LITE | FL214AL-UNV-3204-70-50K-N6-00-00-Optional include[WHBKDBSLXX]-Optional include[P3P5P700]-Optional include[PMSCPMPSSCMSMCPMSMSC00]-00-Optional include[PMTRSFTU]-CR-MW | Outdoor Luminaires | Very High Output | Architectural Flood and Spot Luminaires | Standard | FALSE | [9 empty] | 42640 | Dimmable | Continuous Above 10 | Yes |  | 4 | 34881.25 | 111.62 | 312.5 | 7.46 | 0.95 | 5000 | 74
PESX59M1 | S LITE CO. LTD. | S LITE | FL214HL-HV-3004-70-50K-T4-M-00-Optional include[WHBKDBSLXX]-Optional include[P3P5P700]-Optional include[PMSCPMPSSCMSMCPMSMSC00]-00-Optional include[PMTRSFTU]-CR-IVT | Outdoor Luminaires | Very High Output | Architectural Flood and Spot Luminaires | Standard | FALSE | [9 empty] | 42640 | Dimmable | Continuous Above 10 | Yes |  | 4 | 30839 | 107.15 | 287.8 | 8.37 | 0.95 | 5000 | 73.9
PJQJJ7N9 | S LITE CO. LTD. | S LITE | FL214HL-HV-3004-70-50K-N5-00-00-Optional include[WHBKDBSLXX]-Optional include[P3P5P700]-Optional include[PMSCPMPSSCMSMCPMSMSC00]-00-Optional include[PMTRSFTU]-CR-IVT | Outdoor Luminaires | Very High Output | Architectural Flood and Spot Luminaires | Standard | FALSE | [9 empty] | 42640 | Dimmable | Continuous Above 10 | Yes |  | 4 | 31970 | 110.93 | 288.2 | 8.19 | 0.95 | 5000 | 73.9
PWHWDMYP | S LITE CO. LTD. | S LITE | FL214AL-UNV-3204-70-50K-N5-00-00-Optional include[WHBKDBSLXX]-Optional include[P3P5P700]-Optional include[PMSCPMPSSCMSMCPMSMSC00]-00-Optional include[PMTRSFTU]-CR-MW | Outdoor Luminaires | Very High Output | Architectural Flood and Spot Luminaires | Standard | FALSE | [9 empty] | 42640 | Dimmable | Continuous Above 10 | Yes |  | 4 | 34665.63 | 110.93 | 312.5 | 7.46 | 0.95 | 5000 | 73.9
PP5FFKYH | S LITE CO. LTD. | S LITE | FL214AL-UNV-3204-70-50K-T4-M-00-Optional include[WHBKDBSLXX]-Optional include[P3P5P700]-Optional include[PMSCPMPSSCMSMCPMSMSC00]-00-Optional include[PMTRSFTU]-CR-MW | Outdoor Luminaires | Very High Output | Architectural Flood and Spot Luminaires | Standard | FALSE | [9 empty] | 42640 | Dimmable | Continuous Above 10 | Yes |  | 4 | 33484.38 | 107.15 | 312.5 | 7.46 | 0.95 | 5000 | 73.9
P7RG9YAT | S LITE CO. LTD. | S LITE | FL214HL-HV-3004-70-50K-N3-00-00-Optional include[WHBKDBSLXX]-Optional include[P3P5P700]-Optional include[PMSCPMPSSCMSMCPMSMSC00]-00-Optional include[PMTRSFTU]-CR-IVT | Outdoor Luminaires | High Output | Architectural Flood and Spot Luminaires | Standard | FALSE | [9 empty] | 42640 | Dimmable | Continuous Above 10 | Yes |  | 4 | 29288 | 101.84 | 287.6 | 8.31 | 0.95 | 5000 | 73.8
PPCFFBD7 | S LITE CO. LTD. | S LITE | FL214AL-UNV-3204-70-50K-N3-00-00-Optional include[WHBKDBSLXX]-Optional include[P3P5P700]-Optional include[PMSCPMPSSCMSMCPMSMSC00]-00-Optional include[PMTRSFTU]-CR-MW | Outdoor Luminaires | Very High Output | Architectural Flood and Spot Luminaires | Standard | FALSE | [9 empty] | 42640 | Dimmable | Continuous Above 10 | Yes |  | 4 | 31825 | 101.84 | 312.5 | 7.46 | 0.95 | 5000 | 73.8
PSKQXH4C | S LITE CO. LTD. | S LITE | FL214AL-UNV-3204-70-50K-T3-M-00-Optional include[WHBKDBSLXX]-Optional include[P3P5P700]-Optional include[PMSCPMPSSCMSMCPMSMSC00]-00-Optional include[PMTRSFTU]-CR-MW | Outdoor Luminaires | Very High Output | Architectural Flood and Spot Luminaires | Standard | FALSE | [9 empty] | 42640 | Dimmable | Continuous Above 10 | Yes |  | 4 | 34076 | 109.04 | 312.5 | 7.46 | 0.95 | 5000 | 73.7
P9X2YT8U | S LITE CO. LTD. | S LITE | FL214HL-HV-3004-70-45K-N6-00-00-Optional include[WHBKDBSLXX]-Optional include[P3P5P700]-Optional include[PMSCPMPSSCMSMCPMSMSC00]-00-Optional include[PMTRSFTU]-CR-IVT | Outdoor Luminaires | Very High Output | Architectural Flood and Spot Luminaires | Standard | FALSE | [9 empty] | 42640 | Dimmable | Continuous Above 10 | Yes |  | 4 | 32159.5 | 110.55 | 290.9 | 8.65 | 0.95 | 4500 | 77.4
P3B9AFP8 | S LITE CO. LTD. | S LITE | FL214AL-UNV-3204-70-45K-N6-00-00-Optional include[WHBKDBSLXX]-Optional include[P3P5P700]-Optional include[PMSCPMPSSCMSMCPMSMSC00]-00-Optional include[PMTRSFTU]-CR-MW | Outdoor Luminaires | Very High Output | Architectural Flood and Spot Luminaires | Standard | FALSE | [9 empty] | 42640 | Dimmable | Continuous Above 10 | Yes |  | 4 | 34746.41 | 110.55 | 314.3 | 7.59 | 0.95 | 4500 | 77.4
PHW7TXTW | S LITE CO. LTD. | S LITE | FL214HL-HV-3004-70-45K-T4-M-00-Optional include[WHBKDBSLXX]-Optional include[P3P5P700]-Optional include[PMSCPMPSSCMSMCPMSMSC00]-00-Optional include[PMTRSFTU]-CR-IVT | Outdoor Luminaires | Very High Output | Architectural Flood and Spot Luminaires | Standard | FALSE | [9 empty] | 42640 | Dimmable | Continuous Above 10 | Yes |  | 4 | 30786.5 | 106.01 | 290.4 | 8.19 | 0.95 | 4500 | 77.3
P3514AE2 | S LITE CO. LTD. | S LITE | FL214AL-UNV-3204-70-45K-T4-M-00-Optional include[WHBKDBSLXX]-Optional include[P3P5P700]-Optional include[PMSCPMPSSCMSMCPMSMSC00]-00-Optional include[PMTRSFTU]-CR-MW | Outdoor Luminaires | Very High Output | Architectural Flood and Spot Luminaires | Standard | FALSE | [9 empty] | 42640 | Dimmable | Continuous Above 10 | Yes |  | 4 | 33320.24 | 106.01 | 314.3 | 7.59 | 0.95 | 4500 | 77.3
PCRY55Z7 | S LITE CO. LTD. | S LITE | FL214HL-HV-3004-70-45K-N5-00-00-Optional include[WHBKDBSLXX]-Optional include[P3P5P700]-Optional include[PMSCPMPSSCMSMCPMSMSC00]-00-Optional include[PMTRSFTU]-CR-IVT | Outdoor Luminaires | Very High Output | Architectural Flood and Spot Luminaires | Standard | FALSE | [9 empty] | 42640 | Dimmable | Continuous Above 10 | Yes |  | 4 | 31913 | 109.74 | 290.8 | 8.24 | 0.95 | 4500 | 77.1
PDBXB48N | S LITE CO. LTD. | S LITE | FL214AL-UNV-3204-70-45K-N5-00-00-Optional include[WHBKDBSLXX]-Optional include[P3P5P700]-Optional include[PMSCPMPSSCMSMCPMSMSC00]-00-Optional include[PMTRSFTU]-CR-MW | Outdoor Luminaires | Very High Output | Architectural Flood and Spot Luminaires | Standard | FALSE | [9 empty] | 42640 | Dimmable | Continuous Above 10 | Yes |  | 4 | 34491.94 | 109.74 | 314.3 | 7.59 | 0.95 | 4500 | 77.1
P52GJQ2K | S LITE CO. LTD. | S LITE | FL214HL-HV-3004-70-45K-N3-00-00-Optional include[WHBKDBSLXX]-Optional include[P3P5P700]-Optional include[PMSCPMPSSCMSMCPMSMSC00]-00-Optional include[PMTRSFTU]-CR-IVT | Outdoor Luminaires | High Output | Architectural Flood and Spot Luminaires | Standard | FALSE | [9 empty] | 42640 | Dimmable | Continuous Above 10 | Yes |  | 4 | 29237.5 | 100.68 | 290.4 | 8.43 | 0.95 | 4500 | 77
PSZ6HUCR | S LITE CO. LTD. | S LITE | FL214AL-UNV-3204-70-45K-N3-00-00-Optional include[WHBKDBSLXX]-Optional include[P3P5P700]-Optional include[PMSCPMPSSCMSMCPMSMSC00]-00-Optional include[PMTRSFTU]-CR-MW | Outdoor Luminaires | Very High Output | Architectural Flood and Spot Luminaires | Standard | FALSE | [9 empty] | 42640 | Dimmable | Continuous Above 10 | Yes |  | 4 | 31643.75 | 100.68 | 314.3 | 7.59 | 0.95 | 4500 | 77
P56SGHZN | S LITE CO. LTD. | S LITE | FL214HL-HV-3004-70-45K-T3-M-00-Optional include[WHBKDBSLXX]-Optional include[P3P5P700]-Optional include[PMSCPMPSSCMSMCPMSMSC00]-00-Optional include[PMTRSFTU]-CR-IVT | Outdoor Luminaires | Very High Output | Architectural Flood and Spot Luminaires | Standard | FALSE | [9 empty] | 42640 | Dimmable | Continuous Above 10 | Yes |  | 4 | 31087 | 107.05 | 290.4 | 8.06 | 0.95 | 4500 | 76.9
PUFCAXZT | S LITE CO. LTD. | S LITE | FL214AL-UNV-3204-70-45K-T3-M-00-Optional include[WHBKDBSLXX]-Optional include[P3P5P700]-Optional include[PMSCPMPSSCMSMCPMSMSC00]-00-Optional include[PMTRSFTU]-CR-MW | Outdoor Luminaires | Very High Output | Architectural Flood and Spot Luminaires | Standard | FALSE | [9 empty] | 42640 | Dimmable | Continuous Above 10 | Yes |  | 4 | 33713.5 | 107.27 | 314.3 | 7.59 | 0.95 | 4500 | 76.9
PNSJXFAT | S LITE CO. LTD. | S LITE | FL153AE-SW(4500K) | Outdoor Luminaires | Low Output | Architectural Flood and Spot Luminaires | Premium | FALSE | [9 empty] | 42640 | Dimmable | Continuous Above 10 | Yes |  | 4 | 2597.3 | 132.65 | 19.58 | 11.53 | 0.9 | 4500 | 72.6
PH7P8WCH | S LITE CO. LTD. | S LITE | FL214HL-HV-3004-70-40K-N6-00-00-Optional include[WHBKDBSLXX]-Optional include[P3P5P700]-Optional include[PMSCPMPSSCMSMCPMSMSC00]-00-Optional include[PMTRSFTU]-CR-IVT | Outdoor Luminaires | Very High Output | Architectural Flood and Spot Luminaires | Standard | FALSE | [9 empty] | 42640 | Dimmable | Continuous Above 10 | Yes |  | 4 | 32118 | 109.54 | 293.2 | 8.65 | 0.95 | 4000 | 77.4
P1TWW1TW | S LITE CO. LTD. | S LITE | FL214AL-UNV-3204-70-40K-N6-00-00-Optional include[WHBKDBSLXX]-Optional include[P3P5P700]-Optional include[PMSCPMPSSCMSMCPMSMSC00]-00-Optional include[PMTRSFTU]-CR-MW | Outdoor Luminaires | Very High Output | Architectural Flood and Spot Luminaires | Standard | FALSE | [9 empty] | 42640 | Dimmable | Continuous Above 10 | Yes |  | 4 | 34614.64 | 109.54 | 316 | 7.59 | 0.95 | 4000 | 77.4
PRTTK1FS | S LITE CO. LTD. | S LITE | FL214HL-HV-3004-70-40K-T4-M-00-Optional include[WHBKDBSLXX]-Optional include[P3P5P700]-Optional include[PMSCPMPSSCMSMCPMSMSC00]-00-Optional include[PMTRSFTU]-CR-IVT | Outdoor Luminaires | Very High Output | Architectural Flood and Spot Luminaires | Standard | FALSE | [9 empty] | 42640 | Dimmable | Continuous Above 10 | Yes |  | 4 | 30734 | 104.89 | 293 | 8.19 | 0.95 | 4000 | 77.3
P7Y459WF | S LITE CO. LTD. | S LITE | FL214AL-UNV-3204-70-40K-T4-M-00-Optional include[WHBKDBSLXX]-Optional include[P3P5P700]-Optional include[PMSCPMPSSCMSMCPMSMSC00]-00-Optional include[PMTRSFTU]-CR-MW | Outdoor Luminaires | Very High Output | Architectural Flood and Spot Luminaires | Standard | FALSE | [9 empty] | 42640 | Dimmable | Continuous Above 10 | Yes |  | 4 | 33145.24 | 104.89 | 316 | 7.59 | 0.95 | 4000 | 77.3
P47JQT1F | S LITE CO. LTD. | S LITE | FL214HL-HV-3004-70-40K-N5-00-00-Optional include[WHBKDBSLXX]-Optional include[P3P5P700]-Optional include[PMSCPMPSSCMSMCPMSMSC00]-00-Optional include[PMTRSFTU]-CR-IVT | Outdoor Luminaires | Very High Output | Architectural Flood and Spot Luminaires | Standard | FALSE | [9 empty] | 42640 | Dimmable | Continuous Above 10 | Yes |  | 4 | 31856 | 108.61 | 293.3 | 8.24 | 0.95 | 4000 | 77.1
P27NQUDS | S LITE CO. LTD. | S LITE | FL214AL-UNV-3204-70-40K-N5-00-00-Optional include[WHBKDBSLXX]-Optional include[P3P5P700]-Optional include[PMSCPMPSSCMSMCPMSMSC00]-00-Optional include[PMTRSFTU]-CR-MW | Outdoor Luminaires | Very High Output | Architectural Flood and Spot Luminaires | Standard | FALSE | [9 empty] | 42640 | Dimmable | Continuous Above 10 | Yes |  | 4 | 34320.76 | 108.61 | 316 | 7.59 | 0.95 | 4000 | 77.1
P7DWVZHG | S LITE CO. LTD. | S LITE | FL214AL-UNV-3204-70-40K-N3-00-00-Optional include[WHBKDBSLXX]-Optional include[P3P5P700]-Optional include[PMSCPMPSSCMSMCPMSMSC00]-00-Optional include[PMTRSFTU]-CR-MW | Outdoor Luminaires | Very High Output | Architectural Flood and Spot Luminaires | Standard | FALSE | [9 empty] | 42640 | Dimmable | Continuous Above 10 | Yes |  | 4 | 31467.28 | 99.58 | 316 | 7.59 | 0.95 | 4000 | 77
P26J9S9F | S LITE CO. LTD. | S LITE | FL214HL-HV-3004-70-40K-T3-M-00-Optional include[WHBKDBSLXX]-Optional include[P3P5P700]-Optional include[PMSCPMPSSCMSMCPMSMSC00]-00-Optional include[PMTRSFTU]-CR-IVT | Outdoor Luminaires | Very High Output | Architectural Flood and Spot Luminaires | Standard | FALSE | [9 empty] | 42640 | Dimmable | Continuous Above 10 | Yes |  | 4 | 30643 | 105.27 | 291.1 | 8.06 | 0.95 | 4000 | 76.9
P8GCNKJC | S LITE CO. LTD. | S LITE | FL214AL-UNV-3204-70-40K-T3-M-00-Optional include [WHBKDBSLXX]-Optional include[P3P5P700]-Optional include[PMSCPMPSSCMSMCPMSMSC00]-00-Optional include[PMTRSFTU]-CR-MW | Outdoor Luminaires | Very High Output | Architectural Flood and Spot Luminaires | Standard | FALSE | [9 empty] | 42640 | Dimmable | Continuous Above 10 | Yes |  | 4 | 33351 | 105.54 | 316 | 7.59 | 0.95 | 4000 | 76.9
PFBCTH8V | S LITE CO. LTD. | S LITE | FL153AE-SW(4000K) | Outdoor Luminaires | Low Output | Architectural Flood and Spot Luminaires | Premium | FALSE | [9 empty] | 42640 | Dimmable | Continuous Above 10 | Yes |  | 4 | 2591.7 | 132.36 | 19.58 | 11.53 | 0.9 | 4000 | 72.6
PNK98HGS | S LITE CO. LTD. | S LITE | FL153AE-SW(3500K) | Outdoor Luminaires | Low Output | Architectural Flood and Spot Luminaires | Premium | FALSE | [9 empty] | 42640 | Dimmable | Continuous Above 10 | Yes |  | 4 | 2586 | 132.07 | 19.58 | 11.53 | 0.9 | 3500 | 72.6
PVKTMYMT | Beijing Solarone Energy Technology Co. Ltd | SOLARONE | RT410FL-S 5700K [260W] | Outdoor Luminaires | Very High Output | Architectural Flood and Spot Luminaires | Standard | FALSE | [9 empty] | 42640 | Dimmable | Continuous Below 10 | No |  | 4 | 34151 | 130.35 | 260 | 5.4 | 0.99 | 5700 | 70
PDZXCZWM | Shanghai CKRA Lighting Technology Co. Ltd | CKRA | FL13A-120-4000K | Outdoor Luminaires | High Output | Architectural Flood and Spot Luminaires | Premium | TRUE | 13136.2 | 121.52 | 108.1 | 6.3 | 0.96 | 3967 | 72.7 | 5 | 50000 | 42639 |  |  | Yes |  | 3.1 | 13000 | 121 | 120 | 6.3 | 0.96 | 4000 | 70
PZ1FR1F6 | Beyond LED Technology | Beyond | 70056 | Outdoor Luminaires | High Output | Architectural Flood and Spot Luminaires | Standard | TRUE | 24203 | 131.28 | 184.4 | 13.61 | 0.9244 | 4041 | 74.2 | 5 | 50000 | 42639 |  |  | No |  | 3.1 | 24203 | 131.28 | 184.4 | 13.61 | 0.9244 | 4000 | 74.2
P6G8BSVR | Beyond LED Technology | Beyond | 70057 | Outdoor Luminaires | High Output | Architectural Flood and Spot Luminaires | Standard | TRUE | 24203 | 131.28 | 184.4 | 13.61 | 0.9244 | 4041 | 74.2 | 5 | 50000 | 42639 |  |  | No |  | 3.1 | 24203 | 131.28 | 184.4 | 13.61 | 0.9244 | 4000 | 74.2
PM2TH3N3 | Shanghai CKRA Lighting Technology Co. Ltd | CKRA | FL13A-150-4000K | Outdoor Luminaires | High Output | Architectural Flood and Spot Luminaires | Premium | TRUE | 18283.3 | 121 | 151.1 | 8.8 | 0.92 | 4058 | 72.5 | 5 | 50000 | 42639 |  |  | Yes |  | 4 | 18000 | 121.5 | 150 | 8.8 | 0.92 | 4000 | 70
P35TDZR1 | Shanghai CKRA Lighting Technology Co. Ltd | CKRA | FL12A-30-4000K | Outdoor Luminaires | Low Output | Architectural Flood and Spot Luminaires | Standard | TRUE | 3299.09 | 113.8 | 28.99 | 10.9 | 0.908 | 4092 | 72.6 | 5 | 50000 | 42639 |  |  | Yes |  | 3.1 | 3350 | 112 | 30 | 10.9 | 0.908 | 4000 | 70
PYEZWGY4 | Shanghai CKRA Lighting Technology Co. Ltd | CKRA | FL13A-120-5000K | Outdoor Luminaires | High Output | Architectural Flood and Spot Luminaires | Premium | FALSE | [9 empty] | 42639 |  |  | Yes |  | 3.1 | 13500 | 123 | 120 | 6.3 | 0.96 | 5000 | 70
PZ9JEC6G | Shanghai CKRA Lighting Technology Co. Ltd | CKRA | FL12A-30-5000K | Outdoor Luminaires | Low Output | Architectural Flood and Spot Luminaires | Standard | FALSE | [9 empty] | 42639 |  |  | Yes |  | 3.1 | 3400 | 114 | 30 | 10.9 | 0.908 | 5000 | 70
PRMHRJ4Y | Shanghai CKRA Lighting Technology Co. Ltd | CKRA | FL13A-150-5000K | Outdoor Luminaires | High Output | Architectural Flood and Spot Luminaires | Premium | FALSE | [9 empty] | 42639 |  |  | Yes |  | 4 | 18300 | 122 | 150 | 8.8 | 0.92 | 5000 | 70
PZDRUANC | Beyond LED Technology | Beyond | 700047 | Outdoor Luminaires | High Output | Architectural Flood and Spot Luminaires | Standard | FALSE | [9 empty] | 42639 | Not Dimmable | Not Dimmable | No |  | 3.1 | 25413 | 136.48 | 186.2 | 13.55 | 0.9273 | 5700 | 76.5
PH6WC1VX | Beyond LED Technology | Beyond | 107458 | Outdoor Luminaires | High Output | Architectural Flood and Spot Luminaires | Standard | FALSE | [9 empty] | 42639 | Not Dimmable | Not Dimmable | No |  | 3.1 | 25413 | 136.48 | 186.2 | 13.55 | 0.9273 | 5700 | 76.5
PSNPS6PR | Beyond LED Technology | Beyond | 70058 | Outdoor Luminaires | High Output | Architectural Flood and Spot Luminaires | Standard | FALSE | [9 empty] | 42639 | Not Dimmable | Not Dimmable | No |  | 3.1 | 24808 | 133.88 | 185.3 | 13.61 | 0.9244 | 5000 | 74.2
PJ6Z883Z | Beyond LED Technology | Beyond | 70059 | Outdoor Luminaires | High Output | Architectural Flood and Spot Luminaires | Standard | FALSE | [9 empty] | 42639 | Not Dimmable | Not Dimmable | No |  | 3.1 | 24808 | 133.88 | 185.3 | 13.61 | 0.9244 | 5000 | 74.2
PTHU2539 | Texas Fluorescents | Texas Fluorescents | LFL20L200W24000LMV40KBZ | Outdoor Luminaires | High Output | Architectural Flood and Spot Luminaires | Standard | TRUE | 25348 | 130 | 194.71 | 13 | 1 | 4055 | 72 | 5 | 50000 | 42636 |  |  | Yes |  | 4 | 25348 | 130 | 194.71 | 5 | 1 | 4055 | 72
PUBTRXTE | USESI | US Electrical Services | I102XY/D | Outdoor Luminaires | Low Output | Architectural Flood and Spot Luminaires | Standard | TRUE | 1789.7 | 92 | 19.43 | 16 | 0.97 | 5582 | 85 | 5 | 50000 | 42636 |  |  | No |  | 4 | 1789.7 | 92 | 19.43 | 23 | 0.97 | 5582 | 85
PQ99FC46 | Litecorr | litecorr | LCG-FL-45W-50K-Z-M | Outdoor Luminaires | Low Output | Architectural Flood and Spot Luminaires | Standard | TRUE | 4572.993 | 101.94 | 44.86 | 20.45 | 0.9545 | 4773 | 81.3 | 5 | 50000 | 42636 |  |  | No |  | 3.1 | 4578 | 101.73 | 45 | 20.45 | 0.95 | 5000 | 80
PT3B1ZHK | Texas Fluorescents | Texas Fluorescents | LFL20L180W17900LMV50KBZ | Outdoor Luminaires | High Output | Architectural Flood and Spot Luminaires | Standard | TRUE | 17180 | 99.7 | 172.32 | 11.33 | 0.933 | 5184 | 73 | 5 |  | 42636 |  |  | NotYetVerified |  | 3 | 17180 | 99.7 | 172.32 | 11.33 | 0.933 | 5000 | 70
P8ACJJRF | Litecorr | litecorr | LCG-FL-70W-50K-Z-M | Outdoor Luminaires | Mid Output | Architectural Flood and Spot Luminaires | Standard | TRUE | 6796.19 | 95.82 | 70.93 | 18.26 | 0.9317 | 4877 | 81.5 | 5 | 50000 | 42636 |  |  | No |  | 3.1 | 6800 | 97.14 | 70 | 18.26 | 0.95 | 5000 | 80
PZ8NXXVY | Texas Fluorescents | Texas Fluorescents | LFL20L200W24000LMV50KBZ | Outdoor Luminaires | High Output | Architectural Flood and Spot Luminaires | Standard | FALSE | [9 empty] | 42636 |  |  | Yes |  | 4 | 25348 | 130 | 194.71 | 5 | 1 | 5244 | 76
PHHWWDB4 | Texas Fluorescents | Texas Fluorescents | LFL20L120W12550LMV50KBZ | Outdoor Luminaires | High Output | Architectural Flood and Spot Luminaires | Standard | FALSE | [9 empty] | 42636 |  |  | NotYetVerified |  | 3 | 12548 | 109 | 115.1 | 17.09 | 0.911 | 5000 | 70
PWKU1SKN | Texas Fluorescents | Texas Fluorescents | LFL20L150W14850LMV50KBZ | Outdoor Luminaires | High Output | Architectural Flood and Spot Luminaires | Standard | FALSE | [9 empty] | 42636 |  |  | NotYetVerified |  | 3 | 14850 | 100.9 | 147.2 | 13.86 | 0.923 | 5000 | 70
PPSXR11A | EYE Lighting | BLITZ | FL2-20L-50-8-N2-U-Y-GM | Outdoor Luminaires | High Output | Architectural Flood and Spot Luminaires | Standard | FALSE | [9 empty] | 42636 |  |  | No |  | 3.1 | 18301 | 94.2 | 194.2 | 13.3 | 0.938 | 5018 | 81.5
P3TTGJYN | Tamlite Lighting | Tamlite | XLFLED3454K[YK SF] | Outdoor Luminaires | Very High Output | Architectural Flood and Spot Luminaires | Standard | TRUE | 40674 | 121 | 335.7 | 8 | 0.96 | 4010 | 72 | 5 | 50000 | 42635 |  |  | Yes |  | 4 | 40674.7 | 121 | 335.7 | 5 | 1 | 4010 | 72
P1MBGNVW | Acuity Brands Lighting | American Electric Lighting | ACP1LED 410A XXXX 55 3K XX XX XX XX XXXX | Outdoor Luminaires | High Output | Architectural Flood and Spot Luminaires | Standard | TRUE | 18617 | 103.45 | 179.96 | 15.35 | 0.9312 | 3102 | 72.41 | 5 | 100000 | 42635 |  |  | Yes |  | 4 | 18617 | 101.62 | 183.2 | 9.84 | 0.97 | 3102 | 72.41
P6E1H9QP | Acuity Brands Lighting | American Electric Lighting | ACP1LED 610A XXXX 55 3K XX XX XX XX XXXX | Outdoor Luminaires | High Output | Architectural Flood and Spot Luminaires | Standard | TRUE | 27408 | 103.04 | 266 | 15.35 | 0.9312 | 3106 | 72.41 | 5 | 100000 | 42635 |  |  | Yes |  | 3 | 27408 | 101.21 | 270.8 | 9.84 | 0.97 | 3106 | 72.41
PAG6GFCX | Tamlite Lighting | Tamlite | XLFLED3455K[YK SF] | Outdoor Luminaires | Very High Output | Architectural Flood and Spot Luminaires | Standard | FALSE | [9 empty] | 42635 |  |  | Yes |  | 4 | 40674.7 | 121 | 335.7 | 5 | 1 | 5020 | 75
PS9TMQDM | Acuity Brands Lighting | American Electric Lighting | ACP1LED 510A XXXX 66 3K XX XX XX XX XXXX | Outdoor Luminaires | High Output | Architectural Flood and Spot Luminaires | Standard | FALSE | [9 empty] | 42635 | Dimmable | Continuous Below 10 | Yes |  | 3 | 25573.05 | 114.73 | 222.9 | 9.84 | 0.97 | 3102 | 72.41
P2SA4RBR | Acuity Brands Lighting | American Electric Lighting | ACP1LED 410A XXXX 66 3K XX XX XX XX XXXX | Outdoor Luminaires | High Output | Architectural Flood and Spot Luminaires | Standard | FALSE | [9 empty] | 42635 | Dimmable | Continuous Below 10 | Yes |  | 3 | 20553.25 | 112.19 | 183.2 | 9.84 | 0.97 | 3102 | 72.41
P8UE8BHT | Acuity Brands Lighting | American Electric Lighting | ACP1LED 510A XXXX 65 3K XX XX XX XX XXXX | Outdoor Luminaires | High Output | Architectural Flood and Spot Luminaires | Standard | FALSE | [9 empty] | 42635 | Dimmable | Continuous Below 10 | Yes |  | 3 | 25887.5 | 116.14 | 222.9 | 9.84 | 0.97 | 3102 | 72.41
PGR3YZHT | Acuity Brands Lighting | American Electric Lighting | ACP1LED 510A XXXX 55 3K XX XX XX XX XXXX | Outdoor Luminaires | High Output | Architectural Flood and Spot Luminaires | Standard | FALSE | [9 empty] | 42635 | Dimmable | Continuous Below 10 | Yes |  | 3 | 25557.85 | 114.66 | 222.9 | 9.84 | 0.97 | 3102 | 72.41
PRNZ7J8X | Acuity Brands Lighting | American Electric Lighting | ACP1LED 410A XXXX 65 3K XX XX XX XX XXXX | Outdoor Luminaires | High Output | Architectural Flood and Spot Luminaires | Standard | FALSE | [9 empty] | 42635 | Dimmable | Continuous Below 10 | Yes |  | 3 | 20807.85 | 113.58 | 183.2 | 9.84 | 0.97 | 3102 | 72.41
PGCPGXKU | Acuity Brands Lighting | American Electric Lighting | ACP1LED 610A XXXX 65 3K XX XX XX XX XXXX | Outdoor Luminaires | Very High Output | Architectural Flood and Spot Luminaires | Standard | FALSE | [9 empty] | 42635 | Dimmable | Continuous Below 10 | Yes |  | 3 | 30776.2 | 113.65 | 270.8 | 9.84 | 0.97 | 3102 | 72.41
P5HTYMCT | Acuity Brands Lighting | American Electric Lighting | ACP1LED 610A XXXX 66 3K XX XX XX XX XXXX | Outdoor Luminaires | Very High Output | Architectural Flood and Spot Luminaires | Standard | FALSE | [9 empty] | 42635 | Dimmable | Continuous Below 10 | Yes |  | 3 | 30402.85 | 112.27 | 270.8 | 9.84 | 0.97 | 3102 | 72.41
PW2PE9KU | TorchStar Corp | TORCHSTAR | LHSCT-20WRSS-WHT 2700k | Outdoor Luminaires | Low Output | Architectural Flood and Spot Luminaires | Standard | TRUE | 1680.3 | 90.04 | 18.66 | 13.49 | 0.985 | 2699 | 81.9 | 5 | 50000 | 42634 |  |  | No | Product Updated 09/08/2016 | 3.1 | 1790 | 90 | 20 | 13 | 0.9 | 2700 | 80
PEJDNFXF | TorchStar Corp | TORCHSTAR | LHSCT-20WSSS-BRZ 2700K | Outdoor Luminaires | Low Output | Architectural Flood and Spot Luminaires | Standard | TRUE | 1680.3 | 90.04 | 18.66 | 13.49 | 0.985 | 2699 | 81.9 | 5 | 50000 | 42634 |  |  | No | Product Updated 09/08/2016 | 3.1 | 1790 | 90 | 20 | 13 | 0.9 | 2700 | 80
PWK4Q95Z | Led Lighting Center LLC | OptimalLED | FLFXX300YYW30 | Outdoor Luminaires | Very High Output | Architectural Flood and Spot Luminaires | Standard | TRUE | 30857 | 101.45 | 304.2 | 7.88 | 0.947 | 3056 | 83.5 | 5 | 50000 | 42634 |  |  | No |  | 3 | 30857 | 101.45 | 304.2 | 7.88 | 0.947 | 3000 | 83.5
PPR5Q12P | Disruptive SSL | DISRUPTIVE SSL | DXFC150 (4000K) | Outdoor Luminaires | High Output | Architectural Flood and Spot Luminaires | Standard | TRUE | 18802 | 124.93 | 150.5 | 10.46 | 0.9304 | 4208 | 74.4 | 5 | 50000 | 42634 |  |  | No |  | 4 | 18802 | 124.93 | 150.5 | 10.46 | 0.93 | 4000 | 74.4
PA9NAXVA | Led Lighting Center LLC | OptimalLED | FLFXX220YYW30 | Outdoor Luminaires | High Output | Architectural Flood and Spot Luminaires | Standard | TRUE | 21495 | 99.51 | 216 | 18.31 | 0.9301 | 3110 | 83.6 | 5 | 50000 | 42634 |  |  | No |  | 3 | 21578 | 96.75 | 223 | 18.31 | 0.9301 | 3000 | 83.6
PVEZPUVS | Disruptive SSL | DISRUPTIVE SSL | DXFC80 (4000K) | Outdoor Luminaires | High Output | Architectural Flood and Spot Luminaires | Standard | TRUE | 9695.8 | 125.67 | 77.15 | 12.59 | 0.923 | 4200 | 74.5 | 5 | 50000 | 42634 |  |  | No |  | 4 | 9827.8 | 125.88 | 78.07 | 12.59 | 0.92 | 4000 | 74.5
PU2ZNEDF | Disruptive SSL | DISRUPTIVE SSL | DXFC200 (4000K) | Outdoor Luminaires | High Output | Architectural Flood and Spot Luminaires | Standard | TRUE | 25162 | 124.94 | 201.4 | 10.12 | 0.9177 | 4255 | 74.8 | 5 | 50000 | 42634 |  |  | No |  | 4 | 25162 | 124.94 | 201.4 | 10.12 | 0.92 | 4000 | 74.8
P8B8H1DJ | Led Lighting Center LLC | OptimalLED | FLFXXX15YYW30 | Outdoor Luminaires | Low Output | Architectural Flood and Spot Luminaires | Standard | TRUE | 1467.8 | 96.19 | 15.26 | 16.52 | 0.9079 | 3042 | 82.9 | 5 | 50000 | 42634 |  |  | NotYetVerified |  | 3 | 1467.8 | 96.19 | 15.26 | 20 | 0.9 | 3000 | 82.9
PJE2PHX8 | Led Lighting Center LLC | OptimalLED | FLFXXX30YYW30 | Outdoor Luminaires | Low Output | Architectural Flood and Spot Luminaires | Standard | TRUE | 2899.1 | 98.84 | 29.33 | 16.49 | 0.9049 | 3041 | 83.2 | 5 | 50000 | 42634 |  |  | NotYetVerified |  | 3 | 2899.1 | 98.84 | 29.33 | 20 | 0.9 | 3000 | 83.2
PHJ389GK | Led Lighting Center LLC | OptimalLED | FLFXXX50YYW30 | Outdoor Luminaires | Low Output | Architectural Flood and Spot Luminaires | Standard | TRUE | 4906.5 | 102.12 | 48.05 | 17.63 | 0.9031 | 3042 | 83.3 | 5 | 50000 | 42634 |  |  | NotYetVerified |  | 3 | 4906.5 | 102.12 | 48.05 | 20 | 0.9 | 3000 | 83.3
PPKMEPCT | Led Lighting Center LLC | OptimalLED | FLFXX100YYW30 | Outdoor Luminaires | High Output | Architectural Flood and Spot Luminaires | Standard | TRUE | 10035 | 103.53 | 96.93 | 19.07 | 0.9024 | 3058 | 82 | 5 | 50000 | 42634 |  |  | No |  | 3 | 10035 | 103.53 | 96.93 | 19.07 | 0.9024 | 3000 | 82
PJD55YXN | Led Lighting Center LLC | OptimalLED | FLFXXX80YYW30 | Outdoor Luminaires | Mid Output | Architectural Flood and Spot Luminaires | Standard | TRUE | 8453 | 109.98 | 76.86 | 18.74 | 0.9024 | 3064 | 83.7 | 5 | 50000 | 42634 |  |  | No |  | 3 | 8591 | 110.11 | 78.02 | 18.74 | 0.9024 | 3000 | 83.7
PDQKQ71N | Led Lighting Center LLC | OptimalLED | FLFXX150YYW30 | Outdoor Luminaires | High Output | Architectural Flood and Spot Luminaires | Standard | TRUE | 15131 | 98.1 | 154.3 | 6.27 | 0.9017 | 3055 | 83.2 | 5 | 50000 | 42634 |  |  | No |  | 3 | 15131 | 98.1 | 154.3 | 6.27 | 0.9017 | 3000 | 83.2
P6J9AFPC | Disruptive SSL | DISRUPTIVE SSL | DXFC100 (4000K) | Outdoor Luminaires | High Output | Architectural Flood and Spot Luminaires | Standard | TRUE | 11848 | 121.27 | 97.7 | 23.79 | 0.9013 | 4197 | 74.5 | 5 | 50000 | 42634 |  |  | No |  | 4 | 12102 | 121.29 | 99.78 | 23.79 | 0.9 | 4000 | 74.5
PX25V2M4 | Eaton (formerly Cooper Lighting) | Mcgraw-Edison | GLEON-AF-04-LED-E1-SL4-[AP BZ BK DP GM WH]-[ADJA ADJS ADJA-WM]-600-[P PER7 R HA ALL MS LWR SENSORS L90 R90 MT TH LCF CE] | Outdoor Luminaires | High Output | Architectural Flood and Spot Luminaires | Premium | TRUE | 15388.9 | 119.9 | 128.3 | 24.279 | 0.874 | 3820 | 73.8 | 5 | 50000 | 42634 |  |  | Yes |  | 3.1 | 15033 | 116.5 | 129 | 2.72 | 1 | 4000 | 70
P6BBXNTE | Eaton (formerly Cooper Lighting) | Mcgraw-Edison | GLEON-AF-02-LED-[E1 347 480]-SL4-[AP BZ BK DP GM WH]-[ADJA ADJS ADJA-WM]-1200-[P PER7 R ALL MS LWR SENSORS L90 R90 MT TH LCF CE] | Outdoor Luminaires | High Output | Architectural Flood and Spot Luminaires | Standard | TRUE | 12809.9 | 99.7 | 128.5 | 24.279 | 0.874 | 3820 | 73.8 | 5 | 50000 | 42634 |  |  | Yes |  | 3.1 | 12695 | 98.4 | 129 | 2.64 | 1 | 4000 | 70
PXMW4DWN | Eaton (formerly Cooper Lighting) | Mcgraw-Edison | GLEON-AF-02-LED-[E1 347 480]-T4FT-[AP BZ BK DP GM WH]-[ADJA ADJS ADJA-WM]-600-[P PER7 R HA ALL MS LWR SENSORS L90 R90 MT TH LCF CE] | Outdoor Luminaires | Mid Output | Architectural Flood and Spot Luminaires | Premium | TRUE | 8430.5 | 116.6 | 72.3 | 24.279 | 0.874 | 3820 | 73.8 | 5 | 50000 | 42634 |  |  | Yes |  | 3.1 | 8072 | 122.3 | 66 | 1.24 | 1 | 4000 | 70
P5S9W945 | Eaton (formerly Cooper Lighting) | Mcgraw-Edison | GLEON-AF-01-LED-[E1 347 480]-SL2-[AP BZ BK DP GM WH]-[ADJA ADJS ADJA-WM]-1200-[P PER7 R ALL MS LWR SENSORS L90 R90 MT TH LCF CE] | Outdoor Luminaires | Mid Output | Architectural Flood and Spot Luminaires | Standard | TRUE | 6183.7 | 96 | 64.4 | 24.279 | 0.874 | 3820 | 73.8 | 5 | 50000 | 42634 |  |  | Yes |  | 3.1 | 6697 | 100 | 67 | 0.96 | 0.96 | 4000 | 70
P6KBSDQ8 | Led Lighting Center LLC | OptimalLED | FLFXXX80YYW50 | Outdoor Luminaires | Mid Output | Architectural Flood and Spot Luminaires | Standard | FALSE | [9 empty] | 42634 |  |  | No |  | 3 | 9064 | 115.39 | 78.55 | 18.95 | 0.9062 | 5000 | 84.5
P9EWNUGF | Led Lighting Center LLC | OptimalLED | FLFXXX50YYW50 | Outdoor Luminaires | Low Output | Architectural Flood and Spot Luminaires | Standard | FALSE | [9 empty] | 42634 |  |  | NotYetVerified |  | 3 | 4906.5 | 102.12 | 48.05 | 20 | 0.9 | 5000 | 83.3
PYE9ST2E | Led Lighting Center LLC | OptimalLED | FLFXXX30YYW50 | Outdoor Luminaires | Low Output | Architectural Flood and Spot Luminaires | Standard | FALSE | [9 empty] | 42634 |  |  | NotYetVerified |  | 3 | 2899.1 | 98.84 | 29.33 | 20 | 0.9 | 5000 | 83.2
PSH47G7Q | Led Lighting Center LLC | OptimalLED | FLFXXX15YYW50 | Outdoor Luminaires | Low Output | Architectural Flood and Spot Luminaires | Standard | FALSE | [9 empty] | 42634 |  |  | NotYetVerified |  | 3 | 1467.8 | 96.19 | 15.26 | 20 | 0.9 | 5000 | 82.9
PAGHXSNW | Led Lighting Center LLC | OptimalLED | FLFXX220YYW50 | Outdoor Luminaires | High Output | Architectural Flood and Spot Luminaires | Standard | FALSE | [9 empty] | 42634 |  |  | No |  | 3 | 25684 | 116.82 | 219.9 | 19.02 | 0.9276 | 5000 | 84.7
PURV5U38 | Led Lighting Center LLC | OptimalLED | FLFXX100YYW50 | Outdoor Luminaires | High Output | Architectural Flood and Spot Luminaires | Standard | FALSE | [9 empty] | 42634 |  |  | No |  | 3 | 11021 | 111.95 | 98.45 | 18.87 | 0.9062 | 5000 | 83.8
PAAUXFPH | Led Lighting Center LLC | OptimalLED | FLFXX300YYW50 | Outdoor Luminaires | Very High Output | Architectural Flood and Spot Luminaires | Standard | FALSE | [9 empty] | 42634 |  |  | No |  | 3 | 30857 | 101.45 | 304.2 | 7.88 | 0.947 | 5000 | 83.5
PW7FEM7U | Led Lighting Center LLC | OptimalLED | FLFXX150YYW50 | Outdoor Luminaires | High Output | Architectural Flood and Spot Luminaires | Standard | FALSE | [9 empty] | 42634 |  |  | No |  | 3 | 15131 | 98.1 | 154.3 | 6.27 | 0.9017 | 5000 | 83.2
PZEPD8WC | Eaton (formerly Cooper Lighting) | Mcgraw-Edison | GLEON-AF-01-LED-[E1 347 480]-5WQ-[AP BZ BK DP GM WH]-[ADJA ADJS ADJA-WM]-7050-600-[P PER7 R HA ALL MS LWR SENSORS L90 R90 MT TH LCF CE] | Outdoor Luminaires | Low Output | Architectural Flood and Spot Luminaires | Premium | FALSE | [9 empty] | 42634 |  |  | Yes |  | 3.1 | 4325 | 127.2 | 34 | 6.42 | 1 | 5000 | 70
P5W25M98 | Eaton (formerly Cooper Lighting) | Streetworks | GAN-AF-01-LED-[U 8 9]-5WQ-[AP BZ BK DP GM WH]-[ADJA ADJS ADJA-WM]-7050-600-[2L 3 P 4 4N7 HA ALL MS SENSORS DIMRF-LW DIMRF-LN L90 R90 MT TH LCF CE] | Outdoor Luminaires | Low Output | Architectural Flood and Spot Luminaires | Premium | FALSE | [9 empty] | 42634 |  |  | Yes |  | 3.1 | 4325 | 127.2 | 34 | 6.42 | 1 | 5000 | 70
PE6EFGR8 | Eaton (formerly Cooper Lighting) | Streetworks | GAN-AF-01-LED-[U 8 9]-5MQ-[AP BZ BK DP GM WH]-[ADJA ADJS ADJA-WM]-7050-600-[2L 3 P 4 4N7 HA ALL MS SENSORS DIMRF-LW DIMRF-LN L90 R90 MT TH LCF CE] | Outdoor Luminaires | Low Output | Architectural Flood and Spot Luminaires | Premium | FALSE | [9 empty] | 42634 |  |  | Yes |  | 3.1 | 4314 | 126.9 | 34 | 6.42 | 1 | 5000 | 70
P9SNKPRB | Eaton (formerly Cooper Lighting) | Mcgraw-Edison | GLEON-AF-01-LED-[E1 347 480]-5MQ-[AP BZ BK DP GM WH]-[ADJA ADJS ADJA-WM]-7050-600-[P PER7 R HA ALL MS LWR SENSORS L90 R90 MT TH LCF CE] | Outdoor Luminaires | Low Output | Architectural Flood and Spot Luminaires | Premium | FALSE | [9 empty] | 42634 |  |  | Yes |  | 3.1 | 4314 | 126.9 | 34 | 6.42 | 1 | 5000 | 70
PMTXJH86 | Eaton (formerly Cooper Lighting) | Mcgraw-Edison | GLEON-AF-01-LED-[E1 347 480]-5NQ-[AP BZ BK DP GM WH]-[ADJA ADJS ADJA-WM]-7050-600-[P PER7 R HA ALL MS LWR SENSORS L90 R90 MT TH LCF CE] | Outdoor Luminaires | Low Output | Architectural Flood and Spot Luminaires | Premium | FALSE | [9 empty] | 42634 |  |  | Yes |  | 3.1 | 4236 | 124.6 | 34 | 6.42 | 1 | 5000 | 70
PJR6HP9S | Eaton (formerly Cooper Lighting) | Streetworks | GAN-AF-01-LED-[U 8 9]-5NQ-[AP BZ BK DP GM WH]-[ADJA ADJS ADJA-WM]-7050-600-[2L 3 P 4 4N7 HA ALL MS SENSORS DIMRF-LW DIMRF-LN L90 R90 MT TH LCF CE] | Outdoor Luminaires | Low Output | Architectural Flood and Spot Luminaires | Premium | FALSE | [9 empty] | 42634 |  |  | Yes |  | 3.1 | 4236 | 124.6 | 34 | 6.42 | 1 | 5000 | 70
PJTYBJS8 | Eaton (formerly Cooper Lighting) | Mcgraw-Edison | GLEON-AF-01-LED-E1-5WQ-[AP BZ BK DP GM WH]-[ADJA ADJS ADJA-WM]-7050-800-[P PER7 R HA ALL MS LWR SENSORS L90 R90 MT TH LCF CE] | Outdoor Luminaires | Mid Output | Architectural Flood and Spot Luminaires | Premium | FALSE | [9 empty] | 42634 |  |  | Yes |  | 3.1 | 5304 | 120.5 | 44 | 5.13 | 1 | 5000 | 70
PCQZAHRM | Eaton (formerly Cooper Lighting) | Streetworks | GAN-AF-01-LED-U-5WQ-[AP BZ BK DP GM WH]-[ADJA ADJS ADJA-WM]-7050-800-[2L 3 P 4 4N7 HA ALL MS SENSORS DIMRF-LW DIMRF-LN L90 R90 MT TH LCF CE] | Outdoor Luminaires | Mid Output | Architectural Flood and Spot Luminaires | Premium | FALSE | [9 empty] | 42634 |  |  | Yes |  | 3.1 | 5304 | 120.5 | 44 | 5.13 | 1 | 5000 | 70
PYSDSR4W | Eaton (formerly Cooper Lighting) | Streetworks | GAN-AF-01-LED-U-5MQ-[AP BZ BK DP GM WH]-[ADJA ADJS ADJA-WM]-7050-800-[2L 3 P 4 4N7 HA ALL MS SENSORS DIMRF-LW DIMRF-LN L90 R90 MT TH LCF CE] | Outdoor Luminaires | Mid Output | Architectural Flood and Spot Luminaires | Premium | FALSE | [9 empty] | 42634 |  |  | Yes |  | 3.1 | 5290 | 120.2 | 44 | 5.13 | 1 | 5000 | 70
P6TK6AAA | Eaton (formerly Cooper Lighting) | Mcgraw-Edison | GLEON-AF-01-LED-E1-5MQ-[AP BZ BK DP GM WH]-[ADJA ADJS ADJA-WM]-7050-800-[P PER7 R HA ALL MS LWR SENSORS L90 R90 MT TH LCF CE] | Outdoor Luminaires | Mid Output | Architectural Flood and Spot Luminaires | Premium | FALSE | [9 empty] | 42634 |  |  | Yes |  | 3.1 | 5290 | 120.2 | 44 | 5.13 | 1 | 5000 | 70
PSKNBNTW | Eaton (formerly Cooper Lighting) | Mcgraw-Edison | GLEON-AF-01-LED-E1-5NQ-[AP BZ BK DP GM WH]-[ADJA ADJS ADJA-WM]-7050-800-[P PER7 R HA ALL MS LWR SENSORS L90 R90 MT TH LCF CE] | Outdoor Luminaires | Mid Output | Architectural Flood and Spot Luminaires | Premium | FALSE | [9 empty] | 42634 |  |  | Yes |  | 3.1 | 5194 | 118 | 44 | 5.13 | 1 | 5000 | 70
P3392UZW | Eaton (formerly Cooper Lighting) | Streetworks | GAN-AF-01-LED-U-5NQ-[AP BZ BK DP GM WH]-[ADJA ADJS ADJA-WM]-7050-800-[2L 3 P 4 4N7 HA ALL MS SENSORS DIMRF-LW DIMRF-LN L90 R90 MT TH LCF CE] | Outdoor Luminaires | Mid Output | Architectural Flood and Spot Luminaires | Premium | FALSE | [9 empty] | 42634 |  |  | Yes |  | 3.1 | 5194 | 118 | 44 | 5.13 | 1 | 5000 | 70
PAU97Q98 | Eaton (formerly Cooper Lighting) | Streetworks | GAN-AF-01-LED-[U 8 9]-5WQ-[AP BZ BK DP GM WH]-[ADJA ADJS ADJA-WM]-7050-[2L 3 P 4 4N7 HA ALL MS SENSORS DIMRF-LW DIMRF-LN L90 R90 MT TH LCF CE] | Outdoor Luminaires | Mid Output | Architectural Flood and Spot Luminaires | Standard | FALSE | [9 empty] | 42634 |  |  | Yes |  | 3.1 | 6564 | 111.3 | 59 | 4.12 | 1 | 5000 | 70
P54UUEYQ | Eaton (formerly Cooper Lighting) | Mcgraw-Edison | GLEON-AF-01-LED-[E1 347 480]-5WQ-[AP BZ BK DP GM WH]-[ADJA ADJS ADJA-WM]-7050-[P PER7 R HA ALL MS LWR SENSORS L90 R90 MT TH LCF CE] | Outdoor Luminaires | Mid Output | Architectural Flood and Spot Luminaires | Standard | FALSE | [9 empty] | 42634 |  |  | Yes |  | 3.1 | 6564 | 111.3 | 59 | 4.12 | 1 | 5000 | 70
PN79ATBW | Eaton (formerly Cooper Lighting) | Streetworks | GAN-AF-01-LED-[U 8 9]-5MQ-[AP BZ BK DP GM WH]-[ADJA ADJS ADJA-WM]-7050-[2L 3 P 4 4N7 HA ALL MS SENSORS DIMRF-LW DIMRF-LN L90 R90 MT TH LCF CE] | Outdoor Luminaires | Mid Output | Architectural Flood and Spot Luminaires | Standard | FALSE | [9 empty] | 42634 |  |  | Yes |  | 3.1 | 6547 | 111 | 59 | 4.12 | 1 | 5000 | 70
P926V1E1 | Eaton (formerly Cooper Lighting) | Mcgraw-Edison | GLEON-AF-01-LED-[E1 347 480]-5MQ-[AP BZ BK DP GM WH]-[ADJA ADJS ADJA-WM]-7050-[P PER7 R HA ALL MS LWR SENSORS L90 R90 MT TH LCF CE] | Outdoor Luminaires | Mid Output | Architectural Flood and Spot Luminaires | Standard | FALSE | [9 empty] | 42634 |  |  | Yes |  | 3.1 | 6547 | 111 | 59 | 4.12 | 1 | 5000 | 70
PJXBEZUU | Eaton (formerly Cooper Lighting) | Streetworks | GAN-AF-01-LED-[U 8 9]-5NQ-[AP BZ BK DP GM WH]-[ADJA ADJS ADJA-WM]-7050-[2L 3 P 4 4N7 HA ALL MS SENSORS DIMRF-LW DIMRF-LN L90 R90 MT TH LCF CE] | Outdoor Luminaires | Mid Output | Architectural Flood and Spot Luminaires | Standard | FALSE | [9 empty] | 42634 |  |  | Yes |  | 3.1 | 6429 | 109 | 59 | 4.12 | 1 | 5000 | 70
PB9KX8E7 | Eaton (formerly Cooper Lighting) | Mcgraw-Edison | GLEON-AF-01-LED-[E1 347 480]-5NQ-[AP BZ BK DP GM WH]-[ADJA ADJS ADJA-WM]-7050-[P PER7 R HA ALL MS LWR SENSORS L90 R90 MT TH LCF CE] | Outdoor Luminaires | Mid Output | Architectural Flood and Spot Luminaires | Standard | FALSE | [9 empty] | 42634 |  |  | Yes |  | 3.1 | 6429 | 109 | 59 | 4.12 | 1 | 5000 | 70
PE5FZJKX | Eaton (formerly Cooper Lighting) | Mcgraw-Edison | GLEON-AF-07-LED-[E1 347 480]-5WQ-[AP BZ BK DP GM WH]-[ADJA ADJS ADJA-WM]-7050-600-[P PER7 R HA ALL MS LWR SENSORS L90 R90 MT TH LCF CE] | Outdoor Luminaires | High Output | Architectural Flood and Spot Luminaires | Premium | FALSE | [9 empty] | 42634 |  |  | Yes |  | 3.1 | 29219 | 129.3 | 226 | 3.49 | 1 | 5000 | 70
P86TEC7C | Eaton (formerly Cooper Lighting) | Streetworks | GAN-AF-07-LED-[U 8 9]-5WQ-[AP BZ BK DP GM WH]-[ADJA ADJS ADJA-WM]-7050-600-[2L 3 P 4 4N7 HA ALL MS SENSORS DIMRF-LW DIMRF-LN L90 R90 MT TH LCF CE] | Outdoor Luminaires | High Output | Architectural Flood and Spot Luminaires | Premium | FALSE | [9 empty] | 42634 |  |  | Yes |  | 3.1 | 29219 | 129.3 | 226 | 3.49 | 1 | 5000 | 70
PGBKBV5Q | Eaton (formerly Cooper Lighting) | Streetworks | GAN-AF-07-LED-[U 8 9]-5MQ-[AP BZ BK DP GM WH]-[ADJA ADJS ADJA-WM]-7050-600-[2L 3 P 4 4N7 HA ALL MS SENSORS DIMRF-LW DIMRF-LN L90 R90 MT TH LCF CE] | Outdoor Luminaires | High Output | Architectural Flood and Spot Luminaires | Premium | FALSE | [9 empty] | 42634 |  |  | Yes |  | 3.1 | 29141 | 128.9 | 226 | 3.49 | 1 | 5000 | 70
PA132CF8 | Eaton (formerly Cooper Lighting) | Mcgraw-Edison | GLEON-AF-07-LED-[E1 347 480]-5MQ-[AP BZ BK DP GM WH]-[ADJA ADJS ADJA-WM]-7050-600-[P PER7 R HA ALL MS LWR SENSORS L90 R90 MT TH LCF CE] | Outdoor Luminaires | High Output | Architectural Flood and Spot Luminaires | Premium | FALSE | [9 empty] | 42634 |  |  | Yes |  | 3.1 | 29141 | 128.9 | 226 | 3.49 | 1 | 5000 | 70
PWR89QCV | Eaton (formerly Cooper Lighting) | Streetworks | GAN-AF-07-LED-[U 8 9]-5NQ-[AP BZ BK DP GM WH]-[ADJA ADJS ADJA-WM]-7050-600-[2L 3 P 4 4N7 HA ALL MS SENSORS DIMRF-LW DIMRF-LN L90 R90 MT TH LCF CE] | Outdoor Luminaires | High Output | Architectural Flood and Spot Luminaires | Premium | FALSE | [9 empty] | 42634 |  |  | Yes |  | 3.1 | 28614 | 126.6 | 226 | 3.49 | 1 | 5000 | 70
PDH5NN1U | Eaton (formerly Cooper Lighting) | Mcgraw-Edison | GLEON-AF-07-LED-[E1 347 480]-5NQ-[AP BZ BK DP GM WH]-[ADJA ADJS ADJA-WM]-7050-600-[P PER7 R HA ALL MS LWR SENSORS L90 R90 MT TH LCF CE] | Outdoor Luminaires | High Output | Architectural Flood and Spot Luminaires | Premium | FALSE | [9 empty] | 42634 |  |  | Yes |  | 3.1 | 28614 | 126.6 | 226 | 3.49 | 1 | 5000 | 70
PKNBQD81 | Eaton (formerly Cooper Lighting) | Mcgraw-Edison | GLEON-AF-06-LED-[E1 347 480]-5WQ-[AP BZ BK DP GM WH]-[ADJA ADJS ADJA-WM]-7050-600-[P PER7 R HA ALL MS LWR SENSORS L90 R90 MT TH LCF CE] | Outdoor Luminaires | High Output | Architectural Flood and Spot Luminaires | Premium | FALSE | [9 empty] | 42634 |  |  | Yes |  | 3.1 | 24707 | 128 | 193 | 3.49 | 1 | 5000 | 70
P1KVR4M5 | Eaton (formerly Cooper Lighting) | Streetworks | GAN-AF-06-LED-[U 8 9]-5WQ-[AP BZ BK DP GM WH]-[ADJA ADJS ADJA-WM]-7050-600-[2L 3 P 4 4N7 HA ALL MS SENSORS DIMRF-LW DIMRF-LN L90 R90 MT TH LCF CE] | Outdoor Luminaires | High Output | Architectural Flood and Spot Luminaires | Premium | FALSE | [9 empty] | 42634 |  |  | Yes |  | 3.1 | 24707 | 128 | 193 | 3.49 | 1 | 5000 | 70
PJZQCY66 | Eaton (formerly Cooper Lighting) | Streetworks | GAN-AF-06-LED-[U 8 9]-5MQ-[AP BZ BK DP GM WH]-[ADJA ADJS ADJA-WM]-7050-600-[2L 3 P 4 4N7 HA ALL MS SENSORS DIMRF-LW DIMRF-LN L90 R90 MT TH LCF CE] | Outdoor Luminaires | High Output | Architectural Flood and Spot Luminaires | Premium | FALSE | [9 empty] | 42634 |  |  | Yes |  | 3.1 | 24641 | 127.7 | 193 | 3.49 | 1 | 5000 | 70
PD3ZNGWW | Eaton (formerly Cooper Lighting) | Mcgraw-Edison | GLEON-AF-06-LED-[E1 347 480]-5MQ-[AP BZ BK DP GM WH]-[ADJA ADJS ADJA-WM]-7050-600-[P PER7 R HA ALL MS LWR SENSORS L90 R90 MT TH LCF CE] | Outdoor Luminaires | High Output | Architectural Flood and Spot Luminaires | Premium | FALSE | [9 empty] | 42634 |  |  | Yes |  | 3.1 | 24641 | 127.7 | 193 | 3.49 | 1 | 5000 | 70
PDBWWSGJ | Eaton (formerly Cooper Lighting) | Mcgraw-Edison | GLEON-AF-06-LED-[E1 347 480]-5NQ-[AP BZ BK DP GM WH]-[ADJA ADJS ADJA-WM]-7050-600-[P PER7 R HA ALL MS LWR SENSORS L90 R90 MT TH LCF CE] | Outdoor Luminaires | High Output | Architectural Flood and Spot Luminaires | Premium | FALSE | [9 empty] | 42634 |  |  | Yes |  | 3.1 | 24196 | 125.4 | 193 | 3.49 | 1 | 5000 | 70
P1DCGFDP | Eaton (formerly Cooper Lighting) | Streetworks | GAN-AF-06-LED-[U 8 9]-5NQ-[AP BZ BK DP GM WH]-[ADJA ADJS ADJA-WM]-7050-600-[2L 3 P 4 4N7 HA ALL MS SENSORS DIMRF-LW DIMRF-LN L90 R90 MT TH LCF CE] | Outdoor Luminaires | High Output | Architectural Flood and Spot Luminaires | Premium | FALSE | [9 empty] | 42634 |  |  | Yes |  | 3.1 | 24196 | 125.4 | 193 | 3.49 | 1 | 5000 | 70
PT7E7HMN | Eaton (formerly Cooper Lighting) | Mcgraw-Edison | GLEON-AF-05-LED-[E1 347 480]-5WQ-[AP BZ BK DP GM WH]-[ADJA ADJS ADJA-WM]-7050-600-[P PER7 R HA ALL MS LWR SENSORS L90 R90 MT TH LCF CE] | Outdoor Luminaires | High Output | Architectural Flood and Spot Luminaires | Premium | FALSE | [9 empty] | 42634 |  |  | Yes |  | 3.1 | 20646 | 127.4 | 162 | 3.49 | 1 | 5000 | 70
PGA37BZR | Eaton (formerly Cooper Lighting) | Streetworks | GAN-AF-05-LED-[U 8 9]-5WQ-[AP BZ BK DP GM WH]-[ADJA ADJS ADJA-WM]-7050-600-[2L 3 P 4 4N7 HA ALL MS SENSORS DIMRF-LW DIMRF-LN L90 R90 MT TH LCF CE] | Outdoor Luminaires | High Output | Architectural Flood and Spot Luminaires | Premium | FALSE | [9 empty] | 42634 |  |  | Yes |  | 3.1 | 20646 | 127.4 | 162 | 3.49 | 1 | 5000 | 70
PHC3EJ93 | Eaton (formerly Cooper Lighting) | Mcgraw-Edison | GLEON-AF-05-LED-[E1 347 480]-5MQ-[AP BZ BK DP GM WH]-[ADJA ADJS ADJA-WM]-7050-600-[P PER7 R HA ALL MS LWR SENSORS L90 R90 MT TH LCF CE] | Outdoor Luminaires | High Output | Architectural Flood and Spot Luminaires | Premium | FALSE | [9 empty] | 42634 |  |  | Yes |  | 3.1 | 20591 | 127.1 | 162 | 3.49 | 1 | 5000 | 70
P87K4MVT | Eaton (formerly Cooper Lighting) | Streetworks | GAN-AF-05-LED-[U 8 9]-5MQ-[AP BZ BK DP GM WH]-[ADJA ADJS ADJA-WM]-7050-600-[2L 3 P 4 4N7 HA ALL MS SENSORS DIMRF-LW DIMRF-LN L90 R90 MT TH LCF CE] | Outdoor Luminaires | High Output | Architectural Flood and Spot Luminaires | Premium | FALSE | [9 empty] | 42634 |  |  | Yes |  | 3.1 | 20591 | 127.1 | 162 | 3.49 | 1 | 5000 | 70
PZQ4KMWJ | Eaton (formerly Cooper Lighting) | Streetworks | GAN-AF-05-LED-U-5NQ-[AP BZ BK DP GM WH]-[ADJA ADJS ADJA-WM]-7050-600-[2L 3 P 4 4N7 HA ALL MS SENSORS DIMRF-LW DIMRF-LN L90 R90 MT TH LCF CE] | Outdoor Luminaires | High Output | Architectural Flood and Spot Luminaires | Premium | FALSE | [9 empty] | 42634 |  |  | Yes |  | 3.1 | 20219 | 124.8 | 162 | 3.49 | 1 | 5000 | 70
PAGJEU29 | Eaton (formerly Cooper Lighting) | Mcgraw-Edison | GLEON-AF-05-LED-E1-5NQ-[AP BZ BK DP GM WH]-[ADJA ADJS ADJA-WM]-7050-600-[P PER7 R HA ALL MS LWR SENSORS L90 R90 MT TH LCF CE] | Outdoor Luminaires | High Output | Architectural Flood and Spot Luminaires | Premium | FALSE | [9 empty] | 42634 |  |  | Yes |  | 3.1 | 20219 | 124.8 | 162 | 3.49 | 1 | 5000 | 70
PHPRNDQ9 | Eaton (formerly Cooper Lighting) | Streetworks | GAN-AF-03-LED-[U 8 9]-5WQ-[AP BZ BK DP GM WH]-[ADJA ADJS ADJA-WM]-7050-600-[2L 3 P 4 4N7 HA ALL MS SENSORS DIMRF-LW DIMRF-LN L90 R90 MT TH LCF CE] | Outdoor Luminaires | High Output | Architectural Flood and Spot Luminaires | Premium | FALSE | [9 empty] | 42634 |  |  | Yes |  | 3.1 | 12611 | 131.4 | 96 | 3.49 | 1 | 5000 | 70
PDX2AX5K | Eaton (formerly Cooper Lighting) | Mcgraw-Edison | GLEON-AF-03-LED-[E1 347 480]-5WQ-[AP BZ BK DP GM WH]-[ADJA ADJS ADJA-WM]-7050-600-[P PER7 R HA ALL MS LWR SENSORS L90 R90 MT TH LCF CE] | Outdoor Luminaires | High Output | Architectural Flood and Spot Luminaires | Premium | FALSE | [9 empty] | 42634 |  |  | Yes |  | 3.1 | 12611 | 131.4 | 96 | 3.49 | 1 | 5000 | 70
PEU9HFJ6 | Eaton (formerly Cooper Lighting) | Streetworks | GAN-AF-03-LED-[U 8 9]-5MQ-[AP BZ BK DP GM WH]-[ADJA ADJS ADJA-WM]-7050-600-[2L 3 P 4 4N7 HA ALL MS SENSORS DIMRF-LW DIMRF-LN L90 R90 MT TH LCF CE] | Outdoor Luminaires | High Output | Architectural Flood and Spot Luminaires | Premium | FALSE | [9 empty] | 42634 |  |  | Yes |  | 3.1 | 12578 | 131 | 96 | 3.49 | 1 | 5000 | 70
PBTR2RR9 | Eaton (formerly Cooper Lighting) | Mcgraw-Edison | GLEON-AF-03-LED-[E1 347 480]-5MQ-[AP BZ BK DP GM WH]-[ADJA ADJS ADJA-WM]-7050-600-[P PER7 R HA ALL MS LWR SENSORS L90 R90 MT TH LCF CE] | Outdoor Luminaires | High Output | Architectural Flood and Spot Luminaires | Premium | FALSE | [9 empty] | 42634 |  |  | Yes |  | 3.1 | 12578 | 131 | 96 | 3.49 | 1 | 5000 | 70
PT55BY43 | Eaton (formerly Cooper Lighting) | Mcgraw-Edison | GLEON-AF-03-LED-[E1 347 480]-5NQ-[AP BZ BK DP GM WH]-[ADJA ADJS ADJA-WM]-7050-600-[P PER7 R HA ALL MS LWR SENSORS L90 R90 MT TH LCF CE] | Outdoor Luminaires | High Output | Architectural Flood and Spot Luminaires | Premium | FALSE | [9 empty] | 42634 |  |  | Yes |  | 3.1 | 12351 | 128.7 | 96 | 3.49 | 1 | 5000 | 70
P6QGTX95 | Eaton (formerly Cooper Lighting) | Streetworks | GAN-AF-03-LED-[U 8 9]-5NQ-[AP BZ BK DP GM WH]-[ADJA ADJS ADJA-WM]-7050-600-[2L 3 P 4 4N7 HA ALL MS SENSORS DIMRF-LW DIMRF-LN L90 R90 MT TH LCF CE] | Outdoor Luminaires | High Output | Architectural Flood and Spot Luminaires | Premium | FALSE | [9 empty] | 42634 |  |  | Yes |  | 3.1 | 12351 | 128.7 | 96 | 3.49 | 1 | 5000 | 70
PXHZYSNY | Eaton (formerly Cooper Lighting) | Mcgraw-Edison | GLEON-AF-06-LED-E1-5NQ-[AP BZ BK DP GM WH]-[ADJA ADJS ADJA-WM]-7050-800-[P PER7 R HA ALL MS LWR SENSORS L90 R90 MT TH LCF CE] | Outdoor Luminaires | High Output | Architectural Flood and Spot Luminaires | Premium | FALSE | [9 empty] | 42634 |  |  | Yes |  | 3.1 | 29670 | 119.2 | 249 | 2.91 | 1 | 5000 | 70
P4WR6RU3 | Eaton (formerly Cooper Lighting) | Streetworks | GAN-AF-06-LED-U-5NQ-[AP BZ BK DP GM WH]-[ADJA ADJS ADJA-WM]-7050-800-[2L 3 P 4 4N7 HA ALL MS SENSORS DIMRF-LW DIMRF-LN L90 R90 MT TH LCF CE] | Outdoor Luminaires | High Output | Architectural Flood and Spot Luminaires | Premium | FALSE | [9 empty] | 42634 |  |  | Yes |  | 3.1 | 29670 | 119.2 | 249 | 2.91 | 1 | 5000 | 70
PN2Z9P9K | Eaton (formerly Cooper Lighting) | Mcgraw-Edison | GLEON-AF-05-LED-E1-5WQ-[AP BZ BK DP GM WH]-[ADJA ADJS ADJA-WM]-7050-800-[P PER7 R HA ALL MS LWR SENSORS L90 R90 MT TH LCF CE] | Outdoor Luminaires | High Output | Architectural Flood and Spot Luminaires | Premium | FALSE | [9 empty] | 42634 |  |  | Yes |  | 3.1 | 25318 | 120.6 | 210 | 2.91 | 1 | 5000 | 70
PC7SD7J7 | Eaton (formerly Cooper Lighting) | Streetworks | GAN-AF-05-LED-U-5WQ-[AP BZ BK DP GM WH]-[ADJA ADJS ADJA-WM]-7050-800-[2L 3 P 4 4N7 HA ALL MS SENSORS DIMRF-LW DIMRF-LN L90 R90 MT TH LCF CE] | Outdoor Luminaires | High Output | Architectural Flood and Spot Luminaires | Premium | FALSE | [9 empty] | 42634 |  |  | Yes |  | 3.1 | 25318 | 120.6 | 210 | 2.91 | 1 | 5000 | 70
PUA8V4Y7 | Eaton (formerly Cooper Lighting) | Mcgraw-Edison | GLEON-AF-05-LED-E1-5MQ-[AP BZ BK DP GM WH]-[ADJA ADJS ADJA-WM]-7050-800-[P PER7 R HA ALL MS LWR SENSORS L90 R90 MT TH LCF CE] | Outdoor Luminaires | High Output | Architectural Flood and Spot Luminaires | Premium | FALSE | [9 empty] | 42634 |  |  | Yes |  | 3.1 | 25250 | 120.2 | 210 | 2.91 | 1 | 5000 | 70
P49AUCWC | Eaton (formerly Cooper Lighting) | Streetworks | GAN-AF-05-LED-U-5MQ-[AP BZ BK DP GM WH]-[ADJA ADJS ADJA-WM]-7050-800-[2L 3 P 4 4N7 HA ALL MS SENSORS DIMRF-LW DIMRF-LN L90 R90 MT TH LCF CE] | Outdoor Luminaires | High Output | Architectural Flood and Spot Luminaires | Premium | FALSE | [9 empty] | 42634 |  |  | Yes |  | 3.1 | 25250 | 120.2 | 210 | 2.91 | 1 | 5000 | 70
PUZ2VD9C | Eaton (formerly Cooper Lighting) | Mcgraw-Edison | GLEON-AF-05-LED-E1-5NQ-[AP BZ BK DP GM WH]-[ADJA ADJS ADJA-WM]-7050-800-[P PER7 R HA ALL MS LWR SENSORS L90 R90 MT TH LCF CE] | Outdoor Luminaires | High Output | Architectural Flood and Spot Luminaires | Premium | FALSE | [9 empty] | 42634 |  |  | Yes |  | 3.1 | 24794 | 118.1 | 210 | 2.91 | 1 | 5000 | 70
PHSM1SZA | Eaton (formerly Cooper Lighting) | Streetworks | GAN-AF-05-LED-U-5NQ-[AP BZ BK DP GM WH]-[ADJA ADJS ADJA-WM]-7050-800-[2L 3 P 4 4N7 HA ALL MS SENSORS DIMRF-LW DIMRF-LN L90 R90 MT TH LCF CE] | Outdoor Luminaires | High Output | Architectural Flood and Spot Luminaires | Premium | FALSE | [9 empty] | 42634 |  |  | Yes |  | 3.1 | 24794 | 118.1 | 210 | 2.91 | 1 | 5000 | 70
PJTUVZRM | Eaton (formerly Cooper Lighting) | Mcgraw-Edison | GLEON-AF-04-LED-[E1 347 480]-5WQ-[AP BZ BK DP GM WH]-[ADJA ADJS ADJA-WM]-7050-600-[P PER7 R HA ALL MS LWR SENSORS L90 R90 MT TH LCF CE] | Outdoor Luminaires | High Output | Architectural Flood and Spot Luminaires | Premium | FALSE | [9 empty] | 42634 |  |  | Yes |  | 3.1 | 16664 | 129.2 | 129 | 2.72 | 1 | 5000 | 70
P5H3PB49 | Eaton (formerly Cooper Lighting) | Streetworks | GAN-AF-04-LED-[U 8 9]-5WQ-[AP BZ BK DP GM WH]-[ADJA ADJS ADJA-WM]-7050-600-[2L 3 P 4 4N7 HA ALL MS SENSORS DIMRF-LW DIMRF-LN L90 R90 MT TH LCF CE] | Outdoor Luminaires | High Output | Architectural Flood and Spot Luminaires | Premium | FALSE | [9 empty] | 42634 |  |  | Yes |  | 3.1 | 16664 | 129.2 | 129 | 2.72 | 1 | 5000 | 70
PV7CB5Z3 | Eaton (formerly Cooper Lighting) | Streetworks | GAN-AF-04-LED-[U 8 9]-5MQ-[AP BZ BK DP GM WH]-[ADJA ADJS ADJA-WM]-7050-600-[2L 3 P 4 4N7 HA ALL MS SENSORS DIMRF-LW DIMRF-LN L90 R90 MT TH LCF CE] | Outdoor Luminaires | High Output | Architectural Flood and Spot Luminaires | Premium | FALSE | [9 empty] | 42634 |  |  | Yes |  | 3.1 | 16619 | 128.8 | 129 | 2.72 | 1 | 5000 | 70
PG23B5Z8 | Eaton (formerly Cooper Lighting) | Mcgraw-Edison | GLEON-AF-04-LED-[E1 347 480]-5MQ-[AP BZ BK DP GM WH]-[ADJA ADJS ADJA-WM]-7050-600-[P PER7 R HA ALL MS LWR SENSORS L90 R90 MT TH LCF CE] | Outdoor Luminaires | High Output | Architectural Flood and Spot Luminaires | Premium | FALSE | [9 empty] | 42634 |  |  | Yes |  | 3.1 | 16619 | 128.8 | 129 | 2.72 | 1 | 5000 | 70
PKUSS22N | Eaton (formerly Cooper Lighting) | Mcgraw-Edison | GLEON-AF-04-LED-[E1 347 480]-5NQ-[AP BZ BK DP GM WH]-[ADJA ADJS ADJA-WM]-7050-600-[P PER7 R HA ALL MS LWR SENSORS L90 R90 MT TH LCF CE] | Outdoor Luminaires | High Output | Architectural Flood and Spot Luminaires | Premium | FALSE | [9 empty] | 42634 |  |  | Yes |  | 3.1 | 16319 | 126.5 | 129 | 2.72 | 1 | 5000 | 70
P3N55TDT | Eaton (formerly Cooper Lighting) | Streetworks | GAN-AF-04-LED-[U 8 9]-5NQ-[AP BZ BK DP GM WH]-[ADJA ADJS ADJA-WM]-7050-600-[2L 3 P 4 4N7 HA ALL MS SENSORS DIMRF-LW DIMRF-LN L90 R90 MT TH LCF CE] | Outdoor Luminaires | High Output | Architectural Flood and Spot Luminaires | Premium | FALSE | [9 empty] | 42634 |  |  | Yes |  | 3.1 | 16319 | 126.5 | 129 | 2.72 | 1 | 5000 | 70
PWDXSK3H | Eaton (formerly Cooper Lighting) | Streetworks | GAN-AF-04-LED-[U 8 9]-5WQ-[AP BZ BK DP GM WH]-[ADJA ADJS ADJA-WM]-7050-1200-[2L 3 P 4 4N7 HA ALL MS SENSORS DIMRF-LW DIMRF-LN L90 R90 MT TH LCF CE] | Outdoor Luminaires | High Output | Architectural Flood and Spot Luminaires | Standard | FALSE | [9 empty] | 42634 |  |  | Yes |  | 3.1 | 27744 | 107.5 | 258 | 2.64 | 1 | 5000 | 70
PJA51Y32 | Eaton (formerly Cooper Lighting) | Mcgraw-Edison | GLEON-AF-04-LED-[E1 347 480]-5WQ-[AP BZ BK DP GM WH]-[ADJA ADJS ADJA-WM]-7050-1200-[P PER7 R ALL MS LWR SENSORS L90 R90 MT TH LCF CE] | Outdoor Luminaires | High Output | Architectural Flood and Spot Luminaires | Standard | FALSE | [9 empty] | 42634 |  |  | Yes |  | 3.1 | 27744 | 107.5 | 258 | 2.64 | 1 | 5000 | 70
PEUUAW7S | Eaton (formerly Cooper Lighting) | Streetworks | GAN-AF-04-LED-[U 8 9]-5MQ-[AP BZ BK DP GM WH]-[ADJA ADJS ADJA-WM]-7050-1200-[2L 3 P 4 4N7 HA ALL MS SENSORS DIMRF-LW DIMRF-LN L90 R90 MT TH LCF CE] | Outdoor Luminaires | High Output | Architectural Flood and Spot Luminaires | Standard | FALSE | [9 empty] | 42634 |  |  | Yes |  | 3.1 | 27671 | 107.3 | 258 | 2.64 | 1 | 5000 | 70
P3D36R7V | Eaton (formerly Cooper Lighting) | Mcgraw-Edison | GLEON-AF-04-LED-[E1 347 480]-5MQ-[AP BZ BK DP GM WH]-[ADJA ADJS ADJA-WM]-7050-1200-[P PER7 R ALL MS LWR SENSORS L90 R90 MT TH LCF CE] | Outdoor Luminaires | High Output | Architectural Flood and Spot Luminaires | Standard | FALSE | [9 empty] | 42634 |  |  | Yes |  | 3.1 | 27671 | 107.3 | 258 | 2.64 | 1 | 5000 | 70
PX6KX6NY | Eaton (formerly Cooper Lighting) | Mcgraw-Edison | GLEON-AF-04-LED-[E1 347 480]-5NQ-[AP BZ BK DP GM WH]-[ADJA ADJS ADJA-WM]-7050-1200-[P PER7 R ALL MS LWR SENSORS L90 R90 MT TH LCF CE] | Outdoor Luminaires | High Output | Architectural Flood and Spot Luminaires | Standard | FALSE | [9 empty] | 42634 |  |  | Yes |  | 3.1 | 27171 | 105.3 | 258 | 2.64 | 1 | 5000 | 70
PP7BW66U | Eaton (formerly Cooper Lighting) | Streetworks | GAN-AF-04-LED-[U 8 9]-5NQ-[AP BZ BK DP GM WH]-[ADJA ADJS ADJA-WM]-7050-1200-[2L 3 P 4 4N7 HA ALL MS SENSORS DIMRF-LW DIMRF-LN L90 R90 MT TH LCF CE] | Outdoor Luminaires | High Output | Architectural Flood and Spot Luminaires | Standard | FALSE | [9 empty] | 42634 |  |  | Yes |  | 3.1 | 27171 | 105.3 | 258 | 2.64 | 1 | 5000 | 70
PQEU8NFR | Eaton (formerly Cooper Lighting) | Mcgraw-Edison | GLEON-AF-02-LED-[E1 347 480]-5WQ-[AP BZ BK DP GM WH]-[ADJA ADJS ADJA-WM]-7050-1200-[P PER7 R ALL MS LWR SENSORS L90 R90 MT TH LCF CE] | Outdoor Luminaires | High Output | Architectural Flood and Spot Luminaires | Standard | FALSE | [9 empty] | 42634 |  |  | Yes |  | 3.1 | 14073 | 109.1 | 129 | 2.64 | 1 | 5000 | 70
PEEQK24A | Eaton (formerly Cooper Lighting) | Streetworks | GAN-AF-02-LED-[U 8 9]-5WQ-[AP BZ BK DP GM WH]-[ADJA ADJS ADJA-WM]-7050-1200-[2L 3 P 4 4N7 HA ALL MS SENSORS DIMRF-LW DIMRF-LN L90 R90 MT TH LCF CE] | Outdoor Luminaires | High Output | Architectural Flood and Spot Luminaires | Standard | FALSE | [9 empty] | 42634 |  |  | Yes |  | 3.1 | 14073 | 109.1 | 129 | 2.64 | 1 | 5000 | 70
PT7E8H6S | Eaton (formerly Cooper Lighting) | Streetworks | GAN-AF-02-LED-[U 8 9]-5MQ-[AP BZ BK DP GM WH]-[ADJA ADJS ADJA-WM]-7050-1200-[2L 3 P 4 4N7 HA ALL MS SENSORS DIMRF-LW DIMRF-LN L90 R90 MT TH LCF CE] | Outdoor Luminaires | High Output | Architectural Flood and Spot Luminaires | Standard | FALSE | [9 empty] | 42634 |  |  | Yes |  | 3.1 | 14034 | 108.8 | 129 | 2.64 | 1 | 5000 | 70
PSNBYRXX | Eaton (formerly Cooper Lighting) | Mcgraw-Edison | GLEON-AF-02-LED-[E1 347 480]-5MQ-[AP BZ BK DP GM WH]-[ADJA ADJS ADJA-WM]-7050-1200-[P PER7 R ALL MS LWR SENSORS L90 R90 MT TH LCF CE] | Outdoor Luminaires | High Output | Architectural Flood and Spot Luminaires | Standard | FALSE | [9 empty] | 42634 |  |  | Yes |  | 3.1 | 14034 | 108.8 | 129 | 2.64 | 1 | 5000 | 70
PT4R67SM | Eaton (formerly Cooper Lighting) | Streetworks | GAN-AF-02-LED-[U 8 9]-5NQ-[AP BZ BK DP GM WH]-[ADJA ADJS ADJA-WM]-7050-1200-[2L 3 P 4 4N7 HA ALL MS SENSORS DIMRF-LW DIMRF-LN L90 R90 MT TH LCF CE] | Outdoor Luminaires | High Output | Architectural Flood and Spot Luminaires | Standard | FALSE | [9 empty] | 42634 |  |  | Yes |  | 3.1 | 13781 | 106.8 | 129 | 2.64 | 1 | 5000 | 70
PC611KMY | Eaton (formerly Cooper Lighting) | Mcgraw-Edison | GLEON-AF-02-LED-[E1 347 480]-5NQ-[AP BZ BK DP GM WH]-[ADJA ADJS ADJA-WM]-7050-1200-[P PER7 R ALL MS LWR SENSORS L90 R90 MT TH LCF CE] | Outdoor Luminaires | High Output | Architectural Flood and Spot Luminaires | Standard | FALSE | [9 empty] | 42634 |  |  | Yes |  | 3.1 | 13781 | 106.8 | 129 | 2.64 | 1 | 5000 | 70
PZP781QZ | Eaton (formerly Cooper Lighting) | Mcgraw-Edison | GLEON-AF-03-LED-[E1 347 480]-5WQ-[AP BZ BK DP GM WH]-[ADJA ADJS ADJA-WM]-7050-[P PER7 R HA ALL MS LWR SENSORS L90 R90 MT TH LCF CE] | Outdoor Luminaires | High Output | Architectural Flood and Spot Luminaires | Standard | FALSE | [9 empty] | 42634 |  |  | Yes |  | 3.1 | 19141 | 115.3 | 166 | 2.19 | 1 | 5000 | 70
P634GCWA | Eaton (formerly Cooper Lighting) | Streetworks | GAN-AF-03-LED-[U 8 9]-5WQ-[AP BZ BK DP GM WH]-[ADJA ADJS ADJA-WM]-7050-[2L 3 P 4 4N7 HA ALL MS SENSORS DIMRF-LW DIMRF-LN L90 R90 MT TH LCF CE] | Outdoor Luminaires | High Output | Architectural Flood and Spot Luminaires | Standard | FALSE | [9 empty] | 42634 |  |  | Yes |  | 3.1 | 19141 | 115.3 | 166 | 2.19 | 1 | 5000 | 70
PUES6G4U | Eaton (formerly Cooper Lighting) | Mcgraw-Edison | GLEON-AF-03-LED-[E1 347 480]-5MQ-[AP BZ BK DP GM WH]-[ADJA ADJS ADJA-WM]-7050-[P PER7 R HA ALL MS LWR SENSORS L90 R90 MT TH LCF CE] | Outdoor Luminaires | High Output | Architectural Flood and Spot Luminaires | Standard | FALSE | [9 empty] | 42634 |  |  | Yes |  | 3.1 | 19090 | 115 | 166 | 2.19 | 1 | 5000 | 70
P7APZPMD | Eaton (formerly Cooper Lighting) | Streetworks | GAN-AF-03-LED-[U 8 9]-5MQ-[AP BZ BK DP GM WH]-[ADJA ADJS ADJA-WM]-7050-[2L 3 P 4 4N7 HA ALL MS SENSORS DIMRF-LW DIMRF-LN L90 R90 MT TH LCF CE] | Outdoor Luminaires | High Output | Architectural Flood and Spot Luminaires | Standard | FALSE | [9 empty] | 42634 |  |  | Yes |  | 3.1 | 19090 | 115 | 166 | 2.19 | 1 | 5000 | 70
PJ34H17H | Eaton (formerly Cooper Lighting) | Streetworks | GAN-AF-03-LED-[U 8 9]-5NQ-[AP BZ BK DP GM WH]-[ADJA ADJS ADJA-WM]-7050-[2L 3 P 4 4N7 HA ALL MS SENSORS DIMRF-LW DIMRF-LN L90 R90 MT TH LCF CE] | Outdoor Luminaires | High Output | Architectural Flood and Spot Luminaires | Standard | FALSE | [9 empty] | 42634 |  |  | Yes |  | 3.1 | 18746 | 112.9 | 166 | 2.19 | 1 | 5000 | 70
P1G17AA9 | Eaton (formerly Cooper Lighting) | Mcgraw-Edison | GLEON-AF-03-LED-[E1 347 480]-5NQ-[AP BZ BK DP GM WH]-[ADJA ADJS ADJA-WM]-7050-[P PER7 R HA ALL MS LWR SENSORS L90 R90 MT TH LCF CE] | Outdoor Luminaires | High Output | Architectural Flood and Spot Luminaires | Standard | FALSE | [9 empty] | 42634 |  |  | Yes |  | 3.1 | 18746 | 112.9 | 166 | 2.19 | 1 | 5000 | 70
PJ4W7MZF | Eaton (formerly Cooper Lighting) | Mcgraw-Edison | GLEON-AF-03-LED-E1-5WQ-[AP BZ BK DP GM WH]-[ADJA ADJS ADJA-WM]-7050-800-[P PER7 R HA ALL MS LWR SENSORS L90 R90 MT TH LCF CE] | Outdoor Luminaires | High Output | Architectural Flood and Spot Luminaires | Premium | FALSE | [9 empty] | 42634 |  |  | Yes |  | 3.1 | 15465 | 124.7 | 124 | 2.19 | 1 | 5000 | 70
P7Q84AB9 | Eaton (formerly Cooper Lighting) | Streetworks | GAN-AF-03-LED-U-5WQ-[AP BZ BK DP GM WH]-[ADJA ADJS ADJA-WM]-7050-800-[2L 3 P 4 4N7 HA ALL MS SENSORS DIMRF-LW DIMRF-LN L90 R90 MT TH LCF CE] | Outdoor Luminaires | High Output | Architectural Flood and Spot Luminaires | Premium | FALSE | [9 empty] | 42634 |  |  | Yes |  | 3.1 | 15465 | 124.7 | 124 | 2.19 | 1 | 5000 | 70
PUV9Q9NT | Eaton (formerly Cooper Lighting) | Streetworks | GAN-AF-03-LED-U-5MQ-[AP BZ BK DP GM WH]-[ADJA ADJS ADJA-WM]-7050-800-[2L 3 P 4 4N7 HA ALL MS SENSORS DIMRF-LW DIMRF-LN L90 R90 MT TH LCF CE] | Outdoor Luminaires | High Output | Architectural Flood and Spot Luminaires | Premium | FALSE | [9 empty] | 42634 |  |  | Yes |  | 3.1 | 15424 | 124.4 | 124 | 2.19 | 1 | 5000 | 70
P23ZE7PW | Eaton (formerly Cooper Lighting) | Mcgraw-Edison | GLEON-AF-03-LED-E1-5MQ-[AP BZ BK DP GM WH]-[ADJA ADJS ADJA-WM]-7050-800-[P PER7 R HA ALL MS LWR SENSORS L90 R90 MT TH LCF CE] | Outdoor Luminaires | High Output | Architectural Flood and Spot Luminaires | Premium | FALSE | [9 empty] | 42634 |  |  | Yes |  | 3.1 | 15424 | 124.4 | 124 | 2.19 | 1 | 5000 | 70
PTSX43AJ | Eaton (formerly Cooper Lighting) | Mcgraw-Edison | GLEON-AF-03-LED-E1-5NQ-[AP BZ BK DP GM WH]-[ADJA ADJS ADJA-WM]-7050-800-[P PER7 R HA ALL MS LWR SENSORS L90 R90 MT TH LCF CE] | Outdoor Luminaires | High Output | Architectural Flood and Spot Luminaires | Premium | FALSE | [9 empty] | 42634 |  |  | Yes |  | 3.1 | 15145 | 122.1 | 124 | 2.19 | 1 | 5000 | 70
PBEB6S6E | Eaton (formerly Cooper Lighting) | Streetworks | GAN-AF-03-LED-U-5NQ-[AP BZ BK DP GM WH]-[ADJA ADJS ADJA-WM]-7050-800-[2L 3 P 4 4N7 HA ALL MS SENSORS DIMRF-LW DIMRF-LN L90 R90 MT TH LCF CE] | Outdoor Luminaires | High Output | Architectural Flood and Spot Luminaires | Premium | FALSE | [9 empty] | 42634 |  |  | Yes |  | 3.1 | 15145 | 122.1 | 124 | 2.19 | 1 | 5000 | 70
PZ65PGTS | Eaton (formerly Cooper Lighting) | Streetworks | GAN-AF-03-LED-[U 8 9]-5WQ-[AP BZ BK DP GM WH]-[ADJA ADJS ADJA-WM]-7050-1200-[2L 3 P 4 4N7 HA ALL MS SENSORS DIMRF-LW DIMRF-LN L90 R90 MT TH LCF CE] | Outdoor Luminaires | High Output | Architectural Flood and Spot Luminaires | Standard | FALSE | [9 empty] | 42634 |  |  | Yes |  | 3.1 | 20998 | 109.9 | 191 | 1.99 | 1 | 5000 | 70
PTG8ACUD | Eaton (formerly Cooper Lighting) | Mcgraw-Edison | GLEON-AF-03-LED-[E1 347 480]-5WQ-[AP BZ BK DP GM WH]-[ADJA ADJS ADJA-WM]-7050-1200-[P PER7 R ALL MS LWR SENSORS L90 R90 MT TH LCF CE] | Outdoor Luminaires | High Output | Architectural Flood and Spot Luminaires | Standard | FALSE | [9 empty] | 42634 |  |  | Yes |  | 3.1 | 20998 | 109.9 | 191 | 1.99 | 1 | 5000 | 70
PZMBDXBZ | Eaton (formerly Cooper Lighting) | Mcgraw-Edison | GLEON-AF-03-LED-[E1 347 480]-5MQ-[AP BZ BK DP GM WH]-[ADJA ADJS ADJA-WM]-7050-1200-[P PER7 R ALL MS LWR SENSORS L90 R90 MT TH LCF CE] | Outdoor Luminaires | High Output | Architectural Flood and Spot Luminaires | Standard | FALSE | [9 empty] | 42634 |  |  | Yes |  | 3.1 | 20942 | 109.6 | 191 | 1.99 | 1 | 5000 | 70
P6125H9D | Eaton (formerly Cooper Lighting) | Streetworks | GAN-AF-03-LED-[U 8 9]-5MQ-[AP BZ BK DP GM WH]-[ADJA ADJS ADJA-WM]-7050-1200-[2L 3 P 4 4N7 HA ALL MS SENSORS DIMRF-LW DIMRF-LN L90 R90 MT TH LCF CE] | Outdoor Luminaires | High Output | Architectural Flood and Spot Luminaires | Standard | FALSE | [9 empty] | 42634 |  |  | Yes |  | 3.1 | 20942 | 109.6 | 191 | 1.99 | 1 | 5000 | 70
PWG4HWKN | Eaton (formerly Cooper Lighting) | Streetworks | GAN-AF-03-LED-[U 8 9]-5NQ-[AP BZ BK DP GM WH]-[ADJA ADJS ADJA-WM]-7050-1200-[2L 3 P 4 4N7 HA ALL MS SENSORS DIMRF-LW DIMRF-LN L90 R90 MT TH LCF CE] | Outdoor Luminaires | High Output | Architectural Flood and Spot Luminaires | Standard | FALSE | [9 empty] | 42634 |  |  | Yes |  | 3.1 | 20564 | 107.7 | 191 | 1.99 | 1 | 5000 | 70
PHQQVG2Z | Eaton (formerly Cooper Lighting) | Mcgraw-Edison | GLEON-AF-03-LED-[E1 347 480]-5NQ-[AP BZ BK DP GM WH]-[ADJA ADJS ADJA-WM]-7050-1200-[P PER7 R ALL MS LWR SENSORS L90 R90 MT TH LCF CE] | Outdoor Luminaires | High Output | Architectural Flood and Spot Luminaires | Standard | FALSE | [9 empty] | 42634 |  |  | Yes |  | 3.1 | 20564 | 107.7 | 191 | 1.99 | 1 | 5000 | 70
PY331TPG | Eaton (formerly Cooper Lighting) | Mcgraw-Edison | GLEON-AF-04-LED-[E1 347 480]-5WQ-[AP BZ BK DP GM WH]-[ADJA ADJS ADJA-WM]-7050-[P PER7 R HA ALL MS LWR SENSORS L90 R90 MT TH LCF CE] | Outdoor Luminaires | High Output | Architectural Flood and Spot Luminaires | Standard | FALSE | [9 empty] | 42634 |  |  | Yes |  | 3.1 | 25291 | 112.4 | 225 | 1.65 | 1 | 5000 | 70
PGAJRN7V | Eaton (formerly Cooper Lighting) | Streetworks | GAN-AF-04-LED-[U 8 9]-5WQ-[AP BZ BK DP GM WH]-[ADJA ADJS ADJA-WM]-7050-[2L 3 P 4 4N7 HA ALL MS SENSORS DIMRF-LW DIMRF-LN L90 R90 MT TH LCF CE] | Outdoor Luminaires | High Output | Architectural Flood and Spot Luminaires | Standard | FALSE | [9 empty] | 42634 |  |  | Yes |  | 3.1 | 25291 | 112.4 | 225 | 1.65 | 1 | 5000 | 70
PTBUPU9R | Eaton (formerly Cooper Lighting) | Mcgraw-Edison | GLEON-AF-04-LED-[E1 347 480]-5MQ-[AP BZ BK DP GM WH]-[ADJA ADJS ADJA-WM]-7050-[P PER7 R HA ALL MS LWR SENSORS L90 R90 MT TH LCF CE] | Outdoor Luminaires | High Output | Architectural Flood and Spot Luminaires | Standard | FALSE | [9 empty] | 42634 |  |  | Yes |  | 3.1 | 25224 | 112.1 | 225 | 1.65 | 1 | 5000 | 70
PKZFG7BU | Eaton (formerly Cooper Lighting) | Streetworks | GAN-AF-04-LED-[U 8 9]-5MQ-[AP BZ BK DP GM WH]-[ADJA ADJS ADJA-WM]-7050-[2L 3 P 4 4N7 HA ALL MS SENSORS DIMRF-LW DIMRF-LN L90 R90 MT TH LCF CE] | Outdoor Luminaires | High Output | Architectural Flood and Spot Luminaires | Standard | FALSE | [9 empty] | 42634 |  |  | Yes |  | 3.1 | 25224 | 112.1 | 225 | 1.65 | 1 | 5000 | 70
PSPTRSBC | Eaton (formerly Cooper Lighting) | Streetworks | GAN-AF-04-LED-[U 8 9]-5NQ-[AP BZ BK DP GM WH]-[ADJA ADJS ADJA-WM]-7050-[2L 3 P 4 4N7 HA ALL MS SENSORS DIMRF-LW DIMRF-LN L90 R90 MT TH LCF CE] | Outdoor Luminaires | High Output | Architectural Flood and Spot Luminaires | Standard | FALSE | [9 empty] | 42634 |  |  | Yes |  | 3.1 | 24768 | 110.1 | 225 | 1.65 | 1 | 5000 | 70
PJZPQQUF | Eaton (formerly Cooper Lighting) | Mcgraw-Edison | GLEON-AF-04-LED-[E1 347 480]-5NQ-[AP BZ BK DP GM WH]-[ADJA ADJS ADJA-WM]-7050-[P PER7 R HA ALL MS LWR SENSORS L90 R90 MT TH LCF CE] | Outdoor Luminaires | High Output | Architectural Flood and Spot Luminaires | Standard | FALSE | [9 empty] | 42634 |  |  | Yes |  | 3.1 | 24768 | 110.1 | 225 | 1.65 | 1 | 5000 | 70
PVM3KJXR | Eaton (formerly Cooper Lighting) | Mcgraw-Edison | GLEON-AF-02-LED-[E1 347 480]-5WQ-[AP BZ BK DP GM WH]-[ADJA ADJS ADJA-WM]-7050-[P PER7 R HA ALL MS LWR SENSORS L90 R90 MT TH LCF CE] | Outdoor Luminaires | High Output | Architectural Flood and Spot Luminaires | Standard | FALSE | [9 empty] | 42634 |  |  | Yes |  | 3.1 | 12828 | 113.5 | 113 | 1.65 | 1 | 5000 | 70
PR1GUG2Q | Eaton (formerly Cooper Lighting) | Streetworks | GAN-AF-02-LED-[U 8 9]-5WQ-[AP BZ BK DP GM WH]-[ADJA ADJS ADJA-WM]-7050-[2L 3 P 4 4N7 HA ALL MS SENSORS DIMRF-LW DIMRF-LN L90 R90 MT TH LCF CE] | Outdoor Luminaires | High Output | Architectural Flood and Spot Luminaires | Standard | FALSE | [9 empty] | 42634 |  |  | Yes |  | 3.1 | 12828 | 113.5 | 113 | 1.65 | 1 | 5000 | 70
PUFXADWV | Eaton (formerly Cooper Lighting) | Streetworks | GAN-AF-02-LED-[U 8 9]-5MQ-[AP BZ BK DP GM WH]-[ADJA ADJS ADJA-WM]-7050-[2L 3 P 4 4N7 HA ALL MS SENSORS DIMRF-LW DIMRF-LN L90 R90 MT TH LCF CE] | Outdoor Luminaires | High Output | Architectural Flood and Spot Luminaires | Standard | FALSE | [9 empty] | 42634 |  |  | Yes |  | 3.1 | 12794 | 113.2 | 113 | 1.65 | 1 | 5000 | 70
PQEF96YW | Eaton (formerly Cooper Lighting) | Mcgraw-Edison | GLEON-AF-02-LED-[E1 347 480]-5MQ-[AP BZ BK DP GM WH]-[ADJA ADJS ADJA-WM]-7050-[P PER7 R HA ALL MS LWR SENSORS L90 R90 MT TH LCF CE] | Outdoor Luminaires | High Output | Architectural Flood and Spot Luminaires | Standard | FALSE | [9 empty] | 42634 |  |  | Yes |  | 3.1 | 12794 | 113.2 | 113 | 1.65 | 1 | 5000 | 70
PTUW7S66 | Eaton (formerly Cooper Lighting) | Streetworks | GAN-AF-02-LED-[U 8 9]-5NQ-[AP BZ BK DP GM WH]-[ADJA ADJS ADJA-WM]-7050-[2L 3 P 4 4N7 HA ALL MS SENSORS DIMRF-LW DIMRF-LN L90 R90 MT TH LCF CE] | Outdoor Luminaires | High Output | Architectural Flood and Spot Luminaires | Standard | FALSE | [9 empty] | 42634 |  |  | Yes |  | 3.1 | 12563 | 111.2 | 113 | 1.65 | 1 | 5000 | 70
PSNP67XZ | Eaton (formerly Cooper Lighting) | Mcgraw-Edison | GLEON-AF-02-LED-[E1 347 480]-5NQ-[AP BZ BK DP GM WH]-[ADJA ADJS ADJA-WM]-7050-[P PER7 R HA ALL MS LWR SENSORS L90 R90 MT TH LCF CE] | Outdoor Luminaires | High Output | Architectural Flood and Spot Luminaires | Standard | FALSE | [9 empty] | 42634 |  |  | Yes |  | 3.1 | 12563 | 111.2 | 113 | 1.65 | 1 | 5000 | 70
PGV59JU2 | Eaton (formerly Cooper Lighting) | Mcgraw-Edison | GLEON-AF-02-LED-[E1 347 480]-5WQ-[AP BZ BK DP GM WH]-[ADJA ADJS ADJA-WM]-7050-600-[P PER7 R HA ALL MS LWR SENSORS L90 R90 MT TH LCF CE] | Outdoor Luminaires | Mid Output | Architectural Flood and Spot Luminaires | Premium | FALSE | [9 empty] | 42634 |  |  | Yes |  | 3.1 | 8452 | 128.1 | 66 | 1.24 | 1 | 5000 | 70
P57ZE1NH | Eaton (formerly Cooper Lighting) | Streetworks | GAN-AF-02-LED-[U 8 9]-5WQ-[AP BZ BK DP GM WH]-[ADJA ADJS ADJA-WM]-7050-600-[2L 3 P 4 4N7 HA ALL MS SENSORS DIMRF-LW DIMRF-LN L90 R90 MT TH LCF CE] | Outdoor Luminaires | Mid Output | Architectural Flood and Spot Luminaires | Premium | FALSE | [9 empty] | 42634 |  |  | Yes |  | 3.1 | 8452 | 128.1 | 66 | 1.24 | 1 | 5000 | 70
PRCJEYJK | Eaton (formerly Cooper Lighting) | Streetworks | GAN-AF-02-LED-[U 8 9]-5MQ-[AP BZ BK DP GM WH]-[ADJA ADJS ADJA-WM]-7050-600-[2L 3 P 4 4N7 HA ALL MS SENSORS DIMRF-LW DIMRF-LN L90 R90 MT TH LCF CE] | Outdoor Luminaires | Mid Output | Architectural Flood and Spot Luminaires | Premium | FALSE | [9 empty] | 42634 |  |  | Yes |  | 3.1 | 8429 | 127.7 | 66 | 1.24 | 1 | 5000 | 70
PB8J8GCW | Eaton (formerly Cooper Lighting) | Mcgraw-Edison | GLEON-AF-02-LED-[E1 347 480]-5MQ-[AP BZ BK DP GM WH]-[ADJA ADJS ADJA-WM]-7050-600-[P PER7 R HA ALL MS LWR SENSORS L90 R90 MT TH LCF CE] | Outdoor Luminaires | Mid Output | Architectural Flood and Spot Luminaires | Premium | FALSE | [9 empty] | 42634 |  |  | Yes |  | 3.1 | 8429 | 127.7 | 66 | 1.24 | 1 | 5000 | 70
PVCXEJPJ | Eaton (formerly Cooper Lighting) | Streetworks | GAN-AF-02-LED-[U 8 9]-5NQ-[AP BZ BK DP GM WH]-[ADJA ADJS ADJA-WM]-7050-600-[2L 3 P 4 4N7 HA ALL MS SENSORS DIMRF-LW DIMRF-LN L90 R90 MT TH LCF CE] | Outdoor Luminaires | Mid Output | Architectural Flood and Spot Luminaires | Premium | FALSE | [9 empty] | 42634 |  |  | Yes |  | 3.1 | 8277 | 125.4 | 66 | 1.24 | 1 | 5000 | 70
P3ND6Z99 | Eaton (formerly Cooper Lighting) | Mcgraw-Edison | GLEON-AF-02-LED-[E1 347 480]-5NQ-[AP BZ BK DP GM WH]-[ADJA ADJS ADJA-WM]-7050-600-[P PER7 R HA ALL MS LWR SENSORS L90 R90 MT TH LCF CE] | Outdoor Luminaires | Mid Output | Architectural Flood and Spot Luminaires | Premium | FALSE | [9 empty] | 42634 |  |  | Yes |  | 3.1 | 8277 | 125.4 | 66 | 1.24 | 1 | 5000 | 70
PY8664CA | Eaton (formerly Cooper Lighting) | Mcgraw-Edison | GLEON-AF-04-LED-E1-5WQ-[AP BZ BK DP GM WH]-[ADJA ADJS ADJA-WM]-7050-800-[P PER7 R HA ALL MS LWR SENSORS L90 R90 MT TH LCF CE] | Outdoor Luminaires | High Output | Architectural Flood and Spot Luminaires | Premium | FALSE | [9 empty] | 42634 |  |  | Yes |  | 3.1 | 20434 | 119.5 | 171 | 1.17 | 1 | 5000 | 70
PN4PKA34 | Eaton (formerly Cooper Lighting) | Streetworks | GAN-AF-04-LED-U-5WQ-[AP BZ BK DP GM WH]-[ADJA ADJS ADJA-WM]-7050-800-[2L 3 P 4 4N7 HA ALL MS SENSORS DIMRF-LW DIMRF-LN L90 R90 MT TH LCF CE] | Outdoor Luminaires | High Output | Architectural Flood and Spot Luminaires | Premium | FALSE | [9 empty] | 42634 |  |  | Yes |  | 3.1 | 20434 | 119.5 | 171 | 1.17 | 1 | 5000 | 70
PTDC6QAW | Eaton (formerly Cooper Lighting) | Mcgraw-Edison | GLEON-AF-04-LED-E1-5MQ-[AP BZ BK DP GM WH]-[ADJA ADJS ADJA-WM]-7050-800-[P PER7 R HA ALL MS LWR SENSORS L90 R90 MT TH LCF CE] | Outdoor Luminaires | High Output | Architectural Flood and Spot Luminaires | Premium | FALSE | [9 empty] | 42634 |  |  | Yes |  | 3.1 | 20380 | 119.2 | 171 | 1.17 | 1 | 5000 | 70
P2WYGGK5 | Eaton (formerly Cooper Lighting) | Streetworks | GAN-AF-04-LED-U-5MQ-[AP BZ BK DP GM WH]-[ADJA ADJS ADJA-WM]-7050-800-[2L 3 P 4 4N7 HA ALL MS SENSORS DIMRF-LW DIMRF-LN L90 R90 MT TH LCF CE] | Outdoor Luminaires | High Output | Architectural Flood and Spot Luminaires | Premium | FALSE | [9 empty] | 42634 |  |  | Yes |  | 3.1 | 20380 | 119.2 | 171 | 1.17 | 1 | 5000 | 70
PRJVEE47 | Eaton (formerly Cooper Lighting) | Mcgraw-Edison | GLEON-AF-04-LED-E1-5NQ-[AP BZ BK DP GM WH]-[ADJA ADJS ADJA-WM]-7050-800-[P PER7 R HA ALL MS LWR SENSORS L90 R90 MT TH LCF CE] | Outdoor Luminaires | High Output | Architectural Flood and Spot Luminaires | Premium | FALSE | [9 empty] | 42634 |  |  | Yes |  | 3.1 | 20011 | 117 | 171 | 1.17 | 1 | 5000 | 70
PGTBZTRV | Eaton (formerly Cooper Lighting) | Streetworks | GAN-AF-04-LED-U-5NQ-[AP BZ BK DP GM WH]-[ADJA ADJS ADJA-WM]-7050-800-[2L 3 P 4 4N7 HA ALL MS SENSORS DIMRF-LW DIMRF-LN L90 R90 MT TH LCF CE] | Outdoor Luminaires | High Output | Architectural Flood and Spot Luminaires | Premium | FALSE | [9 empty] | 42634 |  |  | Yes |  | 3.1 | 20011 | 117 | 171 | 1.17 | 1 | 5000 | 70
PGWDAR8R | Eaton (formerly Cooper Lighting) | Streetworks | GAN-AF-02-LED-U-5WQ-[AP BZ BK DP GM WH]-[ADJA ADJS ADJA-WM]-7050-800-[2L 3 P 4 4N7 HA ALL MS SENSORS DIMRF-LW DIMRF-LN L90 R90 MT TH LCF CE] | Outdoor Luminaires | High Output | Architectural Flood and Spot Luminaires | Premium | FALSE | [9 empty] | 42634 |  |  | Yes |  | 3.1 | 10365 | 121.9 | 85 | 1.17 | 1 | 5000 | 70
P5QCB323 | Eaton (formerly Cooper Lighting) | Mcgraw-Edison | GLEON-AF-02-LED-E1-5WQ-[AP BZ BK DP GM WH]-[ADJA ADJS ADJA-WM]-7050-800-[P PER7 R HA ALL MS LWR SENSORS L90 R90 MT TH LCF CE] | Outdoor Luminaires | High Output | Architectural Flood and Spot Luminaires | Premium | FALSE | [9 empty] | 42634 |  |  | Yes |  | 3.1 | 10365 | 121.9 | 85 | 1.17 | 1 | 5000 | 70
PSNU3BFD | Eaton (formerly Cooper Lighting) | Mcgraw-Edison | GLEON-AF-02-LED-E1-5MQ-[AP BZ BK DP GM WH]-[ADJA ADJS ADJA-WM]-7050-800-[P PER7 R HA ALL MS LWR SENSORS L90 R90 MT TH LCF CE] | Outdoor Luminaires | High Output | Architectural Flood and Spot Luminaires | Premium | FALSE | [9 empty] | 42634 |  |  | Yes |  | 3.1 | 10337 | 121.6 | 85 | 1.17 | 1 | 5000 | 70
PSAPKJUY | Eaton (formerly Cooper Lighting) | Streetworks | GAN-AF-02-LED-U-5MQ-[AP BZ BK DP GM WH]-[ADJA ADJS ADJA-WM]-7050-800-[2L 3 P 4 4N7 HA ALL MS SENSORS DIMRF-LW DIMRF-LN L90 R90 MT TH LCF CE] | Outdoor Luminaires | High Output | Architectural Flood and Spot Luminaires | Premium | FALSE | [9 empty] | 42634 |  |  | Yes |  | 3.1 | 10337 | 121.6 | 85 | 1.17 | 1 | 5000 | 70
PWDCJA6Z | Eaton (formerly Cooper Lighting) | Streetworks | GAN-AF-02-LED-U-5NQ-[AP BZ BK DP GM WH]-[ADJA ADJS ADJA-WM]-7050-800-[2L 3 P 4 4N7 HA ALL MS SENSORS DIMRF-LW DIMRF-LN L90 R90 MT TH LCF CE] | Outdoor Luminaires | High Output | Architectural Flood and Spot Luminaires | Premium | FALSE | [9 empty] | 42634 |  |  | Yes |  | 3.1 | 10150 | 119.4 | 85 | 1.17 | 1 | 5000 | 70
PFNE2KQ8 | Eaton (formerly Cooper Lighting) | Mcgraw-Edison | GLEON-AF-02-LED-E1-5NQ-[AP BZ BK DP GM WH]-[ADJA ADJS ADJA-WM]-7050-800-[P PER7 R HA ALL MS LWR SENSORS L90 R90 MT TH LCF CE] | Outdoor Luminaires | High Output | Architectural Flood and Spot Luminaires | Premium | FALSE | [9 empty] | 42634 |  |  | Yes |  | 3.1 | 10150 | 119.4 | 85 | 1.17 | 1 | 5000 | 70
PNXEZ6S6 | Eaton (formerly Cooper Lighting) | Streetworks | GAN-AF-01-LED-[U 8 9]-5WQ-[AP BZ BK DP GM WH]-[ADJA ADJS ADJA-WM]-7050-1200-[2L 3 P 4 4N7 HA ALL MS SENSORS DIMRF-LW DIMRF-LN L90 R90 MT TH LCF CE] | Outdoor Luminaires | Mid Output | Architectural Flood and Spot Luminaires | Standard | FALSE | [9 empty] | 42634 |  |  | Yes |  | 3.1 | 7201 | 107.5 | 67 | 0.96 | 0.96 | 5000 | 70
P37BR3E9 | Eaton (formerly Cooper Lighting) | Mcgraw-Edison | GLEON-AF-01-LED-[E1 347 480]-5WQ-[AP BZ BK DP GM WH]-[ADJA ADJS ADJA-WM]-7050-1200-[P PER7 R ALL MS LWR SENSORS L90 R90 MT TH LCF CE] | Outdoor Luminaires | Mid Output | Architectural Flood and Spot Luminaires | Standard | FALSE | [9 empty] | 42634 |  |  | Yes |  | 3.1 | 7201 | 107.5 | 67 | 0.96 | 0.96 | 5000 | 70
PK2UVYDF | Eaton (formerly Cooper Lighting) | Streetworks | GAN-AF-01-LED-[U 8 9]-5MQ-[AP BZ BK DP GM WH]-[ADJA ADJS ADJA-WM]-7050-1200-[2L 3 P 4 4N7 HA ALL MS SENSORS DIMRF-LW DIMRF-LN L90 R90 MT TH LCF CE] | Outdoor Luminaires | Mid Output | Architectural Flood and Spot Luminaires | Standard | FALSE | [9 empty] | 42634 |  |  | Yes |  | 3.1 | 7182 | 107.2 | 67 | 0.96 | 0.96 | 5000 | 70
P1NVBN4H | Eaton (formerly Cooper Lighting) | Mcgraw-Edison | GLEON-AF-01-LED-[E1 347 480]-5MQ-[AP BZ BK DP GM WH]-[ADJA ADJS ADJA-WM]-7050-1200-[P PER7 R ALL MS LWR SENSORS L90 R90 MT TH LCF CE] | Outdoor Luminaires | Mid Output | Architectural Flood and Spot Luminaires | Standard | FALSE | [9 empty] | 42634 |  |  | Yes |  | 3.1 | 7182 | 107.2 | 67 | 0.96 | 0.96 | 5000 | 70
P93E5DT2 | Eaton (formerly Cooper Lighting) | Mcgraw-Edison | GLEON-AF-01-LED-[E1 347 480]-5NQ-[AP BZ BK DP GM WH]-[ADJA ADJS ADJA-WM]-7050-1200-[P PER7 R ALL MS LWR SENSORS L90 R90 MT TH LCF CE] | Outdoor Luminaires | Mid Output | Architectural Flood and Spot Luminaires | Standard | FALSE | [9 empty] | 42634 |  |  | Yes |  | 3.1 | 7052 | 105.3 | 67 | 0.96 | 0.96 | 5000 | 70
P4MJDBQ7 | Eaton (formerly Cooper Lighting) | Streetworks | GAN-AF-01-LED-[U 8 9]-5NQ-[AP BZ BK DP GM WH]-[ADJA ADJS ADJA-WM]-7050-1200-[2L 3 P 4 4N7 HA ALL MS SENSORS DIMRF-LW DIMRF-LN L90 R90 MT TH LCF CE] | Outdoor Luminaires | Mid Output | Architectural Flood and Spot Luminaires | Standard | FALSE | [9 empty] | 42634 |  |  | Yes |  | 3.1 | 7052 | 105.3 | 67 | 0.96 | 0.96 | 5000 | 70
P9BZPZ6R | Eaton (formerly Cooper Lighting) | Mcgraw-Edison | GLEON-AF-01-LED-[E1 347 480]-RW-[AP BZ BK DP GM WH]-[ADJA ADJS ADJA-WM]-7050-600-[P PER7 R HA ALL MS LWR SENSORS L90 R90 MT TH LCF CE] | Outdoor Luminaires | Low Output | Architectural Flood and Spot Luminaires | Premium | FALSE | [9 empty] | 42634 |  |  | Yes |  | 3.1 | 4197 | 123.4 | 34 | 6.42 | 1 | 5000 | 70
P6U9HD1D | Eaton (formerly Cooper Lighting) | Streetworks | GAN-AF-01-LED-[U 8 9]-RW-[AP BZ BK DP GM WH]-[ADJA ADJS ADJA-WM]-7050-600-[2L 3 P 4 4N7 HA ALL MS SENSORS DIMRF-LW DIMRF-LN L90 R90 MT TH LCF CE] | Outdoor Luminaires | Low Output | Architectural Flood and Spot Luminaires | Premium | FALSE | [9 empty] | 42634 |  |  | Yes |  | 3.1 | 4197 | 123.4 | 34 | 6.42 | 1 | 5000 | 70
PS84X15Q | Eaton (formerly Cooper Lighting) | Mcgraw-Edison | GLEON-AF-01-LED-E1-T4FT-[AP BZ BK DP GM WH]-[ADJA ADJS ADJA-WM]-7050-600-[P PER7 R HA ALL MS LWR SENSORS L90 R90 MT TH LCF CE] | Outdoor Luminaires | Low Output | Architectural Flood and Spot Luminaires | Premium | FALSE | [9 empty] | 42634 |  |  | Yes |  | 3.1 | 4131 | 121.5 | 34 | 6.42 | 1 | 5000 | 70
P63NAVVV | Eaton (formerly Cooper Lighting) | Streetworks | GAN-AF-01-LED-U-T4FT-[AP BZ BK DP GM WH]-[ADJA ADJS ADJA-WM]-7050-600-[2L 3 P 4 4N7 HA ALL MS SENSORS DIMRF-LW DIMRF-LN L90 R90 MT TH LCF CE] | Outdoor Luminaires | Low Output | Architectural Flood and Spot Luminaires | Premium | FALSE | [9 empty] | 42634 |  |  | Yes |  | 3.1 | 4131 | 121.5 | 34 | 6.42 | 1 | 5000 | 70
PPF34UEQ | Eaton (formerly Cooper Lighting) | Mcgraw-Edison | GLEON-AF-01-LED-E1-SL3-[AP BZ BK DP GM WH]-[ADJA ADJS ADJA-WM]-7050-600-[P PER7 R HA ALL MS LWR SENSORS L90 R90 MT TH LCF CE] | Outdoor Luminaires | Low Output | Architectural Flood and Spot Luminaires | Premium | FALSE | [9 empty] | 42634 |  |  | Yes |  | 3.1 | 4106 | 120.8 | 34 | 6.42 | 1 | 5000 | 70
PCJUUM6B | Eaton (formerly Cooper Lighting) | Streetworks | GAN-AF-01-LED-U-SL3-[AP BZ BK DP GM WH]-[ADJA ADJS ADJA-WM]-7050-600-[2L 3 P 4 4N7 HA ALL MS SENSORS DIMRF-LW DIMRF-LN L90 R90 MT TH LCF CE] | Outdoor Luminaires | Low Output | Architectural Flood and Spot Luminaires | Premium | FALSE | [9 empty] | 42634 |  |  | Yes |  | 3.1 | 4106 | 120.8 | 34 | 6.42 | 1 | 5000 | 70
PTNU6KPV | Eaton (formerly Cooper Lighting) | Streetworks | GAN-AF-01-LED-U-T4W-[AP BZ BK DP GM WH]-[ADJA ADJS ADJA-WM]-7050-600-[2L 3 P 4 4N7 HA ALL MS SENSORS DIMRF-LW DIMRF-LN L90 R90 MT TH LCF CE] | Outdoor Luminaires | Low Output | Architectural Flood and Spot Luminaires | Premium | FALSE | [9 empty] | 42634 |  |  | Yes |  | 3.1 | 4077 | 119.9 | 34 | 6.42 | 1 | 5000 | 70
PT6N2E9W | Eaton (formerly Cooper Lighting) | Mcgraw-Edison | GLEON-AF-01-LED-E1-T4W-[AP BZ BK DP GM WH]-[ADJA ADJS ADJA-WM]-7050-600-[P PER7 R HA ALL MS LWR SENSORS L90 R90 MT TH LCF CE] | Outdoor Luminaires | Low Output | Architectural Flood and Spot Luminaires | Premium | FALSE | [9 empty] | 42634 |  |  | Yes |  | 3.1 | 4077 | 119.9 | 34 | 6.42 | 1 | 5000 | 70
PYRPZK4E | Eaton (formerly Cooper Lighting) | Streetworks | GAN-AF-01-LED-U-SL2-[AP BZ BK DP GM WH]-[ADJA ADJS ADJA-WM]-7050-600-[2L 3 P 4 4N7 HA ALL MS SENSORS DIMRF-LW DIMRF-LN L90 R90 MT TH LCF CE] | Outdoor Luminaires | Low Output | Architectural Flood and Spot Luminaires | Premium | FALSE | [9 empty] | 42634 |  |  | Yes |  | 3.1 | 4022 | 118.3 | 34 | 6.42 | 1 | 5000 | 70
PFYWAZ45 | Eaton (formerly Cooper Lighting) | Mcgraw-Edison | GLEON-AF-01-LED-E1-SL2-[AP BZ BK DP GM WH]-[ADJA ADJS ADJA-WM]-7050-600-[P PER7 R HA ALL MS LWR SENSORS L90 R90 MT TH LCF CE] | Outdoor Luminaires | Low Output | Architectural Flood and Spot Luminaires | Premium | FALSE | [9 empty] | 42634 |  |  | Yes |  | 3.1 | 4022 | 118.3 | 34 | 6.42 | 1 | 5000 | 70
PARTRWS7 | Eaton (formerly Cooper Lighting) | Mcgraw-Edison | GLEON-AF-01-LED-[E1 347 480]-[SLL SLR]-[AP BZ BK DP GM WH]-[ADJA ADJS ADJA-WM]-7050-600-[P PER7 R HA ALL MS LWR SENSORS L90 R90 MT TH LCF CE] | Outdoor Luminaires | Low Output | Architectural Flood and Spot Luminaires | Standard | FALSE | [9 empty] | 42634 |  |  | Yes |  | 3.1 | 3609 | 106.1 | 34 | 6.42 | 1 | 5000 | 70
P8J9QVUF | Eaton (formerly Cooper Lighting) | Streetworks | GAN-AF-01-LED-[U 8 9]-[SLL SLR]-[AP BZ BK DP GM WH]-[ADJA ADJS ADJA-WM]-7050-600-[2L 3 P 4 4N7 HA ALL MS SENSORS DIMRF-LW DIMRF-LN L90 R90 MT TH LCF CE] | Outdoor Luminaires | Low Output | Architectural Flood and Spot Luminaires | Standard | FALSE | [9 empty] | 42634 |  |  | Yes |  | 3.1 | 3609 | 106.1 | 34 | 6.42 | 1 | 5000 | 70
PS76F3Z4 | Eaton (formerly Cooper Lighting) | Mcgraw-Edison | GLEON-AF-01-LED-E1-RW-[AP BZ BK DP GM WH]-[ADJA ADJS ADJA-WM]-7050-800-[P PER7 R HA ALL MS LWR SENSORS L90 R90 MT TH LCF CE] | Outdoor Luminaires | Mid Output | Architectural Flood and Spot Luminaires | Premium | FALSE | [9 empty] | 42634 |  |  | Yes |  | 3.1 | 5147 | 117 | 44 | 5.13 | 1 | 5000 | 70
PHZT5BG8 | Eaton (formerly Cooper Lighting) | Streetworks | GAN-AF-01-LED-U-RW-[AP BZ BK DP GM WH]-[ADJA ADJS ADJA-WM]-7050-800-[2L 3 P 4 4N7 HA ALL MS SENSORS DIMRF-LW DIMRF-LN L90 R90 MT TH LCF CE] | Outdoor Luminaires | Mid Output | Architectural Flood and Spot Luminaires | Premium | FALSE | [9 empty] | 42634 |  |  | Yes |  | 3.1 | 5147 | 117 | 44 | 5.13 | 1 | 5000 | 70
PMHXTHHV | Eaton (formerly Cooper Lighting) | Mcgraw-Edison | GLEON-AF-01-LED-E1-T4FT-[AP BZ BK DP GM WH]-[ADJA ADJS ADJA-WM]-7050-800-[P PER7 R HA ALL MS LWR SENSORS L90 R90 MT TH LCF CE] | Outdoor Luminaires | Mid Output | Architectural Flood and Spot Luminaires | Standard | FALSE | [9 empty] | 42634 |  |  | Yes |  | 3.1 | 5066 | 115.1 | 44 | 5.13 | 1 | 5000 | 70
PJWVTVJJ | Eaton (formerly Cooper Lighting) | Streetworks | GAN-AF-01-LED-U-T4FT-[AP BZ BK DP GM WH]-[ADJA ADJS ADJA-WM]-7050-800-[2L 3 P 4 4N7 HA ALL MS SENSORS DIMRF-LW DIMRF-LN L90 R90 MT TH LCF CE] | Outdoor Luminaires | Mid Output | Architectural Flood and Spot Luminaires | Standard | FALSE | [9 empty] | 42634 |  |  | Yes |  | 3.1 | 5066 | 115.1 | 44 | 5.13 | 1 | 5000 | 70
PPW5HJ9P | Eaton (formerly Cooper Lighting) | Mcgraw-Edison | GLEON-AF-01-LED-E1-SL3-[AP BZ BK DP GM WH]-[ADJA ADJS ADJA-WM]-7050-800-[P PER7 R HA ALL MS LWR SENSORS L90 R90 MT TH LCF CE] | Outdoor Luminaires | Mid Output | Architectural Flood and Spot Luminaires | Standard | FALSE | [9 empty] | 42634 |  |  | Yes |  | 3.1 | 5036 | 114.5 | 44 | 5.13 | 1 | 5000 | 70
PPRE196M | Eaton (formerly Cooper Lighting) | Streetworks | GAN-AF-01-LED-U-SL3-[AP BZ BK DP GM WH]-[ADJA ADJS ADJA-WM]-7050-800-[2L 3 P 4 4N7 HA ALL MS SENSORS DIMRF-LW DIMRF-LN L90 R90 MT TH LCF CE] | Outdoor Luminaires | Mid Output | Architectural Flood and Spot Luminaires | Standard | FALSE | [9 empty] | 42634 |  |  | Yes |  | 3.1 | 5036 | 114.5 | 44 | 5.13 | 1 | 5000 | 70
PB9XCA3B | Eaton (formerly Cooper Lighting) | Mcgraw-Edison | GLEON-AF-01-LED-E1-T4W-[AP BZ BK DP GM WH]-[ADJA ADJS ADJA-WM]-7050-800-[P PER7 R HA ALL MS LWR SENSORS L90 R90 MT TH LCF CE] | Outdoor Luminaires | Mid Output | Architectural Flood and Spot Luminaires | Standard | FALSE | [9 empty] | 42634 |  |  | Yes |  | 3.1 | 5000 | 113.6 | 44 | 5.13 | 1 | 5000 | 70
P86QZA4B | Eaton (formerly Cooper Lighting) | Streetworks | GAN-AF-01-LED-U-T4W-[AP BZ BK DP GM WH]-[ADJA ADJS ADJA-WM]-7050-800-[2L 3 P 4 4N7 HA ALL MS SENSORS DIMRF-LW DIMRF-LN L90 R90 MT TH LCF CE] | Outdoor Luminaires | Mid Output | Architectural Flood and Spot Luminaires | Standard | FALSE | [9 empty] | 42634 |  |  | Yes |  | 3.1 | 5000 | 113.6 | 44 | 5.13 | 1 | 5000 | 70
PWCFYZBE | Eaton (formerly Cooper Lighting) | Mcgraw-Edison | GLEON-AF-01-LED-E1-SL2-[AP BZ BK DP GM WH]-[ADJA ADJS ADJA-WM]-7050-800-[P PER7 R HA ALL MS LWR SENSORS L90 R90 MT TH LCF CE] | Outdoor Luminaires | Low Output | Architectural Flood and Spot Luminaires | Standard | FALSE | [9 empty] | 42634 |  |  | Yes |  | 3.1 | 4933 | 112.1 | 44 | 5.13 | 1 | 5000 | 70
PD3EQ6V9 | Eaton (formerly Cooper Lighting) | Streetworks | GAN-AF-01-LED-U-SL2-[AP BZ BK DP GM WH]-[ADJA ADJS ADJA-WM]-7050-800-[2L 3 P 4 4N7 HA ALL MS SENSORS DIMRF-LW DIMRF-LN L90 R90 MT TH LCF CE] | Outdoor Luminaires | Low Output | Architectural Flood and Spot Luminaires | Standard | FALSE | [9 empty] | 42634 |  |  | Yes |  | 3.1 | 4933 | 112.1 | 44 | 5.13 | 1 | 5000 | 70
PXX4DDFK | Eaton (formerly Cooper Lighting) | Streetworks | GAN-AF-01-LED-U-[SLL SLR]-[AP BZ BK DP GM WH]-[ADJA ADJS ADJA-WM]-7050-800-[2L 3 P 4 4N7 HA ALL MS SENSORS DIMRF-LW DIMRF-LN L90 R90 MT TH LCF CE] | Outdoor Luminaires | Low Output | Architectural Flood and Spot Luminaires | Standard | FALSE | [9 empty] | 42634 |  |  | Yes |  | 3.1 | 4426 | 100.6 | 44 | 5.13 | 1 | 5000 | 70
P59PADY4 | Eaton (formerly Cooper Lighting) | Mcgraw-Edison | GLEON-AF-01-LED-E1-[SLL SLR]-[AP BZ BK DP GM WH]-[ADJA ADJS ADJA-WM]-7050-800-[P PER7 R HA ALL MS LWR SENSORS L90 R90 MT TH LCF CE] | Outdoor Luminaires | Low Output | Architectural Flood and Spot Luminaires | Standard | FALSE | [9 empty] | 42634 |  |  | Yes |  | 3.1 | 4426 | 100.6 | 44 | 5.13 | 1 | 5000 | 70
PBFBCQ5D | Eaton (formerly Cooper Lighting) | Streetworks | GAN-AF-01-LED-[U 8 9]-RW-[AP BZ BK DP GM WH]-[ADJA ADJS ADJA-WM]-7050-[2L 3 P 4 4N7 HA ALL MS SENSORS DIMRF-LW DIMRF-LN L90 R90 MT TH LCF CE] | Outdoor Luminaires | Mid Output | Architectural Flood and Spot Luminaires | Standard | FALSE | [9 empty] | 42634 |  |  | Yes |  | 3.1 | 6371 | 108 | 59 | 4.12 | 1 | 5000 | 70
P8JZBRPM | Eaton (formerly Cooper Lighting) | Mcgraw-Edison | GLEON-AF-01-LED-[E1 347 480]-RW-[AP BZ BK DP GM WH]-[ADJA ADJS ADJA-WM]-7050-[P PER7 R HA ALL MS LWR SENSORS L90 R90 MT TH LCF CE] | Outdoor Luminaires | Mid Output | Architectural Flood and Spot Luminaires | Standard | FALSE | [9 empty] | 42634 |  |  | Yes |  | 3.1 | 6371 | 108 | 59 | 4.12 | 1 | 5000 | 70
PD29QU9F | Eaton (formerly Cooper Lighting) | Streetworks | GAN-AF-01-LED-[U 8 9]-T4FT-[AP BZ BK DP GM WH]-[ADJA ADJS ADJA-WM]-7050-[2L 3 P 4 4N7 HA ALL MS SENSORS DIMRF-LW DIMRF-LN L90 R90 MT TH LCF CE] | Outdoor Luminaires | Mid Output | Architectural Flood and Spot Luminaires | Standard | FALSE | [9 empty] | 42634 |  |  | Yes |  | 3.1 | 6270 | 106.3 | 59 | 4.12 | 1 | 5000 | 70
P5CKBP7E | Eaton (formerly Cooper Lighting) | Mcgraw-Edison | GLEON-AF-01-LED-[E1 347 480]-T4FT-[AP BZ BK DP GM WH]-[ADJA ADJS ADJA-WM]-7050-[P PER7 R HA ALL MS LWR SENSORS L90 R90 MT TH LCF CE] | Outdoor Luminaires | Mid Output | Architectural Flood and Spot Luminaires | Standard | FALSE | [9 empty] | 42634 |  |  | Yes |  | 3.1 | 6270 | 106.3 | 59 | 4.12 | 1 | 5000 | 70
PRUWWAPK | Eaton (formerly Cooper Lighting) | Streetworks | GAN-AF-01-LED-[U 8 9]-SL3-[AP BZ BK DP GM WH]-[ADJA ADJS ADJA-WM]-7050-[2L 3 P 4 4N7 HA ALL MS SENSORS DIMRF-LW DIMRF-LN L90 R90 MT TH LCF CE] | Outdoor Luminaires | Mid Output | Architectural Flood and Spot Luminaires | Standard | FALSE | [9 empty] | 42634 |  |  | Yes |  | 3.1 | 6233 | 105.6 | 59 | 4.12 | 1 | 5000 | 70
PE342NAW | Eaton (formerly Cooper Lighting) | Mcgraw-Edison | GLEON-AF-01-LED-[E1 347 480]-SL3-[AP BZ BK DP GM WH]-[ADJA ADJS ADJA-WM]-7050-[P PER7 R HA ALL MS LWR SENSORS L90 R90 MT TH LCF CE] | Outdoor Luminaires | Mid Output | Architectural Flood and Spot Luminaires | Standard | FALSE | [9 empty] | 42634 |  |  | Yes |  | 3.1 | 6233 | 105.6 | 59 | 4.12 | 1 | 5000 | 70
PKNNU9YD | Eaton (formerly Cooper Lighting) | Streetworks | GAN-AF-01-LED-[U 8 9]-T4W-[AP BZ BK DP GM WH]-[ADJA ADJS ADJA-WM]-7050-[2L 3 P 4 4N7 HA ALL MS SENSORS DIMRF-LW DIMRF-LN L90 R90 MT TH LCF CE] | Outdoor Luminaires | Mid Output | Architectural Flood and Spot Luminaires | Standard | FALSE | [9 empty] | 42634 |  |  | Yes |  | 3.1 | 6189 | 104.9 | 59 | 4.12 | 1 | 5000 | 70
PHWBSHEN | Eaton (formerly Cooper Lighting) | Mcgraw-Edison | GLEON-AF-01-LED-[E1 347 480]-T4W-[AP BZ BK DP GM WH]-[ADJA ADJS ADJA-WM]-7050-[P PER7 R HA ALL MS LWR SENSORS L90 R90 MT TH LCF CE] | Outdoor Luminaires | Mid Output | Architectural Flood and Spot Luminaires | Standard | FALSE | [9 empty] | 42634 |  |  | Yes |  | 3.1 | 6189 | 104.9 | 59 | 4.12 | 1 | 5000 | 70
PN6EURJ9 | Eaton (formerly Cooper Lighting) | Streetworks | GAN-AF-01-LED-[U 8 9]-SL2-[AP BZ BK DP GM WH]-[ADJA ADJS ADJA-WM]-7050-[2L 3 P 4 4N7 HA ALL MS SENSORS DIMRF-LW DIMRF-LN L90 R90 MT TH LCF CE] | Outdoor Luminaires | Mid Output | Architectural Flood and Spot Luminaires | Standard | FALSE | [9 empty] | 42634 |  |  | Yes |  | 3.1 | 6105 | 103.5 | 59 | 4.12 | 1 | 5000 | 70
P9GGDTD2 | Eaton (formerly Cooper Lighting) | Mcgraw-Edison | GLEON-AF-01-LED-[E1 347 480]-SL2-[AP BZ BK DP GM WH]-[ADJA ADJS ADJA-WM]-7050-[P PER7 R HA ALL MS LWR SENSORS L90 R90 MT TH LCF CE] | Outdoor Luminaires | Mid Output | Architectural Flood and Spot Luminaires | Standard | FALSE | [9 empty] | 42634 |  |  | Yes |  | 3.1 | 6105 | 103.5 | 59 | 4.12 | 1 | 5000 | 70
PDKQY6BC | Eaton (formerly Cooper Lighting) | Streetworks | GAN-AF-01-LED-U-[SLL SLR]-[AP BZ BK DP GM WH]-[ADJA ADJS ADJA-WM]-7050-[2L 3 P 4 4N7 HA ALL MS SENSORS DIMRF-LW DIMRF-LN L90 R90 MT TH LCF CE] | Outdoor Luminaires | Mid Output | Architectural Flood and Spot Luminaires | Standard | FALSE | [9 empty] | 42634 |  |  | Yes |  | 3.1 | 5478 | 92.8 | 59 | 4.12 | 1 | 5000 | 70
P3BQW6RS | Eaton (formerly Cooper Lighting) | Mcgraw-Edison | GLEON-AF-01-LED-E1-[SLL SLR]-[AP BZ BK DP GM WH]-[ADJA ADJS ADJA-WM]-7050-[P PER7 R HA ALL MS LWR SENSORS L90 R90 MT TH LCF CE] | Outdoor Luminaires | Mid Output | Architectural Flood and Spot Luminaires | Standard | FALSE | [9 empty] | 42634 |  |  | Yes |  | 3.1 | 5478 | 92.8 | 59 | 4.12 | 1 | 5000 | 70
PJKZYKZ8 | Eaton (formerly Cooper Lighting) | Streetworks | GAN-AF-07-LED-[U 8 9]-RW-[AP BZ BK DP GM WH]-[ADJA ADJS ADJA-WM]-7050-600-[2L 3 P 4 4N7 HA ALL MS SENSORS DIMRF-LW DIMRF-LN L90 R90 MT TH LCF CE] | Outdoor Luminaires | High Output | Architectural Flood and Spot Luminaires | Premium | FALSE | [9 empty] | 42634 |  |  | Yes |  | 3.1 | 28356 | 125.5 | 226 | 3.49 | 1 | 5000 | 70
P3XHQRWA | Eaton (formerly Cooper Lighting) | Mcgraw-Edison | GLEON-AF-07-LED-[E1 347 480]-RW-[AP BZ BK DP GM WH]-[ADJA ADJS ADJA-WM]-7050-600-[P PER7 R HA ALL MS LWR SENSORS L90 R90 MT TH LCF CE] | Outdoor Luminaires | High Output | Architectural Flood and Spot Luminaires | Premium | FALSE | [9 empty] | 42634 |  |  | Yes |  | 3.1 | 28356 | 125.5 | 226 | 3.49 | 1 | 5000 | 70
PTABR5V3 | Eaton (formerly Cooper Lighting) | Streetworks | GAN-AF-07-LED-[U 8 9]-T4FT-[AP BZ BK DP GM WH]-[ADJA ADJS ADJA-WM]-7050-600-[2L 3 P 4 4N7 HA ALL MS SENSORS DIMRF-LW DIMRF-LN L90 R90 MT TH LCF CE] | Outdoor Luminaires | High Output | Architectural Flood and Spot Luminaires | Premium | FALSE | [9 empty] | 42634 |  |  | Yes |  | 3.1 | 27907 | 123.5 | 226 | 3.49 | 1 | 5000 | 70
PAS6SHX7 | Eaton (formerly Cooper Lighting) | Mcgraw-Edison | GLEON-AF-07-LED-[E1 347 480]-T4FT-[AP BZ BK DP GM WH]-[ADJA ADJS ADJA-WM]-7050-600-[P PER7 R HA ALL MS LWR SENSORS L90 R90 MT TH LCF CE] | Outdoor Luminaires | High Output | Architectural Flood and Spot Luminaires | Premium | FALSE | [9 empty] | 42634 |  |  | Yes |  | 3.1 | 27907 | 123.5 | 226 | 3.49 | 1 | 5000 | 70
PXFPEDRG | Eaton (formerly Cooper Lighting) | Mcgraw-Edison | GLEON-AF-07-LED-E1-SL3-[AP BZ BK DP GM WH]-[ADJA ADJS ADJA-WM]-7050-600-[P PER7 R HA ALL MS LWR SENSORS L90 R90 MT TH LCF CE] | Outdoor Luminaires | High Output | Architectural Flood and Spot Luminaires | Premium | FALSE | [9 empty] | 42634 |  |  | Yes |  | 3.1 | 27742 | 122.8 | 226 | 3.49 | 1 | 5000 | 70
P4S2Z5CG | Eaton (formerly Cooper Lighting) | Streetworks | GAN-AF-07-LED-U-SL3-[AP BZ BK DP GM WH]-[ADJA ADJS ADJA-WM]-7050-600-[2L 3 P 4 4N7 HA ALL MS SENSORS DIMRF-LW DIMRF-LN L90 R90 MT TH LCF CE] | Outdoor Luminaires | High Output | Architectural Flood and Spot Luminaires | Premium | FALSE | [9 empty] | 42634 |  |  | Yes |  | 3.1 | 27742 | 122.8 | 226 | 3.49 | 1 | 5000 | 70
PTUJ65XE | Eaton (formerly Cooper Lighting) | Streetworks | GAN-AF-07-LED-U-T4W-[AP BZ BK DP GM WH]-[ADJA ADJS ADJA-WM]-7050-600-[2L 3 P 4 4N7 HA ALL MS SENSORS DIMRF-LW DIMRF-LN L90 R90 MT TH LCF CE] | Outdoor Luminaires | High Output | Architectural Flood and Spot Luminaires | Premium | FALSE | [9 empty] | 42634 |  |  | Yes |  | 3.1 | 27546 | 121.9 | 226 | 3.49 | 1 | 5000 | 70
P9B253E2 | Eaton (formerly Cooper Lighting) | Mcgraw-Edison | GLEON-AF-07-LED-E1-T4W-[AP BZ BK DP GM WH]-[ADJA ADJS ADJA-WM]-7050-600-[P PER7 R HA ALL MS LWR SENSORS L90 R90 MT TH LCF CE] | Outdoor Luminaires | High Output | Architectural Flood and Spot Luminaires | Premium | FALSE | [9 empty] | 42634 |  |  | Yes |  | 3.1 | 27546 | 121.9 | 226 | 3.49 | 1 | 5000 | 70
PQHCDMVV | Eaton (formerly Cooper Lighting) | Mcgraw-Edison | GLEON-AF-07-LED-E1-SL2-[AP BZ BK DP GM WH]-[ADJA ADJS ADJA-WM]-7050-600-[P PER7 R HA ALL MS LWR SENSORS L90 R90 MT TH LCF CE] | Outdoor Luminaires | High Output | Architectural Flood and Spot Luminaires | Premium | FALSE | [9 empty] | 42634 |  |  | Yes |  | 3.1 | 27175 | 120.2 | 226 | 3.49 | 1 | 5000 | 70
PEKAPXPQ | Eaton (formerly Cooper Lighting) | Streetworks | GAN-AF-07-LED-U-SL2-[AP BZ BK DP GM WH]-[ADJA ADJS ADJA-WM]-7050-600-[2L 3 P 4 4N7 HA ALL MS SENSORS DIMRF-LW DIMRF-LN L90 R90 MT TH LCF CE] | Outdoor Luminaires | High Output | Architectural Flood and Spot Luminaires | Premium | FALSE | [9 empty] | 42634 |  |  | Yes |  | 3.1 | 27175 | 120.2 | 226 | 3.49 | 1 | 5000 | 70
PTKCZRMT | Eaton (formerly Cooper Lighting) | Streetworks | GAN-AF-07-LED-[U 8 9]-[SLL SLR]-[AP BZ BK DP GM WH]-[ADJA ADJS ADJA-WM]-7050-600-[2L 3 P 4 4N7 HA ALL MS SENSORS DIMRF-LW DIMRF-LN L90 R90 MT TH LCF CE] | Outdoor Luminaires | High Output | Architectural Flood and Spot Luminaires | Standard | FALSE | [9 empty] | 42634 |  |  | Yes |  | 3.1 | 24378 | 107.9 | 226 | 3.49 | 1 | 5000 | 70
P8E8V66X | Eaton (formerly Cooper Lighting) | Mcgraw-Edison | GLEON-AF-07-LED-[E1 347 480]-[SLL SLR]-[AP BZ BK DP GM WH]-[ADJA ADJS ADJA-WM]-7050-600-[P PER7 R HA ALL MS LWR SENSORS L90 R90 MT TH LCF CE] | Outdoor Luminaires | High Output | Architectural Flood and Spot Luminaires | Standard | FALSE | [9 empty] | 42634 |  |  | Yes |  | 3.1 | 24378 | 107.9 | 226 | 3.49 | 1 | 5000 | 70
PPN1SH81 | Eaton (formerly Cooper Lighting) | Streetworks | GAN-AF-06-LED-[U 8 9]-RW-[AP BZ BK DP GM WH]-[ADJA ADJS ADJA-WM]-7050-600-[2L 3 P 4 4N7 HA ALL MS SENSORS DIMRF-LW DIMRF-LN L90 R90 MT TH LCF CE] | Outdoor Luminaires | High Output | Architectural Flood and Spot Luminaires | Premium | FALSE | [9 empty] | 42634 |  |  | Yes |  | 3.1 | 23977 | 124.2 | 193 | 3.49 | 1 | 5000 | 70
PFAGP9BS | Eaton (formerly Cooper Lighting) | Mcgraw-Edison | GLEON-AF-06-LED-[E1 347 480]-RW-[AP BZ BK DP GM WH]-[ADJA ADJS ADJA-WM]-7050-600-[P PER7 R HA ALL MS LWR SENSORS L90 R90 MT TH LCF CE] | Outdoor Luminaires | High Output | Architectural Flood and Spot Luminaires | Premium | FALSE | [9 empty] | 42634 |  |  | Yes |  | 3.1 | 23977 | 124.2 | 193 | 3.49 | 1 | 5000 | 70
PZPFP39N | Eaton (formerly Cooper Lighting) | Streetworks | GAN-AF-06-LED-U-T4FT-[AP BZ BK DP GM WH]-[ADJA ADJS ADJA-WM]-7050-600-[2L 3 P 4 4N7 HA ALL MS SENSORS DIMRF-LW DIMRF-LN L90 R90 MT TH LCF CE] | Outdoor Luminaires | High Output | Architectural Flood and Spot Luminaires | Premium | FALSE | [9 empty] | 42634 |  |  | Yes |  | 3.1 | 23597 | 122.3 | 193 | 3.49 | 1 | 5000 | 70
P42Q8TJ9 | Eaton (formerly Cooper Lighting) | Mcgraw-Edison | GLEON-AF-06-LED-E1-T4FT-[AP BZ BK DP GM WH]-[ADJA ADJS ADJA-WM]-7050-600-[P PER7 R HA ALL MS LWR SENSORS L90 R90 MT TH LCF CE] | Outdoor Luminaires | High Output | Architectural Flood and Spot Luminaires | Premium | FALSE | [9 empty] | 42634 |  |  | Yes |  | 3.1 | 23597 | 122.3 | 193 | 3.49 | 1 | 5000 | 70
PKWUPM8Y | Eaton (formerly Cooper Lighting) | Mcgraw-Edison | GLEON-AF-06-LED-E1-SL3-[AP BZ BK DP GM WH]-[ADJA ADJS ADJA-WM]-7050-600-[P PER7 R HA ALL MS LWR SENSORS L90 R90 MT TH LCF CE] | Outdoor Luminaires | High Output | Architectural Flood and Spot Luminaires | Premium | FALSE | [9 empty] | 42634 |  |  | Yes |  | 3.1 | 23458 | 121.5 | 193 | 3.49 | 1 | 5000 | 70
P8NRP5PD | Eaton (formerly Cooper Lighting) | Streetworks | GAN-AF-06-LED-U-SL3-[AP BZ BK DP GM WH]-[ADJA ADJS ADJA-WM]-7050-600-[2L 3 P 4 4N7 HA ALL MS SENSORS DIMRF-LW DIMRF-LN L90 R90 MT TH LCF CE] | Outdoor Luminaires | High Output | Architectural Flood and Spot Luminaires | Premium | FALSE | [9 empty] | 42634 |  |  | Yes |  | 3.1 | 23458 | 121.5 | 193 | 3.49 | 1 | 5000 | 70
P4HNWWUT | Eaton (formerly Cooper Lighting) | Streetworks | GAN-AF-06-LED-U-T4W-[AP BZ BK DP GM WH]-[ADJA ADJS ADJA-WM]-7050-600-[2L 3 P 4 4N7 HA ALL MS SENSORS DIMRF-LW DIMRF-LN L90 R90 MT TH LCF CE] | Outdoor Luminaires | High Output | Architectural Flood and Spot Luminaires | Premium | FALSE | [9 empty] | 42634 |  |  | Yes |  | 3.1 | 23292 | 120.7 | 193 | 3.49 | 1 | 5000 | 70
P19VHXS4 | Eaton (formerly Cooper Lighting) | Mcgraw-Edison | GLEON-AF-06-LED-E1-T4W-[AP BZ BK DP GM WH]-[ADJA ADJS ADJA-WM]-7050-600-[P PER7 R HA ALL MS LWR SENSORS L90 R90 MT TH LCF CE] | Outdoor Luminaires | High Output | Architectural Flood and Spot Luminaires | Premium | FALSE | [9 empty] | 42634 |  |  | Yes |  | 3.1 | 23292 | 120.7 | 193 | 3.49 | 1 | 5000 | 70
PV6V2TAY | Eaton (formerly Cooper Lighting) | Streetworks | GAN-AF-06-LED-U-SL2-[AP BZ BK DP GM WH]-[ADJA ADJS ADJA-WM]-7050-600-[2L 3 P 4 4N7 HA ALL MS SENSORS DIMRF-LW DIMRF-LN L90 R90 MT TH LCF CE] | Outdoor Luminaires | High Output | Architectural Flood and Spot Luminaires | Premium | FALSE | [9 empty] | 42634 |  |  | Yes |  | 3.1 | 22979 | 119.1 | 193 | 3.49 | 1 | 5000 | 70
PTRBKXS4 | Eaton (formerly Cooper Lighting) | Mcgraw-Edison | GLEON-AF-06-LED-E1-SL2-[AP BZ BK DP GM WH]-[ADJA ADJS ADJA-WM]-7050-600-[P PER7 R HA ALL MS LWR SENSORS L90 R90 MT TH LCF CE] | Outdoor Luminaires | High Output | Architectural Flood and Spot Luminaires | Premium | FALSE | [9 empty] | 42634 |  |  | Yes |  | 3.1 | 22979 | 119.1 | 193 | 3.49 | 1 | 5000 | 70
PS8XGSX3 | Eaton (formerly Cooper Lighting) | Streetworks | GAN-AF-06-LED-[U 8 9]-[SLL SLR]-[AP BZ BK DP GM WH]-[ADJA ADJS ADJA-WM]-7050-600-[2L 3 P 4 4N7 HA ALL MS SENSORS DIMRF-LW DIMRF-LN L90 R90 MT TH LCF CE] | Outdoor Luminaires | High Output | Architectural Flood and Spot Luminaires | Standard | FALSE | [9 empty] | 42634 |  |  | Yes |  | 3.1 | 20613 | 106.8 | 193 | 3.49 | 1 | 5000 | 70
PQ1QAQUF | Eaton (formerly Cooper Lighting) | Mcgraw-Edison | GLEON-AF-06-LED-[E1 347 480]-[SLL SLR]-[AP BZ BK DP GM WH]-[ADJA ADJS ADJA-WM]-7050-600-[P PER7 R HA ALL MS LWR SENSORS L90 R90 MT TH LCF CE] | Outdoor Luminaires | High Output | Architectural Flood and Spot Luminaires | Standard | FALSE | [9 empty] | 42634 |  |  | Yes |  | 3.1 | 20613 | 106.8 | 193 | 3.49 | 1 | 5000 | 70
PKT3V9HH | Eaton (formerly Cooper Lighting) | Mcgraw-Edison | GLEON-AF-05-LED-E1-RW-[AP BZ BK DP GM WH]-[ADJA ADJS ADJA-WM]-7050-600-[P PER7 R HA ALL MS LWR SENSORS L90 R90 MT TH LCF CE] | Outdoor Luminaires | High Output | Architectural Flood and Spot Luminaires | Premium | FALSE | [9 empty] | 42634 |  |  | Yes |  | 3.1 | 20036 | 123.7 | 162 | 3.49 | 1 | 5000 | 70
PCM5375C | Eaton (formerly Cooper Lighting) | Streetworks | GAN-AF-05-LED-U-RW-[AP BZ BK DP GM WH]-[ADJA ADJS ADJA-WM]-7050-600-[2L 3 P 4 4N7 HA ALL MS SENSORS DIMRF-LW DIMRF-LN L90 R90 MT TH LCF CE] | Outdoor Luminaires | High Output | Architectural Flood and Spot Luminaires | Premium | FALSE | [9 empty] | 42634 |  |  | Yes |  | 3.1 | 20036 | 123.7 | 162 | 3.49 | 1 | 5000 | 70
PGF8F7PJ | Eaton (formerly Cooper Lighting) | Mcgraw-Edison | GLEON-AF-05-LED-E1-T4FT-[AP BZ BK DP GM WH]-[ADJA ADJS ADJA-WM]-7050-600-[P PER7 R HA ALL MS LWR SENSORS L90 R90 MT TH LCF CE] | Outdoor Luminaires | High Output | Architectural Flood and Spot Luminaires | Premium | FALSE | [9 empty] | 42634 |  |  | Yes |  | 3.1 | 19719 | 121.7 | 162 | 3.49 | 1 | 5000 | 70
P547JUP4 | Eaton (formerly Cooper Lighting) | Streetworks | GAN-AF-05-LED-U-T4FT-[AP BZ BK DP GM WH]-[ADJA ADJS ADJA-WM]-7050-600-[2L 3 P 4 4N7 HA ALL MS SENSORS DIMRF-LW DIMRF-LN L90 R90 MT TH LCF CE] | Outdoor Luminaires | High Output | Architectural Flood and Spot Luminaires | Premium | FALSE | [9 empty] | 42634 |  |  | Yes |  | 3.1 | 19719 | 121.7 | 162 | 3.49 | 1 | 5000 | 70
PZJWW7JE | Eaton (formerly Cooper Lighting) | Streetworks | GAN-AF-05-LED-U-SL3-[AP BZ BK DP GM WH]-[ADJA ADJS ADJA-WM]-7050-600-[2L 3 P 4 4N7 HA ALL MS SENSORS DIMRF-LW DIMRF-LN L90 R90 MT TH LCF CE] | Outdoor Luminaires | High Output | Architectural Flood and Spot Luminaires | Premium | FALSE | [9 empty] | 42634 |  |  | Yes |  | 3.1 | 19603 | 121 | 162 | 3.49 | 1 | 5000 | 70
PPNDC9W6 | Eaton (formerly Cooper Lighting) | Mcgraw-Edison | GLEON-AF-05-LED-E1-SL3-[AP BZ BK DP GM WH]-[ADJA ADJS ADJA-WM]-7050-600-[P PER7 R HA ALL MS LWR SENSORS L90 R90 MT TH LCF CE] | Outdoor Luminaires | High Output | Architectural Flood and Spot Luminaires | Premium | FALSE | [9 empty] | 42634 |  |  | Yes |  | 3.1 | 19603 | 121 | 162 | 3.49 | 1 | 5000 | 70
PSB9T68N | Eaton (formerly Cooper Lighting) | Streetworks | GAN-AF-05-LED-U-T4W-[AP BZ BK DP GM WH]-[ADJA ADJS ADJA-WM]-7050-600-[2L 3 P 4 4N7 HA ALL MS SENSORS DIMRF-LW DIMRF-LN L90 R90 MT TH LCF CE] | Outdoor Luminaires | High Output | Architectural Flood and Spot Luminaires | Premium | FALSE | [9 empty] | 42634 |  |  | Yes |  | 3.1 | 19465 | 120.2 | 162 | 3.49 | 1 | 5000 | 70
PRYUGN12 | Eaton (formerly Cooper Lighting) | Mcgraw-Edison | GLEON-AF-05-LED-E1-T4W-[AP BZ BK DP GM WH]-[ADJA ADJS ADJA-WM]-7050-600-[P PER7 R HA ALL MS LWR SENSORS L90 R90 MT TH LCF CE] | Outdoor Luminaires | High Output | Architectural Flood and Spot Luminaires | Premium | FALSE | [9 empty] | 42634 |  |  | Yes |  | 3.1 | 19465 | 120.2 | 162 | 3.49 | 1 | 5000 | 70
PM3SX2Z1 | Eaton (formerly Cooper Lighting) | Mcgraw-Edison | GLEON-AF-05-LED-E1-SL2-[AP BZ BK DP GM WH]-[ADJA ADJS ADJA-WM]-7050-600-[P PER7 R HA ALL MS LWR SENSORS L90 R90 MT TH LCF CE] | Outdoor Luminaires | High Output | Architectural Flood and Spot Luminaires | Premium | FALSE | [9 empty] | 42634 |  |  | Yes |  | 3.1 | 19202 | 118.5 | 162 | 3.49 | 1 | 5000 | 70
PH9UQSE3 | Eaton (formerly Cooper Lighting) | Streetworks | GAN-AF-05-LED-U-SL2-[AP BZ BK DP GM WH]-[ADJA ADJS ADJA-WM]-7050-600-[2L 3 P 4 4N7 HA ALL MS SENSORS DIMRF-LW DIMRF-LN L90 R90 MT TH LCF CE] | Outdoor Luminaires | High Output | Architectural Flood and Spot Luminaires | Premium | FALSE | [9 empty] | 42634 |  |  | Yes |  | 3.1 | 19202 | 118.5 | 162 | 3.49 | 1 | 5000 | 70
P4QXCDTY | Eaton (formerly Cooper Lighting) | Mcgraw-Edison | GLEON-AF-05-LED-[E1 347 480]-[SLL SLR]-[AP BZ BK DP GM WH]-[ADJA ADJS ADJA-WM]-7050-600-[P PER7 R HA ALL MS LWR SENSORS L90 R90 MT TH LCF CE] | Outdoor Luminaires | High Output | Architectural Flood and Spot Luminaires | Standard | FALSE | [9 empty] | 42634 |  |  | Yes |  | 3.1 | 17226 | 106.3 | 162 | 3.49 | 1 | 5000 | 70
P1MM36N3 | Eaton (formerly Cooper Lighting) | Streetworks | GAN-AF-05-LED-[U 8 9]-[SLL SLR]-[AP BZ BK DP GM WH]-[ADJA ADJS ADJA-WM]-7050-600-[2L 3 P 4 4N7 HA ALL MS SENSORS DIMRF-LW DIMRF-LN L90 R90 MT TH LCF CE] | Outdoor Luminaires | High Output | Architectural Flood and Spot Luminaires | Standard | FALSE | [9 empty] | 42634 |  |  | Yes |  | 3.1 | 17226 | 106.3 | 162 | 3.49 | 1 | 5000 | 70
PFUPPKAE | Eaton (formerly Cooper Lighting) | Streetworks | GAN-AF-03-LED-[U 8 9]-RW-[AP BZ BK DP GM WH]-[ADJA ADJS ADJA-WM]-7050-600-[2L 3 P 4 4N7 HA ALL MS SENSORS DIMRF-LW DIMRF-LN L90 R90 MT TH LCF CE] | Outdoor Luminaires | High Output | Architectural Flood and Spot Luminaires | Premium | FALSE | [9 empty] | 42634 |  |  | Yes |  | 3.1 | 12239 | 127.5 | 96 | 3.49 | 1 | 5000 | 70
PCFWV5VE | Eaton (formerly Cooper Lighting) | Mcgraw-Edison | GLEON-AF-03-LED-[E1 347 480]-RW-[AP BZ BK DP GM WH]-[ADJA ADJS ADJA-WM]-7050-600-[P PER7 R HA ALL MS LWR SENSORS L90 R90 MT TH LCF CE] | Outdoor Luminaires | High Output | Architectural Flood and Spot Luminaires | Premium | FALSE | [9 empty] | 42634 |  |  | Yes |  | 3.1 | 12239 | 127.5 | 96 | 3.49 | 1 | 5000 | 70
PHATDYXB | Eaton (formerly Cooper Lighting) | Mcgraw-Edison | GLEON-AF-03-LED-[E1 347 480]-T4FT-[AP BZ BK DP GM WH]-[ADJA ADJS ADJA-WM]-7050-600-[P PER7 R HA ALL MS LWR SENSORS L90 R90 MT TH LCF CE] | Outdoor Luminaires | High Output | Architectural Flood and Spot Luminaires | Premium | FALSE | [9 empty] | 42634 |  |  | Yes |  | 3.1 | 12045 | 125.5 | 96 | 3.49 | 1 | 5000 | 70
P4Y7GECE | Eaton (formerly Cooper Lighting) | Streetworks | GAN-AF-03-LED-[U 8 9]-T4FT-[AP BZ BK DP GM WH]-[ADJA ADJS ADJA-WM]-7050-600-[2L 3 P 4 4N7 HA ALL MS SENSORS DIMRF-LW DIMRF-LN L90 R90 MT TH LCF CE] | Outdoor Luminaires | High Output | Architectural Flood and Spot Luminaires | Premium | FALSE | [9 empty] | 42634 |  |  | Yes |  | 3.1 | 12045 | 125.5 | 96 | 3.49 | 1 | 5000 | 70
PMWZD65D | Eaton (formerly Cooper Lighting) | Streetworks | GAN-AF-03-LED-[U 8 9]-SL3-[AP BZ BK DP GM WH]-[ADJA ADJS ADJA-WM]-7050-600-[2L 3 P 4 4N7 HA ALL MS SENSORS DIMRF-LW DIMRF-LN L90 R90 MT TH LCF CE] | Outdoor Luminaires | High Output | Architectural Flood and Spot Luminaires | Premium | FALSE | [9 empty] | 42634 |  |  | Yes |  | 3.1 | 11974 | 124.7 | 96 | 3.49 | 1 | 5000 | 70
PAXEWU6R | Eaton (formerly Cooper Lighting) | Mcgraw-Edison | GLEON-AF-03-LED-[E1 347 480]-SL3-[AP BZ BK DP GM WH]-[ADJA ADJS ADJA-WM]-7050-600-[P PER7 R HA ALL MS LWR SENSORS L90 R90 MT TH LCF CE] | Outdoor Luminaires | High Output | Architectural Flood and Spot Luminaires | Premium | FALSE | [9 empty] | 42634 |  |  | Yes |  | 3.1 | 11974 | 124.7 | 96 | 3.49 | 1 | 5000 | 70
PPJ1BM96 | Eaton (formerly Cooper Lighting) | Streetworks | GAN-AF-03-LED-U-T4W-[AP BZ BK DP GM WH]-[ADJA ADJS ADJA-WM]-7050-600-[2L 3 P 4 4N7 HA ALL MS SENSORS DIMRF-LW DIMRF-LN L90 R90 MT TH LCF CE] | Outdoor Luminaires | High Output | Architectural Flood and Spot Luminaires | Premium | FALSE | [9 empty] | 42634 |  |  | Yes |  | 3.1 | 11889 | 123.8 | 96 | 3.49 | 1 | 5000 | 70
P3ZP6W3T | Eaton (formerly Cooper Lighting) | Mcgraw-Edison | GLEON-AF-03-LED-E1-T4W-[AP BZ BK DP GM WH]-[ADJA ADJS ADJA-WM]-7050-600-[P PER7 R HA ALL MS LWR SENSORS L90 R90 MT TH LCF CE] | Outdoor Luminaires | High Output | Architectural Flood and Spot Luminaires | Premium | FALSE | [9 empty] | 42634 |  |  | Yes |  | 3.1 | 11889 | 123.8 | 96 | 3.49 | 1 | 5000 | 70
PWK1HUJ8 | Eaton (formerly Cooper Lighting) | Streetworks | GAN-AF-03-LED-U-SL2-[AP BZ BK DP GM WH]-[ADJA ADJS ADJA-WM]-7050-600-[2L 3 P 4 4N7 HA ALL MS SENSORS DIMRF-LW DIMRF-LN L90 R90 MT TH LCF CE] | Outdoor Luminaires | High Output | Architectural Flood and Spot Luminaires | Premium | FALSE | [9 empty] | 42634 |  |  | Yes |  | 3.1 | 11729 | 122.2 | 96 | 3.49 | 1 | 5000 | 70
PEXZZZFT | Eaton (formerly Cooper Lighting) | Mcgraw-Edison | GLEON-AF-03-LED-E1-SL2-[AP BZ BK DP GM WH]-[ADJA ADJS ADJA-WM]-7050-600-[P PER7 R HA ALL MS LWR SENSORS L90 R90 MT TH LCF CE] | Outdoor Luminaires | High Output | Architectural Flood and Spot Luminaires | Premium | FALSE | [9 empty] | 42634 |  |  | Yes |  | 3.1 | 11729 | 122.2 | 96 | 3.49 | 1 | 5000 | 70
PWSFQXKV | Eaton (formerly Cooper Lighting) | Mcgraw-Edison | GLEON-AF-03-LED-[E1 347 480]-[SLL SLR]-[AP BZ BK DP GM WH]-[ADJA ADJS ADJA-WM]-7050-600-[P PER7 R HA ALL MS LWR SENSORS L90 R90 MT TH LCF CE] | Outdoor Luminaires | High Output | Architectural Flood and Spot Luminaires | Standard | FALSE | [9 empty] | 42634 |  |  | Yes |  | 3.1 | 10522 | 109.6 | 96 | 3.49 | 1 | 5000 | 70
PTJX3T14 | Eaton (formerly Cooper Lighting) | Streetworks | GAN-AF-03-LED-[U 8 9]-[SLL SLR]-[AP BZ BK DP GM WH]-[ADJA ADJS ADJA-WM]-7050-600-[2L 3 P 4 4N7 HA ALL MS SENSORS DIMRF-LW DIMRF-LN L90 R90 MT TH LCF CE] | Outdoor Luminaires | High Output | Architectural Flood and Spot Luminaires | Standard | FALSE | [9 empty] | 42634 |  |  | Yes |  | 3.1 | 10522 | 109.6 | 96 | 3.49 | 1 | 5000 | 70
PQRC7M7T | Eaton (formerly Cooper Lighting) | Mcgraw-Edison | GLEON-AF-07-LED-E1-[SLL SLR]-[AP BZ BK DP GM WH]-[ADJA ADJS ADJA-WM]-7050-800-[P PER7 R HA ALL MS LWR SENSORS L90 R90 MT TH LCF CE] | Outdoor Luminaires | High Output | Architectural Flood and Spot Luminaires | Standard | FALSE | [9 empty] | 42634 |  |  | Yes |  | 3.1 | 29894 | 101.3 | 295 | 2.91 | 1 | 5000 | 70
P3XR1PD6 | Eaton (formerly Cooper Lighting) | Streetworks | GAN-AF-07-LED-U-[SLL SLR]-[AP BZ BK DP GM WH]-[ADJA ADJS ADJA-WM]-7050-800-[2L 3 P 4 4N7 HA ALL MS SENSORS DIMRF-LW DIMRF-LN L90 R90 MT TH LCF CE] | Outdoor Luminaires | High Output | Architectural Flood and Spot Luminaires | Standard | FALSE | [9 empty] | 42634 |  |  | Yes |  | 3.1 | 29894 | 101.3 | 295 | 2.91 | 1 | 5000 | 70
PYGR6E6Z | Eaton (formerly Cooper Lighting) | Mcgraw-Edison | GLEON-AF-06-LED-E1-RW-[AP BZ BK DP GM WH]-[ADJA ADJS ADJA-WM]-7050-800-[P PER7 R HA ALL MS LWR SENSORS L90 R90 MT TH LCF CE] | Outdoor Luminaires | High Output | Architectural Flood and Spot Luminaires | Premium | FALSE | [9 empty] | 42634 |  |  | Yes |  | 3.1 | 29402 | 118.1 | 249 | 2.91 | 1 | 5000 | 70
PG86SCBC | Eaton (formerly Cooper Lighting) | Streetworks | GAN-AF-06-LED-U-RW-[AP BZ BK DP GM WH]-[ADJA ADJS ADJA-WM]-7050-800-[2L 3 P 4 4N7 HA ALL MS SENSORS DIMRF-LW DIMRF-LN L90 R90 MT TH LCF CE] | Outdoor Luminaires | High Output | Architectural Flood and Spot Luminaires | Premium | FALSE | [9 empty] | 42634 |  |  | Yes |  | 3.1 | 29402 | 118.1 | 249 | 2.91 | 1 | 5000 | 70
PZ86BFNW | Eaton (formerly Cooper Lighting) | Mcgraw-Edison | GLEON-AF-06-LED-[E1 347 480]-T4FT-[AP BZ BK DP GM WH]-[ADJA ADJS ADJA-WM]-7050-800-[P PER7 R HA ALL MS LWR SENSORS L90 R90 MT TH LCF CE] | Outdoor Luminaires | High Output | Architectural Flood and Spot Luminaires | Standard | FALSE | [9 empty] | 42634 |  |  | Yes |  | 3.1 | 28936 | 116.2 | 249 | 2.91 | 1 | 5000 | 70
P4SRFJRD | Eaton (formerly Cooper Lighting) | Streetworks | GAN-AF-06-LED-[U 8 9]-T4FT-[AP BZ BK DP GM WH]-[ADJA ADJS ADJA-WM]-7050-800-[2L 3 P 4 4N7 HA ALL MS SENSORS DIMRF-LW DIMRF-LN L90 R90 MT TH LCF CE] | Outdoor Luminaires | High Output | Architectural Flood and Spot Luminaires | Standard | FALSE | [9 empty] | 42634 |  |  | Yes |  | 3.1 | 28936 | 116.2 | 249 | 2.91 | 1 | 5000 | 70
PKKTV43D | Eaton (formerly Cooper Lighting) | Mcgraw-Edison | GLEON-AF-06-LED-[E1 347 480]-SL3-[AP BZ BK DP GM WH]-[ADJA ADJS ADJA-WM]-7050-800-[P PER7 R HA ALL MS LWR SENSORS L90 R90 MT TH LCF CE] | Outdoor Luminaires | High Output | Architectural Flood and Spot Luminaires | Standard | FALSE | [9 empty] | 42634 |  |  | Yes |  | 3.1 | 28766 | 115.5 | 249 | 2.91 | 1 | 5000 | 70
PDXXKZ6B | Eaton (formerly Cooper Lighting) | Streetworks | GAN-AF-06-LED-[U 8 9]-SL3-[AP BZ BK DP GM WH]-[ADJA ADJS ADJA-WM]-7050-800-[2L 3 P 4 4N7 HA ALL MS SENSORS DIMRF-LW DIMRF-LN L90 R90 MT TH LCF CE] | Outdoor Luminaires | High Output | Architectural Flood and Spot Luminaires | Standard | FALSE | [9 empty] | 42634 |  |  | Yes |  | 3.1 | 28766 | 115.5 | 249 | 2.91 | 1 | 5000 | 70
PUX8T34W | Eaton (formerly Cooper Lighting) | Streetworks | GAN-AF-06-LED-[U 8 9]-T4W-[AP BZ BK DP GM WH]-[ADJA ADJS ADJA-WM]-7050-800-[2L 3 P 4 4N7 HA ALL MS SENSORS DIMRF-LW DIMRF-LN L90 R90 MT TH LCF CE] | Outdoor Luminaires | High Output | Architectural Flood and Spot Luminaires | Standard | FALSE | [9 empty] | 42634 |  |  | Yes |  | 3.1 | 28562 | 114.7 | 249 | 2.91 | 1 | 5000 | 70
P5Z52PX7 | Eaton (formerly Cooper Lighting) | Mcgraw-Edison | GLEON-AF-06-LED-[E1 347 480]-T4W-[AP BZ BK DP GM WH]-[ADJA ADJS ADJA-WM]-7050-800-[P PER7 R HA ALL MS LWR SENSORS L90 R90 MT TH LCF CE] | Outdoor Luminaires | High Output | Architectural Flood and Spot Luminaires | Standard | FALSE | [9 empty] | 42634 |  |  | Yes |  | 3.1 | 28562 | 114.7 | 249 | 2.91 | 1 | 5000 | 70
PPKF7RGM | Eaton (formerly Cooper Lighting) | Streetworks | GAN-AF-06-LED-[U 8 9]-SL2-[AP BZ BK DP GM WH]-[ADJA ADJS ADJA-WM]-7050-800-[2L 3 P 4 4N7 HA ALL MS SENSORS DIMRF-LW DIMRF-LN L90 R90 MT TH LCF CE] | Outdoor Luminaires | High Output | Architectural Flood and Spot Luminaires | Standard | FALSE | [9 empty] | 42634 |  |  | Yes |  | 3.1 | 28178 | 113.2 | 249 | 2.91 | 1 | 5000 | 70
P2DSU9E6 | Eaton (formerly Cooper Lighting) | Mcgraw-Edison | GLEON-AF-06-LED-[E1 347 480]-SL2-[AP BZ BK DP GM WH]-[ADJA ADJS ADJA-WM]-7050-800-[P PER7 R HA ALL MS LWR SENSORS L90 R90 MT TH LCF CE] | Outdoor Luminaires | High Output | Architectural Flood and Spot Luminaires | Standard | FALSE | [9 empty] | 42634 |  |  | Yes |  | 3.1 | 28178 | 113.2 | 249 | 2.91 | 1 | 5000 | 70
P774CY6G | Eaton (formerly Cooper Lighting) | Mcgraw-Edison | GLEON-AF-06-LED-E1-[SLL SLR]-[AP BZ BK DP GM WH]-[ADJA ADJS ADJA-WM]-7050-800-[P PER7 R HA ALL MS LWR SENSORS L90 R90 MT TH LCF CE] | Outdoor Luminaires | High Output | Architectural Flood and Spot Luminaires | Standard | FALSE | [9 empty] | 42634 |  |  | Yes |  | 3.1 | 25278 | 101.5 | 249 | 2.91 | 1 | 5000 | 70
P1HT6XEE | Eaton (formerly Cooper Lighting) | Streetworks | GAN-AF-06-LED-U-[SLL SLR]-[AP BZ BK DP GM WH]-[ADJA ADJS ADJA-WM]-7050-800-[2L 3 P 4 4N7 HA ALL MS SENSORS DIMRF-LW DIMRF-LN L90 R90 MT TH LCF CE] | Outdoor Luminaires | High Output | Architectural Flood and Spot Luminaires | Standard | FALSE | [9 empty] | 42634 |  |  | Yes |  | 3.1 | 25278 | 101.5 | 249 | 2.91 | 1 | 5000 | 70
PMRASE87 | Eaton (formerly Cooper Lighting) | Mcgraw-Edison | GLEON-AF-05-LED-E1-RW-[AP BZ BK DP GM WH]-[ADJA ADJS ADJA-WM]-7050-800-[P PER7 R HA ALL MS LWR SENSORS L90 R90 MT TH LCF CE] | Outdoor Luminaires | High Output | Architectural Flood and Spot Luminaires | Premium | FALSE | [9 empty] | 42634 |  |  | Yes |  | 3.1 | 24570 | 117 | 210 | 2.91 | 1 | 5000 | 70
PCHNT7YY | Eaton (formerly Cooper Lighting) | Streetworks | GAN-AF-05-LED-U-RW-[AP BZ BK DP GM WH]-[ADJA ADJS ADJA-WM]-7050-800-[2L 3 P 4 4N7 HA ALL MS SENSORS DIMRF-LW DIMRF-LN L90 R90 MT TH LCF CE] | Outdoor Luminaires | High Output | Architectural Flood and Spot Luminaires | Premium | FALSE | [9 empty] | 42634 |  |  | Yes |  | 3.1 | 24570 | 117 | 210 | 2.91 | 1 | 5000 | 70
P61TD9GT | Eaton (formerly Cooper Lighting) | Mcgraw-Edison | GLEON-AF-05-LED-[E1 347 480]-T4FT-[AP BZ BK DP GM WH]-[ADJA ADJS ADJA-WM]-7050-800-[P PER7 R HA ALL MS LWR SENSORS L90 R90 MT TH LCF CE] | Outdoor Luminaires | High Output | Architectural Flood and Spot Luminaires | Standard | FALSE | [9 empty] | 42634 |  |  | Yes |  | 3.1 | 24181 | 115.1 | 210 | 2.91 | 1 | 5000 | 70
P3PS3WHE | Eaton (formerly Cooper Lighting) | Streetworks | GAN-AF-05-LED-[U 8 9]-T4FT-[AP BZ BK DP GM WH]-[ADJA ADJS ADJA-WM]-7050-800-[2L 3 P 4 4N7 HA ALL MS SENSORS DIMRF-LW DIMRF-LN L90 R90 MT TH LCF CE] | Outdoor Luminaires | High Output | Architectural Flood and Spot Luminaires | Standard | FALSE | [9 empty] | 42634 |  |  | Yes |  | 3.1 | 24181 | 115.1 | 210 | 2.91 | 1 | 5000 | 70
PF751JSH | Eaton (formerly Cooper Lighting) | Mcgraw-Edison | GLEON-AF-05-LED-[E1 347 480]-SL3-[AP BZ BK DP GM WH]-[ADJA ADJS ADJA-WM]-7050-800-[P PER7 R HA ALL MS LWR SENSORS L90 R90 MT TH LCF CE] | Outdoor Luminaires | High Output | Architectural Flood and Spot Luminaires | Standard | FALSE | [9 empty] | 42634 |  |  | Yes |  | 3.1 | 24039 | 114.5 | 210 | 2.91 | 1 | 5000 | 70
PCT9X85M | Eaton (formerly Cooper Lighting) | Streetworks | GAN-AF-05-LED-[U 8 9]-SL3-[AP BZ BK DP GM WH]-[ADJA ADJS ADJA-WM]-7050-800-[2L 3 P 4 4N7 HA ALL MS SENSORS DIMRF-LW DIMRF-LN L90 R90 MT TH LCF CE] | Outdoor Luminaires | High Output | Architectural Flood and Spot Luminaires | Standard | FALSE | [9 empty] | 42634 |  |  | Yes |  | 3.1 | 24039 | 114.5 | 210 | 2.91 | 1 | 5000 | 70
PT1HYK23 | Eaton (formerly Cooper Lighting) | Mcgraw-Edison | GLEON-AF-05-LED-[E1 347 480]-T4W-[AP BZ BK DP GM WH]-[ADJA ADJS ADJA-WM]-7050-800-[P PER7 R HA ALL MS LWR SENSORS L90 R90 MT TH LCF CE] | Outdoor Luminaires | High Output | Architectural Flood and Spot Luminaires | Standard | FALSE | [9 empty] | 42634 |  |  | Yes |  | 3.1 | 23869 | 113.7 | 210 | 2.91 | 1 | 5000 | 70
P627XPDT | Eaton (formerly Cooper Lighting) | Streetworks | GAN-AF-05-LED-[U 8 9]-T4W-[AP BZ BK DP GM WH]-[ADJA ADJS ADJA-WM]-7050-800-[2L 3 P 4 4N7 HA ALL MS SENSORS DIMRF-LW DIMRF-LN L90 R90 MT TH LCF CE] | Outdoor Luminaires | High Output | Architectural Flood and Spot Luminaires | Standard | FALSE | [9 empty] | 42634 |  |  | Yes |  | 3.1 | 23869 | 113.7 | 210 | 2.91 | 1 | 5000 | 70
PETUCFGR | Eaton (formerly Cooper Lighting) | Streetworks | GAN-AF-05-LED-[U 8 9]-SL2-[AP BZ BK DP GM WH]-[ADJA ADJS ADJA-WM]-7050-800-[2L 3 P 4 4N7 HA ALL MS SENSORS DIMRF-LW DIMRF-LN L90 R90 MT TH LCF CE] | Outdoor Luminaires | High Output | Architectural Flood and Spot Luminaires | Standard | FALSE | [9 empty] | 42634 |  |  | Yes |  | 3.1 | 23547 | 112.1 | 210 | 2.91 | 1 | 5000 | 70
PERGMVUF | Eaton (formerly Cooper Lighting) | Mcgraw-Edison | GLEON-AF-05-LED-[E1 347 480]-SL2-[AP BZ BK DP GM WH]-[ADJA ADJS ADJA-WM]-7050-800-[P PER7 R HA ALL MS LWR SENSORS L90 R90 MT TH LCF CE] | Outdoor Luminaires | High Output | Architectural Flood and Spot Luminaires | Standard | FALSE | [9 empty] | 42634 |  |  | Yes |  | 3.1 | 23547 | 112.1 | 210 | 2.91 | 1 | 5000 | 70
PY1K4G9Q | Eaton (formerly Cooper Lighting) | Streetworks | GAN-AF-05-LED-U-[SLL SLR]-[AP BZ BK DP GM WH]-[ADJA ADJS ADJA-WM]-7050-800-[2L 3 P 4 4N7 HA ALL MS SENSORS DIMRF-LW DIMRF-LN L90 R90 MT TH LCF CE] | Outdoor Luminaires | High Output | Architectural Flood and Spot Luminaires | Standard | FALSE | [9 empty] | 42634 |  |  | Yes |  | 3.1 | 21124 | 100.6 | 210 | 2.91 | 1 | 5000 | 70
P1NAZW36 | Eaton (formerly Cooper Lighting) | Mcgraw-Edison | GLEON-AF-05-LED-E1-[SLL SLR]-[AP BZ BK DP GM WH]-[ADJA ADJS ADJA-WM]-7050-800-[P PER7 R HA ALL MS LWR SENSORS L90 R90 MT TH LCF CE] | Outdoor Luminaires | High Output | Architectural Flood and Spot Luminaires | Standard | FALSE | [9 empty] | 42634 |  |  | Yes |  | 3.1 | 21124 | 100.6 | 210 | 2.91 | 1 | 5000 | 70
PEZYBTS3 | Eaton (formerly Cooper Lighting) | Mcgraw-Edison | GLEON-AF-08-LED-[E1 347 480]-[SLL SLR]-[AP BZ BK DP GM WH]-[ADJA ADJS ADJA-WM]-7050-600-[P PER7 R HA ALL MS LWR SENSORS L90 R90 MT TH LCF CE] | Outdoor Luminaires | High Output | Architectural Flood and Spot Luminaires | Standard | FALSE | [9 empty] | 42634 |  |  | Yes |  | 3.1 | 27622 | 107.5 | 257 | 2.72 | 1 | 5000 | 70
PEF2K48W | Eaton (formerly Cooper Lighting) | Streetworks | GAN-AF-08-LED-[U 8 9]-[SLL SLR]-[AP BZ BK DP GM WH]-[ADJA ADJS ADJA-WM]-7050-600-[2L 3 P 4 4N7 HA ALL MS SENSORS DIMRF-LW DIMRF-LN L90 R90 MT TH LCF CE] | Outdoor Luminaires | High Output | Architectural Flood and Spot Luminaires | Standard | FALSE | [9 empty] | 42634 |  |  | Yes |  | 3.1 | 27622 | 107.5 | 257 | 2.72 | 1 | 5000 | 70
PUDY2ECX | Eaton (formerly Cooper Lighting) | Streetworks | GAN-AF-04-LED-[U 8 9]-RW-[AP BZ BK DP GM WH]-[ADJA ADJS ADJA-WM]-7050-600-[2L 3 P 4 4N7 HA ALL MS SENSORS DIMRF-LW DIMRF-LN L90 R90 MT TH LCF CE] | Outdoor Luminaires | High Output | Architectural Flood and Spot Luminaires | Premium | FALSE | [9 empty] | 42634 |  |  | Yes |  | 3.1 | 16171 | 125.4 | 129 | 2.72 | 1 | 5000 | 70
PJP7ZB48 | Eaton (formerly Cooper Lighting) | Mcgraw-Edison | GLEON-AF-04-LED-[E1 347 480]-RW-[AP BZ BK DP GM WH]-[ADJA ADJS ADJA-WM]-7050-600-[P PER7 R HA ALL MS LWR SENSORS L90 R90 MT TH LCF CE] | Outdoor Luminaires | High Output | Architectural Flood and Spot Luminaires | Premium | FALSE | [9 empty] | 42634 |  |  | Yes |  | 3.1 | 16171 | 125.4 | 129 | 2.72 | 1 | 5000 | 70
PDBKCHNZ | Eaton (formerly Cooper Lighting) | Streetworks | GAN-AF-04-LED-[U 8 9]-T4FT-[AP BZ BK DP GM WH]-[ADJA ADJS ADJA-WM]-7050-600-[2L 3 P 4 4N7 HA ALL MS SENSORS DIMRF-LW DIMRF-LN L90 R90 MT TH LCF CE] | Outdoor Luminaires | High Output | Architectural Flood and Spot Luminaires | Premium | FALSE | [9 empty] | 42634 |  |  | Yes |  | 3.1 | 15915 | 123.4 | 129 | 2.72 | 1 | 5000 | 70
P6TF2CW1 | Eaton (formerly Cooper Lighting) | Mcgraw-Edison | GLEON-AF-04-LED-[E1 347 480]-T4FT-[AP BZ BK DP GM WH]-[ADJA ADJS ADJA-WM]-7050-600-[P PER7 R HA ALL MS LWR SENSORS L90 R90 MT TH LCF CE] | Outdoor Luminaires | High Output | Architectural Flood and Spot Luminaires | Premium | FALSE | [9 empty] | 42634 |  |  | Yes |  | 3.1 | 15915 | 123.4 | 129 | 2.72 | 1 | 5000 | 70
PUDBRW3C | Eaton (formerly Cooper Lighting) | Streetworks | GAN-AF-04-LED-U-SL3-[AP BZ BK DP GM WH]-[ADJA ADJS ADJA-WM]-7050-600-[2L 3 P 4 4N7 HA ALL MS SENSORS DIMRF-LW DIMRF-LN L90 R90 MT TH LCF CE] | Outdoor Luminaires | High Output | Architectural Flood and Spot Luminaires | Premium | FALSE | [9 empty] | 42634 |  |  | Yes |  | 3.1 | 15821 | 122.6 | 129 | 2.72 | 1 | 5000 | 70
P29JASCT | Eaton (formerly Cooper Lighting) | Mcgraw-Edison | GLEON-AF-04-LED-E1-SL3-[AP BZ BK DP GM WH]-[ADJA ADJS ADJA-WM]-7050-600-[P PER7 R HA ALL MS LWR SENSORS L90 R90 MT TH LCF CE] | Outdoor Luminaires | High Output | Architectural Flood and Spot Luminaires | Premium | FALSE | [9 empty] | 42634 |  |  | Yes |  | 3.1 | 15821 | 122.6 | 129 | 2.72 | 1 | 5000 | 70
PSWXFCDB | Eaton (formerly Cooper Lighting) | Streetworks | GAN-AF-04-LED-U-T4W-[AP BZ BK DP GM WH]-[ADJA ADJS ADJA-WM]-7050-600-[2L 3 P 4 4N7 HA ALL MS SENSORS DIMRF-LW DIMRF-LN L90 R90 MT TH LCF CE] | Outdoor Luminaires | High Output | Architectural Flood and Spot Luminaires | Premium | FALSE | [9 empty] | 42634 |  |  | Yes |  | 3.1 | 15710 | 121.8 | 129 | 2.72 | 1 | 5000 | 70
PJ6AB1K9 | Eaton (formerly Cooper Lighting) | Mcgraw-Edison | GLEON-AF-04-LED-E1-T4W-[AP BZ BK DP GM WH]-[ADJA ADJS ADJA-WM]-7050-600-[P PER7 R HA ALL MS LWR SENSORS L90 R90 MT TH LCF CE] | Outdoor Luminaires | High Output | Architectural Flood and Spot Luminaires | Premium | FALSE | [9 empty] | 42634 |  |  | Yes |  | 3.1 | 15710 | 121.8 | 129 | 2.72 | 1 | 5000 | 70
PZ9DSYF5 | Eaton (formerly Cooper Lighting) | Mcgraw-Edison | GLEON-AF-04-LED-E1-SL2-[AP BZ BK DP GM WH]-[ADJA ADJS ADJA-WM]-7050-600-[P PER7 R HA ALL MS LWR SENSORS L90 R90 MT TH LCF CE] | Outdoor Luminaires | High Output | Architectural Flood and Spot Luminaires | Premium | FALSE | [9 empty] | 42634 |  |  | Yes |  | 3.1 | 15498 | 120.1 | 129 | 2.72 | 1 | 5000 | 70
P4FKSF59 | Eaton (formerly Cooper Lighting) | Streetworks | GAN-AF-04-LED-U-SL2-[AP BZ BK DP GM WH]-[ADJA ADJS ADJA-WM]-7050-600-[2L 3 P 4 4N7 HA ALL MS SENSORS DIMRF-LW DIMRF-LN L90 R90 MT TH LCF CE] | Outdoor Luminaires | High Output | Architectural Flood and Spot Luminaires | Premium | FALSE | [9 empty] | 42634 |  |  | Yes |  | 3.1 | 15498 | 120.1 | 129 | 2.72 | 1 | 5000 | 70
PKCWAMHZ | Eaton (formerly Cooper Lighting) | Mcgraw-Edison | GLEON-AF-04-LED-[E1 347 480]-[SLL SLR]-[AP BZ BK DP GM WH]-[ADJA ADJS ADJA-WM]-7050-600-[P PER7 R HA ALL MS LWR SENSORS L90 R90 MT TH LCF CE] | Outdoor Luminaires | High Output | Architectural Flood and Spot Luminaires | Standard | FALSE | [9 empty] | 42634 |  |  | Yes |  | 3.1 | 13903 | 107.8 | 129 | 2.72 | 1 | 5000 | 70
PJATEW12 | Eaton (formerly Cooper Lighting) | Streetworks | GAN-AF-04-LED-[U 8 9]-[SLL SLR]-[AP BZ BK DP GM WH]-[ADJA ADJS ADJA-WM]-7050-600-[2L 3 P 4 4N7 HA ALL MS SENSORS DIMRF-LW DIMRF-LN L90 R90 MT TH LCF CE] | Outdoor Luminaires | High Output | Architectural Flood and Spot Luminaires | Standard | FALSE | [9 empty] | 42634 |  |  | Yes |  | 3.1 | 13903 | 107.8 | 129 | 2.72 | 1 | 5000 | 70
PUQ21RDC | Eaton (formerly Cooper Lighting) | Mcgraw-Edison | GLEON-AF-04-LED-[E1 347 480]-RW-[AP BZ BK DP GM WH]-[ADJA ADJS ADJA-WM]-7050-1200-[P PER7 R ALL MS LWR SENSORS L90 R90 MT TH LCF CE] | Outdoor Luminaires | High Output | Architectural Flood and Spot Luminaires | Standard | FALSE | [9 empty] | 42634 |  |  | Yes |  | 3.1 | 26925 | 104.4 | 258 | 2.64 | 1 | 5000 | 70
P32XT7P7 | Eaton (formerly Cooper Lighting) | Streetworks | GAN-AF-04-LED-[U 8 9]-RW-[AP BZ BK DP GM WH]-[ADJA ADJS ADJA-WM]-7050-1200-[2L 3 P 4 4N7 HA ALL MS SENSORS DIMRF-LW DIMRF-LN L90 R90 MT TH LCF CE] | Outdoor Luminaires | High Output | Architectural Flood and Spot Luminaires | Standard | FALSE | [9 empty] | 42634 |  |  | Yes |  | 3.1 | 26925 | 104.4 | 258 | 2.64 | 1 | 5000 | 70
PJ2T943S | Eaton (formerly Cooper Lighting) | Mcgraw-Edison | GLEON-AF-04-LED-[E1 347 480]-T4FT-[AP BZ BK DP GM WH]-[ADJA ADJS ADJA-WM]-7050-1200-[P PER7 R ALL MS LWR SENSORS L90 R90 MT TH LCF CE] | Outdoor Luminaires | High Output | Architectural Flood and Spot Luminaires | Standard | FALSE | [9 empty] | 42634 |  |  | Yes |  | 3.1 | 26499 | 102.7 | 258 | 2.64 | 1 | 5000 | 70
P4DP4CWK | Eaton (formerly Cooper Lighting) | Streetworks | GAN-AF-04-LED-[U 8 9]-T4FT-[AP BZ BK DP GM WH]-[ADJA ADJS ADJA-WM]-7050-1200-[2L 3 P 4 4N7 HA ALL MS SENSORS DIMRF-LW DIMRF-LN L90 R90 MT TH LCF CE] | Outdoor Luminaires | High Output | Architectural Flood and Spot Luminaires | Standard | FALSE | [9 empty] | 42634 |  |  | Yes |  | 3.1 | 26499 | 102.7 | 258 | 2.64 | 1 | 5000 | 70
PMW35HHS | Eaton (formerly Cooper Lighting) | Streetworks | GAN-AF-04-LED-[U 8 9]-SL3-[AP BZ BK DP GM WH]-[ADJA ADJS ADJA-WM]-7050-1200-[2L 3 P 4 4N7 HA ALL MS SENSORS DIMRF-LW DIMRF-LN L90 R90 MT TH LCF CE] | Outdoor Luminaires | High Output | Architectural Flood and Spot Luminaires | Standard | FALSE | [9 empty] | 42634 |  |  | Yes |  | 3.1 | 26342 | 102.1 | 258 | 2.64 | 1 | 5000 | 70
PE2GVJM4 | Eaton (formerly Cooper Lighting) | Mcgraw-Edison | GLEON-AF-04-LED-[E1 347 480]-SL3-[AP BZ BK DP GM WH]-[ADJA ADJS ADJA-WM]-7050-1200-[P PER7 R ALL MS LWR SENSORS L90 R90 MT TH LCF CE] | Outdoor Luminaires | High Output | Architectural Flood and Spot Luminaires | Standard | FALSE | [9 empty] | 42634 |  |  | Yes |  | 3.1 | 26342 | 102.1 | 258 | 2.64 | 1 | 5000 | 70
PTZVS5KZ | Eaton (formerly Cooper Lighting) | Streetworks | GAN-AF-04-LED-[U 8 9]-T4W-[AP BZ BK DP GM WH]-[ADJA ADJS ADJA-WM]-7050-1200-[2L 3 P 4 4N7 HA ALL MS SENSORS DIMRF-LW DIMRF-LN L90 R90 MT TH LCF CE] | Outdoor Luminaires | High Output | Architectural Flood and Spot Luminaires | Standard | FALSE | [9 empty] | 42634 |  |  | Yes |  | 3.1 | 26156 | 101.4 | 258 | 2.64 | 1 | 5000 | 70
PS7N4V6M | Eaton (formerly Cooper Lighting) | Mcgraw-Edison | GLEON-AF-04-LED-[E1 347 480]-T4W-[AP BZ BK DP GM WH]-[ADJA ADJS ADJA-WM]-7050-1200-[P PER7 R ALL MS LWR SENSORS L90 R90 MT TH LCF CE] | Outdoor Luminaires | High Output | Architectural Flood and Spot Luminaires | Standard | FALSE | [9 empty] | 42634 |  |  | Yes |  | 3.1 | 26156 | 101.4 | 258 | 2.64 | 1 | 5000 | 70
PF6KS9RY | Eaton (formerly Cooper Lighting) | Mcgraw-Edison | GLEON-AF-04-LED-[E1 347 480]-SL2-[AP BZ BK DP GM WH]-[ADJA ADJS ADJA-WM]-7050-1200-[P PER7 R ALL MS LWR SENSORS L90 R90 MT TH LCF CE] | Outdoor Luminaires | High Output | Architectural Flood and Spot Luminaires | Standard | FALSE | [9 empty] | 42634 |  |  | Yes |  | 3.1 | 25804 | 100 | 258 | 2.64 | 1 | 5000 | 70
P42MS95B | Eaton (formerly Cooper Lighting) | Streetworks | GAN-AF-04-LED-[U 8 9]-SL2-[AP BZ BK DP GM WH]-[ADJA ADJS ADJA-WM]-7050-1200-[2L 3 P 4 4N7 HA ALL MS SENSORS DIMRF-LW DIMRF-LN L90 R90 MT TH LCF CE] | Outdoor Luminaires | High Output | Architectural Flood and Spot Luminaires | Standard | FALSE | [9 empty] | 42634 |  |  | Yes |  | 3.1 | 25804 | 100 | 258 | 2.64 | 1 | 5000 | 70
PV2XEZ83 | Eaton (formerly Cooper Lighting) | Mcgraw-Edison | GLEON-AF-02-LED-[E1 347 480]-RW-[AP BZ BK DP GM WH]-[ADJA ADJS ADJA-WM]-7050-1200-[P PER7 R ALL MS LWR SENSORS L90 R90 MT TH LCF CE] | Outdoor Luminaires | High Output | Architectural Flood and Spot Luminaires | Standard | FALSE | [9 empty] | 42634 |  |  | Yes |  | 3.1 | 13657 | 105.9 | 129 | 2.64 | 1 | 5000 | 70
PJMRS78A | Eaton (formerly Cooper Lighting) | Streetworks | GAN-AF-02-LED-[U 8 9]-RW-[AP BZ BK DP GM WH]-[ADJA ADJS ADJA-WM]-7050-1200-[2L 3 P 4 4N7 HA ALL MS SENSORS DIMRF-LW DIMRF-LN L90 R90 MT TH LCF CE] | Outdoor Luminaires | High Output | Architectural Flood and Spot Luminaires | Standard | FALSE | [9 empty] | 42634 |  |  | Yes |  | 3.1 | 13657 | 105.9 | 129 | 2.64 | 1 | 5000 | 70
PZXCX5C1 | Eaton (formerly Cooper Lighting) | Mcgraw-Edison | GLEON-AF-02-LED-[E1 347 480]-T4FT-[AP BZ BK DP GM WH]-[ADJA ADJS ADJA-WM]-7050-1200-[P PER7 R ALL MS LWR SENSORS L90 R90 MT TH LCF CE] | Outdoor Luminaires | High Output | Architectural Flood and Spot Luminaires | Standard | FALSE | [9 empty] | 42634 |  |  | Yes |  | 3.1 | 13440 | 104.2 | 129 | 2.64 | 1 | 5000 | 70
P573J3MM | Eaton (formerly Cooper Lighting) | Streetworks | GAN-AF-02-LED-[U 8 9]-T4FT-[AP BZ BK DP GM WH]-[ADJA ADJS ADJA-WM]-7050-1200-[2L 3 P 4 4N7 HA ALL MS SENSORS DIMRF-LW DIMRF-LN L90 R90 MT TH LCF CE] | Outdoor Luminaires | High Output | Architectural Flood and Spot Luminaires | Standard | FALSE | [9 empty] | 42634 |  |  | Yes |  | 3.1 | 13440 | 104.2 | 129 | 2.64 | 1 | 5000 | 70
P52UHT8S | Eaton (formerly Cooper Lighting) | Mcgraw-Edison | GLEON-AF-02-LED-[E1 347 480]-SL3-[AP BZ BK DP GM WH]-[ADJA ADJS ADJA-WM]-7050-1200-[P PER7 R ALL MS LWR SENSORS L90 R90 MT TH LCF CE] | Outdoor Luminaires | High Output | Architectural Flood and Spot Luminaires | Standard | FALSE | [9 empty] | 42634 |  |  | Yes |  | 3.1 | 13361 | 103.6 | 129 | 2.64 | 1 | 5000 | 70
P4XVBSTU | Eaton (formerly Cooper Lighting) | Streetworks | GAN-AF-02-LED-[U 8 9]-SL3-[AP BZ BK DP GM WH]-[ADJA ADJS ADJA-WM]-7050-1200-[2L 3 P 4 4N7 HA ALL MS SENSORS DIMRF-LW DIMRF-LN L90 R90 MT TH LCF CE] | Outdoor Luminaires | High Output | Architectural Flood and Spot Luminaires | Standard | FALSE | [9 empty] | 42634 |  |  | Yes |  | 3.1 | 13361 | 103.6 | 129 | 2.64 | 1 | 5000 | 70
PRXGK5T6 | Eaton (formerly Cooper Lighting) | Mcgraw-Edison | GLEON-AF-02-LED-[E1 347 480]-T4W-[AP BZ BK DP GM WH]-[ADJA ADJS ADJA-WM]-7050-1200-[P PER7 R ALL MS LWR SENSORS L90 R90 MT TH LCF CE] | Outdoor Luminaires | High Output | Architectural Flood and Spot Luminaires | Standard | FALSE | [9 empty] | 42634 |  |  | Yes |  | 3.1 | 13267 | 102.8 | 129 | 2.64 | 1 | 5000 | 70
PCK18BCS | Eaton (formerly Cooper Lighting) | Streetworks | GAN-AF-02-LED-[U 8 9]-T4W-[AP BZ BK DP GM WH]-[ADJA ADJS ADJA-WM]-7050-1200-[2L 3 P 4 4N7 HA ALL MS SENSORS DIMRF-LW DIMRF-LN L90 R90 MT TH LCF CE] | Outdoor Luminaires | High Output | Architectural Flood and Spot Luminaires | Standard | FALSE | [9 empty] | 42634 |  |  | Yes |  | 3.1 | 13267 | 102.8 | 129 | 2.64 | 1 | 5000 | 70
PEVT2PX2 | Eaton (formerly Cooper Lighting) | Streetworks | GAN-AF-02-LED-[U 8 9]-SL2-[AP BZ BK DP GM WH]-[ADJA ADJS ADJA-WM]-7050-1200-[2L 3 P 4 4N7 HA ALL MS SENSORS DIMRF-LW DIMRF-LN L90 R90 MT TH LCF CE] | Outdoor Luminaires | High Output | Architectural Flood and Spot Luminaires | Standard | FALSE | [9 empty] | 42634 |  |  | Yes |  | 3.1 | 13088 | 101.5 | 129 | 2.64 | 1 | 5000 | 70
PCXD3Q7G | Eaton (formerly Cooper Lighting) | Mcgraw-Edison | GLEON-AF-02-LED-[E1 347 480]-SL2-[AP BZ BK DP GM WH]-[ADJA ADJS ADJA-WM]-7050-1200-[P PER7 R ALL MS LWR SENSORS L90 R90 MT TH LCF CE] | Outdoor Luminaires | High Output | Architectural Flood and Spot Luminaires | Standard | FALSE | [9 empty] | 42634 |  |  | Yes |  | 3.1 | 13088 | 101.5 | 129 | 2.64 | 1 | 5000 | 70
P461HVN7 | Eaton (formerly Cooper Lighting) | Mcgraw-Edison | GLEON-AF-05-LED-[E1 347 480]-T4FT-[AP BZ BK DP GM WH]-[ADJA ADJS ADJA-WM]-7050-[P PER7 R HA ALL MS LWR SENSORS L90 R90 MT TH LCF CE] | Outdoor Luminaires | High Output | Architectural Flood and Spot Luminaires | Standard | FALSE | [9 empty] | 42634 |  |  | Yes |  | 3.1 | 29929 | 107.3 | 279 | 2.19 | 1 | 5000 | 70
P2N5CXZ3 | Eaton (formerly Cooper Lighting) | Streetworks | GAN-AF-05-LED-[U 8 9]-T4FT-[AP BZ BK DP GM WH]-[ADJA ADJS ADJA-WM]-7050-[2L 3 P 4 4N7 HA ALL MS SENSORS DIMRF-LW DIMRF-LN L90 R90 MT TH LCF CE] | Outdoor Luminaires | High Output | Architectural Flood and Spot Luminaires | Standard | FALSE | [9 empty] | 42634 |  |  | Yes |  | 3.1 | 29929 | 107.3 | 279 | 2.19 | 1 | 5000 | 70
PYVPTQMM | Eaton (formerly Cooper Lighting) | Streetworks | GAN-AF-05-LED-[U 8 9]-SL3-[AP BZ BK DP GM WH]-[ADJA ADJS ADJA-WM]-7050-[2L 3 P 4 4N7 HA ALL MS SENSORS DIMRF-LW DIMRF-LN L90 R90 MT TH LCF CE] | Outdoor Luminaires | High Output | Architectural Flood and Spot Luminaires | Standard | FALSE | [9 empty] | 42634 |  |  | Yes |  | 3.1 | 29753 | 106.6 | 279 | 2.19 | 1 | 5000 | 70
P1DN4YZ9 | Eaton (formerly Cooper Lighting) | Mcgraw-Edison | GLEON-AF-05-LED-[E1 347 480]-SL3-[AP BZ BK DP GM WH]-[ADJA ADJS ADJA-WM]-7050-[P PER7 R HA ALL MS LWR SENSORS L90 R90 MT TH LCF CE] | Outdoor Luminaires | High Output | Architectural Flood and Spot Luminaires | Standard | FALSE | [9 empty] | 42634 |  |  | Yes |  | 3.1 | 29753 | 106.6 | 279 | 2.19 | 1 | 5000 | 70
PSU62G7F | Eaton (formerly Cooper Lighting) | Mcgraw-Edison | GLEON-AF-05-LED-[E1 347 480]-T4W-[AP BZ BK DP GM WH]-[ADJA ADJS ADJA-WM]-7050-[P PER7 R HA ALL MS LWR SENSORS L90 R90 MT TH LCF CE] | Outdoor Luminaires | High Output | Architectural Flood and Spot Luminaires | Standard | FALSE | [9 empty] | 42634 |  |  | Yes |  | 3.1 | 29543 | 105.9 | 279 | 2.19 | 1 | 5000 | 70
PECHSJ6G | Eaton (formerly Cooper Lighting) | Streetworks | GAN-AF-05-LED-[U 8 9]-T4W-[AP BZ BK DP GM WH]-[ADJA ADJS ADJA-WM]-7050-[2L 3 P 4 4N7 HA ALL MS SENSORS DIMRF-LW DIMRF-LN L90 R90 MT TH LCF CE] | Outdoor Luminaires | High Output | Architectural Flood and Spot Luminaires | Standard | FALSE | [9 empty] | 42634 |  |  | Yes |  | 3.1 | 29543 | 105.9 | 279 | 2.19 | 1 | 5000 | 70
PT6Q6DGV | Eaton (formerly Cooper Lighting) | Mcgraw-Edison | GLEON-AF-05-LED-[E1 347 480]-SL2-[AP BZ BK DP GM WH]-[ADJA ADJS ADJA-WM]-7050-[P PER7 R HA ALL MS LWR SENSORS L90 R90 MT TH LCF CE] | Outdoor Luminaires | High Output | Architectural Flood and Spot Luminaires | Standard | FALSE | [9 empty] | 42634 |  |  | Yes |  | 3.1 | 29144 | 104.5 | 279 | 2.19 | 1 | 5000 | 70
P29C5F41 | Eaton (formerly Cooper Lighting) | Streetworks | GAN-AF-05-LED-[U 8 9]-SL2-[AP BZ BK DP GM WH]-[ADJA ADJS ADJA-WM]-7050-[2L 3 P 4 4N7 HA ALL MS SENSORS DIMRF-LW DIMRF-LN L90 R90 MT TH LCF CE] | Outdoor Luminaires | High Output | Architectural Flood and Spot Luminaires | Standard | FALSE | [9 empty] | 42634 |  |  | Yes |  | 3.1 | 29144 | 104.5 | 279 | 2.19 | 1 | 5000 | 70
PSPXZ3EN | Eaton (formerly Cooper Lighting) | Mcgraw-Edison | GLEON-AF-03-LED-[E1 347 480]-RW-[AP BZ BK DP GM WH]-[ADJA ADJS ADJA-WM]-7050-[P PER7 R HA ALL MS LWR SENSORS L90 R90 MT TH LCF CE] | Outdoor Luminaires | High Output | Architectural Flood and Spot Luminaires | Standard | FALSE | [9 empty] | 42634 |  |  | Yes |  | 3.1 | 18576 | 111.9 | 166 | 2.19 | 1 | 5000 | 70
P9WTE79A | Eaton (formerly Cooper Lighting) | Streetworks | GAN-AF-03-LED-[U 8 9]-RW-[AP BZ BK DP GM WH]-[ADJA ADJS ADJA-WM]-7050-[2L 3 P 4 4N7 HA ALL MS SENSORS DIMRF-LW DIMRF-LN L90 R90 MT TH LCF CE] | Outdoor Luminaires | High Output | Architectural Flood and Spot Luminaires | Standard | FALSE | [9 empty] | 42634 |  |  | Yes |  | 3.1 | 18576 | 111.9 | 166 | 2.19 | 1 | 5000 | 70
PBE7UV21 | Eaton (formerly Cooper Lighting) | Mcgraw-Edison | GLEON-AF-03-LED-[E1 347 480]-T4FT-[AP BZ BK DP GM WH]-[ADJA ADJS ADJA-WM]-7050-[P PER7 R HA ALL MS LWR SENSORS L90 R90 MT TH LCF CE] | Outdoor Luminaires | High Output | Architectural Flood and Spot Luminaires | Standard | FALSE | [9 empty] | 42634 |  |  | Yes |  | 3.1 | 18282 | 110.1 | 166 | 2.19 | 1 | 5000 | 70
P1JJZST8 | Eaton (formerly Cooper Lighting) | Streetworks | GAN-AF-03-LED-[U 8 9]-T4FT-[AP BZ BK DP GM WH]-[ADJA ADJS ADJA-WM]-7050-[2L 3 P 4 4N7 HA ALL MS SENSORS DIMRF-LW DIMRF-LN L90 R90 MT TH LCF CE] | Outdoor Luminaires | High Output | Architectural Flood and Spot Luminaires | Standard | FALSE | [9 empty] | 42634 |  |  | Yes |  | 3.1 | 18282 | 110.1 | 166 | 2.19 | 1 | 5000 | 70
PZHK3AWT | Eaton (formerly Cooper Lighting) | Mcgraw-Edison | GLEON-AF-03-LED-[E1 347 480]-SL3-[AP BZ BK DP GM WH]-[ADJA ADJS ADJA-WM]-7050-[P PER7 R HA ALL MS LWR SENSORS L90 R90 MT TH LCF CE] | Outdoor Luminaires | High Output | Architectural Flood and Spot Luminaires | Standard | FALSE | [9 empty] | 42634 |  |  | Yes |  | 3.1 | 18174 | 109.5 | 166 | 2.19 | 1 | 5000 | 70
P42RSRV4 | Eaton (formerly Cooper Lighting) | Streetworks | GAN-AF-03-LED-[U 8 9]-SL3-[AP BZ BK DP GM WH]-[ADJA ADJS ADJA-WM]-7050-[2L 3 P 4 4N7 HA ALL MS SENSORS DIMRF-LW DIMRF-LN L90 R90 MT TH LCF CE] | Outdoor Luminaires | High Output | Architectural Flood and Spot Luminaires | Standard | FALSE | [9 empty] | 42634 |  |  | Yes |  | 3.1 | 18174 | 109.5 | 166 | 2.19 | 1 | 5000 | 70
PXDGA33Y | Eaton (formerly Cooper Lighting) | Streetworks | GAN-AF-03-LED-[U 8 9]-T4W-[AP BZ BK DP GM WH]-[ADJA ADJS ADJA-WM]-7050-[2L 3 P 4 4N7 HA ALL MS SENSORS DIMRF-LW DIMRF-LN L90 R90 MT TH LCF CE] | Outdoor Luminaires | High Output | Architectural Flood and Spot Luminaires | Standard | FALSE | [9 empty] | 42634 |  |  | Yes |  | 3.1 | 18045 | 108.7 | 166 | 2.19 | 1 | 5000 | 70
PMPAG67F | Eaton (formerly Cooper Lighting) | Mcgraw-Edison | GLEON-AF-03-LED-[E1 347 480]-T4W-[AP BZ BK DP GM WH]-[ADJA ADJS ADJA-WM]-7050-[P PER7 R HA ALL MS LWR SENSORS L90 R90 MT TH LCF CE] | Outdoor Luminaires | High Output | Architectural Flood and Spot Luminaires | Standard | FALSE | [9 empty] | 42634 |  |  | Yes |  | 3.1 | 18045 | 108.7 | 166 | 2.19 | 1 | 5000 | 70
PSMXQQGF | Eaton (formerly Cooper Lighting) | Streetworks | GAN-AF-03-LED-[U 8 9]-SL2-[AP BZ BK DP GM WH]-[ADJA ADJS ADJA-WM]-7050-[2L 3 P 4 4N7 HA ALL MS SENSORS DIMRF-LW DIMRF-LN L90 R90 MT TH LCF CE] | Outdoor Luminaires | High Output | Architectural Flood and Spot Luminaires | Standard | FALSE | [9 empty] | 42634 |  |  | Yes |  | 3.1 | 17803 | 107.2 | 166 | 2.19 | 1 | 5000 | 70
P2AJWHUG | Eaton (formerly Cooper Lighting) | Mcgraw-Edison | GLEON-AF-03-LED-[E1 347 480]-SL2-[AP BZ BK DP GM WH]-[ADJA ADJS ADJA-WM]-7050-[P PER7 R HA ALL MS LWR SENSORS L90 R90 MT TH LCF CE] | Outdoor Luminaires | High Output | Architectural Flood and Spot Luminaires | Standard | FALSE | [9 empty] | 42634 |  |  | Yes |  | 3.1 | 17803 | 107.2 | 166 | 2.19 | 1 | 5000 | 70
PW5Q6P99 | Eaton (formerly Cooper Lighting) | Streetworks | GAN-AF-03-LED-U-RW-[AP BZ BK DP GM WH]-[ADJA ADJS ADJA-WM]-7050-800-[2L 3 P 4 4N7 HA ALL MS SENSORS DIMRF-LW DIMRF-LN L90 R90 MT TH LCF CE] | Outdoor Luminaires | High Output | Architectural Flood and Spot Luminaires | Premium | FALSE | [9 empty] | 42634 |  |  | Yes |  | 3.1 | 15009 | 121 | 124 | 2.19 | 1 | 5000 | 70
PEGY7BEE | Eaton (formerly Cooper Lighting) | Mcgraw-Edison | GLEON-AF-03-LED-E1-RW-[AP BZ BK DP GM WH]-[ADJA ADJS ADJA-WM]-7050-800-[P PER7 R HA ALL MS LWR SENSORS L90 R90 MT TH LCF CE] | Outdoor Luminaires | High Output | Architectural Flood and Spot Luminaires | Premium | FALSE | [9 empty] | 42634 |  |  | Yes |  | 3.1 | 15009 | 121 | 124 | 2.19 | 1 | 5000 | 70
PTCA6JED | Eaton (formerly Cooper Lighting) | Streetworks | GAN-AF-03-LED-U-T4FT-[AP BZ BK DP GM WH]-[ADJA ADJS ADJA-WM]-7050-800-[2L 3 P 4 4N7 HA ALL MS SENSORS DIMRF-LW DIMRF-LN L90 R90 MT TH LCF CE] | Outdoor Luminaires | High Output | Architectural Flood and Spot Luminaires | Premium | FALSE | [9 empty] | 42634 |  |  | Yes |  | 3.1 | 14770 | 119.1 | 124 | 2.19 | 1 | 5000 | 70
PCMFJFM8 | Eaton (formerly Cooper Lighting) | Mcgraw-Edison | GLEON-AF-03-LED-E1-T4FT-[AP BZ BK DP GM WH]-[ADJA ADJS ADJA-WM]-7050-800-[P PER7 R HA ALL MS LWR SENSORS L90 R90 MT TH LCF CE] | Outdoor Luminaires | High Output | Architectural Flood and Spot Luminaires | Premium | FALSE | [9 empty] | 42634 |  |  | Yes |  | 3.1 | 14770 | 119.1 | 124 | 2.19 | 1 | 5000 | 70
PGG8X8GA | Eaton (formerly Cooper Lighting) | Streetworks | GAN-AF-03-LED-U-SL3-[AP BZ BK DP GM WH]-[ADJA ADJS ADJA-WM]-7050-800-[2L 3 P 4 4N7 HA ALL MS SENSORS DIMRF-LW DIMRF-LN L90 R90 MT TH LCF CE] | Outdoor Luminaires | High Output | Architectural Flood and Spot Luminaires | Premium | FALSE | [9 empty] | 42634 |  |  | Yes |  | 3.1 | 14683 | 118.4 | 124 | 2.19 | 1 | 5000 | 70
PAGG7SEK | Eaton (formerly Cooper Lighting) | Mcgraw-Edison | GLEON-AF-03-LED-E1-SL3-[AP BZ BK DP GM WH]-[ADJA ADJS ADJA-WM]-7050-800-[P PER7 R HA ALL MS LWR SENSORS L90 R90 MT TH LCF CE] | Outdoor Luminaires | High Output | Architectural Flood and Spot Luminaires | Premium | FALSE | [9 empty] | 42634 |  |  | Yes |  | 3.1 | 14683 | 118.4 | 124 | 2.19 | 1 | 5000 | 70
PD2ZSUVC | Eaton (formerly Cooper Lighting) | Mcgraw-Edison | GLEON-AF-03-LED-E1-T4W-[AP BZ BK DP GM WH]-[ADJA ADJS ADJA-WM]-7050-800-[P PER7 R HA ALL MS LWR SENSORS L90 R90 MT TH LCF CE] | Outdoor Luminaires | High Output | Architectural Flood and Spot Luminaires | Premium | FALSE | [9 empty] | 42634 |  |  | Yes |  | 3.1 | 14579 | 117.6 | 124 | 2.19 | 1 | 5000 | 70
P7HDGWMW | Eaton (formerly Cooper Lighting) | Streetworks | GAN-AF-03-LED-U-T4W-[AP BZ BK DP GM WH]-[ADJA ADJS ADJA-WM]-7050-800-[2L 3 P 4 4N7 HA ALL MS SENSORS DIMRF-LW DIMRF-LN L90 R90 MT TH LCF CE] | Outdoor Luminaires | High Output | Architectural Flood and Spot Luminaires | Premium | FALSE | [9 empty] | 42634 |  |  | Yes |  | 3.1 | 14579 | 117.6 | 124 | 2.19 | 1 | 5000 | 70
PX1SM9V6 | Eaton (formerly Cooper Lighting) | Streetworks | GAN-AF-03-LED-[U 8 9]-SL2-[AP BZ BK DP GM WH]-[ADJA ADJS ADJA-WM]-7050-800-[2L 3 P 4 4N7 HA ALL MS SENSORS DIMRF-LW DIMRF-LN L90 R90 MT TH LCF CE] | Outdoor Luminaires | High Output | Architectural Flood and Spot Luminaires | Standard | FALSE | [9 empty] | 42634 |  |  | Yes |  | 3.1 | 14383 | 116 | 124 | 2.19 | 1 | 5000 | 70
P65VGXC7 | Eaton (formerly Cooper Lighting) | Mcgraw-Edison | GLEON-AF-03-LED-[E1 347 480]-SL2-[AP BZ BK DP GM WH]-[ADJA ADJS ADJA-WM]-7050-800-[P PER7 R HA ALL MS LWR SENSORS L90 R90 MT TH LCF CE] | Outdoor Luminaires | High Output | Architectural Flood and Spot Luminaires | Standard | FALSE | [9 empty] | 42634 |  |  | Yes |  | 3.1 | 14383 | 116 | 124 | 2.19 | 1 | 5000 | 70
PU1CEYMH | Eaton (formerly Cooper Lighting) | Mcgraw-Edison | GLEON-AF-03-LED-E1-[SLL SLR]-[AP BZ BK DP GM WH]-[ADJA ADJS ADJA-WM]-7050-800-[P PER7 R HA ALL MS LWR SENSORS L90 R90 MT TH LCF CE] | Outdoor Luminaires | High Output | Architectural Flood and Spot Luminaires | Standard | FALSE | [9 empty] | 42634 |  |  | Yes |  | 3.1 | 12903 | 104.1 | 124 | 2.19 | 1 | 5000 | 70
PC29Z6CR | Eaton (formerly Cooper Lighting) | Streetworks | GAN-AF-03-LED-U-[SLL SLR]-[AP BZ BK DP GM WH]-[ADJA ADJS ADJA-WM]-7050-800-[2L 3 P 4 4N7 HA ALL MS SENSORS DIMRF-LW DIMRF-LN L90 R90 MT TH LCF CE] | Outdoor Luminaires | High Output | Architectural Flood and Spot Luminaires | Standard | FALSE | [9 empty] | 42634 |  |  | Yes |  | 3.1 | 12903 | 104.1 | 124 | 2.19 | 1 | 5000 | 70
PFZKZX7Y | Eaton (formerly Cooper Lighting) | Mcgraw-Edison | GLEON-AF-03-LED-[E1 347 480]-RW-[AP BZ BK DP GM WH]-[ADJA ADJS ADJA-WM]-7050-1200-[P PER7 R ALL MS LWR SENSORS L90 R90 MT TH LCF CE] | Outdoor Luminaires | High Output | Architectural Flood and Spot Luminaires | Standard | FALSE | [9 empty] | 42634 |  |  | Yes |  | 3.1 | 20378 | 106.7 | 191 | 1.99 | 1 | 5000 | 70
P3GUFZE7 | Eaton (formerly Cooper Lighting) | Streetworks | GAN-AF-03-LED-[U 8 9]-RW-[AP BZ BK DP GM WH]-[ADJA ADJS ADJA-WM]-7050-1200-[2L 3 P 4 4N7 HA ALL MS SENSORS DIMRF-LW DIMRF-LN L90 R90 MT TH LCF CE] | Outdoor Luminaires | High Output | Architectural Flood and Spot Luminaires | Standard | FALSE | [9 empty] | 42634 |  |  | Yes |  | 3.1 | 20378 | 106.7 | 191 | 1.99 | 1 | 5000 | 70
PD35MWU3 | Eaton (formerly Cooper Lighting) | Mcgraw-Edison | GLEON-AF-03-LED-[E1 347 480]-T4FT-[AP BZ BK DP GM WH]-[ADJA ADJS ADJA-WM]-7050-1200-[P PER7 R ALL MS LWR SENSORS L90 R90 MT TH LCF CE] | Outdoor Luminaires | High Output | Architectural Flood and Spot Luminaires | Standard | FALSE | [9 empty] | 42634 |  |  | Yes |  | 3.1 | 20055 | 105 | 191 | 1.99 | 1 | 5000 | 70
P85DN6Y8 | Eaton (formerly Cooper Lighting) | Streetworks | GAN-AF-03-LED-[U 8 9]-T4FT-[AP BZ BK DP GM WH]-[ADJA ADJS ADJA-WM]-7050-1200-[2L 3 P 4 4N7 HA ALL MS SENSORS DIMRF-LW DIMRF-LN L90 R90 MT TH LCF CE] | Outdoor Luminaires | High Output | Architectural Flood and Spot Luminaires | Standard | FALSE | [9 empty] | 42634 |  |  | Yes |  | 3.1 | 20055 | 105 | 191 | 1.99 | 1 | 5000 | 70
PTQA25JJ | Eaton (formerly Cooper Lighting) | Mcgraw-Edison | GLEON-AF-03-LED-[E1 347 480]-SL3-[AP BZ BK DP GM WH]-[ADJA ADJS ADJA-WM]-7050-1200-[P PER7 R ALL MS LWR SENSORS L90 R90 MT TH LCF CE] | Outdoor Luminaires | High Output | Architectural Flood and Spot Luminaires | Standard | FALSE | [9 empty] | 42634 |  |  | Yes |  | 3.1 | 19936 | 104.4 | 191 | 1.99 | 1 | 5000 | 70
P5K1G4YB | Eaton (formerly Cooper Lighting) | Streetworks | GAN-AF-03-LED-[U 8 9]-SL3-[AP BZ BK DP GM WH]-[ADJA ADJS ADJA-WM]-7050-1200-[2L 3 P 4 4N7 HA ALL MS SENSORS DIMRF-LW DIMRF-LN L90 R90 MT TH LCF CE] | Outdoor Luminaires | High Output | Architectural Flood and Spot Luminaires | Standard | FALSE | [9 empty] | 42634 |  |  | Yes |  | 3.1 | 19936 | 104.4 | 191 | 1.99 | 1 | 5000 | 70
PD8QS355 | Eaton (formerly Cooper Lighting) | Mcgraw-Edison | GLEON-AF-03-LED-[E1 347 480]-T4W-[AP BZ BK DP GM WH]-[ADJA ADJS ADJA-WM]-7050-1200-[P PER7 R ALL MS LWR SENSORS L90 R90 MT TH LCF CE] | Outdoor Luminaires | High Output | Architectural Flood and Spot Luminaires | Standard | FALSE | [9 empty] | 42634 |  |  | Yes |  | 3.1 | 19795 | 103.6 | 191 | 1.99 | 1 | 5000 | 70
P9G7SV93 | Eaton (formerly Cooper Lighting) | Streetworks | GAN-AF-03-LED-[U 8 9]-T4W-[AP BZ BK DP GM WH]-[ADJA ADJS ADJA-WM]-7050-1200-[2L 3 P 4 4N7 HA ALL MS SENSORS DIMRF-LW DIMRF-LN L90 R90 MT TH LCF CE] | Outdoor Luminaires | High Output | Architectural Flood and Spot Luminaires | Standard | FALSE | [9 empty] | 42634 |  |  | Yes |  | 3.1 | 19795 | 103.6 | 191 | 1.99 | 1 | 5000 | 70
PZRRHVB8 | Eaton (formerly Cooper Lighting) | Mcgraw-Edison | GLEON-AF-03-LED-[E1 347 480]-SL2-[AP BZ BK DP GM WH]-[ADJA ADJS ADJA-WM]-7050-1200-[P PER7 R ALL MS LWR SENSORS L90 R90 MT TH LCF CE] | Outdoor Luminaires | High Output | Architectural Flood and Spot Luminaires | Standard | FALSE | [9 empty] | 42634 |  |  | Yes |  | 3.1 | 19529 | 102.2 | 191 | 1.99 | 1 | 5000 | 70
PTD2RHF4 | Eaton (formerly Cooper Lighting) | Streetworks | GAN-AF-03-LED-[U 8 9]-SL2-[AP BZ BK DP GM WH]-[ADJA ADJS ADJA-WM]-7050-1200-[2L 3 P 4 4N7 HA ALL MS SENSORS DIMRF-LW DIMRF-LN L90 R90 MT TH LCF CE] | Outdoor Luminaires | High Output | Architectural Flood and Spot Luminaires | Standard | FALSE | [9 empty] | 42634 |  |  | Yes |  | 3.1 | 19529 | 102.2 | 191 | 1.99 | 1 | 5000 | 70
PB6XWDG9 | Eaton (formerly Cooper Lighting) | Streetworks | GAN-AF-04-LED-[U 8 9]-RW-[AP BZ BK DP GM WH]-[ADJA ADJS ADJA-WM]-7050-[2L 3 P 4 4N7 HA ALL MS SENSORS DIMRF-LW DIMRF-LN L90 R90 MT TH LCF CE] | Outdoor Luminaires | High Output | Architectural Flood and Spot Luminaires | Standard | FALSE | [9 empty] | 42634 |  |  | Yes |  | 3.1 | 24544 | 109.1 | 225 | 1.65 | 1 | 5000 | 70
P49MXXWA | Eaton (formerly Cooper Lighting) | Mcgraw-Edison | GLEON-AF-04-LED-[E1 347 480]-RW-[AP BZ BK DP GM WH]-[ADJA ADJS ADJA-WM]-7050-[P PER7 R HA ALL MS LWR SENSORS L90 R90 MT TH LCF CE] | Outdoor Luminaires | High Output | Architectural Flood and Spot Luminaires | Standard | FALSE | [9 empty] | 42634 |  |  | Yes |  | 3.1 | 24544 | 109.1 | 225 | 1.65 | 1 | 5000 | 70
PUHDXUF6 | Eaton (formerly Cooper Lighting) | Streetworks | GAN-AF-04-LED-[U 8 9]-T4FT-[AP BZ BK DP GM WH]-[ADJA ADJS ADJA-WM]-7050-[2L 3 P 4 4N7 HA ALL MS SENSORS DIMRF-LW DIMRF-LN L90 R90 MT TH LCF CE] | Outdoor Luminaires | High Output | Architectural Flood and Spot Luminaires | Standard | FALSE | [9 empty] | 42634 |  |  | Yes |  | 3.1 | 24156 | 107.4 | 225 | 1.65 | 1 | 5000 | 70
P4VGAUB5 | Eaton (formerly Cooper Lighting) | Mcgraw-Edison | GLEON-AF-04-LED-[E1 347 480]-T4FT-[AP BZ BK DP GM WH]-[ADJA ADJS ADJA-WM]-7050-[P PER7 R HA ALL MS LWR SENSORS L90 R90 MT TH LCF CE] | Outdoor Luminaires | High Output | Architectural Flood and Spot Luminaires | Standard | FALSE | [9 empty] | 42634 |  |  | Yes |  | 3.1 | 24156 | 107.4 | 225 | 1.65 | 1 | 5000 | 70
PSMND8BT | Eaton (formerly Cooper Lighting) | Mcgraw-Edison | GLEON-AF-04-LED-[E1 347 480]-SL3-[AP BZ BK DP GM WH]-[ADJA ADJS ADJA-WM]-7050-[P PER7 R HA ALL MS LWR SENSORS L90 R90 MT TH LCF CE] | Outdoor Luminaires | High Output | Architectural Flood and Spot Luminaires | Standard | FALSE | [9 empty] | 42634 |  |  | Yes |  | 3.1 | 24013 | 106.7 | 225 | 1.65 | 1 | 5000 | 70
P2H8X2VP | Eaton (formerly Cooper Lighting) | Streetworks | GAN-AF-04-LED-[U 8 9]-SL3-[AP BZ BK DP GM WH]-[ADJA ADJS ADJA-WM]-7050-[2L 3 P 4 4N7 HA ALL MS SENSORS DIMRF-LW DIMRF-LN L90 R90 MT TH LCF CE] | Outdoor Luminaires | High Output | Architectural Flood and Spot Luminaires | Standard | FALSE | [9 empty] | 42634 |  |  | Yes |  | 3.1 | 24013 | 106.7 | 225 | 1.65 | 1 | 5000 | 70
PZGEWA6X | Eaton (formerly Cooper Lighting) | Streetworks | GAN-AF-04-LED-U-T4W-[AP BZ BK DP GM WH]-[ADJA ADJS ADJA-WM]-7050-[2L 3 P 4 4N7 HA ALL MS SENSORS DIMRF-LW DIMRF-LN L90 R90 MT TH LCF CE] | Outdoor Luminaires | High Output | Architectural Flood and Spot Luminaires | Standard | FALSE | [9 empty] | 42634 |  |  | Yes |  | 3.1 | 23844 | 106 | 225 | 1.65 | 1 | 5000 | 70
P67SZ3AX | Eaton (formerly Cooper Lighting) | Mcgraw-Edison | GLEON-AF-04-LED-E1-T4W-[AP BZ BK DP GM WH]-[ADJA ADJS ADJA-WM]-7050-[P PER7 R HA ALL MS LWR SENSORS L90 R90 MT TH LCF CE] | Outdoor Luminaires | High Output | Architectural Flood and Spot Luminaires | Standard | FALSE | [9 empty] | 42634 |  |  | Yes |  | 3.1 | 23844 | 106 | 225 | 1.65 | 1 | 5000 | 70
PZQGKHF4 | Eaton (formerly Cooper Lighting) | Mcgraw-Edison | GLEON-AF-04-LED-E1-SL2-[AP BZ BK DP GM WH]-[ADJA ADJS ADJA-WM]-7050-[P PER7 R HA ALL MS LWR SENSORS L90 R90 MT TH LCF CE] | Outdoor Luminaires | High Output | Architectural Flood and Spot Luminaires | Standard | FALSE | [9 empty] | 42634 |  |  | Yes |  | 3.1 | 23522 | 104.5 | 225 | 1.65 | 1 | 5000 | 70
P7A386ME | Eaton (formerly Cooper Lighting) | Streetworks | GAN-AF-04-LED-U-SL2-[AP BZ BK DP GM WH]-[ADJA ADJS ADJA-WM]-7050-[2L 3 P 4 4N7 HA ALL MS SENSORS DIMRF-LW DIMRF-LN L90 R90 MT TH LCF CE] | Outdoor Luminaires | High Output | Architectural Flood and Spot Luminaires | Standard | FALSE | [9 empty] | 42634 |  |  | Yes |  | 3.1 | 23522 | 104.5 | 225 | 1.65 | 1 | 5000 | 70
PG54RA3P | Eaton (formerly Cooper Lighting) | Streetworks | GAN-AF-02-LED-[U 8 9]-RW-[AP BZ BK DP GM WH]-[ADJA ADJS ADJA-WM]-7050-[2L 3 P 4 4N7 HA ALL MS SENSORS DIMRF-LW DIMRF-LN L90 R90 MT TH LCF CE] | Outdoor Luminaires | High Output | Architectural Flood and Spot Luminaires | Standard | FALSE | [9 empty] | 42634 |  |  | Yes |  | 3.1 | 12449 | 110.2 | 113 | 1.65 | 1 | 5000 | 70
PE15UKE3 | Eaton (formerly Cooper Lighting) | Mcgraw-Edison | GLEON-AF-02-LED-[E1 347 480]-RW-[AP BZ BK DP GM WH]-[ADJA ADJS ADJA-WM]-7050-[P PER7 R HA ALL MS LWR SENSORS L90 R90 MT TH LCF CE] | Outdoor Luminaires | High Output | Architectural Flood and Spot Luminaires | Standard | FALSE | [9 empty] | 42634 |  |  | Yes |  | 3.1 | 12449 | 110.2 | 113 | 1.65 | 1 | 5000 | 70
PWSM8P2D | Eaton (formerly Cooper Lighting) | Streetworks | GAN-AF-02-LED-[U 8 9]-T4FT-[AP BZ BK DP GM WH]-[ADJA ADJS ADJA-WM]-7050-[2L 3 P 4 4N7 HA ALL MS SENSORS DIMRF-LW DIMRF-LN L90 R90 MT TH LCF CE] | Outdoor Luminaires | High Output | Architectural Flood and Spot Luminaires | Standard | FALSE | [9 empty] | 42634 |  |  | Yes |  | 3.1 | 12252 | 108.4 | 113 | 1.65 | 1 | 5000 | 70
P7CBMCD9 | Eaton (formerly Cooper Lighting) | Mcgraw-Edison | GLEON-AF-02-LED-[E1 347 480]-T4FT-[AP BZ BK DP GM WH]-[ADJA ADJS ADJA-WM]-7050-[P PER7 R HA ALL MS LWR SENSORS L90 R90 MT TH LCF CE] | Outdoor Luminaires | High Output | Architectural Flood and Spot Luminaires | Standard | FALSE | [9 empty] | 42634 |  |  | Yes |  | 3.1 | 12252 | 108.4 | 113 | 1.65 | 1 | 5000 | 70
PF5FBDZV | Eaton (formerly Cooper Lighting) | Streetworks | GAN-AF-02-LED-[U 8 9]-SL3-[AP BZ BK DP GM WH]-[ADJA ADJS ADJA-WM]-7050-[2L 3 P 4 4N7 HA ALL MS SENSORS DIMRF-LW DIMRF-LN L90 R90 MT TH LCF CE] | Outdoor Luminaires | High Output | Architectural Flood and Spot Luminaires | Standard | FALSE | [9 empty] | 42634 |  |  | Yes |  | 3.1 | 12180 | 107.8 | 113 | 1.65 | 1 | 5000 | 70
PEVQPQHA | Eaton (formerly Cooper Lighting) | Mcgraw-Edison | GLEON-AF-02-LED-[E1 347 480]-SL3-[AP BZ BK DP GM WH]-[ADJA ADJS ADJA-WM]-7050-[P PER7 R HA ALL MS LWR SENSORS L90 R90 MT TH LCF CE] | Outdoor Luminaires | High Output | Architectural Flood and Spot Luminaires | Standard | FALSE | [9 empty] | 42634 |  |  | Yes |  | 3.1 | 12180 | 107.8 | 113 | 1.65 | 1 | 5000 | 70
PPXRQSNQ | Eaton (formerly Cooper Lighting) | Streetworks | GAN-AF-02-LED-[U 8 9]-T4W-[AP BZ BK DP GM WH]-[ADJA ADJS ADJA-WM]-7050-[2L 3 P 4 4N7 HA ALL MS SENSORS DIMRF-LW DIMRF-LN L90 R90 MT TH LCF CE] | Outdoor Luminaires | High Output | Architectural Flood and Spot Luminaires | Standard | FALSE | [9 empty] | 42634 |  |  | Yes |  | 3.1 | 12094 | 107 | 113 | 1.65 | 1 | 5000 | 70
PNGCFNR4 | Eaton (formerly Cooper Lighting) | Mcgraw-Edison | GLEON-AF-02-LED-[E1 347 480]-T4W-[AP BZ BK DP GM WH]-[ADJA ADJS ADJA-WM]-7050-[P PER7 R HA ALL MS LWR SENSORS L90 R90 MT TH LCF CE] | Outdoor Luminaires | High Output | Architectural Flood and Spot Luminaires | Standard | FALSE | [9 empty] | 42634 |  |  | Yes |  | 3.1 | 12094 | 107 | 113 | 1.65 | 1 | 5000 | 70
PVBUM5SB | Eaton (formerly Cooper Lighting) | Streetworks | GAN-AF-02-LED-[U 8 9]-SL2-[AP BZ BK DP GM WH]-[ADJA ADJS ADJA-WM]-7050-[2L 3 P 4 4N7 HA ALL MS SENSORS DIMRF-LW DIMRF-LN L90 R90 MT TH LCF CE] | Outdoor Luminaires | High Output | Architectural Flood and Spot Luminaires | Standard | FALSE | [9 empty] | 42634 |  |  | Yes |  | 3.1 | 11931 | 105.6 | 113 | 1.65 | 1 | 5000 | 70
PREGRGUD | Eaton (formerly Cooper Lighting) | Mcgraw-Edison | GLEON-AF-02-LED-[E1 347 480]-SL2-[AP BZ BK DP GM WH]-[ADJA ADJS ADJA-WM]-7050-[P PER7 R HA ALL MS LWR SENSORS L90 R90 MT TH LCF CE] | Outdoor Luminaires | High Output | Architectural Flood and Spot Luminaires | Standard | FALSE | [9 empty] | 42634 |  |  | Yes |  | 3.1 | 11931 | 105.6 | 113 | 1.65 | 1 | 5000 | 70
PK8VD1JQ | Eaton (formerly Cooper Lighting) | Mcgraw-Edison | GLEON-AF-02-LED-[E1 347 480]-RW-[AP BZ BK DP GM WH]-[ADJA ADJS ADJA-WM]-7050-600-[P PER7 R HA ALL MS LWR SENSORS L90 R90 MT TH LCF CE] | Outdoor Luminaires | Mid Output | Architectural Flood and Spot Luminaires | Premium | FALSE | [9 empty] | 42634 |  |  | Yes |  | 3.1 | 8202 | 124.3 | 66 | 1.24 | 1 | 5000 | 70
PG5YZ1RA | Eaton (formerly Cooper Lighting) | Streetworks | GAN-AF-02-LED-[U 8 9]-RW-[AP BZ BK DP GM WH]-[ADJA ADJS ADJA-WM]-7050-600-[2L 3 P 4 4N7 HA ALL MS SENSORS DIMRF-LW DIMRF-LN L90 R90 MT TH LCF CE] | Outdoor Luminaires | Mid Output | Architectural Flood and Spot Luminaires | Premium | FALSE | [9 empty] | 42634 |  |  | Yes |  | 3.1 | 8202 | 124.3 | 66 | 1.24 | 1 | 5000 | 70
PJ7YWFZZ | Eaton (formerly Cooper Lighting) | Mcgraw-Edison | GLEON-AF-02-LED-[E1 347 480]-T4FT-[AP BZ BK DP GM WH]-[ADJA ADJS ADJA-WM]-7050-600-[P PER7 R HA ALL MS LWR SENSORS L90 R90 MT TH LCF CE] | Outdoor Luminaires | Mid Output | Architectural Flood and Spot Luminaires | Premium | FALSE | [9 empty] | 42634 |  |  | Yes |  | 3.1 | 8072 | 122.3 | 66 | 1.24 | 1 | 5000 | 70
PBACNEAB | Eaton (formerly Cooper Lighting) | Streetworks | GAN-AF-02-LED-[U 8 9]-T4FT-[AP BZ BK DP GM WH]-[ADJA ADJS ADJA-WM]-7050-600-[2L 3 P 4 4N7 HA ALL MS SENSORS DIMRF-LW DIMRF-LN L90 R90 MT TH LCF CE] | Outdoor Luminaires | Mid Output | Architectural Flood and Spot Luminaires | Premium | FALSE | [9 empty] | 42634 |  |  | Yes |  | 3.1 | 8072 | 122.3 | 66 | 1.24 | 1 | 5000 | 70
PX8RSGXN | Eaton (formerly Cooper Lighting) | Streetworks | GAN-AF-02-LED-U-SL3-[AP BZ BK DP GM WH]-[ADJA ADJS ADJA-WM]-7050-600-[2L 3 P 4 4N7 HA ALL MS SENSORS DIMRF-LW DIMRF-LN L90 R90 MT TH LCF CE] | Outdoor Luminaires | Mid Output | Architectural Flood and Spot Luminaires | Premium | FALSE | [9 empty] | 42634 |  |  | Yes |  | 3.1 | 8025 | 121.6 | 66 | 1.24 | 1 | 5000 | 70
P367BZ9X | Eaton (formerly Cooper Lighting) | Mcgraw-Edison | GLEON-AF-02-LED-E1-SL3-[AP BZ BK DP GM WH]-[ADJA ADJS ADJA-WM]-7050-600-[P PER7 R HA ALL MS LWR SENSORS L90 R90 MT TH LCF CE] | Outdoor Luminaires | Mid Output | Architectural Flood and Spot Luminaires | Premium | FALSE | [9 empty] | 42634 |  |  | Yes |  | 3.1 | 8025 | 121.6 | 66 | 1.24 | 1 | 5000 | 70
PZMVT87H | Eaton (formerly Cooper Lighting) | Streetworks | GAN-AF-02-LED-U-T4W-[AP BZ BK DP GM WH]-[ADJA ADJS ADJA-WM]-7050-600-[2L 3 P 4 4N7 HA ALL MS SENSORS DIMRF-LW DIMRF-LN L90 R90 MT TH LCF CE] | Outdoor Luminaires | Mid Output | Architectural Flood and Spot Luminaires | Premium | FALSE | [9 empty] | 42634 |  |  | Yes |  | 3.1 | 7968 | 120.7 | 66 | 1.24 | 1 | 5000 | 70
PW6UA1S3 | Eaton (formerly Cooper Lighting) | Mcgraw-Edison | GLEON-AF-02-LED-E1-T4W-[AP BZ BK DP GM WH]-[ADJA ADJS ADJA-WM]-7050-600-[P PER7 R HA ALL MS LWR SENSORS L90 R90 MT TH LCF CE] | Outdoor Luminaires | Mid Output | Architectural Flood and Spot Luminaires | Premium | FALSE | [9 empty] | 42634 |  |  | Yes |  | 3.1 | 7968 | 120.7 | 66 | 1.24 | 1 | 5000 | 70
PGJY3UR5 | Eaton (formerly Cooper Lighting) | Mcgraw-Edison | GLEON-AF-02-LED-E1-SL2-[AP BZ BK DP GM WH]-[ADJA ADJS ADJA-WM]-7050-600-[P PER7 R HA ALL MS LWR SENSORS L90 R90 MT TH LCF CE] | Outdoor Luminaires | Mid Output | Architectural Flood and Spot Luminaires | Premium | FALSE | [9 empty] | 42634 |  |  | Yes |  | 3.1 | 7861 | 119.1 | 66 | 1.24 | 1 | 5000 | 70
PEDDRJSV | Eaton (formerly Cooper Lighting) | Streetworks | GAN-AF-02-LED-U-SL2-[AP BZ BK DP GM WH]-[ADJA ADJS ADJA-WM]-7050-600-[2L 3 P 4 4N7 HA ALL MS SENSORS DIMRF-LW DIMRF-LN L90 R90 MT TH LCF CE] | Outdoor Luminaires | Mid Output | Architectural Flood and Spot Luminaires | Premium | FALSE | [9 empty] | 42634 |  |  | Yes |  | 3.1 | 7861 | 119.1 | 66 | 1.24 | 1 | 5000 | 70
PKW4TPZH | Eaton (formerly Cooper Lighting) | Mcgraw-Edison | GLEON-AF-02-LED-[E1 347 480]-[SLL SLR]-[AP BZ BK DP GM WH]-[ADJA ADJS ADJA-WM]-7050-600-[P PER7 R HA ALL MS LWR SENSORS L90 R90 MT TH LCF CE] | Outdoor Luminaires | Mid Output | Architectural Flood and Spot Luminaires | Standard | FALSE | [9 empty] | 42634 |  |  | Yes |  | 3.1 | 7052 | 106.8 | 66 | 1.24 | 1 | 5000 | 70
P7VTPNEZ | Eaton (formerly Cooper Lighting) | Streetworks | GAN-AF-02-LED-[U 8 9]-[SLL SLR]-[AP BZ BK DP GM WH]-[ADJA ADJS ADJA-WM]-7050-600-[2L 3 P 4 4N7 HA ALL MS SENSORS DIMRF-LW DIMRF-LN L90 R90 MT TH LCF CE] | Outdoor Luminaires | Mid Output | Architectural Flood and Spot Luminaires | Standard | FALSE | [9 empty] | 42634 |  |  | Yes |  | 3.1 | 7052 | 106.8 | 66 | 1.24 | 1 | 5000 | 70
PKM7S297 | Eaton (formerly Cooper Lighting) | Streetworks | GAN-AF-02-LED-U-T4FT-[AP BZ BK DP GM WH]-[ADJA ADJS ADJA-WM]-7050-800-[2L 3 P 4 4N7 HA ALL MS SENSORS DIMRF-LW DIMRF-LN L90 R90 MT TH LCF CE] | Outdoor Luminaires | Mid Output | Architectural Flood and Spot Luminaires | Premium | FALSE | [9 empty] | 42634 |  |  | Yes |  | 3.1 | 9899 | 116.5 | 85 | 1.17 | 1 | 5000 | 70
P3TNMD2Z | Eaton (formerly Cooper Lighting) | Mcgraw-Edison | GLEON-AF-02-LED-E1-T4FT-[AP BZ BK DP GM WH]-[ADJA ADJS ADJA-WM]-7050-800-[P PER7 R HA ALL MS LWR SENSORS L90 R90 MT TH LCF CE] | Outdoor Luminaires | Mid Output | Architectural Flood and Spot Luminaires | Premium | FALSE | [9 empty] | 42634 |  |  | Yes |  | 3.1 | 9899 | 116.5 | 85 | 1.17 | 1 | 5000 | 70
PM82MC9M | Eaton (formerly Cooper Lighting) | Mcgraw-Edison | GLEON-AF-02-LED-E1-SL3-[AP BZ BK DP GM WH]-[ADJA ADJS ADJA-WM]-7050-800-[P PER7 R HA ALL MS LWR SENSORS L90 R90 MT TH LCF CE] | Outdoor Luminaires | Mid Output | Architectural Flood and Spot Luminaires | Standard | FALSE | [9 empty] | 42634 |  |  | Yes |  | 3.1 | 9841 | 115.8 | 85 | 1.17 | 1 | 5000 | 70
P5K67KNH | Eaton (formerly Cooper Lighting) | Streetworks | GAN-AF-02-LED-U-SL3-[AP BZ BK DP GM WH]-[ADJA ADJS ADJA-WM]-7050-800-[2L 3 P 4 4N7 HA ALL MS SENSORS DIMRF-LW DIMRF-LN L90 R90 MT TH LCF CE] | Outdoor Luminaires | Mid Output | Architectural Flood and Spot Luminaires | Standard | FALSE | [9 empty] | 42634 |  |  | Yes |  | 3.1 | 9841 | 115.8 | 85 | 1.17 | 1 | 5000 | 70
PH85Y1F8 | Eaton (formerly Cooper Lighting) | Mcgraw-Edison | GLEON-AF-02-LED-E1-T4W-[AP BZ BK DP GM WH]-[ADJA ADJS ADJA-WM]-7050-800-[P PER7 R HA ALL MS LWR SENSORS L90 R90 MT TH LCF CE] | Outdoor Luminaires | Mid Output | Architectural Flood and Spot Luminaires | Standard | FALSE | [9 empty] | 42634 |  |  | Yes |  | 3.1 | 9771 | 115 | 85 | 1.17 | 1 | 5000 | 70
P7MYMRUW | Eaton (formerly Cooper Lighting) | Streetworks | GAN-AF-02-LED-U-T4W-[AP BZ BK DP GM WH]-[ADJA ADJS ADJA-WM]-7050-800-[2L 3 P 4 4N7 HA ALL MS SENSORS DIMRF-LW DIMRF-LN L90 R90 MT TH LCF CE] | Outdoor Luminaires | Mid Output | Architectural Flood and Spot Luminaires | Standard | FALSE | [9 empty] | 42634 |  |  | Yes |  | 3.1 | 9771 | 115 | 85 | 1.17 | 1 | 5000 | 70
PSW2SRGU | Eaton (formerly Cooper Lighting) | Streetworks | GAN-AF-02-LED-U-SL2-[AP BZ BK DP GM WH]-[ADJA ADJS ADJA-WM]-7050-800-[2L 3 P 4 4N7 HA ALL MS SENSORS DIMRF-LW DIMRF-LN L90 R90 MT TH LCF CE] | Outdoor Luminaires | Mid Output | Architectural Flood and Spot Luminaires | Standard | FALSE | [9 empty] | 42634 |  |  | Yes |  | 3.1 | 9639 | 113.4 | 85 | 1.17 | 1 | 5000 | 70
PAK96VS4 | Eaton (formerly Cooper Lighting) | Mcgraw-Edison | GLEON-AF-02-LED-E1-SL2-[AP BZ BK DP GM WH]-[ADJA ADJS ADJA-WM]-7050-800-[P PER7 R HA ALL MS LWR SENSORS L90 R90 MT TH LCF CE] | Outdoor Luminaires | Mid Output | Architectural Flood and Spot Luminaires | Standard | FALSE | [9 empty] | 42634 |  |  | Yes |  | 3.1 | 9639 | 113.4 | 85 | 1.17 | 1 | 5000 | 70
PQ3BHK9W | Eaton (formerly Cooper Lighting) | Mcgraw-Edison | GLEON-AF-02-LED-E1-[SLL SLR]-[AP BZ BK DP GM WH]-[ADJA ADJS ADJA-WM]-7050-800-[P PER7 R HA ALL MS LWR SENSORS L90 R90 MT TH LCF CE] | Outdoor Luminaires | Mid Output | Architectural Flood and Spot Luminaires | Standard | FALSE | [9 empty] | 42634 |  |  | Yes |  | 3.1 | 8648 | 101.7 | 85 | 1.17 | 1 | 5000 | 70
P2NJC5C3 | Eaton (formerly Cooper Lighting) | Streetworks | GAN-AF-02-LED-U-[SLL SLR]-[AP BZ BK DP GM WH]-[ADJA ADJS ADJA-WM]-7050-800-[2L 3 P 4 4N7 HA ALL MS SENSORS DIMRF-LW DIMRF-LN L90 R90 MT TH LCF CE] | Outdoor Luminaires | Mid Output | Architectural Flood and Spot Luminaires | Standard | FALSE | [9 empty] | 42634 |  |  | Yes |  | 3.1 | 8648 | 101.7 | 85 | 1.17 | 1 | 5000 | 70
PBQUH79E | Eaton (formerly Cooper Lighting) | Streetworks | GAN-AF-04-LED-[U 8 9]-RW-[AP BZ BK DP GM WH]-[ADJA ADJS ADJA-WM]-7050-800-[2L 3 P 4 4N7 HA ALL MS SENSORS DIMRF-LW DIMRF-LN L90 R90 MT TH LCF CE] | Outdoor Luminaires | High Output | Architectural Flood and Spot Luminaires | Standard | FALSE | [9 empty] | 42634 |  |  | Yes |  | 3.1 | 19830 | 116 | 171 | 1.17 | 1 | 5000 | 70
P9GZTT2Z | Eaton (formerly Cooper Lighting) | Mcgraw-Edison | GLEON-AF-04-LED-[E1 347 480]-RW-[AP BZ BK DP GM WH]-[ADJA ADJS ADJA-WM]-7050-800-[P PER7 R HA ALL MS LWR SENSORS L90 R90 MT TH LCF CE] | Outdoor Luminaires | High Output | Architectural Flood and Spot Luminaires | Standard | FALSE | [9 empty] | 42634 |  |  | Yes |  | 3.1 | 19830 | 116 | 171 | 1.17 | 1 | 5000 | 70
PUM3XU7P | Eaton (formerly Cooper Lighting) | Mcgraw-Edison | GLEON-AF-04-LED-[E1 347 480]-T4FT-[AP BZ BK DP GM WH]-[ADJA ADJS ADJA-WM]-7050-800-[P PER7 R HA ALL MS LWR SENSORS L90 R90 MT TH LCF CE] | Outdoor Luminaires | High Output | Architectural Flood and Spot Luminaires | Standard | FALSE | [9 empty] | 42634 |  |  | Yes |  | 3.1 | 19516 | 114.1 | 171 | 1.17 | 1 | 5000 | 70
PMYBXAWX | Eaton (formerly Cooper Lighting) | Streetworks | GAN-AF-04-LED-[U 8 9]-T4FT-[AP BZ BK DP GM WH]-[ADJA ADJS ADJA-WM]-7050-800-[2L 3 P 4 4N7 HA ALL MS SENSORS DIMRF-LW DIMRF-LN L90 R90 MT TH LCF CE] | Outdoor Luminaires | High Output | Architectural Flood and Spot Luminaires | Standard | FALSE | [9 empty] | 42634 |  |  | Yes |  | 3.1 | 19516 | 114.1 | 171 | 1.17 | 1 | 5000 | 70
PQKECWBR | Eaton (formerly Cooper Lighting) | Streetworks | GAN-AF-04-LED-[U 8 9]-SL3-[AP BZ BK DP GM WH]-[ADJA ADJS ADJA-WM]-7050-800-[2L 3 P 4 4N7 HA ALL MS SENSORS DIMRF-LW DIMRF-LN L90 R90 MT TH LCF CE] | Outdoor Luminaires | High Output | Architectural Flood and Spot Luminaires | Standard | FALSE | [9 empty] | 42634 |  |  | Yes |  | 3.1 | 19401 | 113.5 | 171 | 1.17 | 1 | 5000 | 70
PC9Y53KB | Eaton (formerly Cooper Lighting) | Mcgraw-Edison | GLEON-AF-04-LED-[E1 347 480]-SL3-[AP BZ BK DP GM WH]-[ADJA ADJS ADJA-WM]-7050-800-[P PER7 R HA ALL MS LWR SENSORS L90 R90 MT TH LCF CE] | Outdoor Luminaires | High Output | Architectural Flood and Spot Luminaires | Standard | FALSE | [9 empty] | 42634 |  |  | Yes |  | 3.1 | 19401 | 113.5 | 171 | 1.17 | 1 | 5000 | 70
PDBHM7RQ | Eaton (formerly Cooper Lighting) | Streetworks | GAN-AF-04-LED-[U 8 9]-T4W-[AP BZ BK DP GM WH]-[ADJA ADJS ADJA-WM]-7050-800-[2L 3 P 4 4N7 HA ALL MS SENSORS DIMRF-LW DIMRF-LN L90 R90 MT TH LCF CE] | Outdoor Luminaires | High Output | Architectural Flood and Spot Luminaires | Standard | FALSE | [9 empty] | 42634 |  |  | Yes |  | 3.1 | 19264 | 112.7 | 171 | 1.17 | 1 | 5000 | 70
P8JFM5TZ | Eaton (formerly Cooper Lighting) | Mcgraw-Edison | GLEON-AF-04-LED-[E1 347 480]-T4W-[AP BZ BK DP GM WH]-[ADJA ADJS ADJA-WM]-7050-800-[P PER7 R HA ALL MS LWR SENSORS L90 R90 MT TH LCF CE] | Outdoor Luminaires | High Output | Architectural Flood and Spot Luminaires | Standard | FALSE | [9 empty] | 42634 |  |  | Yes |  | 3.1 | 19264 | 112.7 | 171 | 1.17 | 1 | 5000 | 70
PWAKXCG1 | Eaton (formerly Cooper Lighting) | Streetworks | GAN-AF-04-LED-[U 8 9]-SL2-[AP BZ BK DP GM WH]-[ADJA ADJS ADJA-WM]-7050-800-[2L 3 P 4 4N7 HA ALL MS SENSORS DIMRF-LW DIMRF-LN L90 R90 MT TH LCF CE] | Outdoor Luminaires | High Output | Architectural Flood and Spot Luminaires | Standard | FALSE | [9 empty] | 42634 |  |  | Yes |  | 3.1 | 19005 | 111.1 | 171 | 1.17 | 1 | 5000 | 70
P9C6UXJ6 | Eaton (formerly Cooper Lighting) | Mcgraw-Edison | GLEON-AF-04-LED-[E1 347 480]-SL2-[AP BZ BK DP GM WH]-[ADJA ADJS ADJA-WM]-7050-800-[P PER7 R HA ALL MS LWR SENSORS L90 R90 MT TH LCF CE] | Outdoor Luminaires | High Output | Architectural Flood and Spot Luminaires | Standard | FALSE | [9 empty] | 42634 |  |  | Yes |  | 3.1 | 19005 | 111.1 | 171 | 1.17 | 1 | 5000 | 70
PM9U1FAD | Eaton (formerly Cooper Lighting) | Mcgraw-Edison | GLEON-AF-04-LED-E1-[SLL SLR]-[AP BZ BK DP GM WH]-[ADJA ADJS ADJA-WM]-7050-800-[P PER7 R HA ALL MS LWR SENSORS L90 R90 MT TH LCF CE] | Outdoor Luminaires | High Output | Architectural Flood and Spot Luminaires | Standard | FALSE | [9 empty] | 42634 |  |  | Yes |  | 3.1 | 17049 | 99.7 | 171 | 1.17 | 1 | 5000 | 70
P2NRM34U | Eaton (formerly Cooper Lighting) | Streetworks | GAN-AF-04-LED-U-[SLL SLR]-[AP BZ BK DP GM WH]-[ADJA ADJS ADJA-WM]-7050-800-[2L 3 P 4 4N7 HA ALL MS SENSORS DIMRF-LW DIMRF-LN L90 R90 MT TH LCF CE] | Outdoor Luminaires | High Output | Architectural Flood and Spot Luminaires | Standard | FALSE | [9 empty] | 42634 |  |  | Yes |  | 3.1 | 17049 | 99.7 | 171 | 1.17 | 1 | 5000 | 70
PJ2Y2M92 | Eaton (formerly Cooper Lighting) | Mcgraw-Edison | GLEON-AF-02-LED-E1-RW-[AP BZ BK DP GM WH]-[ADJA ADJS ADJA-WM]-7050-800-[P PER7 R HA ALL MS LWR SENSORS L90 R90 MT TH LCF CE] | Outdoor Luminaires | High Output | Architectural Flood and Spot Luminaires | Premium | FALSE | [9 empty] | 42634 |  |  | Yes |  | 3.1 | 10058 | 118.3 | 85 | 1.17 | 1 | 5000 | 70
PFWBTNTM | Eaton (formerly Cooper Lighting) | Streetworks | GAN-AF-02-LED-U-RW-[AP BZ BK DP GM WH]-[ADJA ADJS ADJA-WM]-7050-800-[2L 3 P 4 4N7 HA ALL MS SENSORS DIMRF-LW DIMRF-LN L90 R90 MT TH LCF CE] | Outdoor Luminaires | High Output | Architectural Flood and Spot Luminaires | Premium | FALSE | [9 empty] | 42634 |  |  | Yes |  | 3.1 | 10058 | 118.3 | 85 | 1.17 | 1 | 5000 | 70
PHBPGXAK | Eaton (formerly Cooper Lighting) | Streetworks | GAN-AF-01-LED-[U 8 9]-RW-[AP BZ BK DP GM WH]-[ADJA ADJS ADJA-WM]-7050-1200-[2L 3 P 4 4N7 HA ALL MS SENSORS DIMRF-LW DIMRF-LN L90 R90 MT TH LCF CE] | Outdoor Luminaires | Mid Output | Architectural Flood and Spot Luminaires | Standard | FALSE | [9 empty] | 42634 |  |  | Yes |  | 3.1 | 6989 | 104.3 | 67 | 0.96 | 0.96 | 5000 | 70
PG2SXESQ | Eaton (formerly Cooper Lighting) | Mcgraw-Edison | GLEON-AF-01-LED-[E1 347 480]-RW-[AP BZ BK DP GM WH]-[ADJA ADJS ADJA-WM]-7050-1200-[P PER7 R ALL MS LWR SENSORS L90 R90 MT TH LCF CE] | Outdoor Luminaires | Mid Output | Architectural Flood and Spot Luminaires | Standard | FALSE | [9 empty] | 42634 |  |  | Yes |  | 3.1 | 6989 | 104.3 | 67 | 0.96 | 0.96 | 5000 | 70
PH8E6H55 | Eaton (formerly Cooper Lighting) | Streetworks | GAN-AF-01-LED-[U 8 9]-T4FT-[AP BZ BK DP GM WH]-[ADJA ADJS ADJA-WM]-7050-1200-[2L 3 P 4 4N7 HA ALL MS SENSORS DIMRF-LW DIMRF-LN L90 R90 MT TH LCF CE] | Outdoor Luminaires | Mid Output | Architectural Flood and Spot Luminaires | Standard | FALSE | [9 empty] | 42634 |  |  | Yes |  | 3.1 | 6878 | 102.7 | 67 | 0.96 | 0.96 | 5000 | 70
PBSB5HQT | Eaton (formerly Cooper Lighting) | Mcgraw-Edison | GLEON-AF-01-LED-[E1 347 480]-T4FT-[AP BZ BK DP GM WH]-[ADJA ADJS ADJA-WM]-7050-1200-[P PER7 R ALL MS LWR SENSORS L90 R90 MT TH LCF CE] | Outdoor Luminaires | Mid Output | Architectural Flood and Spot Luminaires | Standard | FALSE | [9 empty] | 42634 |  |  | Yes |  | 3.1 | 6878 | 102.7 | 67 | 0.96 | 0.96 | 5000 | 70
PKTAKWGD | Eaton (formerly Cooper Lighting) | Streetworks | GAN-AF-01-LED-[U 8 9]-SL3-[AP BZ BK DP GM WH]-[ADJA ADJS ADJA-WM]-7050-1200-[2L 3 P 4 4N7 HA ALL MS SENSORS DIMRF-LW DIMRF-LN L90 R90 MT TH LCF CE] | Outdoor Luminaires | Mid Output | Architectural Flood and Spot Luminaires | Standard | FALSE | [9 empty] | 42634 |  |  | Yes |  | 3.1 | 6837 | 102 | 67 | 0.96 | 0.96 | 5000 | 70
P37APNAU | Eaton (formerly Cooper Lighting) | Mcgraw-Edison | GLEON-AF-01-LED-[E1 347 480]-SL3-[AP BZ BK DP GM WH]-[ADJA ADJS ADJA-WM]-7050-1200-[P PER7 R ALL MS LWR SENSORS L90 R90 MT TH LCF CE] | Outdoor Luminaires | Mid Output | Architectural Flood and Spot Luminaires | Standard | FALSE | [9 empty] | 42634 |  |  | Yes |  | 3.1 | 6837 | 102 | 67 | 0.96 | 0.96 | 5000 | 70
PHPXES9R | Eaton (formerly Cooper Lighting) | Mcgraw-Edison | GLEON-AF-01-LED-[E1 347 480]-T4W-[AP BZ BK DP GM WH]-[ADJA ADJS ADJA-WM]-7050-1200-[P PER7 R ALL MS LWR SENSORS L90 R90 MT TH LCF CE] | Outdoor Luminaires | Mid Output | Architectural Flood and Spot Luminaires | Standard | FALSE | [9 empty] | 42634 |  |  | Yes |  | 3.1 | 6789 | 101.3 | 67 | 0.96 | 0.96 | 5000 | 70
PCFMQVKT | Eaton (formerly Cooper Lighting) | Streetworks | GAN-AF-01-LED-[U 8 9]-T4W-[AP BZ BK DP GM WH]-[ADJA ADJS ADJA-WM]-7050-1200-[2L 3 P 4 4N7 HA ALL MS SENSORS DIMRF-LW DIMRF-LN L90 R90 MT TH LCF CE] | Outdoor Luminaires | Mid Output | Architectural Flood and Spot Luminaires | Standard | FALSE | [9 empty] | 42634 |  |  | Yes |  | 3.1 | 6789 | 101.3 | 67 | 0.96 | 0.96 | 5000 | 70
PTBJ42X9 | Eaton (formerly Cooper Lighting) | Mcgraw-Edison | GLEON-AF-01-LED-[E1 347 480]-SL2-[AP BZ BK DP GM WH]-[ADJA ADJS ADJA-WM]-7050-1200-[P PER7 R ALL MS LWR SENSORS L90 R90 MT TH LCF CE] | Outdoor Luminaires | Mid Output | Architectural Flood and Spot Luminaires | Standard | FALSE | [9 empty] | 42634 |  |  | Yes |  | 3.1 | 6697 | 100 | 67 | 0.96 | 0.96 | 5000 | 70
PKN6ZRBE | Eaton (formerly Cooper Lighting) | Streetworks | GAN-AF-01-LED-[U 8 9]-SL2-[AP BZ BK DP GM WH]-[ADJA ADJS ADJA-WM]-7050-1200-[2L 3 P 4 4N7 HA ALL MS SENSORS DIMRF-LW DIMRF-LN L90 R90 MT TH LCF CE] | Outdoor Luminaires | Mid Output | Architectural Flood and Spot Luminaires | Standard | FALSE | [9 empty] | 42634 |  |  | Yes |  | 3.1 | 6697 | 100 | 67 | 0.96 | 0.96 | 5000 | 70
PD9SQKXA | Eaton (formerly Cooper Lighting) | Mcgraw-Edison | GLEON-AF-01-LED-[E1 347 480]-T2R-[AP BZ BK DP GM WH]-[ADJA ADJS ADJA-WM]-7050-600-[P PER7 R HA ALL MS LWR SENSORS L90 R90 MT TH LCF CE] | Outdoor Luminaires | Low Output | Architectural Flood and Spot Luminaires | Premium | FALSE | [9 empty] | 42634 |  |  | Yes |  | 3.1 | 4278 | 125.8 | 34 | 6.42 | 1 | 5000 | 70
P2P5442W | Eaton (formerly Cooper Lighting) | Streetworks | GAN-AF-01-LED-[U 8 9]-T2R-[AP BZ BK DP GM WH]-[ADJA ADJS ADJA-WM]-7050-600-[2L 3 P 4 4N7 HA ALL MS SENSORS DIMRF-LW DIMRF-LN L90 R90 MT TH LCF CE] | Outdoor Luminaires | Low Output | Architectural Flood and Spot Luminaires | Premium | FALSE | [9 empty] | 42634 |  |  | Yes |  | 3.1 | 4278 | 125.8 | 34 | 6.42 | 1 | 5000 | 70
P54QETWY | Eaton (formerly Cooper Lighting) | Streetworks | GAN-AF-01-LED-[U 8 9]-T3R-[AP BZ BK DP GM WH]-[ADJA ADJS ADJA-WM]-7050-600-[2L 3 P 4 4N7 HA ALL MS SENSORS DIMRF-LW DIMRF-LN L90 R90 MT TH LCF CE] | Outdoor Luminaires | Low Output | Architectural Flood and Spot Luminaires | Premium | FALSE | [9 empty] | 42634 |  |  | Yes |  | 3.1 | 4198 | 123.5 | 34 | 6.42 | 1 | 5000 | 70
P1W9XG22 | Eaton (formerly Cooper Lighting) | Mcgraw-Edison | GLEON-AF-01-LED-[E1 347 480]-T3R-[AP BZ BK DP GM WH]-[ADJA ADJS ADJA-WM]-7050-600-[P PER7 R HA ALL MS LWR SENSORS L90 R90 MT TH LCF CE] | Outdoor Luminaires | Low Output | Architectural Flood and Spot Luminaires | Premium | FALSE | [9 empty] | 42634 |  |  | Yes |  | 3.1 | 4198 | 123.5 | 34 | 6.42 | 1 | 5000 | 70
PX6EH1EA | Eaton (formerly Cooper Lighting) | Mcgraw-Edison | GLEON-AF-01-LED-E1-T3-[AP BZ BK DP GM WH]-[ADJA ADJS ADJA-WM]-7050-600-[P PER7 R HA ALL MS LWR SENSORS L90 R90 MT TH LCF CE] | Outdoor Luminaires | Low Output | Architectural Flood and Spot Luminaires | Premium | FALSE | [9 empty] | 42634 |  |  | Yes |  | 3.1 | 4107 | 120.8 | 34 | 6.42 | 1 | 5000 | 70
P1EV2HM6 | Eaton (formerly Cooper Lighting) | Streetworks | GAN-AF-01-LED-U-T3-[AP BZ BK DP GM WH]-[ADJA ADJS ADJA-WM]-7050-600-[2L 3 P 4 4N7 HA ALL MS SENSORS DIMRF-LW DIMRF-LN L90 R90 MT TH LCF CE] | Outdoor Luminaires | Low Output | Architectural Flood and Spot Luminaires | Premium | FALSE | [9 empty] | 42634 |  |  | Yes |  | 3.1 | 4107 | 120.8 | 34 | 6.42 | 1 | 5000 | 70
PXFRFJ3X | Eaton (formerly Cooper Lighting) | Streetworks | GAN-AF-01-LED-U-T2-[AP BZ BK DP GM WH]-[ADJA ADJS ADJA-WM]-7050-600-[2L 3 P 4 4N7 HA ALL MS SENSORS DIMRF-LW DIMRF-LN L90 R90 MT TH LCF CE] | Outdoor Luminaires | Low Output | Architectural Flood and Spot Luminaires | Premium | FALSE | [9 empty] | 42634 |  |  | Yes |  | 3.1 | 4029 | 118.5 | 34 | 6.42 | 1 | 5000 | 70
PBBQSE5E | Eaton (formerly Cooper Lighting) | Mcgraw-Edison | GLEON-AF-01-LED-E1-T2-[AP BZ BK DP GM WH]-[ADJA ADJS ADJA-WM]-7050-600-[P PER7 R HA ALL MS LWR SENSORS L90 R90 MT TH LCF CE] | Outdoor Luminaires | Low Output | Architectural Flood and Spot Luminaires | Premium | FALSE | [9 empty] | 42634 |  |  | Yes |  | 3.1 | 4029 | 118.5 | 34 | 6.42 | 1 | 5000 | 70
PQCZD75Q | Eaton (formerly Cooper Lighting) | Streetworks | GAN-AF-01-LED-U-SL4-[AP BZ BK DP GM WH]-[ADJA ADJS ADJA-WM]-7050-600-[2L 3 P 4 4N7 HA ALL MS SENSORS DIMRF-LW DIMRF-LN L90 R90 MT TH LCF CE] | Outdoor Luminaires | Low Output | Architectural Flood and Spot Luminaires | Standard | FALSE | [9 empty] | 42634 |  |  | Yes |  | 3.1 | 3902 | 114.8 | 34 | 6.42 | 1 | 5000 | 70
PFBCPSKM | Eaton (formerly Cooper Lighting) | Mcgraw-Edison | GLEON-AF-01-LED-E1-SL4-[AP BZ BK DP GM WH]-[ADJA ADJS ADJA-WM]-7050-600-[P PER7 R HA ALL MS LWR SENSORS L90 R90 MT TH LCF CE] | Outdoor Luminaires | Low Output | Architectural Flood and Spot Luminaires | Standard | FALSE | [9 empty] | 42634 |  |  | Yes |  | 3.1 | 3902 | 114.8 | 34 | 6.42 | 1 | 5000 | 70
PJMGVGPP | Eaton (formerly Cooper Lighting) | Streetworks | GAN-AF-01-LED-U-T2R-[AP BZ BK DP GM WH]-[ADJA ADJS ADJA-WM]-7050-800-[2L 3 P 4 4N7 HA ALL MS SENSORS DIMRF-LW DIMRF-LN L90 R90 MT TH LCF CE] | Outdoor Luminaires | Mid Output | Architectural Flood and Spot Luminaires | Premium | FALSE | [9 empty] | 42634 |  |  | Yes |  | 3.1 | 5246 | 119.2 | 44 | 5.13 | 1 | 5000 | 70
PBCGWMJC | Eaton (formerly Cooper Lighting) | Mcgraw-Edison | GLEON-AF-01-LED-E1-T2R-[AP BZ BK DP GM WH]-[ADJA ADJS ADJA-WM]-7050-800-[P PER7 R HA ALL MS LWR SENSORS L90 R90 MT TH LCF CE] | Outdoor Luminaires | Mid Output | Architectural Flood and Spot Luminaires | Premium | FALSE | [9 empty] | 42634 |  |  | Yes |  | 3.1 | 5246 | 119.2 | 44 | 5.13 | 1 | 5000 | 70
PCKS2USW | Eaton (formerly Cooper Lighting) | Mcgraw-Edison | GLEON-AF-01-LED-E1-T3R-[AP BZ BK DP GM WH]-[ADJA ADJS ADJA-WM]-7050-800-[P PER7 R HA ALL MS LWR SENSORS L90 R90 MT TH LCF CE] | Outdoor Luminaires | Mid Output | Architectural Flood and Spot Luminaires | Premium | FALSE | [9 empty] | 42634 |  |  | Yes |  | 3.1 | 5148 | 117 | 44 | 5.13 | 1 | 5000 | 70
P28JT2DU | Eaton (formerly Cooper Lighting) | Streetworks | GAN-AF-01-LED-U-T3R-[AP BZ BK DP GM WH]-[ADJA ADJS ADJA-WM]-7050-800-[2L 3 P 4 4N7 HA ALL MS SENSORS DIMRF-LW DIMRF-LN L90 R90 MT TH LCF CE] | Outdoor Luminaires | Mid Output | Architectural Flood and Spot Luminaires | Premium | FALSE | [9 empty] | 42634 |  |  | Yes |  | 3.1 | 5148 | 117 | 44 | 5.13 | 1 | 5000 | 70
PKTXRBJV | Eaton (formerly Cooper Lighting) | Mcgraw-Edison | GLEON-AF-01-LED-E1-T3-[AP BZ BK DP GM WH]-[ADJA ADJS ADJA-WM]-7050-800-[P PER7 R HA ALL MS LWR SENSORS L90 R90 MT TH LCF CE] | Outdoor Luminaires | Mid Output | Architectural Flood and Spot Luminaires | Standard | FALSE | [9 empty] | 42634 |  |  | Yes |  | 3.1 | 5037 | 114.5 | 44 | 5.13 | 1 | 5000 | 70
PJTSHZJS | Eaton (formerly Cooper Lighting) | Streetworks | GAN-AF-01-LED-U-T3-[AP BZ BK DP GM WH]-[ADJA ADJS ADJA-WM]-7050-800-[2L 3 P 4 4N7 HA ALL MS SENSORS DIMRF-LW DIMRF-LN L90 R90 MT TH LCF CE] | Outdoor Luminaires | Mid Output | Architectural Flood and Spot Luminaires | Standard | FALSE | [9 empty] | 42634 |  |  | Yes |  | 3.1 | 5037 | 114.5 | 44 | 5.13 | 1 | 5000 | 70
PC4NF433 | Eaton (formerly Cooper Lighting) | Mcgraw-Edison | GLEON-AF-01-LED-E1-T2-[AP BZ BK DP GM WH]-[ADJA ADJS ADJA-WM]-7050-800-[P PER7 R HA ALL MS LWR SENSORS L90 R90 MT TH LCF CE] | Outdoor Luminaires | Low Output | Architectural Flood and Spot Luminaires | Standard | FALSE | [9 empty] | 42634 |  |  | Yes |  | 3.1 | 4941 | 112.3 | 44 | 5.13 | 1 | 5000 | 70
P2ES5ESV | Eaton (formerly Cooper Lighting) | Streetworks | GAN-AF-01-LED-U-T2-[AP BZ BK DP GM WH]-[ADJA ADJS ADJA-WM]-7050-800-[2L 3 P 4 4N7 HA ALL MS SENSORS DIMRF-LW DIMRF-LN L90 R90 MT TH LCF CE] | Outdoor Luminaires | Low Output | Architectural Flood and Spot Luminaires | Standard | FALSE | [9 empty] | 42634 |  |  | Yes |  | 3.1 | 4941 | 112.3 | 44 | 5.13 | 1 | 5000 | 70
PKVJZQN1 | Eaton (formerly Cooper Lighting) | Streetworks | GAN-AF-01-LED-U-SL4-[AP BZ BK DP GM WH]-[ADJA ADJS ADJA-WM]-7050-800-[2L 3 P 4 4N7 HA ALL MS SENSORS DIMRF-LW DIMRF-LN L90 R90 MT TH LCF CE] | Outdoor Luminaires | Low Output | Architectural Flood and Spot Luminaires | Standard | FALSE | [9 empty] | 42634 |  |  | Yes |  | 3.1 | 4784 | 108.7 | 44 | 5.13 | 1 | 5000 | 70
PAFQTQAN | Eaton (formerly Cooper Lighting) | Mcgraw-Edison | GLEON-AF-01-LED-E1-SL4-[AP BZ BK DP GM WH]-[ADJA ADJS ADJA-WM]-7050-800-[P PER7 R HA ALL MS LWR SENSORS L90 R90 MT TH LCF CE] | Outdoor Luminaires | Low Output | Architectural Flood and Spot Luminaires | Standard | FALSE | [9 empty] | 42634 |  |  | Yes |  | 3.1 | 4784 | 108.7 | 44 | 5.13 | 1 | 5000 | 70
PHCWGPY6 | Eaton (formerly Cooper Lighting) | Mcgraw-Edison | GLEON-AF-01-LED-[E1 347 480]-T2R-[AP BZ BK DP GM WH]-[ADJA ADJS ADJA-WM]-7050-[P PER7 R HA ALL MS LWR SENSORS L90 R90 MT TH LCF CE] | Outdoor Luminaires | Mid Output | Architectural Flood and Spot Luminaires | Standard | FALSE | [9 empty] | 42634 |  |  | Yes |  | 3.1 | 6493 | 110.1 | 59 | 4.12 | 1 | 5000 | 70
P5KU257F | Eaton (formerly Cooper Lighting) | Streetworks | GAN-AF-01-LED-[U 8 9]-T2R-[AP BZ BK DP GM WH]-[ADJA ADJS ADJA-WM]-7050-[2L 3 P 4 4N7 HA ALL MS SENSORS DIMRF-LW DIMRF-LN L90 R90 MT TH LCF CE] | Outdoor Luminaires | Mid Output | Architectural Flood and Spot Luminaires | Standard | FALSE | [9 empty] | 42634 |  |  | Yes |  | 3.1 | 6493 | 110.1 | 59 | 4.12 | 1 | 5000 | 70
PHPGX4EH | Eaton (formerly Cooper Lighting) | Streetworks | GAN-AF-01-LED-[U 8 9]-T3R-[AP BZ BK DP GM WH]-[ADJA ADJS ADJA-WM]-7050-[2L 3 P 4 4N7 HA ALL MS SENSORS DIMRF-LW DIMRF-LN L90 R90 MT TH LCF CE] | Outdoor Luminaires | Mid Output | Architectural Flood and Spot Luminaires | Standard | FALSE | [9 empty] | 42634 |  |  | Yes |  | 3.1 | 6372 | 108 | 59 | 4.12 | 1 | 5000 | 70
PGXSXNSW | Eaton (formerly Cooper Lighting) | Mcgraw-Edison | GLEON-AF-01-LED-[E1 347 480]-T3R-[AP BZ BK DP GM WH]-[ADJA ADJS ADJA-WM]-7050-[P PER7 R HA ALL MS LWR SENSORS L90 R90 MT TH LCF CE] | Outdoor Luminaires | Mid Output | Architectural Flood and Spot Luminaires | Standard | FALSE | [9 empty] | 42634 |  |  | Yes |  | 3.1 | 6372 | 108 | 59 | 4.12 | 1 | 5000 | 70
PWY5416D | Eaton (formerly Cooper Lighting) | Streetworks | GAN-AF-01-LED-[U 8 9]-T3-[AP BZ BK DP GM WH]-[ADJA ADJS ADJA-WM]-7050-[2L 3 P 4 4N7 HA ALL MS SENSORS DIMRF-LW DIMRF-LN L90 R90 MT TH LCF CE] | Outdoor Luminaires | Mid Output | Architectural Flood and Spot Luminaires | Standard | FALSE | [9 empty] | 42634 |  |  | Yes |  | 3.1 | 6234 | 105.7 | 59 | 4.12 | 1 | 5000 | 70
P5FC8PJ2 | Eaton (formerly Cooper Lighting) | Mcgraw-Edison | GLEON-AF-01-LED-[E1 347 480]-T3-[AP BZ BK DP GM WH]-[ADJA ADJS ADJA-WM]-7050-[P PER7 R HA ALL MS LWR SENSORS L90 R90 MT TH LCF CE] | Outdoor Luminaires | Mid Output | Architectural Flood and Spot Luminaires | Standard | FALSE | [9 empty] | 42634 |  |  | Yes |  | 3.1 | 6234 | 105.7 | 59 | 4.12 | 1 | 5000 | 70
PYKDDHN2 | Eaton (formerly Cooper Lighting) | Mcgraw-Edison | GLEON-AF-01-LED-[E1 347 480]-T2-[AP BZ BK DP GM WH]-[ADJA ADJS ADJA-WM]-7050-[P PER7 R HA ALL MS LWR SENSORS L90 R90 MT TH LCF CE] | Outdoor Luminaires | Mid Output | Architectural Flood and Spot Luminaires | Standard | FALSE | [9 empty] | 42634 |  |  | Yes |  | 3.1 | 6116 | 103.7 | 59 | 4.12 | 1 | 5000 | 70
PEQ4HWW6 | Eaton (formerly Cooper Lighting) | Streetworks | GAN-AF-01-LED-[U 8 9]-T2-[AP BZ BK DP GM WH]-[ADJA ADJS ADJA-WM]-7050-[2L 3 P 4 4N7 HA ALL MS SENSORS DIMRF-LW DIMRF-LN L90 R90 MT TH LCF CE] | Outdoor Luminaires | Mid Output | Architectural Flood and Spot Luminaires | Standard | FALSE | [9 empty] | 42634 |  |  | Yes |  | 3.1 | 6116 | 103.7 | 59 | 4.12 | 1 | 5000 | 70
PMMSHC89 | Eaton (formerly Cooper Lighting) | Streetworks | GAN-AF-01-LED-U-SL4-[AP BZ BK DP GM WH]-[ADJA ADJS ADJA-WM]-7050-[2L 3 P 4 4N7 HA ALL MS SENSORS DIMRF-LW DIMRF-LN L90 R90 MT TH LCF CE] | Outdoor Luminaires | Mid Output | Architectural Flood and Spot Luminaires | Standard | FALSE | [9 empty] | 42634 |  |  | Yes |  | 3.1 | 5922 | 100.4 | 59 | 4.12 | 1 | 5000 | 70
P5EV848M | Eaton (formerly Cooper Lighting) | Mcgraw-Edison | GLEON-AF-01-LED-E1-SL4-[AP BZ BK DP GM WH]-[ADJA ADJS ADJA-WM]-7050-[P PER7 R HA ALL MS LWR SENSORS L90 R90 MT TH LCF CE] | Outdoor Luminaires | Mid Output | Architectural Flood and Spot Luminaires | Standard | FALSE | [9 empty] | 42634 |  |  | Yes |  | 3.1 | 5922 | 100.4 | 59 | 4.12 | 1 | 5000 | 70
PXHFCHQ4 | Eaton (formerly Cooper Lighting) | Mcgraw-Edison | GLEON-AF-07-LED-[E1 347 480]-T2R-[AP BZ BK DP GM WH]-[ADJA ADJS ADJA-WM]-7050-600-[P PER7 R HA ALL MS LWR SENSORS L90 R90 MT TH LCF CE] | Outdoor Luminaires | High Output | Architectural Flood and Spot Luminaires | Premium | FALSE | [9 empty] | 42634 |  |  | Yes |  | 3.1 | 28900 | 127.9 | 226 | 3.49 | 1 | 5000 | 70
P5MXNJ6C | Eaton (formerly Cooper Lighting) | Streetworks | GAN-AF-07-LED-[U 8 9]-T2R-[AP BZ BK DP GM WH]-[ADJA ADJS ADJA-WM]-7050-600-[2L 3 P 4 4N7 HA ALL MS SENSORS DIMRF-LW DIMRF-LN L90 R90 MT TH LCF CE] | Outdoor Luminaires | High Output | Architectural Flood and Spot Luminaires | Premium | FALSE | [9 empty] | 42634 |  |  | Yes |  | 3.1 | 28900 | 127.9 | 226 | 3.49 | 1 | 5000 | 70
PUJAB275 | Eaton (formerly Cooper Lighting) | Streetworks | GAN-AF-07-LED-[U 8 9]-T3R-[AP BZ BK DP GM WH]-[ADJA ADJS ADJA-WM]-7050-600-[2L 3 P 4 4N7 HA ALL MS SENSORS DIMRF-LW DIMRF-LN L90 R90 MT TH LCF CE] | Outdoor Luminaires | High Output | Architectural Flood and Spot Luminaires | Premium | FALSE | [9 empty] | 42634 |  |  | Yes |  | 3.1 | 28363 | 125.5 | 226 | 3.49 | 1 | 5000 | 70
P81BKJ5Y | Eaton (formerly Cooper Lighting) | Mcgraw-Edison | GLEON-AF-07-LED-[E1 347 480]-T3R-[AP BZ BK DP GM WH]-[ADJA ADJS ADJA-WM]-7050-600-[P PER7 R HA ALL MS LWR SENSORS L90 R90 MT TH LCF CE] | Outdoor Luminaires | High Output | Architectural Flood and Spot Luminaires | Premium | FALSE | [9 empty] | 42634 |  |  | Yes |  | 3.1 | 28363 | 125.5 | 226 | 3.49 | 1 | 5000 | 70
PVPYG2M7 | Eaton (formerly Cooper Lighting) | Streetworks | GAN-AF-07-LED-U-T3-[AP BZ BK DP GM WH]-[ADJA ADJS ADJA-WM]-7050-600-[2L 3 P 4 4N7 HA ALL MS SENSORS DIMRF-LW DIMRF-LN L90 R90 MT TH LCF CE] | Outdoor Luminaires | High Output | Architectural Flood and Spot Luminaires | Premium | FALSE | [9 empty] | 42634 |  |  | Yes |  | 3.1 | 27746 | 122.8 | 226 | 3.49 | 1 | 5000 | 70
PH1PYWRA | Eaton (formerly Cooper Lighting) | Mcgraw-Edison | GLEON-AF-07-LED-E1-T3-[AP BZ BK DP GM WH]-[ADJA ADJS ADJA-WM]-7050-600-[P PER7 R HA ALL MS LWR SENSORS L90 R90 MT TH LCF CE] | Outdoor Luminaires | High Output | Architectural Flood and Spot Luminaires | Premium | FALSE | [9 empty] | 42634 |  |  | Yes |  | 3.1 | 27746 | 122.8 | 226 | 3.49 | 1 | 5000 | 70
PUXNJB8C | Eaton (formerly Cooper Lighting) | Streetworks | GAN-AF-07-LED-U-T2-[AP BZ BK DP GM WH]-[ADJA ADJS ADJA-WM]-7050-600-[2L 3 P 4 4N7 HA ALL MS SENSORS DIMRF-LW DIMRF-LN L90 R90 MT TH LCF CE] | Outdoor Luminaires | High Output | Architectural Flood and Spot Luminaires | Premium | FALSE | [9 empty] | 42634 |  |  | Yes |  | 3.1 | 27222 | 120.5 | 226 | 3.49 | 1 | 5000 | 70
PCWXET79 | Eaton (formerly Cooper Lighting) | Mcgraw-Edison | GLEON-AF-07-LED-E1-T2-[AP BZ BK DP GM WH]-[ADJA ADJS ADJA-WM]-7050-600-[P PER7 R HA ALL MS LWR SENSORS L90 R90 MT TH LCF CE] | Outdoor Luminaires | High Output | Architectural Flood and Spot Luminaires | Premium | FALSE | [9 empty] | 42634 |  |  | Yes |  | 3.1 | 27222 | 120.5 | 226 | 3.49 | 1 | 5000 | 70
PTCXCWY3 | Eaton (formerly Cooper Lighting) | Mcgraw-Edison | GLEON-AF-07-LED-E1-SL4-[AP BZ BK DP GM WH]-[ADJA ADJS ADJA-WM]-7050-600-[P PER7 R HA ALL MS LWR SENSORS L90 R90 MT TH LCF CE] | Outdoor Luminaires | High Output | Architectural Flood and Spot Luminaires | Premium | FALSE | [9 empty] | 42634 |  |  | Yes |  | 3.1 | 26359 | 116.6 | 226 | 3.49 | 1 | 5000 | 70
PSRJEUKS | Eaton (formerly Cooper Lighting) | Streetworks | GAN-AF-07-LED-U-SL4-[AP BZ BK DP GM WH]-[ADJA ADJS ADJA-WM]-7050-600-[2L 3 P 4 4N7 HA ALL MS SENSORS DIMRF-LW DIMRF-LN L90 R90 MT TH LCF CE] | Outdoor Luminaires | High Output | Architectural Flood and Spot Luminaires | Premium | FALSE | [9 empty] | 42634 |  |  | Yes |  | 3.1 | 26359 | 116.6 | 226 | 3.49 | 1 | 5000 | 70
PZEMNVCU | Eaton (formerly Cooper Lighting) | Streetworks | GAN-AF-06-LED-[U 8 9]-T2R-[AP BZ BK DP GM WH]-[ADJA ADJS ADJA-WM]-7050-600-[2L 3 P 4 4N7 HA ALL MS SENSORS DIMRF-LW DIMRF-LN L90 R90 MT TH LCF CE] | Outdoor Luminaires | High Output | Architectural Flood and Spot Luminaires | Premium | FALSE | [9 empty] | 42634 |  |  | Yes |  | 3.1 | 24437 | 126.6 | 193 | 3.49 | 1 | 5000 | 70
PQAJEYXU | Eaton (formerly Cooper Lighting) | Mcgraw-Edison | GLEON-AF-06-LED-[E1 347 480]-T2R-[AP BZ BK DP GM WH]-[ADJA ADJS ADJA-WM]-7050-600-[P PER7 R HA ALL MS LWR SENSORS L90 R90 MT TH LCF CE] | Outdoor Luminaires | High Output | Architectural Flood and Spot Luminaires | Premium | FALSE | [9 empty] | 42634 |  |  | Yes |  | 3.1 | 24437 | 126.6 | 193 | 3.49 | 1 | 5000 | 70
PVD1UY6Y | Eaton (formerly Cooper Lighting) | Streetworks | GAN-AF-06-LED-[U 8 9]-T3R-[AP BZ BK DP GM WH]-[ADJA ADJS ADJA-WM]-7050-600-[2L 3 P 4 4N7 HA ALL MS SENSORS DIMRF-LW DIMRF-LN L90 R90 MT TH LCF CE] | Outdoor Luminaires | High Output | Architectural Flood and Spot Luminaires | Premium | FALSE | [9 empty] | 42634 |  |  | Yes |  | 3.1 | 23982 | 124.3 | 193 | 3.49 | 1 | 5000 | 70
PHE4FGU7 | Eaton (formerly Cooper Lighting) | Mcgraw-Edison | GLEON-AF-06-LED-[E1 347 480]-T3R-[AP BZ BK DP GM WH]-[ADJA ADJS ADJA-WM]-7050-600-[P PER7 R HA ALL MS LWR SENSORS L90 R90 MT TH LCF CE] | Outdoor Luminaires | High Output | Architectural Flood and Spot Luminaires | Premium | FALSE | [9 empty] | 42634 |  |  | Yes |  | 3.1 | 23982 | 124.3 | 193 | 3.49 | 1 | 5000 | 70
PSFM1HGJ | Eaton (formerly Cooper Lighting) | Streetworks | GAN-AF-06-LED-U-T3-[AP BZ BK DP GM WH]-[ADJA ADJS ADJA-WM]-7050-600-[2L 3 P 4 4N7 HA ALL MS SENSORS DIMRF-LW DIMRF-LN L90 R90 MT TH LCF CE] | Outdoor Luminaires | High Output | Architectural Flood and Spot Luminaires | Premium | FALSE | [9 empty] | 42634 |  |  | Yes |  | 3.1 | 23461 | 121.6 | 193 | 3.49 | 1 | 5000 | 70
PJEESZEH | Eaton (formerly Cooper Lighting) | Mcgraw-Edison | GLEON-AF-06-LED-E1-T3-[AP BZ BK DP GM WH]-[ADJA ADJS ADJA-WM]-7050-600-[P PER7 R HA ALL MS LWR SENSORS L90 R90 MT TH LCF CE] | Outdoor Luminaires | High Output | Architectural Flood and Spot Luminaires | Premium | FALSE | [9 empty] | 42634 |  |  | Yes |  | 3.1 | 23461 | 121.6 | 193 | 3.49 | 1 | 5000 | 70
PXF6HG6E | Eaton (formerly Cooper Lighting) | Mcgraw-Edison | GLEON-AF-06-LED-E1-T2-[AP BZ BK DP GM WH]-[ADJA ADJS ADJA-WM]-7050-600-[P PER7 R HA ALL MS LWR SENSORS L90 R90 MT TH LCF CE] | Outdoor Luminaires | High Output | Architectural Flood and Spot Luminaires | Premium | FALSE | [9 empty] | 42634 |  |  | Yes |  | 3.1 | 23019 | 119.3 | 193 | 3.49 | 1 | 5000 | 70
P4RMKM1V | Eaton (formerly Cooper Lighting) | Streetworks | GAN-AF-06-LED-U-T2-[AP BZ BK DP GM WH]-[ADJA ADJS ADJA-WM]-7050-600-[2L 3 P 4 4N7 HA ALL MS SENSORS DIMRF-LW DIMRF-LN L90 R90 MT TH LCF CE] | Outdoor Luminaires | High Output | Architectural Flood and Spot Luminaires | Premium | FALSE | [9 empty] | 42634 |  |  | Yes |  | 3.1 | 23019 | 119.3 | 193 | 3.49 | 1 | 5000 | 70
PTU4FJPE | Eaton (formerly Cooper Lighting) | Streetworks | GAN-AF-06-LED-[U 8 9]-SL4-[AP BZ BK DP GM WH]-[ADJA ADJS ADJA-WM]-7050-600-[2L 3 P 4 4N7 HA ALL MS SENSORS DIMRF-LW DIMRF-LN L90 R90 MT TH LCF CE] | Outdoor Luminaires | High Output | Architectural Flood and Spot Luminaires | Standard | FALSE | [9 empty] | 42634 |  |  | Yes |  | 3.1 | 22289 | 115.5 | 193 | 3.49 | 1 | 5000 | 70
PBCNJ1VB | Eaton (formerly Cooper Lighting) | Mcgraw-Edison | GLEON-AF-06-LED-[E1 347 480]-SL4-[AP BZ BK DP GM WH]-[ADJA ADJS ADJA-WM]-7050-600-[P PER7 R HA ALL MS LWR SENSORS L90 R90 MT TH LCF CE] | Outdoor Luminaires | High Output | Architectural Flood and Spot Luminaires | Standard | FALSE | [9 empty] | 42634 |  |  | Yes |  | 3.1 | 22289 | 115.5 | 193 | 3.49 | 1 | 5000 | 70
PTG7F9FQ | Eaton (formerly Cooper Lighting) | Mcgraw-Edison | GLEON-AF-05-LED-[E1 347 480]-T2R-[AP BZ BK DP GM WH]-[ADJA ADJS ADJA-WM]-7050-600-[P PER7 R HA ALL MS LWR SENSORS L90 R90 MT TH LCF CE] | Outdoor Luminaires | High Output | Architectural Flood and Spot Luminaires | Premium | FALSE | [9 empty] | 42634 |  |  | Yes |  | 3.1 | 20421 | 126.1 | 162 | 3.49 | 1 | 5000 | 70
PR8T47JF | Eaton (formerly Cooper Lighting) | Streetworks | GAN-AF-05-LED-[U 8 9]-T2R-[AP BZ BK DP GM WH]-[ADJA ADJS ADJA-WM]-7050-600-[2L 3 P 4 4N7 HA ALL MS SENSORS DIMRF-LW DIMRF-LN L90 R90 MT TH LCF CE] | Outdoor Luminaires | High Output | Architectural Flood and Spot Luminaires | Premium | FALSE | [9 empty] | 42634 |  |  | Yes |  | 3.1 | 20421 | 126.1 | 162 | 3.49 | 1 | 5000 | 70
PA462RBW | Eaton (formerly Cooper Lighting) | Mcgraw-Edison | GLEON-AF-05-LED-E1-T3R-[AP BZ BK DP GM WH]-[ADJA ADJS ADJA-WM]-7050-600-[P PER7 R HA ALL MS LWR SENSORS L90 R90 MT TH LCF CE] | Outdoor Luminaires | High Output | Architectural Flood and Spot Luminaires | Premium | FALSE | [9 empty] | 42634 |  |  | Yes |  | 3.1 | 20041 | 123.7 | 162 | 3.49 | 1 | 5000 | 70
P5B2G2ZY | Eaton (formerly Cooper Lighting) | Streetworks | GAN-AF-05-LED-U-T3R-[AP BZ BK DP GM WH]-[ADJA ADJS ADJA-WM]-7050-600-[2L 3 P 4 4N7 HA ALL MS SENSORS DIMRF-LW DIMRF-LN L90 R90 MT TH LCF CE] | Outdoor Luminaires | High Output | Architectural Flood and Spot Luminaires | Premium | FALSE | [9 empty] | 42634 |  |  | Yes |  | 3.1 | 20041 | 123.7 | 162 | 3.49 | 1 | 5000 | 70
PY91MMJX | Eaton (formerly Cooper Lighting) | Streetworks | GAN-AF-05-LED-U-T3-[AP BZ BK DP GM WH]-[ADJA ADJS ADJA-WM]-7050-600-[2L 3 P 4 4N7 HA ALL MS SENSORS DIMRF-LW DIMRF-LN L90 R90 MT TH LCF CE] | Outdoor Luminaires | High Output | Architectural Flood and Spot Luminaires | Premium | FALSE | [9 empty] | 42634 |  |  | Yes |  | 3.1 | 19605 | 121 | 162 | 3.49 | 1 | 5000 | 70
PFBA7YB1 | Eaton (formerly Cooper Lighting) | Mcgraw-Edison | GLEON-AF-05-LED-E1-T3-[AP BZ BK DP GM WH]-[ADJA ADJS ADJA-WM]-7050-600-[P PER7 R HA ALL MS LWR SENSORS L90 R90 MT TH LCF CE] | Outdoor Luminaires | High Output | Architectural Flood and Spot Luminaires | Premium | FALSE | [9 empty] | 42634 |  |  | Yes |  | 3.1 | 19605 | 121 | 162 | 3.49 | 1 | 5000 | 70
PWH2C7AJ | Eaton (formerly Cooper Lighting) | Streetworks | GAN-AF-05-LED-U-T2-[AP BZ BK DP GM WH]-[ADJA ADJS ADJA-WM]-7050-600-[2L 3 P 4 4N7 HA ALL MS SENSORS DIMRF-LW DIMRF-LN L90 R90 MT TH LCF CE] | Outdoor Luminaires | High Output | Architectural Flood and Spot Luminaires | Premium | FALSE | [9 empty] | 42634 |  |  | Yes |  | 3.1 | 19235 | 118.7 | 162 | 3.49 | 1 | 5000 | 70
P5H28C4W | Eaton (formerly Cooper Lighting) | Mcgraw-Edison | GLEON-AF-05-LED-E1-T2-[AP BZ BK DP GM WH]-[ADJA ADJS ADJA-WM]-7050-600-[P PER7 R HA ALL MS LWR SENSORS L90 R90 MT TH LCF CE] | Outdoor Luminaires | High Output | Architectural Flood and Spot Luminaires | Premium | FALSE | [9 empty] | 42634 |  |  | Yes |  | 3.1 | 19235 | 118.7 | 162 | 3.49 | 1 | 5000 | 70
PWFZ24SV | Eaton (formerly Cooper Lighting) | Mcgraw-Edison | GLEON-AF-05-LED-[E1 347 480]-SL4-[AP BZ BK DP GM WH]-[ADJA ADJS ADJA-WM]-7050-600-[P PER7 R HA ALL MS LWR SENSORS L90 R90 MT TH LCF CE] | Outdoor Luminaires | High Output | Architectural Flood and Spot Luminaires | Standard | FALSE | [9 empty] | 42634 |  |  | Yes |  | 3.1 | 18626 | 115 | 162 | 3.49 | 1 | 5000 | 70
PVAVRNDP | Eaton (formerly Cooper Lighting) | Streetworks | GAN-AF-05-LED-[U 8 9]-SL4-[AP BZ BK DP GM WH]-[ADJA ADJS ADJA-WM]-7050-600-[2L 3 P 4 4N7 HA ALL MS SENSORS DIMRF-LW DIMRF-LN L90 R90 MT TH LCF CE] | Outdoor Luminaires | High Output | Architectural Flood and Spot Luminaires | Standard | FALSE | [9 empty] | 42634 |  |  | Yes |  | 3.1 | 18626 | 115 | 162 | 3.49 | 1 | 5000 | 70
PUSKTGCP | Eaton (formerly Cooper Lighting) | Mcgraw-Edison | GLEON-AF-03-LED-[E1 347 480]-T2R-[AP BZ BK DP GM WH]-[ADJA ADJS ADJA-WM]-7050-600-[P PER7 R HA ALL MS LWR SENSORS L90 R90 MT TH LCF CE] | Outdoor Luminaires | High Output | Architectural Flood and Spot Luminaires | Premium | FALSE | [9 empty] | 42634 |  |  | Yes |  | 3.1 | 12474 | 129.9 | 96 | 3.49 | 1 | 5000 | 70
P7THZMHP | Eaton (formerly Cooper Lighting) | Streetworks | GAN-AF-03-LED-[U 8 9]-T2R-[AP BZ BK DP GM WH]-[ADJA ADJS ADJA-WM]-7050-600-[2L 3 P 4 4N7 HA ALL MS SENSORS DIMRF-LW DIMRF-LN L90 R90 MT TH LCF CE] | Outdoor Luminaires | High Output | Architectural Flood and Spot Luminaires | Premium | FALSE | [9 empty] | 42634 |  |  | Yes |  | 3.1 | 12474 | 129.9 | 96 | 3.49 | 1 | 5000 | 70
PPQTN5Z6 | Eaton (formerly Cooper Lighting) | Mcgraw-Edison | GLEON-AF-03-LED-[E1 347 480]-T3R-[AP BZ BK DP GM WH]-[ADJA ADJS ADJA-WM]-7050-600-[P PER7 R HA ALL MS LWR SENSORS L90 R90 MT TH LCF CE] | Outdoor Luminaires | High Output | Architectural Flood and Spot Luminaires | Premium | FALSE | [9 empty] | 42634 |  |  | Yes |  | 3.1 | 12242 | 127.5 | 96 | 3.49 | 1 | 5000 | 70
P6VSG9S7 | Eaton (formerly Cooper Lighting) | Streetworks | GAN-AF-03-LED-[U 8 9]-T3R-[AP BZ BK DP GM WH]-[ADJA ADJS ADJA-WM]-7050-600-[2L 3 P 4 4N7 HA ALL MS SENSORS DIMRF-LW DIMRF-LN L90 R90 MT TH LCF CE] | Outdoor Luminaires | High Output | Architectural Flood and Spot Luminaires | Premium | FALSE | [9 empty] | 42634 |  |  | Yes |  | 3.1 | 12242 | 127.5 | 96 | 3.49 | 1 | 5000 | 70
PC8XHZQT | Eaton (formerly Cooper Lighting) | Mcgraw-Edison | GLEON-AF-03-LED-[E1 347 480]-T3-[AP BZ BK DP GM WH]-[ADJA ADJS ADJA-WM]-7050-600-[P PER7 R HA ALL MS LWR SENSORS L90 R90 MT TH LCF CE] | Outdoor Luminaires | High Output | Architectural Flood and Spot Luminaires | Premium | FALSE | [9 empty] | 42634 |  |  | Yes |  | 3.1 | 11976 | 124.8 | 96 | 3.49 | 1 | 5000 | 70
P3RJE29W | Eaton (formerly Cooper Lighting) | Streetworks | GAN-AF-03-LED-[U 8 9]-T3-[AP BZ BK DP GM WH]-[ADJA ADJS ADJA-WM]-7050-600-[2L 3 P 4 4N7 HA ALL MS SENSORS DIMRF-LW DIMRF-LN L90 R90 MT TH LCF CE] | Outdoor Luminaires | High Output | Architectural Flood and Spot Luminaires | Premium | FALSE | [9 empty] | 42634 |  |  | Yes |  | 3.1 | 11976 | 124.8 | 96 | 3.49 | 1 | 5000 | 70
PPJA6FFG | Eaton (formerly Cooper Lighting) | Streetworks | GAN-AF-03-LED-U-T2-[AP BZ BK DP GM WH]-[ADJA ADJS ADJA-WM]-7050-600-[2L 3 P 4 4N7 HA ALL MS SENSORS DIMRF-LW DIMRF-LN L90 R90 MT TH LCF CE] | Outdoor Luminaires | High Output | Architectural Flood and Spot Luminaires | Premium | FALSE | [9 empty] | 42634 |  |  | Yes |  | 3.1 | 11749 | 122.4 | 96 | 3.49 | 1 | 5000 | 70
P59A4C3Q | Eaton (formerly Cooper Lighting) | Mcgraw-Edison | GLEON-AF-03-LED-E1-T2-[AP BZ BK DP GM WH]-[ADJA ADJS ADJA-WM]-7050-600-[P PER7 R HA ALL MS LWR SENSORS L90 R90 MT TH LCF CE] | Outdoor Luminaires | High Output | Architectural Flood and Spot Luminaires | Premium | FALSE | [9 empty] | 42634 |  |  | Yes |  | 3.1 | 11749 | 122.4 | 96 | 3.49 | 1 | 5000 | 70
PJE67QG1 | Eaton (formerly Cooper Lighting) | Streetworks | GAN-AF-03-LED-U-SL4-[AP BZ BK DP GM WH]-[ADJA ADJS ADJA-WM]-7050-600-[2L 3 P 4 4N7 HA ALL MS SENSORS DIMRF-LW DIMRF-LN L90 R90 MT TH LCF CE] | Outdoor Luminaires | High Output | Architectural Flood and Spot Luminaires | Premium | FALSE | [9 empty] | 42634 |  |  | Yes |  | 3.1 | 11377 | 118.5 | 96 | 3.49 | 1 | 5000 | 70
P52RSNMW | Eaton (formerly Cooper Lighting) | Mcgraw-Edison | GLEON-AF-03-LED-E1-SL4-[AP BZ BK DP GM WH]-[ADJA ADJS ADJA-WM]-7050-600-[P PER7 R HA ALL MS LWR SENSORS L90 R90 MT TH LCF CE] | Outdoor Luminaires | High Output | Architectural Flood and Spot Luminaires | Premium | FALSE | [9 empty] | 42634 |  |  | Yes |  | 3.1 | 11377 | 118.5 | 96 | 3.49 | 1 | 5000 | 70
PVFM8EMW | Eaton (formerly Cooper Lighting) | Mcgraw-Edison | GLEON-AF-06-LED-E1-T2R-[AP BZ BK DP GM WH]-[ADJA ADJS ADJA-WM]-7050-800-[P PER7 R HA ALL MS LWR SENSORS L90 R90 MT TH LCF CE] | Outdoor Luminaires | High Output | Architectural Flood and Spot Luminaires | Premium | FALSE | [9 empty] | 42634 |  |  | Yes |  | 3.1 | 29966 | 120.3 | 249 | 2.91 | 1 | 5000 | 70
P56N5GAT | Eaton (formerly Cooper Lighting) | Streetworks | GAN-AF-06-LED-U-T2R-[AP BZ BK DP GM WH]-[ADJA ADJS ADJA-WM]-7050-800-[2L 3 P 4 4N7 HA ALL MS SENSORS DIMRF-LW DIMRF-LN L90 R90 MT TH LCF CE] | Outdoor Luminaires | High Output | Architectural Flood and Spot Luminaires | Premium | FALSE | [9 empty] | 42634 |  |  | Yes |  | 3.1 | 29966 | 120.3 | 249 | 2.91 | 1 | 5000 | 70
PH66TA6R | Eaton (formerly Cooper Lighting) | Mcgraw-Edison | GLEON-AF-06-LED-E1-T3R-[AP BZ BK DP GM WH]-[ADJA ADJS ADJA-WM]-7050-800-[P PER7 R HA ALL MS LWR SENSORS L90 R90 MT TH LCF CE] | Outdoor Luminaires | High Output | Architectural Flood and Spot Luminaires | Premium | FALSE | [9 empty] | 42634 |  |  | Yes |  | 3.1 | 29409 | 118.1 | 249 | 2.91 | 1 | 5000 | 70
P56MY28U | Eaton (formerly Cooper Lighting) | Streetworks | GAN-AF-06-LED-U-T3R-[AP BZ BK DP GM WH]-[ADJA ADJS ADJA-WM]-7050-800-[2L 3 P 4 4N7 HA ALL MS SENSORS DIMRF-LW DIMRF-LN L90 R90 MT TH LCF CE] | Outdoor Luminaires | High Output | Architectural Flood and Spot Luminaires | Premium | FALSE | [9 empty] | 42634 |  |  | Yes |  | 3.1 | 29409 | 118.1 | 249 | 2.91 | 1 | 5000 | 70
PW89K8M1 | Eaton (formerly Cooper Lighting) | Mcgraw-Edison | GLEON-AF-06-LED-[E1 347 480]-T3-[AP BZ BK DP GM WH]-[ADJA ADJS ADJA-WM]-7050-800-[P PER7 R HA ALL MS LWR SENSORS L90 R90 MT TH LCF CE] | Outdoor Luminaires | High Output | Architectural Flood and Spot Luminaires | Standard | FALSE | [9 empty] | 42634 |  |  | Yes |  | 3.1 | 28770 | 115.5 | 249 | 2.91 | 1 | 5000 | 70
P5PC8RCM | Eaton (formerly Cooper Lighting) | Streetworks | GAN-AF-06-LED-[U 8 9]-T3-[AP BZ BK DP GM WH]-[ADJA ADJS ADJA-WM]-7050-800-[2L 3 P 4 4N7 HA ALL MS SENSORS DIMRF-LW DIMRF-LN L90 R90 MT TH LCF CE] | Outdoor Luminaires | High Output | Architectural Flood and Spot Luminaires | Standard | FALSE | [9 empty] | 42634 |  |  | Yes |  | 3.1 | 28770 | 115.5 | 249 | 2.91 | 1 | 5000 | 70
PJD5V5NG | Eaton (formerly Cooper Lighting) | Streetworks | GAN-AF-06-LED-[U 8 9]-T2-[AP BZ BK DP GM WH]-[ADJA ADJS ADJA-WM]-7050-800-[2L 3 P 4 4N7 HA ALL MS SENSORS DIMRF-LW DIMRF-LN L90 R90 MT TH LCF CE] | Outdoor Luminaires | High Output | Architectural Flood and Spot Luminaires | Standard | FALSE | [9 empty] | 42634 |  |  | Yes |  | 3.1 | 28227 | 113.4 | 249 | 2.91 | 1 | 5000 | 70
P3JDAQUP | Eaton (formerly Cooper Lighting) | Mcgraw-Edison | GLEON-AF-06-LED-[E1 347 480]-T2-[AP BZ BK DP GM WH]-[ADJA ADJS ADJA-WM]-7050-800-[P PER7 R HA ALL MS LWR SENSORS L90 R90 MT TH LCF CE] | Outdoor Luminaires | High Output | Architectural Flood and Spot Luminaires | Standard | FALSE | [9 empty] | 42634 |  |  | Yes |  | 3.1 | 28227 | 113.4 | 249 | 2.91 | 1 | 5000 | 70
PYUZ4B3Q | Eaton (formerly Cooper Lighting) | Streetworks | GAN-AF-06-LED-[U 8 9]-SL4-[AP BZ BK DP GM WH]-[ADJA ADJS ADJA-WM]-7050-800-[2L 3 P 4 4N7 HA ALL MS SENSORS DIMRF-LW DIMRF-LN L90 R90 MT TH LCF CE] | Outdoor Luminaires | High Output | Architectural Flood and Spot Luminaires | Standard | FALSE | [9 empty] | 42634 |  |  | Yes |  | 3.1 | 27332 | 109.8 | 249 | 2.91 | 1 | 5000 | 70
PU4RTHFY | Eaton (formerly Cooper Lighting) | Mcgraw-Edison | GLEON-AF-06-LED-[E1 347 480]-SL4-[AP BZ BK DP GM WH]-[ADJA ADJS ADJA-WM]-7050-800-[P PER7 R HA ALL MS LWR SENSORS L90 R90 MT TH LCF CE] | Outdoor Luminaires | High Output | Architectural Flood and Spot Luminaires | Standard | FALSE | [9 empty] | 42634 |  |  | Yes |  | 3.1 | 27332 | 109.8 | 249 | 2.91 | 1 | 5000 | 70
PF3ZWXN3 | Eaton (formerly Cooper Lighting) | Streetworks | GAN-AF-05-LED-U-T2R-[AP BZ BK DP GM WH]-[ADJA ADJS ADJA-WM]-7050-800-[2L 3 P 4 4N7 HA ALL MS SENSORS DIMRF-LW DIMRF-LN L90 R90 MT TH LCF CE] | Outdoor Luminaires | High Output | Architectural Flood and Spot Luminaires | Premium | FALSE | [9 empty] | 42634 |  |  | Yes |  | 3.1 | 25041 | 119.2 | 210 | 2.91 | 1 | 5000 | 70
P6UUKK9N | Eaton (formerly Cooper Lighting) | Mcgraw-Edison | GLEON-AF-05-LED-E1-T2R-[AP BZ BK DP GM WH]-[ADJA ADJS ADJA-WM]-7050-800-[P PER7 R HA ALL MS LWR SENSORS L90 R90 MT TH LCF CE] | Outdoor Luminaires | High Output | Architectural Flood and Spot Luminaires | Premium | FALSE | [9 empty] | 42634 |  |  | Yes |  | 3.1 | 25041 | 119.2 | 210 | 2.91 | 1 | 5000 | 70
PYAPX9G8 | Eaton (formerly Cooper Lighting) | Mcgraw-Edison | GLEON-AF-05-LED-E1-T3R-[AP BZ BK DP GM WH]-[ADJA ADJS ADJA-WM]-7050-800-[P PER7 R HA ALL MS LWR SENSORS L90 R90 MT TH LCF CE] | Outdoor Luminaires | High Output | Architectural Flood and Spot Luminaires | Premium | FALSE | [9 empty] | 42634 |  |  | Yes |  | 3.1 | 24576 | 117 | 210 | 2.91 | 1 | 5000 | 70
PGUP64TU | Eaton (formerly Cooper Lighting) | Streetworks | GAN-AF-05-LED-U-T3R-[AP BZ BK DP GM WH]-[ADJA ADJS ADJA-WM]-7050-800-[2L 3 P 4 4N7 HA ALL MS SENSORS DIMRF-LW DIMRF-LN L90 R90 MT TH LCF CE] | Outdoor Luminaires | High Output | Architectural Flood and Spot Luminaires | Premium | FALSE | [9 empty] | 42634 |  |  | Yes |  | 3.1 | 24576 | 117 | 210 | 2.91 | 1 | 5000 | 70
PW58F17B | Eaton (formerly Cooper Lighting) | Streetworks | GAN-AF-05-LED-[U 8 9]-T3-[AP BZ BK DP GM WH]-[ADJA ADJS ADJA-WM]-7050-800-[2L 3 P 4 4N7 HA ALL MS SENSORS DIMRF-LW DIMRF-LN L90 R90 MT TH LCF CE] | Outdoor Luminaires | High Output | Architectural Flood and Spot Luminaires | Standard | FALSE | [9 empty] | 42634 |  |  | Yes |  | 3.1 | 24041 | 114.5 | 210 | 2.91 | 1 | 5000 | 70
PCC2E8HD | Eaton (formerly Cooper Lighting) | Mcgraw-Edison | GLEON-AF-05-LED-[E1 347 480]-T3-[AP BZ BK DP GM WH]-[ADJA ADJS ADJA-WM]-7050-800-[P PER7 R HA ALL MS LWR SENSORS L90 R90 MT TH LCF CE] | Outdoor Luminaires | High Output | Architectural Flood and Spot Luminaires | Standard | FALSE | [9 empty] | 42634 |  |  | Yes |  | 3.1 | 24041 | 114.5 | 210 | 2.91 | 1 | 5000 | 70
PV65MAGN | Eaton (formerly Cooper Lighting) | Mcgraw-Edison | GLEON-AF-05-LED-[E1 347 480]-T2-[AP BZ BK DP GM WH]-[ADJA ADJS ADJA-WM]-7050-800-[P PER7 R HA ALL MS LWR SENSORS L90 R90 MT TH LCF CE] | Outdoor Luminaires | High Output | Architectural Flood and Spot Luminaires | Standard | FALSE | [9 empty] | 42634 |  |  | Yes |  | 3.1 | 23588 | 112.3 | 210 | 2.91 | 1 | 5000 | 70
P7ZRXKUG | Eaton (formerly Cooper Lighting) | Streetworks | GAN-AF-05-LED-[U 8 9]-T2-[AP BZ BK DP GM WH]-[ADJA ADJS ADJA-WM]-7050-800-[2L 3 P 4 4N7 HA ALL MS SENSORS DIMRF-LW DIMRF-LN L90 R90 MT TH LCF CE] | Outdoor Luminaires | High Output | Architectural Flood and Spot Luminaires | Standard | FALSE | [9 empty] | 42634 |  |  | Yes |  | 3.1 | 23588 | 112.3 | 210 | 2.91 | 1 | 5000 | 70
PWT5VME1 | Eaton (formerly Cooper Lighting) | Streetworks | GAN-AF-05-LED-[U 8 9]-SL4-[AP BZ BK DP GM WH]-[ADJA ADJS ADJA-WM]-7050-800-[2L 3 P 4 4N7 HA ALL MS SENSORS DIMRF-LW DIMRF-LN L90 R90 MT TH LCF CE] | Outdoor Luminaires | High Output | Architectural Flood and Spot Luminaires | Standard | FALSE | [9 empty] | 42634 |  |  | Yes |  | 3.1 | 22840 | 108.8 | 210 | 2.91 | 1 | 5000 | 70
PSSW7RAF | Eaton (formerly Cooper Lighting) | Mcgraw-Edison | GLEON-AF-05-LED-[E1 347 480]-SL4-[AP BZ BK DP GM WH]-[ADJA ADJS ADJA-WM]-7050-800-[P PER7 R HA ALL MS LWR SENSORS L90 R90 MT TH LCF CE] | Outdoor Luminaires | High Output | Architectural Flood and Spot Luminaires | Standard | FALSE | [9 empty] | 42634 |  |  | Yes |  | 3.1 | 22840 | 108.8 | 210 | 2.91 | 1 | 5000 | 70
PKERWRX3 | Eaton (formerly Cooper Lighting) | Streetworks | GAN-AF-08-LED-[U 8 9]-SL4-[AP BZ BK DP GM WH]-[ADJA ADJS ADJA-WM]-7050-600-[2L 3 P 4 4N7 HA ALL MS SENSORS DIMRF-LW DIMRF-LN L90 R90 MT TH LCF CE] | Outdoor Luminaires | High Output | Architectural Flood and Spot Luminaires | Standard | FALSE | [9 empty] | 42634 |  |  | Yes |  | 3.1 | 29867 | 116.2 | 257 | 2.72 | 1 | 5000 | 70
P2569BTY | Eaton (formerly Cooper Lighting) | Mcgraw-Edison | GLEON-AF-08-LED-[E1 347 480]-SL4-[AP BZ BK DP GM WH]-[ADJA ADJS ADJA-WM]-7050-600-[P PER7 R HA ALL MS LWR SENSORS L90 R90 MT TH LCF CE] | Outdoor Luminaires | High Output | Architectural Flood and Spot Luminaires | Standard | FALSE | [9 empty] | 42634 |  |  | Yes |  | 3.1 | 29867 | 116.2 | 257 | 2.72 | 1 | 5000 | 70
PS1MZPAW | Eaton (formerly Cooper Lighting) | Mcgraw-Edison | GLEON-AF-04-LED-[E1 347 480]-T2R-[AP BZ BK DP GM WH]-[ADJA ADJS ADJA-WM]-7050-600-[P PER7 R HA ALL MS LWR SENSORS L90 R90 MT TH LCF CE] | Outdoor Luminaires | High Output | Architectural Flood and Spot Luminaires | Premium | FALSE | [9 empty] | 42634 |  |  | Yes |  | 3.1 | 16482 | 127.8 | 129 | 2.72 | 1 | 5000 | 70
PN8J5F2D | Eaton (formerly Cooper Lighting) | Streetworks | GAN-AF-04-LED-[U 8 9]-T2R-[AP BZ BK DP GM WH]-[ADJA ADJS ADJA-WM]-7050-600-[2L 3 P 4 4N7 HA ALL MS SENSORS DIMRF-LW DIMRF-LN L90 R90 MT TH LCF CE] | Outdoor Luminaires | High Output | Architectural Flood and Spot Luminaires | Premium | FALSE | [9 empty] | 42634 |  |  | Yes |  | 3.1 | 16482 | 127.8 | 129 | 2.72 | 1 | 5000 | 70
PW7KGTQ1 | Eaton (formerly Cooper Lighting) | Mcgraw-Edison | GLEON-AF-04-LED-[E1 347 480]-T3R-[AP BZ BK DP GM WH]-[ADJA ADJS ADJA-WM]-7050-600-[P PER7 R HA ALL MS LWR SENSORS L90 R90 MT TH LCF CE] | Outdoor Luminaires | High Output | Architectural Flood and Spot Luminaires | Premium | FALSE | [9 empty] | 42634 |  |  | Yes |  | 3.1 | 16175 | 125.4 | 129 | 2.72 | 1 | 5000 | 70
PH7WKP11 | Eaton (formerly Cooper Lighting) | Streetworks | GAN-AF-04-LED-[U 8 9]-T3R-[AP BZ BK DP GM WH]-[ADJA ADJS ADJA-WM]-7050-600-[2L 3 P 4 4N7 HA ALL MS SENSORS DIMRF-LW DIMRF-LN L90 R90 MT TH LCF CE] | Outdoor Luminaires | High Output | Architectural Flood and Spot Luminaires | Premium | FALSE | [9 empty] | 42634 |  |  | Yes |  | 3.1 | 16175 | 125.4 | 129 | 2.72 | 1 | 5000 | 70
PBXSTWR8 | Eaton (formerly Cooper Lighting) | Mcgraw-Edison | GLEON-AF-04-LED-E1-T3-[AP BZ BK DP GM WH]-[ADJA ADJS ADJA-WM]-7050-600-[P PER7 R HA ALL MS LWR SENSORS L90 R90 MT TH LCF CE] | Outdoor Luminaires | High Output | Architectural Flood and Spot Luminaires | Premium | FALSE | [9 empty] | 42634 |  |  | Yes |  | 3.1 | 15824 | 122.7 | 129 | 2.72 | 1 | 5000 | 70
P946VGD3 | Eaton (formerly Cooper Lighting) | Streetworks | GAN-AF-04-LED-U-T3-[AP BZ BK DP GM WH]-[ADJA ADJS ADJA-WM]-7050-600-[2L 3 P 4 4N7 HA ALL MS SENSORS DIMRF-LW DIMRF-LN L90 R90 MT TH LCF CE] | Outdoor Luminaires | High Output | Architectural Flood and Spot Luminaires | Premium | FALSE | [9 empty] | 42634 |  |  | Yes |  | 3.1 | 15824 | 122.7 | 129 | 2.72 | 1 | 5000 | 70
PXPNBCH5 | Eaton (formerly Cooper Lighting) | Streetworks | GAN-AF-04-LED-U-T2-[AP BZ BK DP GM WH]-[ADJA ADJS ADJA-WM]-7050-600-[2L 3 P 4 4N7 HA ALL MS SENSORS DIMRF-LW DIMRF-LN L90 R90 MT TH LCF CE] | Outdoor Luminaires | High Output | Architectural Flood and Spot Luminaires | Premium | FALSE | [9 empty] | 42634 |  |  | Yes |  | 3.1 | 15525 | 120.3 | 129 | 2.72 | 1 | 5000 | 70
PCB1G7MD | Eaton (formerly Cooper Lighting) | Mcgraw-Edison | GLEON-AF-04-LED-E1-T2-[AP BZ BK DP GM WH]-[ADJA ADJS ADJA-WM]-7050-600-[P PER7 R HA ALL MS LWR SENSORS L90 R90 MT TH LCF CE] | Outdoor Luminaires | High Output | Architectural Flood and Spot Luminaires | Premium | FALSE | [9 empty] | 42634 |  |  | Yes |  | 3.1 | 15525 | 120.3 | 129 | 2.72 | 1 | 5000 | 70
PDRNMVVB | Eaton (formerly Cooper Lighting) | Streetworks | GAN-AF-04-LED-U-SL4-[AP BZ BK DP GM WH]-[ADJA ADJS ADJA-WM]-7050-600-[2L 3 P 4 4N7 HA ALL MS SENSORS DIMRF-LW DIMRF-LN L90 R90 MT TH LCF CE] | Outdoor Luminaires | High Output | Architectural Flood and Spot Luminaires | Premium | FALSE | [9 empty] | 42634 |  |  | Yes |  | 3.1 | 15033 | 116.5 | 129 | 2.72 | 1 | 5000 | 70
PBDSJAXP | Eaton (formerly Cooper Lighting) | Mcgraw-Edison | GLEON-AF-04-LED-E1-SL4-[AP BZ BK DP GM WH]-[ADJA ADJS ADJA-WM]-7050-600-[P PER7 R HA ALL MS LWR SENSORS L90 R90 MT TH LCF CE] | Outdoor Luminaires | High Output | Architectural Flood and Spot Luminaires | Premium | FALSE | [9 empty] | 42634 |  |  | Yes |  | 3.1 | 15033 | 116.5 | 129 | 2.72 | 1 | 5000 | 70
P8B9CVU9 | Eaton (formerly Cooper Lighting) | Mcgraw-Edison | GLEON-AF-04-LED-[E1 347 480]-T2R-[AP BZ BK DP GM WH]-[ADJA ADJS ADJA-WM]-7050-1200-[P PER7 R ALL MS LWR SENSORS L90 R90 MT TH LCF CE] | Outdoor Luminaires | High Output | Architectural Flood and Spot Luminaires | Standard | FALSE | [9 empty] | 42634 |  |  | Yes |  | 3.1 | 27442 | 106.4 | 258 | 2.64 | 1 | 5000 | 70
P7HFDNR5 | Eaton (formerly Cooper Lighting) | Streetworks | GAN-AF-04-LED-[U 8 9]-T2R-[AP BZ BK DP GM WH]-[ADJA ADJS ADJA-WM]-7050-1200-[2L 3 P 4 4N7 HA ALL MS SENSORS DIMRF-LW DIMRF-LN L90 R90 MT TH LCF CE] | Outdoor Luminaires | High Output | Architectural Flood and Spot Luminaires | Standard | FALSE | [9 empty] | 42634 |  |  | Yes |  | 3.1 | 27442 | 106.4 | 258 | 2.64 | 1 | 5000 | 70
PR1YWA1S | Eaton (formerly Cooper Lighting) | Mcgraw-Edison | GLEON-AF-04-LED-[E1 347 480]-T3R-[AP BZ BK DP GM WH]-[ADJA ADJS ADJA-WM]-7050-1200-[P PER7 R ALL MS LWR SENSORS L90 R90 MT TH LCF CE] | Outdoor Luminaires | High Output | Architectural Flood and Spot Luminaires | Standard | FALSE | [9 empty] | 42634 |  |  | Yes |  | 3.1 | 26931 | 104.4 | 258 | 2.64 | 1 | 5000 | 70
PEBVB15P | Eaton (formerly Cooper Lighting) | Streetworks | GAN-AF-04-LED-[U 8 9]-T3R-[AP BZ BK DP GM WH]-[ADJA ADJS ADJA-WM]-7050-1200-[2L 3 P 4 4N7 HA ALL MS SENSORS DIMRF-LW DIMRF-LN L90 R90 MT TH LCF CE] | Outdoor Luminaires | High Output | Architectural Flood and Spot Luminaires | Standard | FALSE | [9 empty] | 42634 |  |  | Yes |  | 3.1 | 26931 | 104.4 | 258 | 2.64 | 1 | 5000 | 70
PT7NQ4MA | Eaton (formerly Cooper Lighting) | Mcgraw-Edison | GLEON-AF-04-LED-[E1 347 480]-T3-[AP BZ BK DP GM WH]-[ADJA ADJS ADJA-WM]-7050-1200-[P PER7 R ALL MS LWR SENSORS L90 R90 MT TH LCF CE] | Outdoor Luminaires | High Output | Architectural Flood and Spot Luminaires | Standard | FALSE | [9 empty] | 42634 |  |  | Yes |  | 3.1 | 26346 | 102.1 | 258 | 2.64 | 1 | 5000 | 70
PQTVZ669 | Eaton (formerly Cooper Lighting) | Streetworks | GAN-AF-04-LED-[U 8 9]-T3-[AP BZ BK DP GM WH]-[ADJA ADJS ADJA-WM]-7050-1200-[2L 3 P 4 4N7 HA ALL MS SENSORS DIMRF-LW DIMRF-LN L90 R90 MT TH LCF CE] | Outdoor Luminaires | High Output | Architectural Flood and Spot Luminaires | Standard | FALSE | [9 empty] | 42634 |  |  | Yes |  | 3.1 | 26346 | 102.1 | 258 | 2.64 | 1 | 5000 | 70
PA1X3M13 | Eaton (formerly Cooper Lighting) | Mcgraw-Edison | GLEON-AF-04-LED-[E1 347 480]-T2-[AP BZ BK DP GM WH]-[ADJA ADJS ADJA-WM]-7050-1200-[P PER7 R ALL MS LWR SENSORS L90 R90 MT TH LCF CE] | Outdoor Luminaires | High Output | Architectural Flood and Spot Luminaires | Standard | FALSE | [9 empty] | 42634 |  |  | Yes |  | 3.1 | 25848 | 100.2 | 258 | 2.64 | 1 | 5000 | 70
P9D8YZY1 | Eaton (formerly Cooper Lighting) | Streetworks | GAN-AF-04-LED-[U 8 9]-T2-[AP BZ BK DP GM WH]-[ADJA ADJS ADJA-WM]-7050-1200-[2L 3 P 4 4N7 HA ALL MS SENSORS DIMRF-LW DIMRF-LN L90 R90 MT TH LCF CE] | Outdoor Luminaires | High Output | Architectural Flood and Spot Luminaires | Standard | FALSE | [9 empty] | 42634 |  |  | Yes |  | 3.1 | 25848 | 100.2 | 258 | 2.64 | 1 | 5000 | 70
PTSHH62Q | Eaton (formerly Cooper Lighting) | Streetworks | GAN-AF-02-LED-[U 8 9]-T2R-[AP BZ BK DP GM WH]-[ADJA ADJS ADJA-WM]-7050-1200-[2L 3 P 4 4N7 HA ALL MS SENSORS DIMRF-LW DIMRF-LN L90 R90 MT TH LCF CE] | Outdoor Luminaires | High Output | Architectural Flood and Spot Luminaires | Standard | FALSE | [9 empty] | 42634 |  |  | Yes |  | 3.1 | 13919 | 107.9 | 129 | 2.64 | 1 | 5000 | 70
PEN9NXYB | Eaton (formerly Cooper Lighting) | Mcgraw-Edison | GLEON-AF-02-LED-[E1 347 480]-T2R-[AP BZ BK DP GM WH]-[ADJA ADJS ADJA-WM]-7050-1200-[P PER7 R ALL MS LWR SENSORS L90 R90 MT TH LCF CE] | Outdoor Luminaires | High Output | Architectural Flood and Spot Luminaires | Standard | FALSE | [9 empty] | 42634 |  |  | Yes |  | 3.1 | 13919 | 107.9 | 129 | 2.64 | 1 | 5000 | 70
PME5F583 | Eaton (formerly Cooper Lighting) | Streetworks | GAN-AF-02-LED-[U 8 9]-T3R-[AP BZ BK DP GM WH]-[ADJA ADJS ADJA-WM]-7050-1200-[2L 3 P 4 4N7 HA ALL MS SENSORS DIMRF-LW DIMRF-LN L90 R90 MT TH LCF CE] | Outdoor Luminaires | High Output | Architectural Flood and Spot Luminaires | Standard | FALSE | [9 empty] | 42634 |  |  | Yes |  | 3.1 | 13660 | 105.9 | 129 | 2.64 | 1 | 5000 | 70
PC4AM7TM | Eaton (formerly Cooper Lighting) | Mcgraw-Edison | GLEON-AF-02-LED-[E1 347 480]-T3R-[AP BZ BK DP GM WH]-[ADJA ADJS ADJA-WM]-7050-1200-[P PER7 R ALL MS LWR SENSORS L90 R90 MT TH LCF CE] | Outdoor Luminaires | High Output | Architectural Flood and Spot Luminaires | Standard | FALSE | [9 empty] | 42634 |  |  | Yes |  | 3.1 | 13660 | 105.9 | 129 | 2.64 | 1 | 5000 | 70
PJAN8JWJ | Eaton (formerly Cooper Lighting) | Streetworks | GAN-AF-02-LED-[U 8 9]-T3-[AP BZ BK DP GM WH]-[ADJA ADJS ADJA-WM]-7050-1200-[2L 3 P 4 4N7 HA ALL MS SENSORS DIMRF-LW DIMRF-LN L90 R90 MT TH LCF CE] | Outdoor Luminaires | High Output | Architectural Flood and Spot Luminaires | Standard | FALSE | [9 empty] | 42634 |  |  | Yes |  | 3.1 | 13363 | 103.6 | 129 | 2.64 | 1 | 5000 | 70
PDD9TVAH | Eaton (formerly Cooper Lighting) | Mcgraw-Edison | GLEON-AF-02-LED-[E1 347 480]-T3-[AP BZ BK DP GM WH]-[ADJA ADJS ADJA-WM]-7050-1200-[P PER7 R ALL MS LWR SENSORS L90 R90 MT TH LCF CE] | Outdoor Luminaires | High Output | Architectural Flood and Spot Luminaires | Standard | FALSE | [9 empty] | 42634 |  |  | Yes |  | 3.1 | 13363 | 103.6 | 129 | 2.64 | 1 | 5000 | 70
PTZVQSSV | Eaton (formerly Cooper Lighting) | Mcgraw-Edison | GLEON-AF-02-LED-[E1 347 480]-T2-[AP BZ BK DP GM WH]-[ADJA ADJS ADJA-WM]-7050-1200-[P PER7 R ALL MS LWR SENSORS L90 R90 MT TH LCF CE] | Outdoor Luminaires | High Output | Architectural Flood and Spot Luminaires | Standard | FALSE | [9 empty] | 42634 |  |  | Yes |  | 3.1 | 13111 | 101.6 | 129 | 2.64 | 1 | 5000 | 70
P9D8S4Z1 | Eaton (formerly Cooper Lighting) | Streetworks | GAN-AF-02-LED-[U 8 9]-T2-[AP BZ BK DP GM WH]-[ADJA ADJS ADJA-WM]-7050-1200-[2L 3 P 4 4N7 HA ALL MS SENSORS DIMRF-LW DIMRF-LN L90 R90 MT TH LCF CE] | Outdoor Luminaires | High Output | Architectural Flood and Spot Luminaires | Standard | FALSE | [9 empty] | 42634 |  |  | Yes |  | 3.1 | 13111 | 101.6 | 129 | 2.64 | 1 | 5000 | 70
PKQEE5KV | Eaton (formerly Cooper Lighting) | Streetworks | GAN-AF-02-LED-[U 8 9]-SL4-[AP BZ BK DP GM WH]-[ADJA ADJS ADJA-WM]-7050-1200-[2L 3 P 4 4N7 HA ALL MS SENSORS DIMRF-LW DIMRF-LN L90 R90 MT TH LCF CE] | Outdoor Luminaires | High Output | Architectural Flood and Spot Luminaires | Standard | FALSE | [9 empty] | 42634 |  |  | Yes |  | 3.1 | 12695 | 98.4 | 129 | 2.64 | 1 | 5000 | 70
PJWG9UMR | Eaton (formerly Cooper Lighting) | Mcgraw-Edison | GLEON-AF-02-LED-[E1 347 480]-SL4-[AP BZ BK DP GM WH]-[ADJA ADJS ADJA-WM]-7050-1200-[P PER7 R ALL MS LWR SENSORS L90 R90 MT TH LCF CE] | Outdoor Luminaires | High Output | Architectural Flood and Spot Luminaires | Standard | FALSE | [9 empty] | 42634 |  |  | Yes |  | 3.1 | 12695 | 98.4 | 129 | 2.64 | 1 | 5000 | 70
PS53V9MR | Eaton (formerly Cooper Lighting) | Mcgraw-Edison | GLEON-AF-05-LED-[E1 347 480]-T3-[AP BZ BK DP GM WH]-[ADJA ADJS ADJA-WM]-7050-[P PER7 R HA ALL MS LWR SENSORS L90 R90 MT TH LCF CE] | Outdoor Luminaires | High Output | Architectural Flood and Spot Luminaires | Standard | FALSE | [9 empty] | 42634 |  |  | Yes |  | 3.1 | 29756 | 106.7 | 279 | 2.19 | 1 | 5000 | 70
PQ1S8S5T | Eaton (formerly Cooper Lighting) | Streetworks | GAN-AF-05-LED-[U 8 9]-T3-[AP BZ BK DP GM WH]-[ADJA ADJS ADJA-WM]-7050-[2L 3 P 4 4N7 HA ALL MS SENSORS DIMRF-LW DIMRF-LN L90 R90 MT TH LCF CE] | Outdoor Luminaires | High Output | Architectural Flood and Spot Luminaires | Standard | FALSE | [9 empty] | 42634 |  |  | Yes |  | 3.1 | 29756 | 106.7 | 279 | 2.19 | 1 | 5000 | 70
PJ87QVG9 | Eaton (formerly Cooper Lighting) | Streetworks | GAN-AF-05-LED-[U 8 9]-T2-[AP BZ BK DP GM WH]-[ADJA ADJS ADJA-WM]-7050-[2L 3 P 4 4N7 HA ALL MS SENSORS DIMRF-LW DIMRF-LN L90 R90 MT TH LCF CE] | Outdoor Luminaires | High Output | Architectural Flood and Spot Luminaires | Standard | FALSE | [9 empty] | 42634 |  |  | Yes |  | 3.1 | 29195 | 104.6 | 279 | 2.19 | 1 | 5000 | 70
P2YUFWFC | Eaton (formerly Cooper Lighting) | Mcgraw-Edison | GLEON-AF-05-LED-[E1 347 480]-T2-[AP BZ BK DP GM WH]-[ADJA ADJS ADJA-WM]-7050-[P PER7 R HA ALL MS LWR SENSORS L90 R90 MT TH LCF CE] | Outdoor Luminaires | High Output | Architectural Flood and Spot Luminaires | Standard | FALSE | [9 empty] | 42634 |  |  | Yes |  | 3.1 | 29195 | 104.6 | 279 | 2.19 | 1 | 5000 | 70
PQYBZP6Z | Eaton (formerly Cooper Lighting) | Streetworks | GAN-AF-05-LED-U-SL4-[AP BZ BK DP GM WH]-[ADJA ADJS ADJA-WM]-7050-[2L 3 P 4 4N7 HA ALL MS SENSORS DIMRF-LW DIMRF-LN L90 R90 MT TH LCF CE] | Outdoor Luminaires | High Output | Architectural Flood and Spot Luminaires | Standard | FALSE | [9 empty] | 42634 |  |  | Yes |  | 3.1 | 28269 | 101.3 | 279 | 2.19 | 1 | 5000 | 70
P63NCBRK | Eaton (formerly Cooper Lighting) | Mcgraw-Edison | GLEON-AF-05-LED-E1-SL4-[AP BZ BK DP GM WH]-[ADJA ADJS ADJA-WM]-7050-[P PER7 R HA ALL MS LWR SENSORS L90 R90 MT TH LCF CE] | Outdoor Luminaires | High Output | Architectural Flood and Spot Luminaires | Standard | FALSE | [9 empty] | 42634 |  |  | Yes |  | 3.1 | 28269 | 101.3 | 279 | 2.19 | 1 | 5000 | 70
PMWZBC5D | Eaton (formerly Cooper Lighting) | Mcgraw-Edison | GLEON-AF-03-LED-[E1 347 480]-T2R-[AP BZ BK DP GM WH]-[ADJA ADJS ADJA-WM]-7050-[P PER7 R HA ALL MS LWR SENSORS L90 R90 MT TH LCF CE] | Outdoor Luminaires | High Output | Architectural Flood and Spot Luminaires | Standard | FALSE | [9 empty] | 42634 |  |  | Yes |  | 3.1 | 18932 | 114 | 166 | 2.19 | 1 | 5000 | 70
PD7ADVY6 | Eaton (formerly Cooper Lighting) | Streetworks | GAN-AF-03-LED-[U 8 9]-T2R-[AP BZ BK DP GM WH]-[ADJA ADJS ADJA-WM]-7050-[2L 3 P 4 4N7 HA ALL MS SENSORS DIMRF-LW DIMRF-LN L90 R90 MT TH LCF CE] | Outdoor Luminaires | High Output | Architectural Flood and Spot Luminaires | Standard | FALSE | [9 empty] | 42634 |  |  | Yes |  | 3.1 | 18932 | 114 | 166 | 2.19 | 1 | 5000 | 70
PT9R727Q | Eaton (formerly Cooper Lighting) | Mcgraw-Edison | GLEON-AF-03-LED-[E1 347 480]-T3R-[AP BZ BK DP GM WH]-[ADJA ADJS ADJA-WM]-7050-[P PER7 R HA ALL MS LWR SENSORS L90 R90 MT TH LCF CE] | Outdoor Luminaires | High Output | Architectural Flood and Spot Luminaires | Standard | FALSE | [9 empty] | 42634 |  |  | Yes |  | 3.1 | 18580 | 111.9 | 166 | 2.19 | 1 | 5000 | 70
PHWATAQQ | Eaton (formerly Cooper Lighting) | Streetworks | GAN-AF-03-LED-[U 8 9]-T3R-[AP BZ BK DP GM WH]-[ADJA ADJS ADJA-WM]-7050-[2L 3 P 4 4N7 HA ALL MS SENSORS DIMRF-LW DIMRF-LN L90 R90 MT TH LCF CE] | Outdoor Luminaires | High Output | Architectural Flood and Spot Luminaires | Standard | FALSE | [9 empty] | 42634 |  |  | Yes |  | 3.1 | 18580 | 111.9 | 166 | 2.19 | 1 | 5000 | 70
PW76B6BF | Eaton (formerly Cooper Lighting) | Mcgraw-Edison | GLEON-AF-03-LED-[E1 347 480]-T3-[AP BZ BK DP GM WH]-[ADJA ADJS ADJA-WM]-7050-[P PER7 R HA ALL MS LWR SENSORS L90 R90 MT TH LCF CE] | Outdoor Luminaires | High Output | Architectural Flood and Spot Luminaires | Standard | FALSE | [9 empty] | 42634 |  |  | Yes |  | 3.1 | 18176 | 109.5 | 166 | 2.19 | 1 | 5000 | 70
PVFSNVF2 | Eaton (formerly Cooper Lighting) | Streetworks | GAN-AF-03-LED-[U 8 9]-T3-[AP BZ BK DP GM WH]-[ADJA ADJS ADJA-WM]-7050-[2L 3 P 4 4N7 HA ALL MS SENSORS DIMRF-LW DIMRF-LN L90 R90 MT TH LCF CE] | Outdoor Luminaires | High Output | Architectural Flood and Spot Luminaires | Standard | FALSE | [9 empty] | 42634 |  |  | Yes |  | 3.1 | 18176 | 109.5 | 166 | 2.19 | 1 | 5000 | 70
PWNXSSKK | Eaton (formerly Cooper Lighting) | Mcgraw-Edison | GLEON-AF-03-LED-[E1 347 480]-T2-[AP BZ BK DP GM WH]-[ADJA ADJS ADJA-WM]-7050-[P PER7 R HA ALL MS LWR SENSORS L90 R90 MT TH LCF CE] | Outdoor Luminaires | High Output | Architectural Flood and Spot Luminaires | Standard | FALSE | [9 empty] | 42634 |  |  | Yes |  | 3.1 | 17833 | 107.4 | 166 | 2.19 | 1 | 5000 | 70
PNCDR13H | Eaton (formerly Cooper Lighting) | Streetworks | GAN-AF-03-LED-[U 8 9]-T2-[AP BZ BK DP GM WH]-[ADJA ADJS ADJA-WM]-7050-[2L 3 P 4 4N7 HA ALL MS SENSORS DIMRF-LW DIMRF-LN L90 R90 MT TH LCF CE] | Outdoor Luminaires | High Output | Architectural Flood and Spot Luminaires | Standard | FALSE | [9 empty] | 42634 |  |  | Yes |  | 3.1 | 17833 | 107.4 | 166 | 2.19 | 1 | 5000 | 70
PFW878JS | Eaton (formerly Cooper Lighting) | Streetworks | GAN-AF-03-LED-[U 8 9]-SL4-[AP BZ BK DP GM WH]-[ADJA ADJS ADJA-WM]-7050-[2L 3 P 4 4N7 HA ALL MS SENSORS DIMRF-LW DIMRF-LN L90 R90 MT TH LCF CE] | Outdoor Luminaires | High Output | Architectural Flood and Spot Luminaires | Standard | FALSE | [9 empty] | 42634 |  |  | Yes |  | 3.1 | 17268 | 104 | 166 | 2.19 | 1 | 5000 | 70
P8PXSBP2 | Eaton (formerly Cooper Lighting) | Mcgraw-Edison | GLEON-AF-03-LED-[E1 347 480]-SL4-[AP BZ BK DP GM WH]-[ADJA ADJS ADJA-WM]-7050-[P PER7 R HA ALL MS LWR SENSORS L90 R90 MT TH LCF CE] | Outdoor Luminaires | High Output | Architectural Flood and Spot Luminaires | Standard | FALSE | [9 empty] | 42634 |  |  | Yes |  | 3.1 | 17268 | 104 | 166 | 2.19 | 1 | 5000 | 70
P7TVVD29 | Eaton (formerly Cooper Lighting) | Mcgraw-Edison | GLEON-AF-03-LED-E1-T2R-[AP BZ BK DP GM WH]-[ADJA ADJS ADJA-WM]-7050-800-[P PER7 R HA ALL MS LWR SENSORS L90 R90 MT TH LCF CE] | Outdoor Luminaires | High Output | Architectural Flood and Spot Luminaires | Premium | FALSE | [9 empty] | 42634 |  |  | Yes |  | 3.1 | 15296 | 123.4 | 124 | 2.19 | 1 | 5000 | 70
P133RWXG | Eaton (formerly Cooper Lighting) | Streetworks | GAN-AF-03-LED-U-T2R-[AP BZ BK DP GM WH]-[ADJA ADJS ADJA-WM]-7050-800-[2L 3 P 4 4N7 HA ALL MS SENSORS DIMRF-LW DIMRF-LN L90 R90 MT TH LCF CE] | Outdoor Luminaires | High Output | Architectural Flood and Spot Luminaires | Premium | FALSE | [9 empty] | 42634 |  |  | Yes |  | 3.1 | 15296 | 123.4 | 124 | 2.19 | 1 | 5000 | 70
PQW6TKMS | Eaton (formerly Cooper Lighting) | Mcgraw-Edison | GLEON-AF-03-LED-E1-T3R-[AP BZ BK DP GM WH]-[ADJA ADJS ADJA-WM]-7050-800-[P PER7 R HA ALL MS LWR SENSORS L90 R90 MT TH LCF CE] | Outdoor Luminaires | High Output | Architectural Flood and Spot Luminaires | Premium | FALSE | [9 empty] | 42634 |  |  | Yes |  | 3.1 | 15011 | 121.1 | 124 | 2.19 | 1 | 5000 | 70
PNYAXGBE | Eaton (formerly Cooper Lighting) | Streetworks | GAN-AF-03-LED-U-T3R-[AP BZ BK DP GM WH]-[ADJA ADJS ADJA-WM]-7050-800-[2L 3 P 4 4N7 HA ALL MS SENSORS DIMRF-LW DIMRF-LN L90 R90 MT TH LCF CE] | Outdoor Luminaires | High Output | Architectural Flood and Spot Luminaires | Premium | FALSE | [9 empty] | 42634 |  |  | Yes |  | 3.1 | 15011 | 121.1 | 124 | 2.19 | 1 | 5000 | 70
PYN8G4K8 | Eaton (formerly Cooper Lighting) | Streetworks | GAN-AF-03-LED-U-T3-[AP BZ BK DP GM WH]-[ADJA ADJS ADJA-WM]-7050-800-[2L 3 P 4 4N7 HA ALL MS SENSORS DIMRF-LW DIMRF-LN L90 R90 MT TH LCF CE] | Outdoor Luminaires | High Output | Architectural Flood and Spot Luminaires | Premium | FALSE | [9 empty] | 42634 |  |  | Yes |  | 3.1 | 14685 | 118.4 | 124 | 2.19 | 1 | 5000 | 70
PD8AEXUP | Eaton (formerly Cooper Lighting) | Mcgraw-Edison | GLEON-AF-03-LED-E1-T3-[AP BZ BK DP GM WH]-[ADJA ADJS ADJA-WM]-7050-800-[P PER7 R HA ALL MS LWR SENSORS L90 R90 MT TH LCF CE] | Outdoor Luminaires | High Output | Architectural Flood and Spot Luminaires | Premium | FALSE | [9 empty] | 42634 |  |  | Yes |  | 3.1 | 14685 | 118.4 | 124 | 2.19 | 1 | 5000 | 70
PZWD1ZEQ | Eaton (formerly Cooper Lighting) | Streetworks | GAN-AF-03-LED-[U 8 9]-T2-[AP BZ BK DP GM WH]-[ADJA ADJS ADJA-WM]-7050-800-[2L 3 P 4 4N7 HA ALL MS SENSORS DIMRF-LW DIMRF-LN L90 R90 MT TH LCF CE] | Outdoor Luminaires | High Output | Architectural Flood and Spot Luminaires | Standard | FALSE | [9 empty] | 42634 |  |  | Yes |  | 3.1 | 14408 | 116.2 | 124 | 2.19 | 1 | 5000 | 70
PRBPKJAZ | Eaton (formerly Cooper Lighting) | Mcgraw-Edison | GLEON-AF-03-LED-[E1 347 480]-T2-[AP BZ BK DP GM WH]-[ADJA ADJS ADJA-WM]-7050-800-[P PER7 R HA ALL MS LWR SENSORS L90 R90 MT TH LCF CE] | Outdoor Luminaires | High Output | Architectural Flood and Spot Luminaires | Standard | FALSE | [9 empty] | 42634 |  |  | Yes |  | 3.1 | 14408 | 116.2 | 124 | 2.19 | 1 | 5000 | 70
PJ4EF59P | Eaton (formerly Cooper Lighting) | Streetworks | GAN-AF-03-LED-[U 8 9]-SL4-[AP BZ BK DP GM WH]-[ADJA ADJS ADJA-WM]-7050-800-[2L 3 P 4 4N7 HA ALL MS SENSORS DIMRF-LW DIMRF-LN L90 R90 MT TH LCF CE] | Outdoor Luminaires | High Output | Architectural Flood and Spot Luminaires | Standard | FALSE | [9 empty] | 42634 |  |  | Yes |  | 3.1 | 13951 | 112.5 | 124 | 2.19 | 1 | 5000 | 70
PCP99ZMV | Eaton (formerly Cooper Lighting) | Mcgraw-Edison | GLEON-AF-03-LED-[E1 347 480]-SL4-[AP BZ BK DP GM WH]-[ADJA ADJS ADJA-WM]-7050-800-[P PER7 R HA ALL MS LWR SENSORS L90 R90 MT TH LCF CE] | Outdoor Luminaires | High Output | Architectural Flood and Spot Luminaires | Standard | FALSE | [9 empty] | 42634 |  |  | Yes |  | 3.1 | 13951 | 112.5 | 124 | 2.19 | 1 | 5000 | 70
PTCGGB26 | Eaton (formerly Cooper Lighting) | Streetworks | GAN-AF-03-LED-[U 8 9]-T2R-[AP BZ BK DP GM WH]-[ADJA ADJS ADJA-WM]-7050-1200-[2L 3 P 4 4N7 HA ALL MS SENSORS DIMRF-LW DIMRF-LN L90 R90 MT TH LCF CE] | Outdoor Luminaires | High Output | Architectural Flood and Spot Luminaires | Standard | FALSE | [9 empty] | 42634 |  |  | Yes |  | 3.1 | 20769 | 108.7 | 191 | 1.99 | 1 | 5000 | 70
PKBFY87R | Eaton (formerly Cooper Lighting) | Mcgraw-Edison | GLEON-AF-03-LED-[E1 347 480]-T2R-[AP BZ BK DP GM WH]-[ADJA ADJS ADJA-WM]-7050-1200-[P PER7 R ALL MS LWR SENSORS L90 R90 MT TH LCF CE] | Outdoor Luminaires | High Output | Architectural Flood and Spot Luminaires | Standard | FALSE | [9 empty] | 42634 |  |  | Yes |  | 3.1 | 20769 | 108.7 | 191 | 1.99 | 1 | 5000 | 70
PKM7QU6A | Eaton (formerly Cooper Lighting) | Streetworks | GAN-AF-03-LED-[U 8 9]-T3R-[AP BZ BK DP GM WH]-[ADJA ADJS ADJA-WM]-7050-1200-[2L 3 P 4 4N7 HA ALL MS SENSORS DIMRF-LW DIMRF-LN L90 R90 MT TH LCF CE] | Outdoor Luminaires | High Output | Architectural Flood and Spot Luminaires | Standard | FALSE | [9 empty] | 42634 |  |  | Yes |  | 3.1 | 20382 | 106.7 | 191 | 1.99 | 1 | 5000 | 70
P3EHEHME | Eaton (formerly Cooper Lighting) | Mcgraw-Edison | GLEON-AF-03-LED-[E1 347 480]-T3R-[AP BZ BK DP GM WH]-[ADJA ADJS ADJA-WM]-7050-1200-[P PER7 R ALL MS LWR SENSORS L90 R90 MT TH LCF CE] | Outdoor Luminaires | High Output | Architectural Flood and Spot Luminaires | Standard | FALSE | [9 empty] | 42634 |  |  | Yes |  | 3.1 | 20382 | 106.7 | 191 | 1.99 | 1 | 5000 | 70
PEX9T4CP | Eaton (formerly Cooper Lighting) | Mcgraw-Edison | GLEON-AF-03-LED-[E1 347 480]-T3-[AP BZ BK DP GM WH]-[ADJA ADJS ADJA-WM]-7050-1200-[P PER7 R ALL MS LWR SENSORS L90 R90 MT TH LCF CE] | Outdoor Luminaires | High Output | Architectural Flood and Spot Luminaires | Standard | FALSE | [9 empty] | 42634 |  |  | Yes |  | 3.1 | 19939 | 104.4 | 191 | 1.99 | 1 | 5000 | 70
P2JSRRZB | Eaton (formerly Cooper Lighting) | Streetworks | GAN-AF-03-LED-[U 8 9]-T3-[AP BZ BK DP GM WH]-[ADJA ADJS ADJA-WM]-7050-1200-[2L 3 P 4 4N7 HA ALL MS SENSORS DIMRF-LW DIMRF-LN L90 R90 MT TH LCF CE] | Outdoor Luminaires | High Output | Architectural Flood and Spot Luminaires | Standard | FALSE | [9 empty] | 42634 |  |  | Yes |  | 3.1 | 19939 | 104.4 | 191 | 1.99 | 1 | 5000 | 70
PFU9GQJY | Eaton (formerly Cooper Lighting) | Streetworks | GAN-AF-03-LED-[U 8 9]-T2-[AP BZ BK DP GM WH]-[ADJA ADJS ADJA-WM]-7050-1200-[2L 3 P 4 4N7 HA ALL MS SENSORS DIMRF-LW DIMRF-LN L90 R90 MT TH LCF CE] | Outdoor Luminaires | High Output | Architectural Flood and Spot Luminaires | Standard | FALSE | [9 empty] | 42634 |  |  | Yes |  | 3.1 | 19562 | 102.4 | 191 | 1.99 | 1 | 5000 | 70
P5CXYNDR | Eaton (formerly Cooper Lighting) | Mcgraw-Edison | GLEON-AF-03-LED-[E1 347 480]-T2-[AP BZ BK DP GM WH]-[ADJA ADJS ADJA-WM]-7050-1200-[P PER7 R ALL MS LWR SENSORS L90 R90 MT TH LCF CE] | Outdoor Luminaires | High Output | Architectural Flood and Spot Luminaires | Standard | FALSE | [9 empty] | 42634 |  |  | Yes |  | 3.1 | 19562 | 102.4 | 191 | 1.99 | 1 | 5000 | 70
PY1A65M2 | Eaton (formerly Cooper Lighting) | Mcgraw-Edison | GLEON-AF-03-LED-[E1 347 480]-SL4-[AP BZ BK DP GM WH]-[ADJA ADJS ADJA-WM]-7050-1200-[P PER7 R ALL MS LWR SENSORS L90 R90 MT TH LCF CE] | Outdoor Luminaires | High Output | Architectural Flood and Spot Luminaires | Standard | FALSE | [9 empty] | 42634 |  |  | Yes |  | 3.1 | 18943 | 99.2 | 191 | 1.99 | 1 | 5000 | 70
P1DCQSQ3 | Eaton (formerly Cooper Lighting) | Streetworks | GAN-AF-03-LED-[U 8 9]-SL4-[AP BZ BK DP GM WH]-[ADJA ADJS ADJA-WM]-7050-1200-[2L 3 P 4 4N7 HA ALL MS SENSORS DIMRF-LW DIMRF-LN L90 R90 MT TH LCF CE] | Outdoor Luminaires | High Output | Architectural Flood and Spot Luminaires | Standard | FALSE | [9 empty] | 42634 |  |  | Yes |  | 3.1 | 18943 | 99.2 | 191 | 1.99 | 1 | 5000 | 70
PXRGTR88 | Eaton (formerly Cooper Lighting) | Streetworks | GAN-AF-04-LED-[U 8 9]-T2R-[AP BZ BK DP GM WH]-[ADJA ADJS ADJA-WM]-7050-[2L 3 P 4 4N7 HA ALL MS SENSORS DIMRF-LW DIMRF-LN L90 R90 MT TH LCF CE] | Outdoor Luminaires | High Output | Architectural Flood and Spot Luminaires | Standard | FALSE | [9 empty] | 42634 |  |  | Yes |  | 3.1 | 25015 | 111.2 | 225 | 1.65 | 1 | 5000 | 70
PRK61WNC | Eaton (formerly Cooper Lighting) | Mcgraw-Edison | GLEON-AF-04-LED-[E1 347 480]-T2R-[AP BZ BK DP GM WH]-[ADJA ADJS ADJA-WM]-7050-[P PER7 R HA ALL MS LWR SENSORS L90 R90 MT TH LCF CE] | Outdoor Luminaires | High Output | Architectural Flood and Spot Luminaires | Standard | FALSE | [9 empty] | 42634 |  |  | Yes |  | 3.1 | 25015 | 111.2 | 225 | 1.65 | 1 | 5000 | 70
PSXKRUJ6 | Eaton (formerly Cooper Lighting) | Mcgraw-Edison | GLEON-AF-04-LED-[E1 347 480]-T3R-[AP BZ BK DP GM WH]-[ADJA ADJS ADJA-WM]-7050-[P PER7 R HA ALL MS LWR SENSORS L90 R90 MT TH LCF CE] | Outdoor Luminaires | High Output | Architectural Flood and Spot Luminaires | Standard | FALSE | [9 empty] | 42634 |  |  | Yes |  | 3.1 | 24550 | 109.1 | 225 | 1.65 | 1 | 5000 | 70
PSXHZN1K | Eaton (formerly Cooper Lighting) | Streetworks | GAN-AF-04-LED-[U 8 9]-T3R-[AP BZ BK DP GM WH]-[ADJA ADJS ADJA-WM]-7050-[2L 3 P 4 4N7 HA ALL MS SENSORS DIMRF-LW DIMRF-LN L90 R90 MT TH LCF CE] | Outdoor Luminaires | High Output | Architectural Flood and Spot Luminaires | Standard | FALSE | [9 empty] | 42634 |  |  | Yes |  | 3.1 | 24550 | 109.1 | 225 | 1.65 | 1 | 5000 | 70
PDA72EBQ | Eaton (formerly Cooper Lighting) | Streetworks | GAN-AF-04-LED-[U 8 9]-T3-[AP BZ BK DP GM WH]-[ADJA ADJS ADJA-WM]-7050-[2L 3 P 4 4N7 HA ALL MS SENSORS DIMRF-LW DIMRF-LN L90 R90 MT TH LCF CE] | Outdoor Luminaires | High Output | Architectural Flood and Spot Luminaires | Standard | FALSE | [9 empty] | 42634 |  |  | Yes |  | 3.1 | 24017 | 106.7 | 225 | 1.65 | 1 | 5000 | 70
P3SKVB1K | Eaton (formerly Cooper Lighting) | Mcgraw-Edison | GLEON-AF-04-LED-[E1 347 480]-T3-[AP BZ BK DP GM WH]-[ADJA ADJS ADJA-WM]-7050-[P PER7 R HA ALL MS LWR SENSORS L90 R90 MT TH LCF CE] | Outdoor Luminaires | High Output | Architectural Flood and Spot Luminaires | Standard | FALSE | [9 empty] | 42634 |  |  | Yes |  | 3.1 | 24017 | 106.7 | 225 | 1.65 | 1 | 5000 | 70
PX1T288R | Eaton (formerly Cooper Lighting) | Mcgraw-Edison | GLEON-AF-04-LED-E1-T2-[AP BZ BK DP GM WH]-[ADJA ADJS ADJA-WM]-7050-[P PER7 R HA ALL MS LWR SENSORS L90 R90 MT TH LCF CE] | Outdoor Luminaires | High Output | Architectural Flood and Spot Luminaires | Standard | FALSE | [9 empty] | 42634 |  |  | Yes |  | 3.1 | 23563 | 104.7 | 225 | 1.65 | 1 | 5000 | 70
P3TKUPHV | Eaton (formerly Cooper Lighting) | Streetworks | GAN-AF-04-LED-U-T2-[AP BZ BK DP GM WH]-[ADJA ADJS ADJA-WM]-7050-[2L 3 P 4 4N7 HA ALL MS SENSORS DIMRF-LW DIMRF-LN L90 R90 MT TH LCF CE] | Outdoor Luminaires | High Output | Architectural Flood and Spot Luminaires | Standard | FALSE | [9 empty] | 42634 |  |  | Yes |  | 3.1 | 23563 | 104.7 | 225 | 1.65 | 1 | 5000 | 70
PZQAG37G | Eaton (formerly Cooper Lighting) | Streetworks | GAN-AF-04-LED-U-SL4-[AP BZ BK DP GM WH]-[ADJA ADJS ADJA-WM]-7050-[2L 3 P 4 4N7 HA ALL MS SENSORS DIMRF-LW DIMRF-LN L90 R90 MT TH LCF CE] | Outdoor Luminaires | High Output | Architectural Flood and Spot Luminaires | Standard | FALSE | [9 empty] | 42634 |  |  | Yes |  | 3.1 | 22816 | 101.4 | 225 | 1.65 | 1 | 5000 | 70
PTN9ZNGD | Eaton (formerly Cooper Lighting) | Mcgraw-Edison | GLEON-AF-04-LED-E1-SL4-[AP BZ BK DP GM WH]-[ADJA ADJS ADJA-WM]-7050-[P PER7 R HA ALL MS LWR SENSORS L90 R90 MT TH LCF CE] | Outdoor Luminaires | High Output | Architectural Flood and Spot Luminaires | Standard | FALSE | [9 empty] | 42634 |  |  | Yes |  | 3.1 | 22816 | 101.4 | 225 | 1.65 | 1 | 5000 | 70
P5PGPRXU | Eaton (formerly Cooper Lighting) | Mcgraw-Edison | GLEON-AF-02-LED-[E1 347 480]-T2R-[AP BZ BK DP GM WH]-[ADJA ADJS ADJA-WM]-7050-[P PER7 R HA ALL MS LWR SENSORS L90 R90 MT TH LCF CE] | Outdoor Luminaires | High Output | Architectural Flood and Spot Luminaires | Standard | FALSE | [9 empty] | 42634 |  |  | Yes |  | 3.1 | 12688 | 112.3 | 113 | 1.65 | 1 | 5000 | 70
P5N1V2BV | Eaton (formerly Cooper Lighting) | Streetworks | GAN-AF-02-LED-[U 8 9]-T2R-[AP BZ BK DP GM WH]-[ADJA ADJS ADJA-WM]-7050-[2L 3 P 4 4N7 HA ALL MS SENSORS DIMRF-LW DIMRF-LN L90 R90 MT TH LCF CE] | Outdoor Luminaires | High Output | Architectural Flood and Spot Luminaires | Standard | FALSE | [9 empty] | 42634 |  |  | Yes |  | 3.1 | 12688 | 112.3 | 113 | 1.65 | 1 | 5000 | 70
PPTNKWWV | Eaton (formerly Cooper Lighting) | Streetworks | GAN-AF-02-LED-[U 8 9]-T3R-[AP BZ BK DP GM WH]-[ADJA ADJS ADJA-WM]-7050-[2L 3 P 4 4N7 HA ALL MS SENSORS DIMRF-LW DIMRF-LN L90 R90 MT TH LCF CE] | Outdoor Luminaires | High Output | Architectural Flood and Spot Luminaires | Standard | FALSE | [9 empty] | 42634 |  |  | Yes |  | 3.1 | 12453 | 110.2 | 113 | 1.65 | 1 | 5000 | 70
PNE9Z1D4 | Eaton (formerly Cooper Lighting) | Mcgraw-Edison | GLEON-AF-02-LED-[E1 347 480]-T3R-[AP BZ BK DP GM WH]-[ADJA ADJS ADJA-WM]-7050-[P PER7 R HA ALL MS LWR SENSORS L90 R90 MT TH LCF CE] | Outdoor Luminaires | High Output | Architectural Flood and Spot Luminaires | Standard | FALSE | [9 empty] | 42634 |  |  | Yes |  | 3.1 | 12453 | 110.2 | 113 | 1.65 | 1 | 5000 | 70
PZE2PUUW | Eaton (formerly Cooper Lighting) | Mcgraw-Edison | GLEON-AF-02-LED-[E1 347 480]-T3-[AP BZ BK DP GM WH]-[ADJA ADJS ADJA-WM]-7050-[P PER7 R HA ALL MS LWR SENSORS L90 R90 MT TH LCF CE] | Outdoor Luminaires | High Output | Architectural Flood and Spot Luminaires | Standard | FALSE | [9 empty] | 42634 |  |  | Yes |  | 3.1 | 12181 | 107.8 | 113 | 1.65 | 1 | 5000 | 70
PC8RR8N2 | Eaton (formerly Cooper Lighting) | Streetworks | GAN-AF-02-LED-[U 8 9]-T3-[AP BZ BK DP GM WH]-[ADJA ADJS ADJA-WM]-7050-[2L 3 P 4 4N7 HA ALL MS SENSORS DIMRF-LW DIMRF-LN L90 R90 MT TH LCF CE] | Outdoor Luminaires | High Output | Architectural Flood and Spot Luminaires | Standard | FALSE | [9 empty] | 42634 |  |  | Yes |  | 3.1 | 12181 | 107.8 | 113 | 1.65 | 1 | 5000 | 70
PFEEFTU9 | Eaton (formerly Cooper Lighting) | Streetworks | GAN-AF-02-LED-[U 8 9]-T2-[AP BZ BK DP GM WH]-[ADJA ADJS ADJA-WM]-7050-[2L 3 P 4 4N7 HA ALL MS SENSORS DIMRF-LW DIMRF-LN L90 R90 MT TH LCF CE] | Outdoor Luminaires | High Output | Architectural Flood and Spot Luminaires | Standard | FALSE | [9 empty] | 42634 |  |  | Yes |  | 3.1 | 11951 | 105.8 | 113 | 1.65 | 1 | 5000 | 70
P18JGJCV | Eaton (formerly Cooper Lighting) | Mcgraw-Edison | GLEON-AF-02-LED-[E1 347 480]-T2-[AP BZ BK DP GM WH]-[ADJA ADJS ADJA-WM]-7050-[P PER7 R HA ALL MS LWR SENSORS L90 R90 MT TH LCF CE] | Outdoor Luminaires | High Output | Architectural Flood and Spot Luminaires | Standard | FALSE | [9 empty] | 42634 |  |  | Yes |  | 3.1 | 11951 | 105.8 | 113 | 1.65 | 1 | 5000 | 70
PTVHD88N | Eaton (formerly Cooper Lighting) | Mcgraw-Edison | GLEON-AF-02-LED-E1-SL4-[AP BZ BK DP GM WH]-[ADJA ADJS ADJA-WM]-7050-[P PER7 R HA ALL MS LWR SENSORS L90 R90 MT TH LCF CE] | Outdoor Luminaires | High Output | Architectural Flood and Spot Luminaires | Standard | FALSE | [9 empty] | 42634 |  |  | Yes |  | 3.1 | 11572 | 102.4 | 113 | 1.65 | 1 | 5000 | 70
PNP93M46 | Eaton (formerly Cooper Lighting) | Streetworks | GAN-AF-02-LED-U-SL4-[AP BZ BK DP GM WH]-[ADJA ADJS ADJA-WM]-7050-[2L 3 P 4 4N7 HA ALL MS SENSORS DIMRF-LW DIMRF-LN L90 R90 MT TH LCF CE] | Outdoor Luminaires | High Output | Architectural Flood and Spot Luminaires | Standard | FALSE | [9 empty] | 42634 |  |  | Yes |  | 3.1 | 11572 | 102.4 | 113 | 1.65 | 1 | 5000 | 70
PKP8BTZ9 | Eaton (formerly Cooper Lighting) | Mcgraw-Edison | GLEON-AF-02-LED-[E1 347 480]-T2R-[AP BZ BK DP GM WH]-[ADJA ADJS ADJA-WM]-7050-600-[P PER7 R HA ALL MS LWR SENSORS L90 R90 MT TH LCF CE] | Outdoor Luminaires | Mid Output | Architectural Flood and Spot Luminaires | Premium | FALSE | [9 empty] | 42634 |  |  | Yes |  | 3.1 | 8360 | 126.7 | 66 | 1.24 | 1 | 5000 | 70
PBYYE43D | Eaton (formerly Cooper Lighting) | Streetworks | GAN-AF-02-LED-[U 8 9]-T2R-[AP BZ BK DP GM WH]-[ADJA ADJS ADJA-WM]-7050-600-[2L 3 P 4 4N7 HA ALL MS SENSORS DIMRF-LW DIMRF-LN L90 R90 MT TH LCF CE] | Outdoor Luminaires | Mid Output | Architectural Flood and Spot Luminaires | Premium | FALSE | [9 empty] | 42634 |  |  | Yes |  | 3.1 | 8360 | 126.7 | 66 | 1.24 | 1 | 5000 | 70
P5PE2VZW | Eaton (formerly Cooper Lighting) | Mcgraw-Edison | GLEON-AF-02-LED-[E1 347 480]-T3R-[AP BZ BK DP GM WH]-[ADJA ADJS ADJA-WM]-7050-600-[P PER7 R HA ALL MS LWR SENSORS L90 R90 MT TH LCF CE] | Outdoor Luminaires | Mid Output | Architectural Flood and Spot Luminaires | Premium | FALSE | [9 empty] | 42634 |  |  | Yes |  | 3.1 | 8205 | 124.3 | 66 | 1.24 | 1 | 5000 | 70
P424D1NC | Eaton (formerly Cooper Lighting) | Streetworks | GAN-AF-02-LED-[U 8 9]-T3R-[AP BZ BK DP GM WH]-[ADJA ADJS ADJA-WM]-7050-600-[2L 3 P 4 4N7 HA ALL MS SENSORS DIMRF-LW DIMRF-LN L90 R90 MT TH LCF CE] | Outdoor Luminaires | Mid Output | Architectural Flood and Spot Luminaires | Premium | FALSE | [9 empty] | 42634 |  |  | Yes |  | 3.1 | 8205 | 124.3 | 66 | 1.24 | 1 | 5000 | 70
PZF57Z19 | Eaton (formerly Cooper Lighting) | Mcgraw-Edison | GLEON-AF-02-LED-E1-T3-[AP BZ BK DP GM WH]-[ADJA ADJS ADJA-WM]-7050-600-[P PER7 R HA ALL MS LWR SENSORS L90 R90 MT TH LCF CE] | Outdoor Luminaires | Mid Output | Architectural Flood and Spot Luminaires | Premium | FALSE | [9 empty] | 42634 |  |  | Yes |  | 3.1 | 8026 | 121.6 | 66 | 1.24 | 1 | 5000 | 70
PCZS7BJ4 | Eaton (formerly Cooper Lighting) | Streetworks | GAN-AF-02-LED-U-T3-[AP BZ BK DP GM WH]-[ADJA ADJS ADJA-WM]-7050-600-[2L 3 P 4 4N7 HA ALL MS SENSORS DIMRF-LW DIMRF-LN L90 R90 MT TH LCF CE] | Outdoor Luminaires | Mid Output | Architectural Flood and Spot Luminaires | Premium | FALSE | [9 empty] | 42634 |  |  | Yes |  | 3.1 | 8026 | 121.6 | 66 | 1.24 | 1 | 5000 | 70
PDHR6S2H | Eaton (formerly Cooper Lighting) | Mcgraw-Edison | GLEON-AF-02-LED-E1-T2-[AP BZ BK DP GM WH]-[ADJA ADJS ADJA-WM]-7050-600-[P PER7 R HA ALL MS LWR SENSORS L90 R90 MT TH LCF CE] | Outdoor Luminaires | Mid Output | Architectural Flood and Spot Luminaires | Premium | FALSE | [9 empty] | 42634 |  |  | Yes |  | 3.1 | 7874 | 119.3 | 66 | 1.24 | 1 | 5000 | 70
P1FU5P6U | Eaton (formerly Cooper Lighting) | Streetworks | GAN-AF-02-LED-U-T2-[AP BZ BK DP GM WH]-[ADJA ADJS ADJA-WM]-7050-600-[2L 3 P 4 4N7 HA ALL MS SENSORS DIMRF-LW DIMRF-LN L90 R90 MT TH LCF CE] | Outdoor Luminaires | Mid Output | Architectural Flood and Spot Luminaires | Premium | FALSE | [9 empty] | 42634 |  |  | Yes |  | 3.1 | 7874 | 119.3 | 66 | 1.24 | 1 | 5000 | 70
PV2EB3B4 | Eaton (formerly Cooper Lighting) | Streetworks | GAN-AF-02-LED-U-SL4-[AP BZ BK DP GM WH]-[ADJA ADJS ADJA-WM]-7050-600-[2L 3 P 4 4N7 HA ALL MS SENSORS DIMRF-LW DIMRF-LN L90 R90 MT TH LCF CE] | Outdoor Luminaires | Mid Output | Architectural Flood and Spot Luminaires | Standard | FALSE | [9 empty] | 42634 |  |  | Yes |  | 3.1 | 7624 | 115.5 | 66 | 1.24 | 1 | 5000 | 70
PBJ3REQR | Eaton (formerly Cooper Lighting) | Mcgraw-Edison | GLEON-AF-02-LED-E1-SL4-[AP BZ BK DP GM WH]-[ADJA ADJS ADJA-WM]-7050-600-[P PER7 R HA ALL MS LWR SENSORS L90 R90 MT TH LCF CE] | Outdoor Luminaires | Mid Output | Architectural Flood and Spot Luminaires | Standard | FALSE | [9 empty] | 42634 |  |  | Yes |  | 3.1 | 7624 | 115.5 | 66 | 1.24 | 1 | 5000 | 70
PAW2B2BX | Eaton (formerly Cooper Lighting) | Mcgraw-Edison | GLEON-AF-02-LED-E1-T3-[AP BZ BK DP GM WH]-[ADJA ADJS ADJA-WM]-7050-800-[P PER7 R HA ALL MS LWR SENSORS L90 R90 MT TH LCF CE] | Outdoor Luminaires | Mid Output | Architectural Flood and Spot Luminaires | Standard | FALSE | [9 empty] | 42634 |  |  | Yes |  | 3.1 | 9842 | 115.8 | 85 | 1.17 | 1 | 5000 | 70
P2U85TY3 | Eaton (formerly Cooper Lighting) | Streetworks | GAN-AF-02-LED-U-T3-[AP BZ BK DP GM WH]-[ADJA ADJS ADJA-WM]-7050-800-[2L 3 P 4 4N7 HA ALL MS SENSORS DIMRF-LW DIMRF-LN L90 R90 MT TH LCF CE] | Outdoor Luminaires | Mid Output | Architectural Flood and Spot Luminaires | Standard | FALSE | [9 empty] | 42634 |  |  | Yes |  | 3.1 | 9842 | 115.8 | 85 | 1.17 | 1 | 5000 | 70
PCN3N1PS | Eaton (formerly Cooper Lighting) | Mcgraw-Edison | GLEON-AF-02-LED-E1-T2-[AP BZ BK DP GM WH]-[ADJA ADJS ADJA-WM]-7050-800-[P PER7 R HA ALL MS LWR SENSORS L90 R90 MT TH LCF CE] | Outdoor Luminaires | Mid Output | Architectural Flood and Spot Luminaires | Standard | FALSE | [9 empty] | 42634 |  |  | Yes |  | 3.1 | 9656 | 113.6 | 85 | 1.17 | 1 | 5000 | 70
P7PC39CK | Eaton (formerly Cooper Lighting) | Streetworks | GAN-AF-02-LED-U-T2-[AP BZ BK DP GM WH]-[ADJA ADJS ADJA-WM]-7050-800-[2L 3 P 4 4N7 HA ALL MS SENSORS DIMRF-LW DIMRF-LN L90 R90 MT TH LCF CE] | Outdoor Luminaires | Mid Output | Architectural Flood and Spot Luminaires | Standard | FALSE | [9 empty] | 42634 |  |  | Yes |  | 3.1 | 9656 | 113.6 | 85 | 1.17 | 1 | 5000 | 70
PR5EDPNJ | Eaton (formerly Cooper Lighting) | Mcgraw-Edison | GLEON-AF-02-LED-[E1 347 480]-SL4-[AP BZ BK DP GM WH]-[ADJA ADJS ADJA-WM]-7050-800-[P PER7 R HA ALL MS LWR SENSORS L90 R90 MT TH LCF CE] | Outdoor Luminaires | Mid Output | Architectural Flood and Spot Luminaires | Standard | FALSE | [9 empty] | 42634 |  |  | Yes |  | 3.1 | 9350 | 110 | 85 | 1.17 | 1 | 5000 | 70
PBHZGPSN | Eaton (formerly Cooper Lighting) | Streetworks | GAN-AF-02-LED-[U 8 9]-SL4-[AP BZ BK DP GM WH]-[ADJA ADJS ADJA-WM]-7050-800-[2L 3 P 4 4N7 HA ALL MS SENSORS DIMRF-LW DIMRF-LN L90 R90 MT TH LCF CE] | Outdoor Luminaires | Mid Output | Architectural Flood and Spot Luminaires | Standard | FALSE | [9 empty] | 42634 |  |  | Yes |  | 3.1 | 9350 | 110 | 85 | 1.17 | 1 | 5000 | 70
PVNR1TZ5 | Eaton (formerly Cooper Lighting) | Mcgraw-Edison | GLEON-AF-04-LED-E1-T2R-[AP BZ BK DP GM WH]-[ADJA ADJS ADJA-WM]-7050-800-[P PER7 R HA ALL MS LWR SENSORS L90 R90 MT TH LCF CE] | Outdoor Luminaires | High Output | Architectural Flood and Spot Luminaires | Premium | FALSE | [9 empty] | 42634 |  |  | Yes |  | 3.1 | 20211 | 118.2 | 171 | 1.17 | 1 | 5000 | 70
P11QSC6P | Eaton (formerly Cooper Lighting) | Streetworks | GAN-AF-04-LED-U-T2R-[AP BZ BK DP GM WH]-[ADJA ADJS ADJA-WM]-7050-800-[2L 3 P 4 4N7 HA ALL MS SENSORS DIMRF-LW DIMRF-LN L90 R90 MT TH LCF CE] | Outdoor Luminaires | High Output | Architectural Flood and Spot Luminaires | Premium | FALSE | [9 empty] | 42634 |  |  | Yes |  | 3.1 | 20211 | 118.2 | 171 | 1.17 | 1 | 5000 | 70
PC8Q2GFC | Eaton (formerly Cooper Lighting) | Streetworks | GAN-AF-04-LED-[U 8 9]-T3R-[AP BZ BK DP GM WH]-[ADJA ADJS ADJA-WM]-7050-800-[2L 3 P 4 4N7 HA ALL MS SENSORS DIMRF-LW DIMRF-LN L90 R90 MT TH LCF CE] | Outdoor Luminaires | High Output | Architectural Flood and Spot Luminaires | Standard | FALSE | [9 empty] | 42634 |  |  | Yes |  | 3.1 | 19835 | 116 | 171 | 1.17 | 1 | 5000 | 70
P4G4843J | Eaton (formerly Cooper Lighting) | Mcgraw-Edison | GLEON-AF-04-LED-[E1 347 480]-T3R-[AP BZ BK DP GM WH]-[ADJA ADJS ADJA-WM]-7050-800-[P PER7 R HA ALL MS LWR SENSORS L90 R90 MT TH LCF CE] | Outdoor Luminaires | High Output | Architectural Flood and Spot Luminaires | Standard | FALSE | [9 empty] | 42634 |  |  | Yes |  | 3.1 | 19835 | 116 | 171 | 1.17 | 1 | 5000 | 70
P533AUQ6 | Eaton (formerly Cooper Lighting) | Mcgraw-Edison | GLEON-AF-04-LED-[E1 347 480]-T3-[AP BZ BK DP GM WH]-[ADJA ADJS ADJA-WM]-7050-800-[P PER7 R HA ALL MS LWR SENSORS L90 R90 MT TH LCF CE] | Outdoor Luminaires | High Output | Architectural Flood and Spot Luminaires | Standard | FALSE | [9 empty] | 42634 |  |  | Yes |  | 3.1 | 19404 | 113.5 | 171 | 1.17 | 1 | 5000 | 70
P1P9G52G | Eaton (formerly Cooper Lighting) | Streetworks | GAN-AF-04-LED-[U 8 9]-T3-[AP BZ BK DP GM WH]-[ADJA ADJS ADJA-WM]-7050-800-[2L 3 P 4 4N7 HA ALL MS SENSORS DIMRF-LW DIMRF-LN L90 R90 MT TH LCF CE] | Outdoor Luminaires | High Output | Architectural Flood and Spot Luminaires | Standard | FALSE | [9 empty] | 42634 |  |  | Yes |  | 3.1 | 19404 | 113.5 | 171 | 1.17 | 1 | 5000 | 70
PQ47PNT9 | Eaton (formerly Cooper Lighting) | Streetworks | GAN-AF-04-LED-[U 8 9]-T2-[AP BZ BK DP GM WH]-[ADJA ADJS ADJA-WM]-7050-800-[2L 3 P 4 4N7 HA ALL MS SENSORS DIMRF-LW DIMRF-LN L90 R90 MT TH LCF CE] | Outdoor Luminaires | High Output | Architectural Flood and Spot Luminaires | Standard | FALSE | [9 empty] | 42634 |  |  | Yes |  | 3.1 | 19038 | 111.3 | 171 | 1.17 | 1 | 5000 | 70
P3HKNU65 | Eaton (formerly Cooper Lighting) | Mcgraw-Edison | GLEON-AF-04-LED-[E1 347 480]-T2-[AP BZ BK DP GM WH]-[ADJA ADJS ADJA-WM]-7050-800-[P PER7 R HA ALL MS LWR SENSORS L90 R90 MT TH LCF CE] | Outdoor Luminaires | High Output | Architectural Flood and Spot Luminaires | Standard | FALSE | [9 empty] | 42634 |  |  | Yes |  | 3.1 | 19038 | 111.3 | 171 | 1.17 | 1 | 5000 | 70
PJCYQ198 | Eaton (formerly Cooper Lighting) | Mcgraw-Edison | GLEON-AF-04-LED-E1-SL4-[AP BZ BK DP GM WH]-[ADJA ADJS ADJA-WM]-7050-800-[P PER7 R HA ALL MS LWR SENSORS L90 R90 MT TH LCF CE] | Outdoor Luminaires | High Output | Architectural Flood and Spot Luminaires | Standard | FALSE | [9 empty] | 42634 |  |  | Yes |  | 3.1 | 18434 | 107.8 | 171 | 1.17 | 1 | 5000 | 70
PAB2Q57J | Eaton (formerly Cooper Lighting) | Streetworks | GAN-AF-04-LED-U-SL4-[AP BZ BK DP GM WH]-[ADJA ADJS ADJA-WM]-7050-800-[2L 3 P 4 4N7 HA ALL MS SENSORS DIMRF-LW DIMRF-LN L90 R90 MT TH LCF CE] | Outdoor Luminaires | High Output | Architectural Flood and Spot Luminaires | Standard | FALSE | [9 empty] | 42634 |  |  | Yes |  | 3.1 | 18434 | 107.8 | 171 | 1.17 | 1 | 5000 | 70
PP49E72J | Eaton (formerly Cooper Lighting) | Streetworks | GAN-AF-02-LED-U-T2R-[AP BZ BK DP GM WH]-[ADJA ADJS ADJA-WM]-7050-800-[2L 3 P 4 4N7 HA ALL MS SENSORS DIMRF-LW DIMRF-LN L90 R90 MT TH LCF CE] | Outdoor Luminaires | High Output | Architectural Flood and Spot Luminaires | Premium | FALSE | [9 empty] | 42634 |  |  | Yes |  | 3.1 | 10251 | 120.6 | 85 | 1.17 | 1 | 5000 | 70
P2EPY6Y4 | Eaton (formerly Cooper Lighting) | Mcgraw-Edison | GLEON-AF-02-LED-E1-T2R-[AP BZ BK DP GM WH]-[ADJA ADJS ADJA-WM]-7050-800-[P PER7 R HA ALL MS LWR SENSORS L90 R90 MT TH LCF CE] | Outdoor Luminaires | High Output | Architectural Flood and Spot Luminaires | Premium | FALSE | [9 empty] | 42634 |  |  | Yes |  | 3.1 | 10251 | 120.6 | 85 | 1.17 | 1 | 5000 | 70
PHHC8AMY | Eaton (formerly Cooper Lighting) | Mcgraw-Edison | GLEON-AF-02-LED-E1-T3R-[AP BZ BK DP GM WH]-[ADJA ADJS ADJA-WM]-7050-800-[P PER7 R HA ALL MS LWR SENSORS L90 R90 MT TH LCF CE] | Outdoor Luminaires | High Output | Architectural Flood and Spot Luminaires | Premium | FALSE | [9 empty] | 42634 |  |  | Yes |  | 3.1 | 10061 | 118.4 | 85 | 1.17 | 1 | 5000 | 70
PDG47RDR | Eaton (formerly Cooper Lighting) | Streetworks | GAN-AF-02-LED-U-T3R-[AP BZ BK DP GM WH]-[ADJA ADJS ADJA-WM]-7050-800-[2L 3 P 4 4N7 HA ALL MS SENSORS DIMRF-LW DIMRF-LN L90 R90 MT TH LCF CE] | Outdoor Luminaires | High Output | Architectural Flood and Spot Luminaires | Premium | FALSE | [9 empty] | 42634 |  |  | Yes |  | 3.1 | 10061 | 118.4 | 85 | 1.17 | 1 | 5000 | 70
PNZFXCRY | Eaton (formerly Cooper Lighting) | Streetworks | GAN-AF-01-LED-[U 8 9]-T2R-[AP BZ BK DP GM WH]-[ADJA ADJS ADJA-WM]-7050-1200-[2L 3 P 4 4N7 HA ALL MS SENSORS DIMRF-LW DIMRF-LN L90 R90 MT TH LCF CE] | Outdoor Luminaires | Mid Output | Architectural Flood and Spot Luminaires | Standard | FALSE | [9 empty] | 42634 |  |  | Yes |  | 3.1 | 7122 | 106.3 | 67 | 0.96 | 0.96 | 5000 | 70
PAZGP786 | Eaton (formerly Cooper Lighting) | Mcgraw-Edison | GLEON-AF-01-LED-[E1 347 480]-T2R-[AP BZ BK DP GM WH]-[ADJA ADJS ADJA-WM]-7050-1200-[P PER7 R ALL MS LWR SENSORS L90 R90 MT TH LCF CE] | Outdoor Luminaires | Mid Output | Architectural Flood and Spot Luminaires | Standard | FALSE | [9 empty] | 42634 |  |  | Yes |  | 3.1 | 7122 | 106.3 | 67 | 0.96 | 0.96 | 5000 | 70
P76QYE9T | Eaton (formerly Cooper Lighting) | Streetworks | GAN-AF-01-LED-[U 8 9]-T3R-[AP BZ BK DP GM WH]-[ADJA ADJS ADJA-WM]-7050-1200-[2L 3 P 4 4N7 HA ALL MS SENSORS DIMRF-LW DIMRF-LN L90 R90 MT TH LCF CE] | Outdoor Luminaires | Mid Output | Architectural Flood and Spot Luminaires | Standard | FALSE | [9 empty] | 42634 |  |  | Yes |  | 3.1 | 6990 | 104.3 | 67 | 0.96 | 0.96 | 5000 | 70
P54HNEY9 | Eaton (formerly Cooper Lighting) | Mcgraw-Edison | GLEON-AF-01-LED-[E1 347 480]-T3R-[AP BZ BK DP GM WH]-[ADJA ADJS ADJA-WM]-7050-1200-[P PER7 R ALL MS LWR SENSORS L90 R90 MT TH LCF CE] | Outdoor Luminaires | Mid Output | Architectural Flood and Spot Luminaires | Standard | FALSE | [9 empty] | 42634 |  |  | Yes |  | 3.1 | 6990 | 104.3 | 67 | 0.96 | 0.96 | 5000 | 70
PN7MYZ2M | Eaton (formerly Cooper Lighting) | Mcgraw-Edison | GLEON-AF-01-LED-[E1 347 480]-T3-[AP BZ BK DP GM WH]-[ADJA ADJS ADJA-WM]-7050-1200-[P PER7 R ALL MS LWR SENSORS L90 R90 MT TH LCF CE] | Outdoor Luminaires | Mid Output | Architectural Flood and Spot Luminaires | Standard | FALSE | [9 empty] | 42634 |  |  | Yes |  | 3.1 | 6838 | 102.1 | 67 | 0.96 | 0.96 | 5000 | 70
PCE6E574 | Eaton (formerly Cooper Lighting) | Streetworks | GAN-AF-01-LED-[U 8 9]-T3-[AP BZ BK DP GM WH]-[ADJA ADJS ADJA-WM]-7050-1200-[2L 3 P 4 4N7 HA ALL MS SENSORS DIMRF-LW DIMRF-LN L90 R90 MT TH LCF CE] | Outdoor Luminaires | Mid Output | Architectural Flood and Spot Luminaires | Standard | FALSE | [9 empty] | 42634 |  |  | Yes |  | 3.1 | 6838 | 102.1 | 67 | 0.96 | 0.96 | 5000 | 70
PZY4S2NZ | Eaton (formerly Cooper Lighting) | Streetworks | GAN-AF-01-LED-[U 8 9]-T2-[AP BZ BK DP GM WH]-[ADJA ADJS ADJA-WM]-7050-1200-[2L 3 P 4 4N7 HA ALL MS SENSORS DIMRF-LW DIMRF-LN L90 R90 MT TH LCF CE] | Outdoor Luminaires | Mid Output | Architectural Flood and Spot Luminaires | Standard | FALSE | [9 empty] | 42634 |  |  | Yes |  | 3.1 | 6709 | 100.1 | 67 | 0.96 | 0.96 | 5000 | 70
P66E9MEM | Eaton (formerly Cooper Lighting) | Mcgraw-Edison | GLEON-AF-01-LED-[E1 347 480]-T2-[AP BZ BK DP GM WH]-[ADJA ADJS ADJA-WM]-7050-1200-[P PER7 R ALL MS LWR SENSORS L90 R90 MT TH LCF CE] | Outdoor Luminaires | Mid Output | Architectural Flood and Spot Luminaires | Standard | FALSE | [9 empty] | 42634 |  |  | Yes |  | 3.1 | 6709 | 100.1 | 67 | 0.96 | 0.96 | 5000 | 70
PPM44577 | Eaton (formerly Cooper Lighting) | Mcgraw-Edison | GLEON-AF-01-LED-[E1 347 480]-SL4-[AP BZ BK DP GM WH]-[ADJA ADJS ADJA-WM]-7050-1200-[P PER7 R ALL MS LWR SENSORS L90 R90 MT TH LCF CE] | Outdoor Luminaires | Mid Output | Architectural Flood and Spot Luminaires | Standard | FALSE | [9 empty] | 42634 |  |  | Yes |  | 3.1 | 6496 | 97 | 67 | 0.96 | 0.96 | 5000 | 70
PPDRQ2UQ | Eaton (formerly Cooper Lighting) | Streetworks | GAN-AF-01-LED-[U 8 9]-SL4-[AP BZ BK DP GM WH]-[ADJA ADJS ADJA-WM]-7050-1200-[2L 3 P 4 4N7 HA ALL MS SENSORS DIMRF-LW DIMRF-LN L90 R90 MT TH LCF CE] | Outdoor Luminaires | Mid Output | Architectural Flood and Spot Luminaires | Standard | FALSE | [9 empty] | 42634 |  |  | Yes |  | 3.1 | 6496 | 97 | 67 | 0.96 | 0.96 | 5000 | 70
PMGW4NTY | Eaton (formerly Cooper Lighting) | Mcgraw-Edison | GLEON-AF-01-LED-[E1 347 480]-AFL-[AP BZ BK DP GM WH]-[ADJA ADJS ADJA-WM]-7050-600-[P PER7 R HA ALL MS LWR SENSORS L90 R90 MT TH LCF CE] | Outdoor Luminaires | Low Output | Architectural Flood and Spot Luminaires | Premium | FALSE | [9 empty] | 42634 |  |  | Yes |  | 3.1 | 4213 | 123.9 | 34 | 6.42 | 1 | 5000 | 70
PGU63AXK | Eaton (formerly Cooper Lighting) | Streetworks | GAN-AF-01-LED-[U 8 9]-AFL-[AP BZ BK DP GM WH]-[ADJA ADJS ADJA-WM]-7050-600-[2L 3 P 4 4N7 HA ALL MS SENSORS DIMRF-LW DIMRF-LN L90 R90 MT TH LCF CE] | Outdoor Luminaires | Low Output | Architectural Flood and Spot Luminaires | Premium | FALSE | [9 empty] | 42634 |  |  | Yes |  | 3.1 | 4213 | 123.9 | 34 | 6.42 | 1 | 5000 | 70
P483V1XW | Eaton (formerly Cooper Lighting) | Streetworks | GAN-AF-01-LED-U-AFL-[AP BZ BK DP GM WH]-[ADJA ADJS ADJA-WM]-7050-800-[2L 3 P 4 4N7 HA ALL MS SENSORS DIMRF-LW DIMRF-LN L90 R90 MT TH LCF CE] | Outdoor Luminaires | Mid Output | Architectural Flood and Spot Luminaires | Premium | FALSE | [9 empty] | 42634 |  |  | Yes |  | 3.1 | 5166 | 117.4 | 44 | 5.13 | 1 | 5000 | 70
P245WDK6 | Eaton (formerly Cooper Lighting) | Mcgraw-Edison | GLEON-AF-01-LED-E1-AFL-[AP BZ BK DP GM WH]-[ADJA ADJS ADJA-WM]-7050-800-[P PER7 R HA ALL MS LWR SENSORS L90 R90 MT TH LCF CE] | Outdoor Luminaires | Mid Output | Architectural Flood and Spot Luminaires | Premium | FALSE | [9 empty] | 42634 |  |  | Yes |  | 3.1 | 5166 | 117.4 | 44 | 5.13 | 1 | 5000 | 70
PQ5JXH2F | Eaton (formerly Cooper Lighting) | Mcgraw-Edison | GLEON-AF-01-LED-[E1 347 480]-AFL-[AP BZ BK DP GM WH]-[ADJA ADJS ADJA-WM]-7050-[P PER7 R HA ALL MS LWR SENSORS L90 R90 MT TH LCF CE] | Outdoor Luminaires | Mid Output | Architectural Flood and Spot Luminaires | Standard | FALSE | [9 empty] | 42634 |  |  | Yes |  | 3.1 | 6394 | 108.4 | 59 | 4.12 | 1 | 5000 | 70
PFM6N7PH | Eaton (formerly Cooper Lighting) | Streetworks | GAN-AF-01-LED-[U 8 9]-AFL-[AP BZ BK DP GM WH]-[ADJA ADJS ADJA-WM]-7050-[2L 3 P 4 4N7 HA ALL MS SENSORS DIMRF-LW DIMRF-LN L90 R90 MT TH LCF CE] | Outdoor Luminaires | Mid Output | Architectural Flood and Spot Luminaires | Standard | FALSE | [9 empty] | 42634 |  |  | Yes |  | 3.1 | 6394 | 108.4 | 59 | 4.12 | 1 | 5000 | 70
PJE3JTHE | Eaton (formerly Cooper Lighting) | Mcgraw-Edison | GLEON-AF-07-LED-[E1 347 480]-AFL-[AP BZ BK DP GM WH]-[ADJA ADJS ADJA-WM]-7050-600-[P PER7 R HA ALL MS LWR SENSORS L90 R90 MT TH LCF CE] | Outdoor Luminaires | High Output | Architectural Flood and Spot Luminaires | Premium | FALSE | [9 empty] | 42634 |  |  | Yes |  | 3.1 | 28459 | 125.9 | 226 | 3.49 | 1 | 5000 | 70
P7J75HXH | Eaton (formerly Cooper Lighting) | Streetworks | GAN-AF-07-LED-[U 8 9]-AFL-[AP BZ BK DP GM WH]-[ADJA ADJS ADJA-WM]-7050-600-[2L 3 P 4 4N7 HA ALL MS SENSORS DIMRF-LW DIMRF-LN L90 R90 MT TH LCF CE] | Outdoor Luminaires | High Output | Architectural Flood and Spot Luminaires | Premium | FALSE | [9 empty] | 42634 |  |  | Yes |  | 3.1 | 28459 | 125.9 | 226 | 3.49 | 1 | 5000 | 70
PNPYT4VR | Eaton (formerly Cooper Lighting) | Mcgraw-Edison | GLEON-AF-06-LED-[E1 347 480]-AFL-[AP BZ BK DP GM WH]-[ADJA ADJS ADJA-WM]-7050-600-[P PER7 R HA ALL MS LWR SENSORS L90 R90 MT TH LCF CE] | Outdoor Luminaires | High Output | Architectural Flood and Spot Luminaires | Premium | FALSE | [9 empty] | 42634 |  |  | Yes |  | 3.1 | 24064 | 124.7 | 193 | 3.49 | 1 | 5000 | 70
P8C13T2T | Eaton (formerly Cooper Lighting) | Streetworks | GAN-AF-06-LED-[U 8 9]-AFL-[AP BZ BK DP GM WH]-[ADJA ADJS ADJA-WM]-7050-600-[2L 3 P 4 4N7 HA ALL MS SENSORS DIMRF-LW DIMRF-LN L90 R90 MT TH LCF CE] | Outdoor Luminaires | High Output | Architectural Flood and Spot Luminaires | Premium | FALSE | [9 empty] | 42634 |  |  | Yes |  | 3.1 | 24064 | 124.7 | 193 | 3.49 | 1 | 5000 | 70
P8VNFRH9 | Eaton (formerly Cooper Lighting) | Streetworks | GAN-AF-05-LED-U-AFL-[AP BZ BK DP GM WH]-[ADJA ADJS ADJA-WM]-7050-600-[2L 3 P 4 4N7 HA ALL MS SENSORS DIMRF-LW DIMRF-LN L90 R90 MT TH LCF CE] | Outdoor Luminaires | High Output | Architectural Flood and Spot Luminaires | Premium | FALSE | [9 empty] | 42634 |  |  | Yes |  | 3.1 | 20109 | 124.1 | 162 | 3.49 | 1 | 5000 | 70
P8PK7JDU | Eaton (formerly Cooper Lighting) | Mcgraw-Edison | GLEON-AF-05-LED-E1-AFL-[AP BZ BK DP GM WH]-[ADJA ADJS ADJA-WM]-7050-600-[P PER7 R HA ALL MS LWR SENSORS L90 R90 MT TH LCF CE] | Outdoor Luminaires | High Output | Architectural Flood and Spot Luminaires | Premium | FALSE | [9 empty] | 42634 |  |  | Yes |  | 3.1 | 20109 | 124.1 | 162 | 3.49 | 1 | 5000 | 70
PH2YZ9SC | Eaton (formerly Cooper Lighting) | Streetworks | GAN-AF-03-LED-[U 8 9]-AFL-[AP BZ BK DP GM WH]-[ADJA ADJS ADJA-WM]-7050-600-[2L 3 P 4 4N7 HA ALL MS SENSORS DIMRF-LW DIMRF-LN L90 R90 MT TH LCF CE] | Outdoor Luminaires | High Output | Architectural Flood and Spot Luminaires | Premium | FALSE | [9 empty] | 42634 |  |  | Yes |  | 3.1 | 12284 | 128 | 96 | 3.49 | 1 | 5000 | 70
P8ND1QA8 | Eaton (formerly Cooper Lighting) | Mcgraw-Edison | GLEON-AF-03-LED-[E1 347 480]-AFL-[AP BZ BK DP GM WH]-[ADJA ADJS ADJA-WM]-7050-600-[P PER7 R HA ALL MS LWR SENSORS L90 R90 MT TH LCF CE] | Outdoor Luminaires | High Output | Architectural Flood and Spot Luminaires | Premium | FALSE | [9 empty] | 42634 |  |  | Yes |  | 3.1 | 12284 | 128 | 96 | 3.49 | 1 | 5000 | 70
PSJT54KJ | Eaton (formerly Cooper Lighting) | Streetworks | GAN-AF-06-LED-U-AFL-[AP BZ BK DP GM WH]-[ADJA ADJS ADJA-WM]-7050-800-[2L 3 P 4 4N7 HA ALL MS SENSORS DIMRF-LW DIMRF-LN L90 R90 MT TH LCF CE] | Outdoor Luminaires | High Output | Architectural Flood and Spot Luminaires | Premium | FALSE | [9 empty] | 42634 |  |  | Yes |  | 3.1 | 29509 | 118.5 | 249 | 2.91 | 1 | 5000 | 70
PP6HB4M7 | Eaton (formerly Cooper Lighting) | Mcgraw-Edison | GLEON-AF-06-LED-E1-AFL-[AP BZ BK DP GM WH]-[ADJA ADJS ADJA-WM]-7050-800-[P PER7 R HA ALL MS LWR SENSORS L90 R90 MT TH LCF CE] | Outdoor Luminaires | High Output | Architectural Flood and Spot Luminaires | Premium | FALSE | [9 empty] | 42634 |  |  | Yes |  | 3.1 | 29509 | 118.5 | 249 | 2.91 | 1 | 5000 | 70
PV2T84RK | Eaton (formerly Cooper Lighting) | Mcgraw-Edison | GLEON-AF-05-LED-E1-AFL-[AP BZ BK DP GM WH]-[ADJA ADJS ADJA-WM]-7050-800-[P PER7 R HA ALL MS LWR SENSORS L90 R90 MT TH LCF CE] | Outdoor Luminaires | High Output | Architectural Flood and Spot Luminaires | Premium | FALSE | [9 empty] | 42634 |  |  | Yes |  | 3.1 | 24659 | 117.4 | 210 | 2.91 | 1 | 5000 | 70
PSAT9D94 | Eaton (formerly Cooper Lighting) | Streetworks | GAN-AF-05-LED-U-AFL-[AP BZ BK DP GM WH]-[ADJA ADJS ADJA-WM]-7050-800-[2L 3 P 4 4N7 HA ALL MS SENSORS DIMRF-LW DIMRF-LN L90 R90 MT TH LCF CE] | Outdoor Luminaires | High Output | Architectural Flood and Spot Luminaires | Premium | FALSE | [9 empty] | 42634 |  |  | Yes |  | 3.1 | 24659 | 117.4 | 210 | 2.91 | 1 | 5000 | 70
PUQC9PK5 | Eaton (formerly Cooper Lighting) | Mcgraw-Edison | GLEON-AF-04-LED-[E1 347 480]-AFL-[AP BZ BK DP GM WH]-[ADJA ADJS ADJA-WM]-7050-600-[P PER7 R HA ALL MS LWR SENSORS L90 R90 MT TH LCF CE] | Outdoor Luminaires | High Output | Architectural Flood and Spot Luminaires | Premium | FALSE | [9 empty] | 42634 |  |  | Yes |  | 3.1 | 16230 | 125.8 | 129 | 2.72 | 1 | 5000 | 70
PJRNAM9C | Eaton (formerly Cooper Lighting) | Streetworks | GAN-AF-04-LED-[U 8 9]-AFL-[AP BZ BK DP GM WH]-[ADJA ADJS ADJA-WM]-7050-600-[2L 3 P 4 4N7 HA ALL MS SENSORS DIMRF-LW DIMRF-LN L90 R90 MT TH LCF CE] | Outdoor Luminaires | High Output | Architectural Flood and Spot Luminaires | Premium | FALSE | [9 empty] | 42634 |  |  | Yes |  | 3.1 | 16230 | 125.8 | 129 | 2.72 | 1 | 5000 | 70
PVM96Y9S | Eaton (formerly Cooper Lighting) | Mcgraw-Edison | GLEON-AF-04-LED-[E1 347 480]-AFL-[AP BZ BK DP GM WH]-[ADJA ADJS ADJA-WM]-7050-1200-[P PER7 R ALL MS LWR SENSORS L90 R90 MT TH LCF CE] | Outdoor Luminaires | High Output | Architectural Flood and Spot Luminaires | Standard | FALSE | [9 empty] | 42634 |  |  | Yes |  | 3.1 | 27023 | 104.7 | 258 | 2.64 | 1 | 5000 | 70
PA78XPBK | Eaton (formerly Cooper Lighting) | Streetworks | GAN-AF-04-LED-[U 8 9]-AFL-[AP BZ BK DP GM WH]-[ADJA ADJS ADJA-WM]-7050-1200-[2L 3 P 4 4N7 HA ALL MS SENSORS DIMRF-LW DIMRF-LN L90 R90 MT TH LCF CE] | Outdoor Luminaires | High Output | Architectural Flood and Spot Luminaires | Standard | FALSE | [9 empty] | 42634 |  |  | Yes |  | 3.1 | 27023 | 104.7 | 258 | 2.64 | 1 | 5000 | 70
PKBU1AFB | Eaton (formerly Cooper Lighting) | Mcgraw-Edison | GLEON-AF-02-LED-[E1 347 480]-AFL-[AP BZ BK DP GM WH]-[ADJA ADJS ADJA-WM]-7050-1200-[P PER7 R ALL MS LWR SENSORS L90 R90 MT TH LCF CE] | Outdoor Luminaires | High Output | Architectural Flood and Spot Luminaires | Standard | FALSE | [9 empty] | 42634 |  |  | Yes |  | 3.1 | 13706 | 106.2 | 129 | 2.64 | 1 | 5000 | 70
P7CPGRKK | Eaton (formerly Cooper Lighting) | Streetworks | GAN-AF-02-LED-[U 8 9]-AFL-[AP BZ BK DP GM WH]-[ADJA ADJS ADJA-WM]-7050-1200-[2L 3 P 4 4N7 HA ALL MS SENSORS DIMRF-LW DIMRF-LN L90 R90 MT TH LCF CE] | Outdoor Luminaires | High Output | Architectural Flood and Spot Luminaires | Standard | FALSE | [9 empty] | 42634 |  |  | Yes |  | 3.1 | 13706 | 106.2 | 129 | 2.64 | 1 | 5000 | 70
P7U8B9MP | Eaton (formerly Cooper Lighting) | Streetworks | GAN-AF-03-LED-[U 8 9]-AFL-[AP BZ BK DP GM WH]-[ADJA ADJS ADJA-WM]-7050-[2L 3 P 4 4N7 HA ALL MS SENSORS DIMRF-LW DIMRF-LN L90 R90 MT TH LCF CE] | Outdoor Luminaires | High Output | Architectural Flood and Spot Luminaires | Standard | FALSE | [9 empty] | 42634 |  |  | Yes |  | 3.1 | 18644 | 112.3 | 166 | 2.19 | 1 | 5000 | 70
P3WBU7UK | Eaton (formerly Cooper Lighting) | Mcgraw-Edison | GLEON-AF-03-LED-[E1 347 480]-AFL-[AP BZ BK DP GM WH]-[ADJA ADJS ADJA-WM]-7050-[P PER7 R HA ALL MS LWR SENSORS L90 R90 MT TH LCF CE] | Outdoor Luminaires | High Output | Architectural Flood and Spot Luminaires | Standard | FALSE | [9 empty] | 42634 |  |  | Yes |  | 3.1 | 18644 | 112.3 | 166 | 2.19 | 1 | 5000 | 70
PMNJ1BGJ | Eaton (formerly Cooper Lighting) | Streetworks | GAN-AF-03-LED-U-AFL-[AP BZ BK DP GM WH]-[ADJA ADJS ADJA-WM]-7050-800-[2L 3 P 4 4N7 HA ALL MS SENSORS DIMRF-LW DIMRF-LN L90 R90 MT TH LCF CE] | Outdoor Luminaires | High Output | Architectural Flood and Spot Luminaires | Premium | FALSE | [9 empty] | 42634 |  |  | Yes |  | 3.1 | 15063 | 121.5 | 124 | 2.19 | 1 | 5000 | 70
PDV4FBGN | Eaton (formerly Cooper Lighting) | Mcgraw-Edison | GLEON-AF-03-LED-E1-AFL-[AP BZ BK DP GM WH]-[ADJA ADJS ADJA-WM]-7050-800-[P PER7 R HA ALL MS LWR SENSORS L90 R90 MT TH LCF CE] | Outdoor Luminaires | High Output | Architectural Flood and Spot Luminaires | Premium | FALSE | [9 empty] | 42634 |  |  | Yes |  | 3.1 | 15063 | 121.5 | 124 | 2.19 | 1 | 5000 | 70
PJPS627D | Eaton (formerly Cooper Lighting) | Mcgraw-Edison | GLEON-AF-03-LED-[E1 347 480]-AFL-[AP BZ BK DP GM WH]-[ADJA ADJS ADJA-WM]-7050-1200-[P PER7 R ALL MS LWR SENSORS L90 R90 MT TH LCF CE] | Outdoor Luminaires | High Output | Architectural Flood and Spot Luminaires | Standard | FALSE | [9 empty] | 42634 |  |  | Yes |  | 3.1 | 20452 | 107.1 | 191 | 1.99 | 1 | 5000 | 70
PE9Q1CZ7 | Eaton (formerly Cooper Lighting) | Streetworks | GAN-AF-03-LED-[U 8 9]-AFL-[AP BZ BK DP GM WH]-[ADJA ADJS ADJA-WM]-7050-1200-[2L 3 P 4 4N7 HA ALL MS SENSORS DIMRF-LW DIMRF-LN L90 R90 MT TH LCF CE] | Outdoor Luminaires | High Output | Architectural Flood and Spot Luminaires | Standard | FALSE | [9 empty] | 42634 |  |  | Yes |  | 3.1 | 20452 | 107.1 | 191 | 1.99 | 1 | 5000 | 70
P5VCWKH3 | Eaton (formerly Cooper Lighting) | Streetworks | GAN-AF-04-LED-[U 8 9]-AFL-[AP BZ BK DP GM WH]-[ADJA ADJS ADJA-WM]-7050-[2L 3 P 4 4N7 HA ALL MS SENSORS DIMRF-LW DIMRF-LN L90 R90 MT TH LCF CE] | Outdoor Luminaires | High Output | Architectural Flood and Spot Luminaires | Standard | FALSE | [9 empty] | 42634 |  |  | Yes |  | 3.1 | 24634 | 109.5 | 225 | 1.65 | 1 | 5000 | 70
P2DYQGCN | Eaton (formerly Cooper Lighting) | Mcgraw-Edison | GLEON-AF-04-LED-[E1 347 480]-AFL-[AP BZ BK DP GM WH]-[ADJA ADJS ADJA-WM]-7050-[P PER7 R HA ALL MS LWR SENSORS L90 R90 MT TH LCF CE] | Outdoor Luminaires | High Output | Architectural Flood and Spot Luminaires | Standard | FALSE | [9 empty] | 42634 |  |  | Yes |  | 3.1 | 24634 | 109.5 | 225 | 1.65 | 1 | 5000 | 70
PGP2R4RK | Eaton (formerly Cooper Lighting) | Mcgraw-Edison | GLEON-AF-02-LED-[E1 347 480]-AFL-[AP BZ BK DP GM WH]-[ADJA ADJS ADJA-WM]-7050-[P PER7 R HA ALL MS LWR SENSORS L90 R90 MT TH LCF CE] | Outdoor Luminaires | High Output | Architectural Flood and Spot Luminaires | Standard | FALSE | [9 empty] | 42634 |  |  | Yes |  | 3.1 | 12494 | 110.6 | 113 | 1.65 | 1 | 5000 | 70
P35ZPGHZ | Eaton (formerly Cooper Lighting) | Streetworks | GAN-AF-02-LED-[U 8 9]-AFL-[AP BZ BK DP GM WH]-[ADJA ADJS ADJA-WM]-7050-[2L 3 P 4 4N7 HA ALL MS SENSORS DIMRF-LW DIMRF-LN L90 R90 MT TH LCF CE] | Outdoor Luminaires | High Output | Architectural Flood and Spot Luminaires | Standard | FALSE | [9 empty] | 42634 |  |  | Yes |  | 3.1 | 12494 | 110.6 | 113 | 1.65 | 1 | 5000 | 70
PUAGSSQP | Eaton (formerly Cooper Lighting) | Mcgraw-Edison | GLEON-AF-02-LED-[E1 347 480]-AFL-[AP BZ BK DP GM WH]-[ADJA ADJS ADJA-WM]-7050-600-[P PER7 R HA ALL MS LWR SENSORS L90 R90 MT TH LCF CE] | Outdoor Luminaires | Mid Output | Architectural Flood and Spot Luminaires | Premium | FALSE | [9 empty] | 42634 |  |  | Yes |  | 3.1 | 8232 | 124.7 | 66 | 1.24 | 1 | 5000 | 70
P7JRSCH5 | Eaton (formerly Cooper Lighting) | Streetworks | GAN-AF-02-LED-[U 8 9]-AFL-[AP BZ BK DP GM WH]-[ADJA ADJS ADJA-WM]-7050-600-[2L 3 P 4 4N7 HA ALL MS SENSORS DIMRF-LW DIMRF-LN L90 R90 MT TH LCF CE] | Outdoor Luminaires | Mid Output | Architectural Flood and Spot Luminaires | Premium | FALSE | [9 empty] | 42634 |  |  | Yes |  | 3.1 | 8232 | 124.7 | 66 | 1.24 | 1 | 5000 | 70
PXMQF5G6 | Eaton (formerly Cooper Lighting) | Streetworks | GAN-AF-04-LED-[U 8 9]-AFL-[AP BZ BK DP GM WH]-[ADJA ADJS ADJA-WM]-7050-800-[2L 3 P 4 4N7 HA ALL MS SENSORS DIMRF-LW DIMRF-LN L90 R90 MT TH LCF CE] | Outdoor Luminaires | High Output | Architectural Flood and Spot Luminaires | Standard | FALSE | [9 empty] | 42634 |  |  | Yes |  | 3.1 | 19903 | 116.4 | 171 | 1.17 | 1 | 5000 | 70
PM1YXB1G | Eaton (formerly Cooper Lighting) | Mcgraw-Edison | GLEON-AF-04-LED-[E1 347 480]-AFL-[AP BZ BK DP GM WH]-[ADJA ADJS ADJA-WM]-7050-800-[P PER7 R HA ALL MS LWR SENSORS L90 R90 MT TH LCF CE] | Outdoor Luminaires | High Output | Architectural Flood and Spot Luminaires | Standard | FALSE | [9 empty] | 42634 |  |  | Yes |  | 3.1 | 19903 | 116.4 | 171 | 1.17 | 1 | 5000 | 70
PY3SXJWH | Eaton (formerly Cooper Lighting) | Mcgraw-Edison | GLEON-AF-02-LED-E1-AFL-[AP BZ BK DP GM WH]-[ADJA ADJS ADJA-WM]-7050-800-[P PER7 R HA ALL MS LWR SENSORS L90 R90 MT TH LCF CE] | Outdoor Luminaires | High Output | Architectural Flood and Spot Luminaires | Premium | FALSE | [9 empty] | 42634 |  |  | Yes |  | 3.1 | 10095 | 118.8 | 85 | 1.17 | 1 | 5000 | 70
P995BAT6 | Eaton (formerly Cooper Lighting) | Streetworks | GAN-AF-02-LED-U-AFL-[AP BZ BK DP GM WH]-[ADJA ADJS ADJA-WM]-7050-800-[2L 3 P 4 4N7 HA ALL MS SENSORS DIMRF-LW DIMRF-LN L90 R90 MT TH LCF CE] | Outdoor Luminaires | High Output | Architectural Flood and Spot Luminaires | Premium | FALSE | [9 empty] | 42634 |  |  | Yes |  | 3.1 | 10095 | 118.8 | 85 | 1.17 | 1 | 5000 | 70
PYJY4W55 | Eaton (formerly Cooper Lighting) | Streetworks | GAN-AF-01-LED-[U 8 9]-AFL-[AP BZ BK DP GM WH]-[ADJA ADJS ADJA-WM]-7050-1200-[2L 3 P 4 4N7 HA ALL MS SENSORS DIMRF-LW DIMRF-LN L90 R90 MT TH LCF CE] | Outdoor Luminaires | Mid Output | Architectural Flood and Spot Luminaires | Standard | FALSE | [9 empty] | 42634 |  |  | Yes |  | 3.1 | 7014 | 104.7 | 67 | 0.96 | 0.96 | 5000 | 70
PNF3QTE8 | Eaton (formerly Cooper Lighting) | Mcgraw-Edison | GLEON-AF-01-LED-[E1 347 480]-AFL-[AP BZ BK DP GM WH]-[ADJA ADJS ADJA-WM]-7050-1200-[P PER7 R ALL MS LWR SENSORS L90 R90 MT TH LCF CE] | Outdoor Luminaires | Mid Output | Architectural Flood and Spot Luminaires | Standard | FALSE | [9 empty] | 42634 |  |  | Yes |  | 3.1 | 7014 | 104.7 | 67 | 0.96 | 0.96 | 5000 | 70
PN72CPHK | Eaton (formerly Cooper Lighting) | Streetworks | GAN-AF-10-LED-U-5WQ-[AP BZ BK DP GM WH]-[ADJA ADJS ADJA-WM]-7050-800-[2L 3 P 4 4N7 HA ALL MS SENSORS DIMRF-LW DIMRF-LN L90 R90 MT TH LCF CE] | Outdoor Luminaires | Very High Output | Architectural Flood and Spot Luminaires | Premium | FALSE | [9 empty] | 42634 |  |  | Yes |  | 3.1 | 50139 | 119.7 | 419 | 3.74 | 1 | 5000 | 70
P828R3VX | Eaton (formerly Cooper Lighting) | Mcgraw-Edison | GLEON-AF-10-LED-E1-5WQ-[AP BZ BK DP GM WH]-[ADJA ADJS ADJA-WM]-7050-800-[P PER7 R HA ALL MS LWR SENSORS L90 R90 MT TH LCF CE] | Outdoor Luminaires | Very High Output | Architectural Flood and Spot Luminaires | Premium | FALSE | [9 empty] | 42634 |  |  | Yes |  | 3.1 | 50139 | 119.7 | 419 | 3.74 | 1 | 5000 | 70
PEQ87UAQ | Eaton (formerly Cooper Lighting) | Mcgraw-Edison | GLEON-AF-10-LED-E1-5MQ-[AP BZ BK DP GM WH]-[ADJA ADJS ADJA-WM]-7050-800-[P PER7 R HA ALL MS LWR SENSORS L90 R90 MT TH LCF CE] | Outdoor Luminaires | Very High Output | Architectural Flood and Spot Luminaires | Premium | FALSE | [9 empty] | 42634 |  |  | Yes |  | 3.1 | 50006 | 119.3 | 419 | 3.74 | 1 | 5000 | 70
PEKKU7VH | Eaton (formerly Cooper Lighting) | Streetworks | GAN-AF-10-LED-U-5MQ-[AP BZ BK DP GM WH]-[ADJA ADJS ADJA-WM]-7050-800-[2L 3 P 4 4N7 HA ALL MS SENSORS DIMRF-LW DIMRF-LN L90 R90 MT TH LCF CE] | Outdoor Luminaires | Very High Output | Architectural Flood and Spot Luminaires | Premium | FALSE | [9 empty] | 42634 |  |  | Yes |  | 3.1 | 50006 | 119.3 | 419 | 3.74 | 1 | 5000 | 70
PQKGW51F | Eaton (formerly Cooper Lighting) | Streetworks | GAN-AF-10-LED-U-T2R-[AP BZ BK DP GM WH]-[ADJA ADJS ADJA-WM]-7050-800-[2L 3 P 4 4N7 HA ALL MS SENSORS DIMRF-LW DIMRF-LN L90 R90 MT TH LCF CE] | Outdoor Luminaires | Very High Output | Architectural Flood and Spot Luminaires | Premium | FALSE | [9 empty] | 42634 |  |  | Yes |  | 3.1 | 49592 | 118.4 | 419 | 3.74 | 1 | 5000 | 70
PFTZJ9H2 | Eaton (formerly Cooper Lighting) | Mcgraw-Edison | GLEON-AF-10-LED-E1-T2R-[AP BZ BK DP GM WH]-[ADJA ADJS ADJA-WM]-7050-800-[P PER7 R HA ALL MS LWR SENSORS L90 R90 MT TH LCF CE] | Outdoor Luminaires | Very High Output | Architectural Flood and Spot Luminaires | Premium | FALSE | [9 empty] | 42634 |  |  | Yes |  | 3.1 | 49592 | 118.4 | 419 | 3.74 | 1 | 5000 | 70
PVZH47PZ | Eaton (formerly Cooper Lighting) | Mcgraw-Edison | GLEON-AF-10-LED-E1-5NQ-[AP BZ BK DP GM WH]-[ADJA ADJS ADJA-WM]-7050-800-[P PER7 R HA ALL MS LWR SENSORS L90 R90 MT TH LCF CE] | Outdoor Luminaires | Very High Output | Architectural Flood and Spot Luminaires | Premium | FALSE | [9 empty] | 42634 |  |  | Yes |  | 3.1 | 49102 | 117.2 | 419 | 3.74 | 1 | 5000 | 70
PH1FN6QN | Eaton (formerly Cooper Lighting) | Streetworks | GAN-AF-10-LED-U-5NQ-[AP BZ BK DP GM WH]-[ADJA ADJS ADJA-WM]-7050-800-[2L 3 P 4 4N7 HA ALL MS SENSORS DIMRF-LW DIMRF-LN L90 R90 MT TH LCF CE] | Outdoor Luminaires | Very High Output | Architectural Flood and Spot Luminaires | Premium | FALSE | [9 empty] | 42634 |  |  | Yes |  | 3.1 | 49102 | 117.2 | 419 | 3.74 | 1 | 5000 | 70
PTDPERHQ | Eaton (formerly Cooper Lighting) | Mcgraw-Edison | GLEON-AF-10-LED-E1-AFL-[AP BZ BK DP GM WH]-[ADJA ADJS ADJA-WM]-7050-800-[P PER7 R HA ALL MS LWR SENSORS L90 R90 MT TH LCF CE] | Outdoor Luminaires | Very High Output | Architectural Flood and Spot Luminaires | Premium | FALSE | [9 empty] | 42634 |  |  | Yes |  | 3.1 | 48835 | 116.6 | 419 | 3.74 | 1 | 5000 | 70
P2AM6RUY | Eaton (formerly Cooper Lighting) | Streetworks | GAN-AF-10-LED-U-AFL-[AP BZ BK DP GM WH]-[ADJA ADJS ADJA-WM]-7050-800-[2L 3 P 4 4N7 HA ALL MS SENSORS DIMRF-LW DIMRF-LN L90 R90 MT TH LCF CE] | Outdoor Luminaires | Very High Output | Architectural Flood and Spot Luminaires | Premium | FALSE | [9 empty] | 42634 |  |  | Yes |  | 3.1 | 48835 | 116.6 | 419 | 3.74 | 1 | 5000 | 70
P5GA7WDX | Eaton (formerly Cooper Lighting) | Streetworks | GAN-AF-10-LED-[U 8 9]-T3R-[AP BZ BK DP GM WH]-[ADJA ADJS ADJA-WM]-7050-800-[2L 3 P 4 4N7 HA ALL MS SENSORS DIMRF-LW DIMRF-LN L90 R90 MT TH LCF CE] | Outdoor Luminaires | Very High Output | Architectural Flood and Spot Luminaires | Standard | FALSE | [9 empty] | 42634 |  |  | Yes |  | 3.1 | 48669 | 116.2 | 419 | 3.74 | 1 | 5000 | 70
P5F3QT8Q | Eaton (formerly Cooper Lighting) | Mcgraw-Edison | GLEON-AF-10-LED-[E1 347 480]-T3R-[AP BZ BK DP GM WH]-[ADJA ADJS ADJA-WM]-7050-800-[P PER7 R HA ALL MS LWR SENSORS L90 R90 MT TH LCF CE] | Outdoor Luminaires | Very High Output | Architectural Flood and Spot Luminaires | Standard | FALSE | [9 empty] | 42634 |  |  | Yes |  | 3.1 | 48669 | 116.2 | 419 | 3.74 | 1 | 5000 | 70
PTXKU674 | Eaton (formerly Cooper Lighting) | Streetworks | GAN-AF-10-LED-[U 8 9]-RW-[AP BZ BK DP GM WH]-[ADJA ADJS ADJA-WM]-7050-800-[2L 3 P 4 4N7 HA ALL MS SENSORS DIMRF-LW DIMRF-LN L90 R90 MT TH LCF CE] | Outdoor Luminaires | Very High Output | Architectural Flood and Spot Luminaires | Standard | FALSE | [9 empty] | 42634 |  |  | Yes |  | 3.1 | 48658 | 116.1 | 419 | 3.74 | 1 | 5000 | 70
P769KWJV | Eaton (formerly Cooper Lighting) | Mcgraw-Edison | GLEON-AF-10-LED-[E1 347 480]-RW-[AP BZ BK DP GM WH]-[ADJA ADJS ADJA-WM]-7050-800-[P PER7 R HA ALL MS LWR SENSORS L90 R90 MT TH LCF CE] | Outdoor Luminaires | Very High Output | Architectural Flood and Spot Luminaires | Standard | FALSE | [9 empty] | 42634 |  |  | Yes |  | 3.1 | 48658 | 116.1 | 419 | 3.74 | 1 | 5000 | 70
PMYST96F | Eaton (formerly Cooper Lighting) | Mcgraw-Edison | GLEON-AF-10-LED-[E1 347 480]-T4FT-[AP BZ BK DP GM WH]-[ADJA ADJS ADJA-WM]-7050-800-[P PER7 R HA ALL MS LWR SENSORS L90 R90 MT TH LCF CE] | Outdoor Luminaires | Very High Output | Architectural Flood and Spot Luminaires | Standard | FALSE | [9 empty] | 42634 |  |  | Yes |  | 3.1 | 47888 | 114.3 | 419 | 3.74 | 1 | 5000 | 70
P73S97ZS | Eaton (formerly Cooper Lighting) | Streetworks | GAN-AF-10-LED-[U 8 9]-T4FT-[AP BZ BK DP GM WH]-[ADJA ADJS ADJA-WM]-7050-800-[2L 3 P 4 4N7 HA ALL MS SENSORS DIMRF-LW DIMRF-LN L90 R90 MT TH LCF CE] | Outdoor Luminaires | Very High Output | Architectural Flood and Spot Luminaires | Standard | FALSE | [9 empty] | 42634 |  |  | Yes |  | 3.1 | 47888 | 114.3 | 419 | 3.74 | 1 | 5000 | 70
PU2M6TU5 | Eaton (formerly Cooper Lighting) | Mcgraw-Edison | GLEON-AF-10-LED-[E1 347 480]-T3-[AP BZ BK DP GM WH]-[ADJA ADJS ADJA-WM]-7050-800-[P PER7 R HA ALL MS LWR SENSORS L90 R90 MT TH LCF CE] | Outdoor Luminaires | Very High Output | Architectural Flood and Spot Luminaires | Standard | FALSE | [9 empty] | 42634 |  |  | Yes |  | 3.1 | 47612 | 113.6 | 419 | 3.74 | 1 | 5000 | 70
PTQ9TQJ2 | Eaton (formerly Cooper Lighting) | Streetworks | GAN-AF-10-LED-[U 8 9]-T3-[AP BZ BK DP GM WH]-[ADJA ADJS ADJA-WM]-7050-800-[2L 3 P 4 4N7 HA ALL MS SENSORS DIMRF-LW DIMRF-LN L90 R90 MT TH LCF CE] | Outdoor Luminaires | Very High Output | Architectural Flood and Spot Luminaires | Standard | FALSE | [9 empty] | 42634 |  |  | Yes |  | 3.1 | 47612 | 113.6 | 419 | 3.74 | 1 | 5000 | 70
P7X2XJY8 | Eaton (formerly Cooper Lighting) | Mcgraw-Edison | GLEON-AF-10-LED-[E1 347 480]-SL3-[AP BZ BK DP GM WH]-[ADJA ADJS ADJA-WM]-7050-800-[P PER7 R HA ALL MS LWR SENSORS L90 R90 MT TH LCF CE] | Outdoor Luminaires | Very High Output | Architectural Flood and Spot Luminaires | Standard | FALSE | [9 empty] | 42634 |  |  | Yes |  | 3.1 | 47605 | 113.6 | 419 | 3.74 | 1 | 5000 | 70
P53NY8YS | Eaton (formerly Cooper Lighting) | Streetworks | GAN-AF-10-LED-[U 8 9]-SL3-[AP BZ BK DP GM WH]-[ADJA ADJS ADJA-WM]-7050-800-[2L 3 P 4 4N7 HA ALL MS SENSORS DIMRF-LW DIMRF-LN L90 R90 MT TH LCF CE] | Outdoor Luminaires | Very High Output | Architectural Flood and Spot Luminaires | Standard | FALSE | [9 empty] | 42634 |  |  | Yes |  | 3.1 | 47605 | 113.6 | 419 | 3.74 | 1 | 5000 | 70
PRHA2MWH | Eaton (formerly Cooper Lighting) | Mcgraw-Edison | GLEON-AF-10-LED-[E1 347 480]-T4W-[AP BZ BK DP GM WH]-[ADJA ADJS ADJA-WM]-7050-800-[P PER7 R HA ALL MS LWR SENSORS L90 R90 MT TH LCF CE] | Outdoor Luminaires | Very High Output | Architectural Flood and Spot Luminaires | Standard | FALSE | [9 empty] | 42634 |  |  | Yes |  | 3.1 | 47269 | 112.8 | 419 | 3.74 | 1 | 5000 | 70
PNP6PV9B | Eaton (formerly Cooper Lighting) | Streetworks | GAN-AF-10-LED-[U 8 9]-T4W-[AP BZ BK DP GM WH]-[ADJA ADJS ADJA-WM]-7050-800-[2L 3 P 4 4N7 HA ALL MS SENSORS DIMRF-LW DIMRF-LN L90 R90 MT TH LCF CE] | Outdoor Luminaires | Very High Output | Architectural Flood and Spot Luminaires | Standard | FALSE | [9 empty] | 42634 |  |  | Yes |  | 3.1 | 47269 | 112.8 | 419 | 3.74 | 1 | 5000 | 70
PSG24QDU | Eaton (formerly Cooper Lighting) | Mcgraw-Edison | GLEON-AF-10-LED-[E1 347 480]-T2-[AP BZ BK DP GM WH]-[ADJA ADJS ADJA-WM]-7050-800-[P PER7 R HA ALL MS LWR SENSORS L90 R90 MT TH LCF CE] | Outdoor Luminaires | Very High Output | Architectural Flood and Spot Luminaires | Standard | FALSE | [9 empty] | 42634 |  |  | Yes |  | 3.1 | 46713 | 111.5 | 419 | 3.74 | 1 | 5000 | 70
P3S4H88C | Eaton (formerly Cooper Lighting) | Streetworks | GAN-AF-10-LED-[U 8 9]-T2-[AP BZ BK DP GM WH]-[ADJA ADJS ADJA-WM]-7050-800-[2L 3 P 4 4N7 HA ALL MS SENSORS DIMRF-LW DIMRF-LN L90 R90 MT TH LCF CE] | Outdoor Luminaires | Very High Output | Architectural Flood and Spot Luminaires | Standard | FALSE | [9 empty] | 42634 |  |  | Yes |  | 3.1 | 46713 | 111.5 | 419 | 3.74 | 1 | 5000 | 70
PX1HQX49 | Eaton (formerly Cooper Lighting) | Mcgraw-Edison | GLEON-AF-10-LED-[E1 347 480]-SL2-[AP BZ BK DP GM WH]-[ADJA ADJS ADJA-WM]-7050-800-[P PER7 R HA ALL MS LWR SENSORS L90 R90 MT TH LCF CE] | Outdoor Luminaires | Very High Output | Architectural Flood and Spot Luminaires | Standard | FALSE | [9 empty] | 42634 |  |  | Yes |  | 3.1 | 46632 | 111.3 | 419 | 3.74 | 1 | 5000 | 70
PWQGQK3S | Eaton (formerly Cooper Lighting) | Streetworks | GAN-AF-10-LED-[U 8 9]-SL2-[AP BZ BK DP GM WH]-[ADJA ADJS ADJA-WM]-7050-800-[2L 3 P 4 4N7 HA ALL MS SENSORS DIMRF-LW DIMRF-LN L90 R90 MT TH LCF CE] | Outdoor Luminaires | Very High Output | Architectural Flood and Spot Luminaires | Standard | FALSE | [9 empty] | 42634 |  |  | Yes |  | 3.1 | 46632 | 111.3 | 419 | 3.74 | 1 | 5000 | 70
PC1PVNPE | Eaton (formerly Cooper Lighting) | Streetworks | GAN-AF-09-LED-U-5WQ-[AP BZ BK DP GM WH]-[ADJA ADJS ADJA-WM]-7050-800-[2L 3 P 4 4N7 HA ALL MS SENSORS DIMRF-LW DIMRF-LN L90 R90 MT TH LCF CE] | Outdoor Luminaires | Very High Output | Architectural Flood and Spot Luminaires | Premium | FALSE | [9 empty] | 42634 |  |  | Yes |  | 3.1 | 45286 | 121.1 | 374 | 3.74 | 1 | 5000 | 70
P3VSJ9ZS | Eaton (formerly Cooper Lighting) | Mcgraw-Edison | GLEON-AF-09-LED-E1-5WQ-[AP BZ BK DP GM WH]-[ADJA ADJS ADJA-WM]-7050-800-[P PER7 R HA ALL MS LWR SENSORS L90 R90 MT TH LCF CE] | Outdoor Luminaires | Very High Output | Architectural Flood and Spot Luminaires | Premium | FALSE | [9 empty] | 42634 |  |  | Yes |  | 3.1 | 45286 | 121.1 | 374 | 3.74 | 1 | 5000 | 70
PT63CEG5 | Eaton (formerly Cooper Lighting) | Streetworks | GAN-AF-10-LED-[U 8 9]-SL4-[AP BZ BK DP GM WH]-[ADJA ADJS ADJA-WM]-7050-800-[2L 3 P 4 4N7 HA ALL MS SENSORS DIMRF-LW DIMRF-LN L90 R90 MT TH LCF CE] | Outdoor Luminaires | Very High Output | Architectural Flood and Spot Luminaires | Standard | FALSE | [9 empty] | 42634 |  |  | Yes |  | 3.1 | 45232 | 108 | 419 | 3.74 | 1 | 5000 | 70
P9X93ZHY | Eaton (formerly Cooper Lighting) | Mcgraw-Edison | GLEON-AF-10-LED-[E1 347 480]-SL4-[AP BZ BK DP GM WH]-[ADJA ADJS ADJA-WM]-7050-800-[P PER7 R HA ALL MS LWR SENSORS L90 R90 MT TH LCF CE] | Outdoor Luminaires | Very High Output | Architectural Flood and Spot Luminaires | Standard | FALSE | [9 empty] | 42634 |  |  | Yes |  | 3.1 | 45232 | 108 | 419 | 3.74 | 1 | 5000 | 70
PGMEQZQ4 | Eaton (formerly Cooper Lighting) | Streetworks | GAN-AF-09-LED-U-5MQ-[AP BZ BK DP GM WH]-[ADJA ADJS ADJA-WM]-7050-800-[2L 3 P 4 4N7 HA ALL MS SENSORS DIMRF-LW DIMRF-LN L90 R90 MT TH LCF CE] | Outdoor Luminaires | Very High Output | Architectural Flood and Spot Luminaires | Premium | FALSE | [9 empty] | 42634 |  |  | Yes |  | 3.1 | 45165 | 120.8 | 374 | 3.74 | 1 | 5000 | 70
PDYX5CQ5 | Eaton (formerly Cooper Lighting) | Mcgraw-Edison | GLEON-AF-09-LED-E1-5MQ-[AP BZ BK DP GM WH]-[ADJA ADJS ADJA-WM]-7050-800-[P PER7 R HA ALL MS LWR SENSORS L90 R90 MT TH LCF CE] | Outdoor Luminaires | Very High Output | Architectural Flood and Spot Luminaires | Premium | FALSE | [9 empty] | 42634 |  |  | Yes |  | 3.1 | 45165 | 120.8 | 374 | 3.74 | 1 | 5000 | 70
PW5QFEME | Eaton (formerly Cooper Lighting) | Streetworks | GAN-AF-09-LED-U-T2R-[AP BZ BK DP GM WH]-[ADJA ADJS ADJA-WM]-7050-800-[2L 3 P 4 4N7 HA ALL MS SENSORS DIMRF-LW DIMRF-LN L90 R90 MT TH LCF CE] | Outdoor Luminaires | Very High Output | Architectural Flood and Spot Luminaires | Premium | FALSE | [9 empty] | 42634 |  |  | Yes |  | 3.1 | 44791 | 119.8 | 374 | 3.74 | 1 | 5000 | 70
P4UY34VK | Eaton (formerly Cooper Lighting) | Mcgraw-Edison | GLEON-AF-09-LED-E1-T2R-[AP BZ BK DP GM WH]-[ADJA ADJS ADJA-WM]-7050-800-[P PER7 R HA ALL MS LWR SENSORS L90 R90 MT TH LCF CE] | Outdoor Luminaires | Very High Output | Architectural Flood and Spot Luminaires | Premium | FALSE | [9 empty] | 42634 |  |  | Yes |  | 3.1 | 44791 | 119.8 | 374 | 3.74 | 1 | 5000 | 70
PSC3KZ5F | Eaton (formerly Cooper Lighting) | Mcgraw-Edison | GLEON-AF-09-LED-E1-5NQ-[AP BZ BK DP GM WH]-[ADJA ADJS ADJA-WM]-7050-800-[P PER7 R HA ALL MS LWR SENSORS L90 R90 MT TH LCF CE] | Outdoor Luminaires | Very High Output | Architectural Flood and Spot Luminaires | Premium | FALSE | [9 empty] | 42634 |  |  | Yes |  | 3.1 | 44349 | 118.6 | 374 | 3.74 | 1 | 5000 | 70
P1KBPH53 | Eaton (formerly Cooper Lighting) | Streetworks | GAN-AF-09-LED-U-5NQ-[AP BZ BK DP GM WH]-[ADJA ADJS ADJA-WM]-7050-800-[2L 3 P 4 4N7 HA ALL MS SENSORS DIMRF-LW DIMRF-LN L90 R90 MT TH LCF CE] | Outdoor Luminaires | Very High Output | Architectural Flood and Spot Luminaires | Premium | FALSE | [9 empty] | 42634 |  |  | Yes |  | 3.1 | 44349 | 118.6 | 374 | 3.74 | 1 | 5000 | 70
PG8B86JX | Eaton (formerly Cooper Lighting) | Streetworks | GAN-AF-09-LED-U-AFL-[AP BZ BK DP GM WH]-[ADJA ADJS ADJA-WM]-7050-800-[2L 3 P 4 4N7 HA ALL MS SENSORS DIMRF-LW DIMRF-LN L90 R90 MT TH LCF CE] | Outdoor Luminaires | Very High Output | Architectural Flood and Spot Luminaires | Premium | FALSE | [9 empty] | 42634 |  |  | Yes |  | 3.1 | 44108 | 117.9 | 374 | 3.74 | 1 | 5000 | 70
P1D14244 | Eaton (formerly Cooper Lighting) | Mcgraw-Edison | GLEON-AF-09-LED-E1-AFL-[AP BZ BK DP GM WH]-[ADJA ADJS ADJA-WM]-7050-800-[P PER7 R HA ALL MS LWR SENSORS L90 R90 MT TH LCF CE] | Outdoor Luminaires | Very High Output | Architectural Flood and Spot Luminaires | Premium | FALSE | [9 empty] | 42634 |  |  | Yes |  | 3.1 | 44108 | 117.9 | 374 | 3.74 | 1 | 5000 | 70
PW2N3PUD | Eaton (formerly Cooper Lighting) | Streetworks | GAN-AF-09-LED-U-T3R-[AP BZ BK DP GM WH]-[ADJA ADJS ADJA-WM]-7050-800-[2L 3 P 4 4N7 HA ALL MS SENSORS DIMRF-LW DIMRF-LN L90 R90 MT TH LCF CE] | Outdoor Luminaires | Very High Output | Architectural Flood and Spot Luminaires | Premium | FALSE | [9 empty] | 42634 |  |  | Yes |  | 3.1 | 43959 | 117.5 | 374 | 3.74 | 1 | 5000 | 70
PTN7YRUU | Eaton (formerly Cooper Lighting) | Mcgraw-Edison | GLEON-AF-09-LED-E1-T3R-[AP BZ BK DP GM WH]-[ADJA ADJS ADJA-WM]-7050-800-[P PER7 R HA ALL MS LWR SENSORS L90 R90 MT TH LCF CE] | Outdoor Luminaires | Very High Output | Architectural Flood and Spot Luminaires | Premium | FALSE | [9 empty] | 42634 |  |  | Yes |  | 3.1 | 43959 | 117.5 | 374 | 3.74 | 1 | 5000 | 70
PSW8C696 | Eaton (formerly Cooper Lighting) | Mcgraw-Edison | GLEON-AF-09-LED-E1-RW-[AP BZ BK DP GM WH]-[ADJA ADJS ADJA-WM]-7050-800-[P PER7 R HA ALL MS LWR SENSORS L90 R90 MT TH LCF CE] | Outdoor Luminaires | Very High Output | Architectural Flood and Spot Luminaires | Premium | FALSE | [9 empty] | 42634 |  |  | Yes |  | 3.1 | 43949 | 117.5 | 374 | 3.74 | 1 | 5000 | 70
PNEUF258 | Eaton (formerly Cooper Lighting) | Streetworks | GAN-AF-09-LED-U-RW-[AP BZ BK DP GM WH]-[ADJA ADJS ADJA-WM]-7050-800-[2L 3 P 4 4N7 HA ALL MS SENSORS DIMRF-LW DIMRF-LN L90 R90 MT TH LCF CE] | Outdoor Luminaires | Very High Output | Architectural Flood and Spot Luminaires | Premium | FALSE | [9 empty] | 42634 |  |  | Yes |  | 3.1 | 43949 | 117.5 | 374 | 3.74 | 1 | 5000 | 70
PZFZN6NP | Eaton (formerly Cooper Lighting) | Mcgraw-Edison | GLEON-AF-09-LED-[E1 347 480]-T4FT-[AP BZ BK DP GM WH]-[ADJA ADJS ADJA-WM]-7050-800-[P PER7 R HA ALL MS LWR SENSORS L90 R90 MT TH LCF CE] | Outdoor Luminaires | Very High Output | Architectural Flood and Spot Luminaires | Standard | FALSE | [9 empty] | 42634 |  |  | Yes |  | 3.1 | 43252 | 115.6 | 374 | 3.74 | 1 | 5000 | 70
PJRT6P97 | Eaton (formerly Cooper Lighting) | Streetworks | GAN-AF-09-LED-[U 8 9]-T4FT-[AP BZ BK DP GM WH]-[ADJA ADJS ADJA-WM]-7050-800-[2L 3 P 4 4N7 HA ALL MS SENSORS DIMRF-LW DIMRF-LN L90 R90 MT TH LCF CE] | Outdoor Luminaires | Very High Output | Architectural Flood and Spot Luminaires | Standard | FALSE | [9 empty] | 42634 |  |  | Yes |  | 3.1 | 43252 | 115.6 | 374 | 3.74 | 1 | 5000 | 70
PR35SN2C | Eaton (formerly Cooper Lighting) | Mcgraw-Edison | GLEON-AF-09-LED-[E1 347 480]-T3-[AP BZ BK DP GM WH]-[ADJA ADJS ADJA-WM]-7050-800-[P PER7 R HA ALL MS LWR SENSORS L90 R90 MT TH LCF CE] | Outdoor Luminaires | Very High Output | Architectural Flood and Spot Luminaires | Standard | FALSE | [9 empty] | 42634 |  |  | Yes |  | 3.1 | 43003 | 115 | 374 | 3.74 | 1 | 5000 | 70
PE87SDB7 | Eaton (formerly Cooper Lighting) | Streetworks | GAN-AF-09-LED-[U 8 9]-T3-[AP BZ BK DP GM WH]-[ADJA ADJS ADJA-WM]-7050-800-[2L 3 P 4 4N7 HA ALL MS SENSORS DIMRF-LW DIMRF-LN L90 R90 MT TH LCF CE] | Outdoor Luminaires | Very High Output | Architectural Flood and Spot Luminaires | Standard | FALSE | [9 empty] | 42634 |  |  | Yes |  | 3.1 | 43003 | 115 | 374 | 3.74 | 1 | 5000 | 70
PTP7JGWG | Eaton (formerly Cooper Lighting) | Mcgraw-Edison | GLEON-AF-09-LED-[E1 347 480]-SL3-[AP BZ BK DP GM WH]-[ADJA ADJS ADJA-WM]-7050-800-[P PER7 R HA ALL MS LWR SENSORS L90 R90 MT TH LCF CE] | Outdoor Luminaires | Very High Output | Architectural Flood and Spot Luminaires | Standard | FALSE | [9 empty] | 42634 |  |  | Yes |  | 3.1 | 42997 | 115 | 374 | 3.74 | 1 | 5000 | 70
P5A4Y7NS | Eaton (formerly Cooper Lighting) | Streetworks | GAN-AF-09-LED-[U 8 9]-SL3-[AP BZ BK DP GM WH]-[ADJA ADJS ADJA-WM]-7050-800-[2L 3 P 4 4N7 HA ALL MS SENSORS DIMRF-LW DIMRF-LN L90 R90 MT TH LCF CE] | Outdoor Luminaires | Very High Output | Architectural Flood and Spot Luminaires | Standard | FALSE | [9 empty] | 42634 |  |  | Yes |  | 3.1 | 42997 | 115 | 374 | 3.74 | 1 | 5000 | 70
PQKDR1JY | Eaton (formerly Cooper Lighting) | Streetworks | GAN-AF-09-LED-[U 8 9]-T4W-[AP BZ BK DP GM WH]-[ADJA ADJS ADJA-WM]-7050-800-[2L 3 P 4 4N7 HA ALL MS SENSORS DIMRF-LW DIMRF-LN L90 R90 MT TH LCF CE] | Outdoor Luminaires | Very High Output | Architectural Flood and Spot Luminaires | Standard | FALSE | [9 empty] | 42634 |  |  | Yes |  | 3.1 | 42694 | 114.2 | 374 | 3.74 | 1 | 5000 | 70
PCEVMQK4 | Eaton (formerly Cooper Lighting) | Mcgraw-Edison | GLEON-AF-09-LED-[E1 347 480]-T4W-[AP BZ BK DP GM WH]-[ADJA ADJS ADJA-WM]-7050-800-[P PER7 R HA ALL MS LWR SENSORS L90 R90 MT TH LCF CE] | Outdoor Luminaires | Very High Output | Architectural Flood and Spot Luminaires | Standard | FALSE | [9 empty] | 42634 |  |  | Yes |  | 3.1 | 42694 | 114.2 | 374 | 3.74 | 1 | 5000 | 70
PPJAWQKH | Eaton (formerly Cooper Lighting) | Streetworks | GAN-AF-09-LED-[U 8 9]-T2-[AP BZ BK DP GM WH]-[ADJA ADJS ADJA-WM]-7050-800-[2L 3 P 4 4N7 HA ALL MS SENSORS DIMRF-LW DIMRF-LN L90 R90 MT TH LCF CE] | Outdoor Luminaires | Very High Output | Architectural Flood and Spot Luminaires | Standard | FALSE | [9 empty] | 42634 |  |  | Yes |  | 3.1 | 42191 | 112.8 | 374 | 3.74 | 1 | 5000 | 70
PCQW77CY | Eaton (formerly Cooper Lighting) | Mcgraw-Edison | GLEON-AF-09-LED-[E1 347 480]-T2-[AP BZ BK DP GM WH]-[ADJA ADJS ADJA-WM]-7050-800-[P PER7 R HA ALL MS LWR SENSORS L90 R90 MT TH LCF CE] | Outdoor Luminaires | Very High Output | Architectural Flood and Spot Luminaires | Standard | FALSE | [9 empty] | 42634 |  |  | Yes |  | 3.1 | 42191 | 112.8 | 374 | 3.74 | 1 | 5000 | 70
PGE2Q4DR | Eaton (formerly Cooper Lighting) | Mcgraw-Edison | GLEON-AF-09-LED-[E1 347 480]-SL2-[AP BZ BK DP GM WH]-[ADJA ADJS ADJA-WM]-7050-800-[P PER7 R HA ALL MS LWR SENSORS L90 R90 MT TH LCF CE] | Outdoor Luminaires | Very High Output | Architectural Flood and Spot Luminaires | Standard | FALSE | [9 empty] | 42634 |  |  | Yes |  | 3.1 | 42118 | 112.6 | 374 | 3.74 | 1 | 5000 | 70
P29QW6HM | Eaton (formerly Cooper Lighting) | Streetworks | GAN-AF-09-LED-[U 8 9]-SL2-[AP BZ BK DP GM WH]-[ADJA ADJS ADJA-WM]-7050-800-[2L 3 P 4 4N7 HA ALL MS SENSORS DIMRF-LW DIMRF-LN L90 R90 MT TH LCF CE] | Outdoor Luminaires | Very High Output | Architectural Flood and Spot Luminaires | Standard | FALSE | [9 empty] | 42634 |  |  | Yes |  | 3.1 | 42118 | 112.6 | 374 | 3.74 | 1 | 5000 | 70
PXQQWAYP | Eaton (formerly Cooper Lighting) | Mcgraw-Edison | GLEON-AF-10-LED-E1-[SLL SLR]-[AP BZ BK DP GM WH]-[ADJA ADJS ADJA-WM]-7050-800-[P PER7 R HA ALL MS LWR SENSORS L90 R90 MT TH LCF CE] | Outdoor Luminaires | Very High Output | Architectural Flood and Spot Luminaires | Standard | FALSE | [9 empty] | 42634 |  |  | Yes |  | 3.1 | 41832 | 99.8 | 419 | 3.74 | 1 | 5000 | 70
P4P73RGV | Eaton (formerly Cooper Lighting) | Streetworks | GAN-AF-10-LED-U-[SLL SLR]-[AP BZ BK DP GM WH]-[ADJA ADJS ADJA-WM]-7050-800-[2L 3 P 4 4N7 HA ALL MS SENSORS DIMRF-LW DIMRF-LN L90 R90 MT TH LCF CE] | Outdoor Luminaires | Very High Output | Architectural Flood and Spot Luminaires | Standard | FALSE | [9 empty] | 42634 |  |  | Yes |  | 3.1 | 41832 | 99.8 | 419 | 3.74 | 1 | 5000 | 70
PE8V8EZB | Eaton (formerly Cooper Lighting) | Streetworks | GAN-AF-09-LED-[U 8 9]-SL4-[AP BZ BK DP GM WH]-[ADJA ADJS ADJA-WM]-7050-800-[2L 3 P 4 4N7 HA ALL MS SENSORS DIMRF-LW DIMRF-LN L90 R90 MT TH LCF CE] | Outdoor Luminaires | Very High Output | Architectural Flood and Spot Luminaires | Standard | FALSE | [9 empty] | 42634 |  |  | Yes |  | 3.1 | 40854 | 109.2 | 374 | 3.74 | 1 | 5000 | 70
PBGNNWM5 | Eaton (formerly Cooper Lighting) | Mcgraw-Edison | GLEON-AF-09-LED-[E1 347 480]-SL4-[AP BZ BK DP GM WH]-[ADJA ADJS ADJA-WM]-7050-800-[P PER7 R HA ALL MS LWR SENSORS L90 R90 MT TH LCF CE] | Outdoor Luminaires | Very High Output | Architectural Flood and Spot Luminaires | Standard | FALSE | [9 empty] | 42634 |  |  | Yes |  | 3.1 | 40854 | 109.2 | 374 | 3.74 | 1 | 5000 | 70
PMJS8GCR | Eaton (formerly Cooper Lighting) | Streetworks | GAN-AF-09-LED-U-[SLL SLR]-[AP BZ BK DP GM WH]-[ADJA ADJS ADJA-WM]-7050-800-[2L 3 P 4 4N7 HA ALL MS SENSORS DIMRF-LW DIMRF-LN L90 R90 MT TH LCF CE] | Outdoor Luminaires | Very High Output | Architectural Flood and Spot Luminaires | Standard | FALSE | [9 empty] | 42634 |  |  | Yes |  | 3.1 | 37784 | 101 | 374 | 3.74 | 1 | 5000 | 70
P8UQHG9J | Eaton (formerly Cooper Lighting) | Mcgraw-Edison | GLEON-AF-09-LED-E1-[SLL SLR]-[AP BZ BK DP GM WH]-[ADJA ADJS ADJA-WM]-7050-800-[P PER7 R HA ALL MS LWR SENSORS L90 R90 MT TH LCF CE] | Outdoor Luminaires | Very High Output | Architectural Flood and Spot Luminaires | Standard | FALSE | [9 empty] | 42634 |  |  | Yes |  | 3.1 | 37784 | 101 | 374 | 3.74 | 1 | 5000 | 70
PUDUTN48 | Eaton (formerly Cooper Lighting) | Mcgraw-Edison | GLEON-AF-10-LED-[E1 347 480]-5WQ-[AP BZ BK DP GM WH]-[ADJA ADJS ADJA-WM]-7050-600-[P PER7 R HA ALL MS LWR SENSORS L90 R90 MT TH LCF CE] | Outdoor Luminaires | Very High Output | Architectural Flood and Spot Luminaires | Premium | FALSE | [9 empty] | 42634 |  |  | Yes |  | 3.1 | 40888 | 126.6 | 323 | 3.49 | 1 | 5000 | 70
PD1QYCKW | Eaton (formerly Cooper Lighting) | Streetworks | GAN-AF-10-LED-[U 8 9]-5WQ-[AP BZ BK DP GM WH]-[ADJA ADJS ADJA-WM]-7050-600-[2L 3 P 4 4N7 HA ALL MS SENSORS DIMRF-LW DIMRF-LN L90 R90 MT TH LCF CE] | Outdoor Luminaires | Very High Output | Architectural Flood and Spot Luminaires | Premium | FALSE | [9 empty] | 42634 |  |  | Yes |  | 3.1 | 40888 | 126.6 | 323 | 3.49 | 1 | 5000 | 70
PKAQPMB3 | Eaton (formerly Cooper Lighting) | Mcgraw-Edison | GLEON-AF-10-LED-[E1 347 480]-5MQ-[AP BZ BK DP GM WH]-[ADJA ADJS ADJA-WM]-7050-600-[P PER7 R HA ALL MS LWR SENSORS L90 R90 MT TH LCF CE] | Outdoor Luminaires | Very High Output | Architectural Flood and Spot Luminaires | Premium | FALSE | [9 empty] | 42634 |  |  | Yes |  | 3.1 | 40779 | 126.3 | 323 | 3.49 | 1 | 5000 | 70
P7H374A5 | Eaton (formerly Cooper Lighting) | Streetworks | GAN-AF-10-LED-[U 8 9]-5MQ-[AP BZ BK DP GM WH]-[ADJA ADJS ADJA-WM]-7050-600-[2L 3 P 4 4N7 HA ALL MS SENSORS DIMRF-LW DIMRF-LN L90 R90 MT TH LCF CE] | Outdoor Luminaires | Very High Output | Architectural Flood and Spot Luminaires | Premium | FALSE | [9 empty] | 42634 |  |  | Yes |  | 3.1 | 40779 | 126.3 | 323 | 3.49 | 1 | 5000 | 70
P9FZB4RU | Eaton (formerly Cooper Lighting) | Mcgraw-Edison | GLEON-AF-10-LED-[E1 347 480]-T2R-[AP BZ BK DP GM WH]-[ADJA ADJS ADJA-WM]-7050-600-[P PER7 R HA ALL MS LWR SENSORS L90 R90 MT TH LCF CE] | Outdoor Luminaires | Very High Output | Architectural Flood and Spot Luminaires | Premium | FALSE | [9 empty] | 42634 |  |  | Yes |  | 3.1 | 40441 | 125.2 | 323 | 3.49 | 1 | 5000 | 70
P41Q66J5 | Eaton (formerly Cooper Lighting) | Streetworks | GAN-AF-10-LED-[U 8 9]-T2R-[AP BZ BK DP GM WH]-[ADJA ADJS ADJA-WM]-7050-600-[2L 3 P 4 4N7 HA ALL MS SENSORS DIMRF-LW DIMRF-LN L90 R90 MT TH LCF CE] | Outdoor Luminaires | Very High Output | Architectural Flood and Spot Luminaires | Premium | FALSE | [9 empty] | 42634 |  |  | Yes |  | 3.1 | 40441 | 125.2 | 323 | 3.49 | 1 | 5000 | 70
PUZDAXHB | Eaton (formerly Cooper Lighting) | Mcgraw-Edison | GLEON-AF-10-LED-[E1 347 480]-5NQ-[AP BZ BK DP GM WH]-[ADJA ADJS ADJA-WM]-7050-600-[P PER7 R HA ALL MS LWR SENSORS L90 R90 MT TH LCF CE] | Outdoor Luminaires | Very High Output | Architectural Flood and Spot Luminaires | Premium | FALSE | [9 empty] | 42634 |  |  | Yes |  | 3.1 | 40042 | 124 | 323 | 3.49 | 1 | 5000 | 70
P9P3MXU8 | Eaton (formerly Cooper Lighting) | Streetworks | GAN-AF-10-LED-[U 8 9]-5NQ-[AP BZ BK DP GM WH]-[ADJA ADJS ADJA-WM]-7050-600-[2L 3 P 4 4N7 HA ALL MS SENSORS DIMRF-LW DIMRF-LN L90 R90 MT TH LCF CE] | Outdoor Luminaires | Very High Output | Architectural Flood and Spot Luminaires | Premium | FALSE | [9 empty] | 42634 |  |  | Yes |  | 3.1 | 40042 | 124 | 323 | 3.49 | 1 | 5000 | 70
PU765MPW | Eaton (formerly Cooper Lighting) | Mcgraw-Edison | GLEON-AF-10-LED-[E1 347 480]-AFL-[AP BZ BK DP GM WH]-[ADJA ADJS ADJA-WM]-7050-600-[P PER7 R HA ALL MS LWR SENSORS L90 R90 MT TH LCF CE] | Outdoor Luminaires | Very High Output | Architectural Flood and Spot Luminaires | Premium | FALSE | [9 empty] | 42634 |  |  | Yes |  | 3.1 | 39824 | 123.3 | 323 | 3.49 | 1 | 5000 | 70
PPJ811KY | Eaton (formerly Cooper Lighting) | Streetworks | GAN-AF-10-LED-[U 8 9]-AFL-[AP BZ BK DP GM WH]-[ADJA ADJS ADJA-WM]-7050-600-[2L 3 P 4 4N7 HA ALL MS SENSORS DIMRF-LW DIMRF-LN L90 R90 MT TH LCF CE] | Outdoor Luminaires | Very High Output | Architectural Flood and Spot Luminaires | Premium | FALSE | [9 empty] | 42634 |  |  | Yes |  | 3.1 | 39824 | 123.3 | 323 | 3.49 | 1 | 5000 | 70
PBJWCTDF | Eaton (formerly Cooper Lighting) | Mcgraw-Edison | GLEON-AF-10-LED-E1-T3R-[AP BZ BK DP GM WH]-[ADJA ADJS ADJA-WM]-7050-600-[P PER7 R HA ALL MS LWR SENSORS L90 R90 MT TH LCF CE] | Outdoor Luminaires | Very High Output | Architectural Flood and Spot Luminaires | Premium | FALSE | [9 empty] | 42634 |  |  | Yes |  | 3.1 | 39689 | 122.9 | 323 | 3.49 | 1 | 5000 | 70
PAY3Z4G1 | Eaton (formerly Cooper Lighting) | Streetworks | GAN-AF-10-LED-U-T3R-[AP BZ BK DP GM WH]-[ADJA ADJS ADJA-WM]-7050-600-[2L 3 P 4 4N7 HA ALL MS SENSORS DIMRF-LW DIMRF-LN L90 R90 MT TH LCF CE] | Outdoor Luminaires | Very High Output | Architectural Flood and Spot Luminaires | Premium | FALSE | [9 empty] | 42634 |  |  | Yes |  | 3.1 | 39689 | 122.9 | 323 | 3.49 | 1 | 5000 | 70
PR8EQ8A1 | Eaton (formerly Cooper Lighting) | Mcgraw-Edison | GLEON-AF-10-LED-E1-RW-[AP BZ BK DP GM WH]-[ADJA ADJS ADJA-WM]-7050-600-[P PER7 R HA ALL MS LWR SENSORS L90 R90 MT TH LCF CE] | Outdoor Luminaires | Very High Output | Architectural Flood and Spot Luminaires | Premium | FALSE | [9 empty] | 42634 |  |  | Yes |  | 3.1 | 39680 | 122.8 | 323 | 3.49 | 1 | 5000 | 70
PEBBK4FX | Eaton (formerly Cooper Lighting) | Streetworks | GAN-AF-10-LED-U-RW-[AP BZ BK DP GM WH]-[ADJA ADJS ADJA-WM]-7050-600-[2L 3 P 4 4N7 HA ALL MS SENSORS DIMRF-LW DIMRF-LN L90 R90 MT TH LCF CE] | Outdoor Luminaires | Very High Output | Architectural Flood and Spot Luminaires | Premium | FALSE | [9 empty] | 42634 |  |  | Yes |  | 3.1 | 39680 | 122.8 | 323 | 3.49 | 1 | 5000 | 70
PY4BE71M | Eaton (formerly Cooper Lighting) | Mcgraw-Edison | GLEON-AF-10-LED-E1-T4FT-[AP BZ BK DP GM WH]-[ADJA ADJS ADJA-WM]-7050-600-[P PER7 R HA ALL MS LWR SENSORS L90 R90 MT TH LCF CE] | Outdoor Luminaires | Very High Output | Architectural Flood and Spot Luminaires | Premium | FALSE | [9 empty] | 42634 |  |  | Yes |  | 3.1 | 39052 | 120.9 | 323 | 3.49 | 1 | 5000 | 70
PA5E4TFS | Eaton (formerly Cooper Lighting) | Streetworks | GAN-AF-10-LED-U-T4FT-[AP BZ BK DP GM WH]-[ADJA ADJS ADJA-WM]-7050-600-[2L 3 P 4 4N7 HA ALL MS SENSORS DIMRF-LW DIMRF-LN L90 R90 MT TH LCF CE] | Outdoor Luminaires | Very High Output | Architectural Flood and Spot Luminaires | Premium | FALSE | [9 empty] | 42634 |  |  | Yes |  | 3.1 | 39052 | 120.9 | 323 | 3.49 | 1 | 5000 | 70
PKSDGQGQ | Eaton (formerly Cooper Lighting) | Streetworks | GAN-AF-10-LED-U-T3-[AP BZ BK DP GM WH]-[ADJA ADJS ADJA-WM]-7050-600-[2L 3 P 4 4N7 HA ALL MS SENSORS DIMRF-LW DIMRF-LN L90 R90 MT TH LCF CE] | Outdoor Luminaires | Very High Output | Architectural Flood and Spot Luminaires | Premium | FALSE | [9 empty] | 42634 |  |  | Yes |  | 3.1 | 38827 | 120.2 | 323 | 3.49 | 1 | 5000 | 70
PAH9MYYA | Eaton (formerly Cooper Lighting) | Mcgraw-Edison | GLEON-AF-10-LED-E1-T3-[AP BZ BK DP GM WH]-[ADJA ADJS ADJA-WM]-7050-600-[P PER7 R HA ALL MS LWR SENSORS L90 R90 MT TH LCF CE] | Outdoor Luminaires | Very High Output | Architectural Flood and Spot Luminaires | Premium | FALSE | [9 empty] | 42634 |  |  | Yes |  | 3.1 | 38827 | 120.2 | 323 | 3.49 | 1 | 5000 | 70
PKSM68GB | Eaton (formerly Cooper Lighting) | Mcgraw-Edison | GLEON-AF-10-LED-E1-SL3-[AP BZ BK DP GM WH]-[ADJA ADJS ADJA-WM]-7050-600-[P PER7 R HA ALL MS LWR SENSORS L90 R90 MT TH LCF CE] | Outdoor Luminaires | Very High Output | Architectural Flood and Spot Luminaires | Premium | FALSE | [9 empty] | 42634 |  |  | Yes |  | 3.1 | 38821 | 120.2 | 323 | 3.49 | 1 | 5000 | 70
PFAKPN7M | Eaton (formerly Cooper Lighting) | Streetworks | GAN-AF-10-LED-U-SL3-[AP BZ BK DP GM WH]-[ADJA ADJS ADJA-WM]-7050-600-[2L 3 P 4 4N7 HA ALL MS SENSORS DIMRF-LW DIMRF-LN L90 R90 MT TH LCF CE] | Outdoor Luminaires | Very High Output | Architectural Flood and Spot Luminaires | Premium | FALSE | [9 empty] | 42634 |  |  | Yes |  | 3.1 | 38821 | 120.2 | 323 | 3.49 | 1 | 5000 | 70
PVAK53JC | Eaton (formerly Cooper Lighting) | Mcgraw-Edison | GLEON-AF-10-LED-E1-T4W-[AP BZ BK DP GM WH]-[ADJA ADJS ADJA-WM]-7050-600-[P PER7 R HA ALL MS LWR SENSORS L90 R90 MT TH LCF CE] | Outdoor Luminaires | Very High Output | Architectural Flood and Spot Luminaires | Premium | FALSE | [9 empty] | 42634 |  |  | Yes |  | 3.1 | 38547 | 119.3 | 323 | 3.49 | 1 | 5000 | 70
PQ24K6PQ | Eaton (formerly Cooper Lighting) | Streetworks | GAN-AF-10-LED-U-T4W-[AP BZ BK DP GM WH]-[ADJA ADJS ADJA-WM]-7050-600-[2L 3 P 4 4N7 HA ALL MS SENSORS DIMRF-LW DIMRF-LN L90 R90 MT TH LCF CE] | Outdoor Luminaires | Very High Output | Architectural Flood and Spot Luminaires | Premium | FALSE | [9 empty] | 42634 |  |  | Yes |  | 3.1 | 38547 | 119.3 | 323 | 3.49 | 1 | 5000 | 70
PXCGNQ9U | Eaton (formerly Cooper Lighting) | Mcgraw-Edison | GLEON-AF-10-LED-E1-T2-[AP BZ BK DP GM WH]-[ADJA ADJS ADJA-WM]-7050-600-[P PER7 R HA ALL MS LWR SENSORS L90 R90 MT TH LCF CE] | Outdoor Luminaires | Very High Output | Architectural Flood and Spot Luminaires | Premium | FALSE | [9 empty] | 42634 |  |  | Yes |  | 3.1 | 38093 | 117.9 | 323 | 3.49 | 1 | 5000 | 70
PJ98Z342 | Eaton (formerly Cooper Lighting) | Streetworks | GAN-AF-10-LED-U-T2-[AP BZ BK DP GM WH]-[ADJA ADJS ADJA-WM]-7050-600-[2L 3 P 4 4N7 HA ALL MS SENSORS DIMRF-LW DIMRF-LN L90 R90 MT TH LCF CE] | Outdoor Luminaires | Very High Output | Architectural Flood and Spot Luminaires | Premium | FALSE | [9 empty] | 42634 |  |  | Yes |  | 3.1 | 38093 | 117.9 | 323 | 3.49 | 1 | 5000 | 70
PU93SPH5 | Eaton (formerly Cooper Lighting) | Streetworks | GAN-AF-10-LED-U-SL2-[AP BZ BK DP GM WH]-[ADJA ADJS ADJA-WM]-7050-600-[2L 3 P 4 4N7 HA ALL MS SENSORS DIMRF-LW DIMRF-LN L90 R90 MT TH LCF CE] | Outdoor Luminaires | Very High Output | Architectural Flood and Spot Luminaires | Premium | FALSE | [9 empty] | 42634 |  |  | Yes |  | 3.1 | 38028 | 117.7 | 323 | 3.49 | 1 | 5000 | 70
PJB9VMWR | Eaton (formerly Cooper Lighting) | Mcgraw-Edison | GLEON-AF-10-LED-E1-SL2-[AP BZ BK DP GM WH]-[ADJA ADJS ADJA-WM]-7050-600-[P PER7 R HA ALL MS LWR SENSORS L90 R90 MT TH LCF CE] | Outdoor Luminaires | Very High Output | Architectural Flood and Spot Luminaires | Premium | FALSE | [9 empty] | 42634 |  |  | Yes |  | 3.1 | 38028 | 117.7 | 323 | 3.49 | 1 | 5000 | 70
PZ68WERK | Eaton (formerly Cooper Lighting) | Streetworks | GAN-AF-09-LED-[U 8 9]-5WQ-[AP BZ BK DP GM WH]-[ADJA ADJS ADJA-WM]-7050-600-[2L 3 P 4 4N7 HA ALL MS SENSORS DIMRF-LW DIMRF-LN L90 R90 MT TH LCF CE] | Outdoor Luminaires | Very High Output | Architectural Flood and Spot Luminaires | Premium | FALSE | [9 empty] | 42634 |  |  | Yes |  | 3.1 | 36930 | 127.3 | 290 | 3.49 | 1 | 5000 | 70
PXB75MBH | Eaton (formerly Cooper Lighting) | Mcgraw-Edison | GLEON-AF-09-LED-[E1 347 480]-5WQ-[AP BZ BK DP GM WH]-[ADJA ADJS ADJA-WM]-7050-600-[P PER7 R HA ALL MS LWR SENSORS L90 R90 MT TH LCF CE] | Outdoor Luminaires | Very High Output | Architectural Flood and Spot Luminaires | Premium | FALSE | [9 empty] | 42634 |  |  | Yes |  | 3.1 | 36930 | 127.3 | 290 | 3.49 | 1 | 5000 | 70
PQU3WSY6 | Eaton (formerly Cooper Lighting) | Streetworks | GAN-AF-10-LED-[U 8 9]-SL4-[AP BZ BK DP GM WH]-[ADJA ADJS ADJA-WM]-7050-600-[2L 3 P 4 4N7 HA ALL MS SENSORS DIMRF-LW DIMRF-LN L90 R90 MT TH LCF CE] | Outdoor Luminaires | Very High Output | Architectural Flood and Spot Luminaires | Standard | FALSE | [9 empty] | 42634 |  |  | Yes |  | 3.1 | 36886 | 114.2 | 323 | 3.49 | 1 | 5000 | 70
P2ZKFJ6J | Eaton (formerly Cooper Lighting) | Mcgraw-Edison | GLEON-AF-10-LED-[E1 347 480]-SL4-[AP BZ BK DP GM WH]-[ADJA ADJS ADJA-WM]-7050-600-[P PER7 R HA ALL MS LWR SENSORS L90 R90 MT TH LCF CE] | Outdoor Luminaires | Very High Output | Architectural Flood and Spot Luminaires | Standard | FALSE | [9 empty] | 42634 |  |  | Yes |  | 3.1 | 36886 | 114.2 | 323 | 3.49 | 1 | 5000 | 70
PGUE2B4G | Eaton (formerly Cooper Lighting) | Mcgraw-Edison | GLEON-AF-09-LED-[E1 347 480]-5MQ-[AP BZ BK DP GM WH]-[ADJA ADJS ADJA-WM]-7050-600-[P PER7 R HA ALL MS LWR SENSORS L90 R90 MT TH LCF CE] | Outdoor Luminaires | Very High Output | Architectural Flood and Spot Luminaires | Premium | FALSE | [9 empty] | 42634 |  |  | Yes |  | 3.1 | 36832 | 127 | 290 | 3.49 | 1 | 5000 | 70
PEDDHKC4 | Eaton (formerly Cooper Lighting) | Streetworks | GAN-AF-09-LED-[U 8 9]-5MQ-[AP BZ BK DP GM WH]-[ADJA ADJS ADJA-WM]-7050-600-[2L 3 P 4 4N7 HA ALL MS SENSORS DIMRF-LW DIMRF-LN L90 R90 MT TH LCF CE] | Outdoor Luminaires | Very High Output | Architectural Flood and Spot Luminaires | Premium | FALSE | [9 empty] | 42634 |  |  | Yes |  | 3.1 | 36832 | 127 | 290 | 3.49 | 1 | 5000 | 70
PUZNB1NG | Eaton (formerly Cooper Lighting) | Mcgraw-Edison | GLEON-AF-09-LED-[E1 347 480]-T2R-[AP BZ BK DP GM WH]-[ADJA ADJS ADJA-WM]-7050-600-[P PER7 R HA ALL MS LWR SENSORS L90 R90 MT TH LCF CE] | Outdoor Luminaires | Very High Output | Architectural Flood and Spot Luminaires | Premium | FALSE | [9 empty] | 42634 |  |  | Yes |  | 3.1 | 36527 | 126 | 290 | 3.49 | 1 | 5000 | 70
PUCB2U2B | Eaton (formerly Cooper Lighting) | Streetworks | GAN-AF-09-LED-[U 8 9]-T2R-[AP BZ BK DP GM WH]-[ADJA ADJS ADJA-WM]-7050-600-[2L 3 P 4 4N7 HA ALL MS SENSORS DIMRF-LW DIMRF-LN L90 R90 MT TH LCF CE] | Outdoor Luminaires | Very High Output | Architectural Flood and Spot Luminaires | Premium | FALSE | [9 empty] | 42634 |  |  | Yes |  | 3.1 | 36527 | 126 | 290 | 3.49 | 1 | 5000 | 70
PMW9DGCN | Eaton (formerly Cooper Lighting) | Streetworks | GAN-AF-09-LED-[U 8 9]-5NQ-[AP BZ BK DP GM WH]-[ADJA ADJS ADJA-WM]-7050-600-[2L 3 P 4 4N7 HA ALL MS SENSORS DIMRF-LW DIMRF-LN L90 R90 MT TH LCF CE] | Outdoor Luminaires | Very High Output | Architectural Flood and Spot Luminaires | Premium | FALSE | [9 empty] | 42634 |  |  | Yes |  | 3.1 | 36166 | 124.7 | 290 | 3.49 | 1 | 5000 | 70
P5ZXATBX | Eaton (formerly Cooper Lighting) | Mcgraw-Edison | GLEON-AF-09-LED-[E1 347 480]-5NQ-[AP BZ BK DP GM WH]-[ADJA ADJS ADJA-WM]-7050-600-[P PER7 R HA ALL MS LWR SENSORS L90 R90 MT TH LCF CE] | Outdoor Luminaires | Very High Output | Architectural Flood and Spot Luminaires | Premium | FALSE | [9 empty] | 42634 |  |  | Yes |  | 3.1 | 36166 | 124.7 | 290 | 3.49 | 1 | 5000 | 70
PXJX65TQ | Eaton (formerly Cooper Lighting) | Mcgraw-Edison | GLEON-AF-09-LED-[E1 347 480]-AFL-[AP BZ BK DP GM WH]-[ADJA ADJS ADJA-WM]-7050-600-[P PER7 R HA ALL MS LWR SENSORS L90 R90 MT TH LCF CE] | Outdoor Luminaires | Very High Output | Architectural Flood and Spot Luminaires | Premium | FALSE | [9 empty] | 42634 |  |  | Yes |  | 3.1 | 35969 | 124 | 290 | 3.49 | 1 | 5000 | 70
PU11S9GT | Eaton (formerly Cooper Lighting) | Streetworks | GAN-AF-09-LED-[U 8 9]-AFL-[AP BZ BK DP GM WH]-[ADJA ADJS ADJA-WM]-7050-600-[2L 3 P 4 4N7 HA ALL MS SENSORS DIMRF-LW DIMRF-LN L90 R90 MT TH LCF CE] | Outdoor Luminaires | Very High Output | Architectural Flood and Spot Luminaires | Premium | FALSE | [9 empty] | 42634 |  |  | Yes |  | 3.1 | 35969 | 124 | 290 | 3.49 | 1 | 5000 | 70
PNC883MU | Eaton (formerly Cooper Lighting) | Mcgraw-Edison | GLEON-AF-09-LED-E1-T3R-[AP BZ BK DP GM WH]-[ADJA ADJS ADJA-WM]-7050-600-[P PER7 R HA ALL MS LWR SENSORS L90 R90 MT TH LCF CE] | Outdoor Luminaires | Very High Output | Architectural Flood and Spot Luminaires | Premium | FALSE | [9 empty] | 42634 |  |  | Yes |  | 3.1 | 35848 | 123.6 | 290 | 3.49 | 1 | 5000 | 70
PG9AMVNN | Eaton (formerly Cooper Lighting) | Streetworks | GAN-AF-09-LED-U-T3R-[AP BZ BK DP GM WH]-[ADJA ADJS ADJA-WM]-7050-600-[2L 3 P 4 4N7 HA ALL MS SENSORS DIMRF-LW DIMRF-LN L90 R90 MT TH LCF CE] | Outdoor Luminaires | Very High Output | Architectural Flood and Spot Luminaires | Premium | FALSE | [9 empty] | 42634 |  |  | Yes |  | 3.1 | 35848 | 123.6 | 290 | 3.49 | 1 | 5000 | 70
PV9Z2KG2 | Eaton (formerly Cooper Lighting) | Streetworks | GAN-AF-09-LED-U-RW-[AP BZ BK DP GM WH]-[ADJA ADJS ADJA-WM]-7050-600-[2L 3 P 4 4N7 HA ALL MS SENSORS DIMRF-LW DIMRF-LN L90 R90 MT TH LCF CE] | Outdoor Luminaires | Very High Output | Architectural Flood and Spot Luminaires | Premium | FALSE | [9 empty] | 42634 |  |  | Yes |  | 3.1 | 35839 | 123.6 | 290 | 3.49 | 1 | 5000 | 70
PHTQN9N5 | Eaton (formerly Cooper Lighting) | Mcgraw-Edison | GLEON-AF-09-LED-E1-RW-[AP BZ BK DP GM WH]-[ADJA ADJS ADJA-WM]-7050-600-[P PER7 R HA ALL MS LWR SENSORS L90 R90 MT TH LCF CE] | Outdoor Luminaires | Very High Output | Architectural Flood and Spot Luminaires | Premium | FALSE | [9 empty] | 42634 |  |  | Yes |  | 3.1 | 35839 | 123.6 | 290 | 3.49 | 1 | 5000 | 70
PQRN9X1H | Eaton (formerly Cooper Lighting) | Mcgraw-Edison | GLEON-AF-09-LED-E1-T4FT-[AP BZ BK DP GM WH]-[ADJA ADJS ADJA-WM]-7050-600-[P PER7 R HA ALL MS LWR SENSORS L90 R90 MT TH LCF CE] | Outdoor Luminaires | Very High Output | Architectural Flood and Spot Luminaires | Premium | FALSE | [9 empty] | 42634 |  |  | Yes |  | 3.1 | 35272 | 121.6 | 290 | 3.49 | 1 | 5000 | 70
PA11KZN7 | Eaton (formerly Cooper Lighting) | Streetworks | GAN-AF-09-LED-U-T4FT-[AP BZ BK DP GM WH]-[ADJA ADJS ADJA-WM]-7050-600-[2L 3 P 4 4N7 HA ALL MS SENSORS DIMRF-LW DIMRF-LN L90 R90 MT TH LCF CE] | Outdoor Luminaires | Very High Output | Architectural Flood and Spot Luminaires | Premium | FALSE | [9 empty] | 42634 |  |  | Yes |  | 3.1 | 35272 | 121.6 | 290 | 3.49 | 1 | 5000 | 70
PWH2E2SQ | Eaton (formerly Cooper Lighting) | Mcgraw-Edison | GLEON-AF-09-LED-E1-T3-[AP BZ BK DP GM WH]-[ADJA ADJS ADJA-WM]-7050-600-[P PER7 R HA ALL MS LWR SENSORS L90 R90 MT TH LCF CE] | Outdoor Luminaires | Very High Output | Architectural Flood and Spot Luminaires | Premium | FALSE | [9 empty] | 42634 |  |  | Yes |  | 3.1 | 35068 | 120.9 | 290 | 3.49 | 1 | 5000 | 70
PJ8C9CSW | Eaton (formerly Cooper Lighting) | Streetworks | GAN-AF-09-LED-U-T3-[AP BZ BK DP GM WH]-[ADJA ADJS ADJA-WM]-7050-600-[2L 3 P 4 4N7 HA ALL MS SENSORS DIMRF-LW DIMRF-LN L90 R90 MT TH LCF CE] | Outdoor Luminaires | Very High Output | Architectural Flood and Spot Luminaires | Premium | FALSE | [9 empty] | 42634 |  |  | Yes |  | 3.1 | 35068 | 120.9 | 290 | 3.49 | 1 | 5000 | 70
PX5UKWS3 | Eaton (formerly Cooper Lighting) | Streetworks | GAN-AF-09-LED-U-SL3-[AP BZ BK DP GM WH]-[ADJA ADJS ADJA-WM]-7050-600-[2L 3 P 4 4N7 HA ALL MS SENSORS DIMRF-LW DIMRF-LN L90 R90 MT TH LCF CE] | Outdoor Luminaires | Very High Output | Architectural Flood and Spot Luminaires | Premium | FALSE | [9 empty] | 42634 |  |  | Yes |  | 3.1 | 35064 | 120.9 | 290 | 3.49 | 1 | 5000 | 70
PTQUXRM1 | Eaton (formerly Cooper Lighting) | Mcgraw-Edison | GLEON-AF-09-LED-E1-SL3-[AP BZ BK DP GM WH]-[ADJA ADJS ADJA-WM]-7050-600-[P PER7 R HA ALL MS LWR SENSORS L90 R90 MT TH LCF CE] | Outdoor Luminaires | Very High Output | Architectural Flood and Spot Luminaires | Premium | FALSE | [9 empty] | 42634 |  |  | Yes |  | 3.1 | 35064 | 120.9 | 290 | 3.49 | 1 | 5000 | 70
PMBG4DGM | Eaton (formerly Cooper Lighting) | Mcgraw-Edison | GLEON-AF-09-LED-E1-T4W-[AP BZ BK DP GM WH]-[ADJA ADJS ADJA-WM]-7050-600-[P PER7 R HA ALL MS LWR SENSORS L90 R90 MT TH LCF CE] | Outdoor Luminaires | Very High Output | Architectural Flood and Spot Luminaires | Premium | FALSE | [9 empty] | 42634 |  |  | Yes |  | 3.1 | 34816 | 120.1 | 290 | 3.49 | 1 | 5000 | 70
P66WS4NT | Eaton (formerly Cooper Lighting) | Streetworks | GAN-AF-09-LED-U-T4W-[AP BZ BK DP GM WH]-[ADJA ADJS ADJA-WM]-7050-600-[2L 3 P 4 4N7 HA ALL MS SENSORS DIMRF-LW DIMRF-LN L90 R90 MT TH LCF CE] | Outdoor Luminaires | Very High Output | Architectural Flood and Spot Luminaires | Premium | FALSE | [9 empty] | 42634 |  |  | Yes |  | 3.1 | 34816 | 120.1 | 290 | 3.49 | 1 | 5000 | 70
PB4KAYHW | Eaton (formerly Cooper Lighting) | Mcgraw-Edison | GLEON-AF-09-LED-E1-T2-[AP BZ BK DP GM WH]-[ADJA ADJS ADJA-WM]-7050-600-[P PER7 R HA ALL MS LWR SENSORS L90 R90 MT TH LCF CE] | Outdoor Luminaires | Very High Output | Architectural Flood and Spot Luminaires | Premium | FALSE | [9 empty] | 42634 |  |  | Yes |  | 3.1 | 34406 | 118.6 | 290 | 3.49 | 1 | 5000 | 70
PA6VM2AP | Eaton (formerly Cooper Lighting) | Streetworks | GAN-AF-09-LED-U-T2-[AP BZ BK DP GM WH]-[ADJA ADJS ADJA-WM]-7050-600-[2L 3 P 4 4N7 HA ALL MS SENSORS DIMRF-LW DIMRF-LN L90 R90 MT TH LCF CE] | Outdoor Luminaires | Very High Output | Architectural Flood and Spot Luminaires | Premium | FALSE | [9 empty] | 42634 |  |  | Yes |  | 3.1 | 34406 | 118.6 | 290 | 3.49 | 1 | 5000 | 70
PY9G94NC | Eaton (formerly Cooper Lighting) | Streetworks | GAN-AF-09-LED-U-SL2-[AP BZ BK DP GM WH]-[ADJA ADJS ADJA-WM]-7050-600-[2L 3 P 4 4N7 HA ALL MS SENSORS DIMRF-LW DIMRF-LN L90 R90 MT TH LCF CE] | Outdoor Luminaires | Very High Output | Architectural Flood and Spot Luminaires | Premium | FALSE | [9 empty] | 42634 |  |  | Yes |  | 3.1 | 34347 | 118.4 | 290 | 3.49 | 1 | 5000 | 70
PHWAYRPK | Eaton (formerly Cooper Lighting) | Mcgraw-Edison | GLEON-AF-09-LED-E1-SL2-[AP BZ BK DP GM WH]-[ADJA ADJS ADJA-WM]-7050-600-[P PER7 R HA ALL MS LWR SENSORS L90 R90 MT TH LCF CE] | Outdoor Luminaires | Very High Output | Architectural Flood and Spot Luminaires | Premium | FALSE | [9 empty] | 42634 |  |  | Yes |  | 3.1 | 34347 | 118.4 | 290 | 3.49 | 1 | 5000 | 70
P7K9VG8V | Eaton (formerly Cooper Lighting) | Streetworks | GAN-AF-10-LED-[U 8 9]-[SLL SLR]-[AP BZ BK DP GM WH]-[ADJA ADJS ADJA-WM]-7050-600-[2L 3 P 4 4N7 HA ALL MS SENSORS DIMRF-LW DIMRF-LN L90 R90 MT TH LCF CE] | Outdoor Luminaires | Very High Output | Architectural Flood and Spot Luminaires | Standard | FALSE | [9 empty] | 42634 |  |  | Yes |  | 3.1 | 34114 | 105.6 | 323 | 3.49 | 1 | 5000 | 70
P3423RD9 | Eaton (formerly Cooper Lighting) | Mcgraw-Edison | GLEON-AF-10-LED-[E1 347 480]-[SLL SLR]-[AP BZ BK DP GM WH]-[ADJA ADJS ADJA-WM]-7050-600-[P PER7 R HA ALL MS LWR SENSORS L90 R90 MT TH LCF CE] | Outdoor Luminaires | Very High Output | Architectural Flood and Spot Luminaires | Standard | FALSE | [9 empty] | 42634 |  |  | Yes |  | 3.1 | 34114 | 105.6 | 323 | 3.49 | 1 | 5000 | 70
PJ4RSNMA | Eaton (formerly Cooper Lighting) | Mcgraw-Edison | GLEON-AF-09-LED-[E1 347 480]-SL4-[AP BZ BK DP GM WH]-[ADJA ADJS ADJA-WM]-7050-600-[P PER7 R HA ALL MS LWR SENSORS L90 R90 MT TH LCF CE] | Outdoor Luminaires | Very High Output | Architectural Flood and Spot Luminaires | Standard | FALSE | [9 empty] | 42634 |  |  | Yes |  | 3.1 | 33316 | 114.9 | 290 | 3.49 | 1 | 5000 | 70
PCX89XF6 | Eaton (formerly Cooper Lighting) | Streetworks | GAN-AF-09-LED-[U 8 9]-SL4-[AP BZ BK DP GM WH]-[ADJA ADJS ADJA-WM]-7050-600-[2L 3 P 4 4N7 HA ALL MS SENSORS DIMRF-LW DIMRF-LN L90 R90 MT TH LCF CE] | Outdoor Luminaires | Very High Output | Architectural Flood and Spot Luminaires | Standard | FALSE | [9 empty] | 42634 |  |  | Yes |  | 3.1 | 33316 | 114.9 | 290 | 3.49 | 1 | 5000 | 70
PZUM5X13 | Eaton (formerly Cooper Lighting) | Mcgraw-Edison | GLEON-AF-09-LED-[E1 347 480]-[SLL SLR]-[AP BZ BK DP GM WH]-[ADJA ADJS ADJA-WM]-7050-600-[P PER7 R HA ALL MS LWR SENSORS L90 R90 MT TH LCF CE] | Outdoor Luminaires | Very High Output | Architectural Flood and Spot Luminaires | Standard | FALSE | [9 empty] | 42634 |  |  | Yes |  | 3.1 | 30812 | 106.2 | 290 | 3.49 | 1 | 5000 | 70
P4SHZPTN | Eaton (formerly Cooper Lighting) | Streetworks | GAN-AF-09-LED-[U 8 9]-[SLL SLR]-[AP BZ BK DP GM WH]-[ADJA ADJS ADJA-WM]-7050-600-[2L 3 P 4 4N7 HA ALL MS SENSORS DIMRF-LW DIMRF-LN L90 R90 MT TH LCF CE] | Outdoor Luminaires | Very High Output | Architectural Flood and Spot Luminaires | Standard | FALSE | [9 empty] | 42634 |  |  | Yes |  | 3.1 | 30812 | 106.2 | 290 | 3.49 | 1 | 5000 | 70
P79ADJRJ | Eaton (formerly Cooper Lighting) | Streetworks | GAN-AF-10-LED-[U 8 9]-5WQ-[AP BZ BK DP GM WH]-[ADJA ADJS ADJA-WM]-7050-[2L 3 P 4 4N7 HA ALL MS SENSORS DIMRF-LW DIMRF-LN L90 R90 MT TH LCF CE] | Outdoor Luminaires | Very High Output | Architectural Flood and Spot Luminaires | Standard | FALSE | [9 empty] | 42634 |  |  | Yes |  | 3.1 | 62058 | 111.2 | 558 | 2.99 | 1 | 5000 | 70
P1QJHF97 | Eaton (formerly Cooper Lighting) | Mcgraw-Edison | GLEON-AF-10-LED-[E1 347 480]-5WQ-[AP BZ BK DP GM WH]-[ADJA ADJS ADJA-WM]-7050-[P PER7 R HA ALL MS LWR SENSORS L90 R90 MT TH LCF CE] | Outdoor Luminaires | Very High Output | Architectural Flood and Spot Luminaires | Standard | FALSE | [9 empty] | 42634 |  |  | Yes |  | 3.1 | 62058 | 111.2 | 558 | 2.99 | 1 | 5000 | 70
P9UN6MQB | Eaton (formerly Cooper Lighting) | Mcgraw-Edison | GLEON-AF-10-LED-[E1 347 480]-5MQ-[AP BZ BK DP GM WH]-[ADJA ADJS ADJA-WM]-7050-[P PER7 R HA ALL MS LWR SENSORS L90 R90 MT TH LCF CE] | Outdoor Luminaires | Very High Output | Architectural Flood and Spot Luminaires | Standard | FALSE | [9 empty] | 42634 |  |  | Yes |  | 3.1 | 61893 | 110.9 | 558 | 2.99 | 1 | 5000 | 70
P8MPXMRT | Eaton (formerly Cooper Lighting) | Streetworks | GAN-AF-10-LED-[U 8 9]-5MQ-[AP BZ BK DP GM WH]-[ADJA ADJS ADJA-WM]-7050-[2L 3 P 4 4N7 HA ALL MS SENSORS DIMRF-LW DIMRF-LN L90 R90 MT TH LCF CE] | Outdoor Luminaires | Very High Output | Architectural Flood and Spot Luminaires | Standard | FALSE | [9 empty] | 42634 |  |  | Yes |  | 3.1 | 61893 | 110.9 | 558 | 2.99 | 1 | 5000 | 70
PM2Z77Q6 | Eaton (formerly Cooper Lighting) | Mcgraw-Edison | GLEON-AF-10-LED-[E1 347 480]-T2R-[AP BZ BK DP GM WH]-[ADJA ADJS ADJA-WM]-7050-[P PER7 R HA ALL MS LWR SENSORS L90 R90 MT TH LCF CE] | Outdoor Luminaires | Very High Output | Architectural Flood and Spot Luminaires | Standard | FALSE | [9 empty] | 42634 |  |  | Yes |  | 3.1 | 61380 | 110 | 558 | 2.99 | 1 | 5000 | 70
PBUC7SP9 | Eaton (formerly Cooper Lighting) | Streetworks | GAN-AF-10-LED-[U 8 9]-T2R-[AP BZ BK DP GM WH]-[ADJA ADJS ADJA-WM]-7050-[2L 3 P 4 4N7 HA ALL MS SENSORS DIMRF-LW DIMRF-LN L90 R90 MT TH LCF CE] | Outdoor Luminaires | Very High Output | Architectural Flood and Spot Luminaires | Standard | FALSE | [9 empty] | 42634 |  |  | Yes |  | 3.1 | 61380 | 110 | 558 | 2.99 | 1 | 5000 | 70
P8ZP4CDU | Eaton (formerly Cooper Lighting) | Streetworks | GAN-AF-10-LED-[U 8 9]-5NQ-[AP BZ BK DP GM WH]-[ADJA ADJS ADJA-WM]-7050-[2L 3 P 4 4N7 HA ALL MS SENSORS DIMRF-LW DIMRF-LN L90 R90 MT TH LCF CE] | Outdoor Luminaires | Very High Output | Architectural Flood and Spot Luminaires | Standard | FALSE | [9 empty] | 42634 |  |  | Yes |  | 3.1 | 60775 | 108.9 | 558 | 2.99 | 1 | 5000 | 70
P1S3P94Z | Eaton (formerly Cooper Lighting) | Mcgraw-Edison | GLEON-AF-10-LED-[E1 347 480]-5NQ-[AP BZ BK DP GM WH]-[ADJA ADJS ADJA-WM]-7050-[P PER7 R HA ALL MS LWR SENSORS L90 R90 MT TH LCF CE] | Outdoor Luminaires | Very High Output | Architectural Flood and Spot Luminaires | Standard | FALSE | [9 empty] | 42634 |  |  | Yes |  | 3.1 | 60775 | 108.9 | 558 | 2.99 | 1 | 5000 | 70
PKT1RJR9 | Eaton (formerly Cooper Lighting) | Streetworks | GAN-AF-10-LED-[U 8 9]-AFL-[AP BZ BK DP GM WH]-[ADJA ADJS ADJA-WM]-7050-[2L 3 P 4 4N7 HA ALL MS SENSORS DIMRF-LW DIMRF-LN L90 R90 MT TH LCF CE] | Outdoor Luminaires | Very High Output | Architectural Flood and Spot Luminaires | Standard | FALSE | [9 empty] | 42634 |  |  | Yes |  | 3.1 | 60444 | 108.3 | 558 | 2.99 | 1 | 5000 | 70
P3SX57Z5 | Eaton (formerly Cooper Lighting) | Mcgraw-Edison | GLEON-AF-10-LED-[E1 347 480]-AFL-[AP BZ BK DP GM WH]-[ADJA ADJS ADJA-WM]-7050-[P PER7 R HA ALL MS LWR SENSORS L90 R90 MT TH LCF CE] | Outdoor Luminaires | Very High Output | Architectural Flood and Spot Luminaires | Standard | FALSE | [9 empty] | 42634 |  |  | Yes |  | 3.1 | 60444 | 108.3 | 558 | 2.99 | 1 | 5000 | 70
PDPV5RTX | Eaton (formerly Cooper Lighting) | Mcgraw-Edison | GLEON-AF-10-LED-[E1 347 480]-T3R-[AP BZ BK DP GM WH]-[ADJA ADJS ADJA-WM]-7050-[P PER7 R HA ALL MS LWR SENSORS L90 R90 MT TH LCF CE] | Outdoor Luminaires | Very High Output | Architectural Flood and Spot Luminaires | Standard | FALSE | [9 empty] | 42634 |  |  | Yes |  | 3.1 | 60239 | 108 | 558 | 2.99 | 1 | 5000 | 70
PARGK2UX | Eaton (formerly Cooper Lighting) | Streetworks | GAN-AF-10-LED-[U 8 9]-T3R-[AP BZ BK DP GM WH]-[ADJA ADJS ADJA-WM]-7050-[2L 3 P 4 4N7 HA ALL MS SENSORS DIMRF-LW DIMRF-LN L90 R90 MT TH LCF CE] | Outdoor Luminaires | Very High Output | Architectural Flood and Spot Luminaires | Standard | FALSE | [9 empty] | 42634 |  |  | Yes |  | 3.1 | 60239 | 108 | 558 | 2.99 | 1 | 5000 | 70
PBFBX8PP | Eaton (formerly Cooper Lighting) | Streetworks | GAN-AF-10-LED-[U 8 9]-RW-[AP BZ BK DP GM WH]-[ADJA ADJS ADJA-WM]-7050-[2L 3 P 4 4N7 HA ALL MS SENSORS DIMRF-LW DIMRF-LN L90 R90 MT TH LCF CE] | Outdoor Luminaires | Very High Output | Architectural Flood and Spot Luminaires | Standard | FALSE | [9 empty] | 42634 |  |  | Yes |  | 3.1 | 60225 | 107.9 | 558 | 2.99 | 1 | 5000 | 70
P4UP3CDJ | Eaton (formerly Cooper Lighting) | Mcgraw-Edison | GLEON-AF-10-LED-[E1 347 480]-RW-[AP BZ BK DP GM WH]-[ADJA ADJS ADJA-WM]-7050-[P PER7 R HA ALL MS LWR SENSORS L90 R90 MT TH LCF CE] | Outdoor Luminaires | Very High Output | Architectural Flood and Spot Luminaires | Standard | FALSE | [9 empty] | 42634 |  |  | Yes |  | 3.1 | 60225 | 107.9 | 558 | 2.99 | 1 | 5000 | 70
PNX82QGE | Eaton (formerly Cooper Lighting) | Mcgraw-Edison | GLEON-AF-10-LED-[E1 347 480]-T4FT-[AP BZ BK DP GM WH]-[ADJA ADJS ADJA-WM]-7050-[P PER7 R HA ALL MS LWR SENSORS L90 R90 MT TH LCF CE] | Outdoor Luminaires | Very High Output | Architectural Flood and Spot Luminaires | Standard | FALSE | [9 empty] | 42634 |  |  | Yes |  | 3.1 | 59271 | 106.2 | 558 | 2.99 | 1 | 5000 | 70
P5Z1Y7MK | Eaton (formerly Cooper Lighting) | Streetworks | GAN-AF-10-LED-[U 8 9]-T4FT-[AP BZ BK DP GM WH]-[ADJA ADJS ADJA-WM]-7050-[2L 3 P 4 4N7 HA ALL MS SENSORS DIMRF-LW DIMRF-LN L90 R90 MT TH LCF CE] | Outdoor Luminaires | Very High Output | Architectural Flood and Spot Luminaires | Standard | FALSE | [9 empty] | 42634 |  |  | Yes |  | 3.1 | 59271 | 106.2 | 558 | 2.99 | 1 | 5000 | 70
PX1F38U4 | Eaton (formerly Cooper Lighting) | Streetworks | GAN-AF-10-LED-[U 8 9]-T3-[AP BZ BK DP GM WH]-[ADJA ADJS ADJA-WM]-7050-[2L 3 P 4 4N7 HA ALL MS SENSORS DIMRF-LW DIMRF-LN L90 R90 MT TH LCF CE] | Outdoor Luminaires | Very High Output | Architectural Flood and Spot Luminaires | Standard | FALSE | [9 empty] | 42634 |  |  | Yes |  | 3.1 | 58930 | 105.6 | 558 | 2.99 | 1 | 5000 | 70
P4WR29ZM | Eaton (formerly Cooper Lighting) | Mcgraw-Edison | GLEON-AF-10-LED-[E1 347 480]-T3-[AP BZ BK DP GM WH]-[ADJA ADJS ADJA-WM]-7050-[P PER7 R HA ALL MS LWR SENSORS L90 R90 MT TH LCF CE] | Outdoor Luminaires | Very High Output | Architectural Flood and Spot Luminaires | Standard | FALSE | [9 empty] | 42634 |  |  | Yes |  | 3.1 | 58930 | 105.6 | 558 | 2.99 | 1 | 5000 | 70
PG1MHQGC | Eaton (formerly Cooper Lighting) | Streetworks | GAN-AF-10-LED-[U 8 9]-SL3-[AP BZ BK DP GM WH]-[ADJA ADJS ADJA-WM]-7050-[2L 3 P 4 4N7 HA ALL MS SENSORS DIMRF-LW DIMRF-LN L90 R90 MT TH LCF CE] | Outdoor Luminaires | Very High Output | Architectural Flood and Spot Luminaires | Standard | FALSE | [9 empty] | 42634 |  |  | Yes |  | 3.1 | 58921 | 105.6 | 558 | 2.99 | 1 | 5000 | 70
P84KU5JW | Eaton (formerly Cooper Lighting) | Mcgraw-Edison | GLEON-AF-10-LED-[E1 347 480]-SL3-[AP BZ BK DP GM WH]-[ADJA ADJS ADJA-WM]-7050-[P PER7 R HA ALL MS LWR SENSORS L90 R90 MT TH LCF CE] | Outdoor Luminaires | Very High Output | Architectural Flood and Spot Luminaires | Standard | FALSE | [9 empty] | 42634 |  |  | Yes |  | 3.1 | 58921 | 105.6 | 558 | 2.99 | 1 | 5000 | 70
PPPX717H | Eaton (formerly Cooper Lighting) | Mcgraw-Edison | GLEON-AF-10-LED-[E1 347 480]-T4W-[AP BZ BK DP GM WH]-[ADJA ADJS ADJA-WM]-7050-[P PER7 R HA ALL MS LWR SENSORS L90 R90 MT TH LCF CE] | Outdoor Luminaires | Very High Output | Architectural Flood and Spot Luminaires | Standard | FALSE | [9 empty] | 42634 |  |  | Yes |  | 3.1 | 58506 | 104.8 | 558 | 2.99 | 1 | 5000 | 70
P5T5TWQB | Eaton (formerly Cooper Lighting) | Streetworks | GAN-AF-10-LED-[U 8 9]-T4W-[AP BZ BK DP GM WH]-[ADJA ADJS ADJA-WM]-7050-[2L 3 P 4 4N7 HA ALL MS SENSORS DIMRF-LW DIMRF-LN L90 R90 MT TH LCF CE] | Outdoor Luminaires | Very High Output | Architectural Flood and Spot Luminaires | Standard | FALSE | [9 empty] | 42634 |  |  | Yes |  | 3.1 | 58506 | 104.8 | 558 | 2.99 | 1 | 5000 | 70
PMG5S45R | Eaton (formerly Cooper Lighting) | Streetworks | GAN-AF-10-LED-U-T2-[AP BZ BK DP GM WH]-[ADJA ADJS ADJA-WM]-7050-[2L 3 P 4 4N7 HA ALL MS SENSORS DIMRF-LW DIMRF-LN L90 R90 MT TH LCF CE] | Outdoor Luminaires | Very High Output | Architectural Flood and Spot Luminaires | Standard | FALSE | [9 empty] | 42634 |  |  | Yes |  | 3.1 | 57817 | 103.6 | 558 | 2.99 | 1 | 5000 | 70
P1AW82VS | Eaton (formerly Cooper Lighting) | Mcgraw-Edison | GLEON-AF-10-LED-E1-T2-[AP BZ BK DP GM WH]-[ADJA ADJS ADJA-WM]-7050-[P PER7 R HA ALL MS LWR SENSORS L90 R90 MT TH LCF CE] | Outdoor Luminaires | Very High Output | Architectural Flood and Spot Luminaires | Standard | FALSE | [9 empty] | 42634 |  |  | Yes |  | 3.1 | 57817 | 103.6 | 558 | 2.99 | 1 | 5000 | 70
PSEZVKKQ | Eaton (formerly Cooper Lighting) | Mcgraw-Edison | GLEON-AF-10-LED-E1-SL2-[AP BZ BK DP GM WH]-[ADJA ADJS ADJA-WM]-7050-[P PER7 R HA ALL MS LWR SENSORS L90 R90 MT TH LCF CE] | Outdoor Luminaires | Very High Output | Architectural Flood and Spot Luminaires | Standard | FALSE | [9 empty] | 42634 |  |  | Yes |  | 3.1 | 57717 | 103.4 | 558 | 2.99 | 1 | 5000 | 70
PN8632N1 | Eaton (formerly Cooper Lighting) | Streetworks | GAN-AF-10-LED-U-SL2-[AP BZ BK DP GM WH]-[ADJA ADJS ADJA-WM]-7050-[2L 3 P 4 4N7 HA ALL MS SENSORS DIMRF-LW DIMRF-LN L90 R90 MT TH LCF CE] | Outdoor Luminaires | Very High Output | Architectural Flood and Spot Luminaires | Standard | FALSE | [9 empty] | 42634 |  |  | Yes |  | 3.1 | 57717 | 103.4 | 558 | 2.99 | 1 | 5000 | 70
PT88XQ2W | Eaton (formerly Cooper Lighting) | Streetworks | GAN-AF-10-LED-U-SL4-[AP BZ BK DP GM WH]-[ADJA ADJS ADJA-WM]-7050-[2L 3 P 4 4N7 HA ALL MS SENSORS DIMRF-LW DIMRF-LN L90 R90 MT TH LCF CE] | Outdoor Luminaires | Very High Output | Architectural Flood and Spot Luminaires | Standard | FALSE | [9 empty] | 42634 |  |  | Yes |  | 3.1 | 55984 | 100.3 | 558 | 2.99 | 1 | 5000 | 70
PSSFSE4S | Eaton (formerly Cooper Lighting) | Mcgraw-Edison | GLEON-AF-10-LED-E1-SL4-[AP BZ BK DP GM WH]-[ADJA ADJS ADJA-WM]-7050-[P PER7 R HA ALL MS LWR SENSORS L90 R90 MT TH LCF CE] | Outdoor Luminaires | Very High Output | Architectural Flood and Spot Luminaires | Standard | FALSE | [9 empty] | 42634 |  |  | Yes |  | 3.1 | 55984 | 100.3 | 558 | 2.99 | 1 | 5000 | 70
PTJYVFZW | Eaton (formerly Cooper Lighting) | Mcgraw-Edison | GLEON-AF-08-LED-E1-5WQ-[AP BZ BK DP GM WH]-[ADJA ADJS ADJA-WM]-7050-800-[P PER7 R HA ALL MS LWR SENSORS L90 R90 MT TH LCF CE] | Outdoor Luminaires | Very High Output | Architectural Flood and Spot Luminaires | Premium | FALSE | [9 empty] | 42634 |  |  | Yes |  | 3.1 | 40597 | 121.5 | 334 | 2.91 | 1 | 5000 | 70
PM42J1B2 | Eaton (formerly Cooper Lighting) | Streetworks | GAN-AF-08-LED-U-5WQ-[AP BZ BK DP GM WH]-[ADJA ADJS ADJA-WM]-7050-800-[2L 3 P 4 4N7 HA ALL MS SENSORS DIMRF-LW DIMRF-LN L90 R90 MT TH LCF CE] | Outdoor Luminaires | Very High Output | Architectural Flood and Spot Luminaires | Premium | FALSE | [9 empty] | 42634 |  |  | Yes |  | 3.1 | 40597 | 121.5 | 334 | 2.91 | 1 | 5000 | 70
PTHS2BRR | Eaton (formerly Cooper Lighting) | Streetworks | GAN-AF-08-LED-U-5MQ-[AP BZ BK DP GM WH]-[ADJA ADJS ADJA-WM]-7050-800-[2L 3 P 4 4N7 HA ALL MS SENSORS DIMRF-LW DIMRF-LN L90 R90 MT TH LCF CE] | Outdoor Luminaires | Very High Output | Architectural Flood and Spot Luminaires | Premium | FALSE | [9 empty] | 42634 |  |  | Yes |  | 3.1 | 40489 | 121.2 | 334 | 2.91 | 1 | 5000 | 70
P219SESG | Eaton (formerly Cooper Lighting) | Mcgraw-Edison | GLEON-AF-08-LED-E1-5MQ-[AP BZ BK DP GM WH]-[ADJA ADJS ADJA-WM]-7050-800-[P PER7 R HA ALL MS LWR SENSORS L90 R90 MT TH LCF CE] | Outdoor Luminaires | Very High Output | Architectural Flood and Spot Luminaires | Premium | FALSE | [9 empty] | 42634 |  |  | Yes |  | 3.1 | 40489 | 121.2 | 334 | 2.91 | 1 | 5000 | 70
PRKZN726 | Eaton (formerly Cooper Lighting) | Mcgraw-Edison | GLEON-AF-08-LED-E1-T2R-[AP BZ BK DP GM WH]-[ADJA ADJS ADJA-WM]-7050-800-[P PER7 R HA ALL MS LWR SENSORS L90 R90 MT TH LCF CE] | Outdoor Luminaires | Very High Output | Architectural Flood and Spot Luminaires | Premium | FALSE | [9 empty] | 42634 |  |  | Yes |  | 3.1 | 40154 | 120.2 | 334 | 2.91 | 1 | 5000 | 70
P785C48N | Eaton (formerly Cooper Lighting) | Streetworks | GAN-AF-08-LED-U-T2R-[AP BZ BK DP GM WH]-[ADJA ADJS ADJA-WM]-7050-800-[2L 3 P 4 4N7 HA ALL MS SENSORS DIMRF-LW DIMRF-LN L90 R90 MT TH LCF CE] | Outdoor Luminaires | Very High Output | Architectural Flood and Spot Luminaires | Premium | FALSE | [9 empty] | 42634 |  |  | Yes |  | 3.1 | 40154 | 120.2 | 334 | 2.91 | 1 | 5000 | 70
PNAH5UWY | Eaton (formerly Cooper Lighting) | Streetworks | GAN-AF-08-LED-U-5NQ-[AP BZ BK DP GM WH]-[ADJA ADJS ADJA-WM]-7050-800-[2L 3 P 4 4N7 HA ALL MS SENSORS DIMRF-LW DIMRF-LN L90 R90 MT TH LCF CE] | Outdoor Luminaires | Very High Output | Architectural Flood and Spot Luminaires | Premium | FALSE | [9 empty] | 42634 |  |  | Yes |  | 3.1 | 39757 | 119 | 334 | 2.91 | 1 | 5000 | 70
PDUN6QEV | Eaton (formerly Cooper Lighting) | Mcgraw-Edison | GLEON-AF-08-LED-E1-5NQ-[AP BZ BK DP GM WH]-[ADJA ADJS ADJA-WM]-7050-800-[P PER7 R HA ALL MS LWR SENSORS L90 R90 MT TH LCF CE] | Outdoor Luminaires | Very High Output | Architectural Flood and Spot Luminaires | Premium | FALSE | [9 empty] | 42634 |  |  | Yes |  | 3.1 | 39757 | 119 | 334 | 2.91 | 1 | 5000 | 70
PZUVQ895 | Eaton (formerly Cooper Lighting) | Streetworks | GAN-AF-08-LED-U-AFL-[AP BZ BK DP GM WH]-[ADJA ADJS ADJA-WM]-7050-800-[2L 3 P 4 4N7 HA ALL MS SENSORS DIMRF-LW DIMRF-LN L90 R90 MT TH LCF CE] | Outdoor Luminaires | Very High Output | Architectural Flood and Spot Luminaires | Premium | FALSE | [9 empty] | 42634 |  |  | Yes |  | 3.1 | 39542 | 118.4 | 334 | 2.91 | 1 | 5000 | 70
PSDAVDMT | Eaton (formerly Cooper Lighting) | Mcgraw-Edison | GLEON-AF-08-LED-E1-AFL-[AP BZ BK DP GM WH]-[ADJA ADJS ADJA-WM]-7050-800-[P PER7 R HA ALL MS LWR SENSORS L90 R90 MT TH LCF CE] | Outdoor Luminaires | Very High Output | Architectural Flood and Spot Luminaires | Premium | FALSE | [9 empty] | 42634 |  |  | Yes |  | 3.1 | 39542 | 118.4 | 334 | 2.91 | 1 | 5000 | 70
PK45SM3U | Eaton (formerly Cooper Lighting) | Streetworks | GAN-AF-08-LED-U-T3R-[AP BZ BK DP GM WH]-[ADJA ADJS ADJA-WM]-7050-800-[2L 3 P 4 4N7 HA ALL MS SENSORS DIMRF-LW DIMRF-LN L90 R90 MT TH LCF CE] | Outdoor Luminaires | Very High Output | Architectural Flood and Spot Luminaires | Premium | FALSE | [9 empty] | 42634 |  |  | Yes |  | 3.1 | 39408 | 118 | 334 | 2.91 | 1 | 5000 | 70
P2YPGRAR | Eaton (formerly Cooper Lighting) | Mcgraw-Edison | GLEON-AF-08-LED-E1-T3R-[AP BZ BK DP GM WH]-[ADJA ADJS ADJA-WM]-7050-800-[P PER7 R HA ALL MS LWR SENSORS L90 R90 MT TH LCF CE] | Outdoor Luminaires | Very High Output | Architectural Flood and Spot Luminaires | Premium | FALSE | [9 empty] | 42634 |  |  | Yes |  | 3.1 | 39408 | 118 | 334 | 2.91 | 1 | 5000 | 70
PWRCBFTY | Eaton (formerly Cooper Lighting) | Streetworks | GAN-AF-08-LED-U-RW-[AP BZ BK DP GM WH]-[ADJA ADJS ADJA-WM]-7050-800-[2L 3 P 4 4N7 HA ALL MS SENSORS DIMRF-LW DIMRF-LN L90 R90 MT TH LCF CE] | Outdoor Luminaires | Very High Output | Architectural Flood and Spot Luminaires | Premium | FALSE | [9 empty] | 42634 |  |  | Yes |  | 3.1 | 39399 | 118 | 334 | 2.91 | 1 | 5000 | 70
PVFAH57Z | Eaton (formerly Cooper Lighting) | Mcgraw-Edison | GLEON-AF-08-LED-E1-RW-[AP BZ BK DP GM WH]-[ADJA ADJS ADJA-WM]-7050-800-[P PER7 R HA ALL MS LWR SENSORS L90 R90 MT TH LCF CE] | Outdoor Luminaires | Very High Output | Architectural Flood and Spot Luminaires | Premium | FALSE | [9 empty] | 42634 |  |  | Yes |  | 3.1 | 39399 | 118 | 334 | 2.91 | 1 | 5000 | 70
PGXNXXCN | Eaton (formerly Cooper Lighting) | Streetworks | GAN-AF-08-LED-[U 8 9]-T4FT-[AP BZ BK DP GM WH]-[ADJA ADJS ADJA-WM]-7050-800-[2L 3 P 4 4N7 HA ALL MS SENSORS DIMRF-LW DIMRF-LN L90 R90 MT TH LCF CE] | Outdoor Luminaires | Very High Output | Architectural Flood and Spot Luminaires | Standard | FALSE | [9 empty] | 42634 |  |  | Yes |  | 3.1 | 38774 | 116.1 | 334 | 2.91 | 1 | 5000 | 70
PEJZW7TW | Eaton (formerly Cooper Lighting) | Mcgraw-Edison | GLEON-AF-08-LED-[E1 347 480]-T4FT-[AP BZ BK DP GM WH]-[ADJA ADJS ADJA-WM]-7050-800-[P PER7 R HA ALL MS LWR SENSORS L90 R90 MT TH LCF CE] | Outdoor Luminaires | Very High Output | Architectural Flood and Spot Luminaires | Standard | FALSE | [9 empty] | 42634 |  |  | Yes |  | 3.1 | 38774 | 116.1 | 334 | 2.91 | 1 | 5000 | 70
PYD2T91C | Eaton (formerly Cooper Lighting) | Mcgraw-Edison | GLEON-AF-08-LED-[E1 347 480]-T3-[AP BZ BK DP GM WH]-[ADJA ADJS ADJA-WM]-7050-800-[P PER7 R HA ALL MS LWR SENSORS L90 R90 MT TH LCF CE] | Outdoor Luminaires | Very High Output | Architectural Flood and Spot Luminaires | Standard | FALSE | [9 empty] | 42634 |  |  | Yes |  | 3.1 | 38551 | 115.4 | 334 | 2.91 | 1 | 5000 | 70
PNBD96MA | Eaton (formerly Cooper Lighting) | Streetworks | GAN-AF-08-LED-[U 8 9]-T3-[AP BZ BK DP GM WH]-[ADJA ADJS ADJA-WM]-7050-800-[2L 3 P 4 4N7 HA ALL MS SENSORS DIMRF-LW DIMRF-LN L90 R90 MT TH LCF CE] | Outdoor Luminaires | Very High Output | Architectural Flood and Spot Luminaires | Standard | FALSE | [9 empty] | 42634 |  |  | Yes |  | 3.1 | 38551 | 115.4 | 334 | 2.91 | 1 | 5000 | 70
PWNPUU3V | Eaton (formerly Cooper Lighting) | Streetworks | GAN-AF-08-LED-[U 8 9]-SL3-[AP BZ BK DP GM WH]-[ADJA ADJS ADJA-WM]-7050-800-[2L 3 P 4 4N7 HA ALL MS SENSORS DIMRF-LW DIMRF-LN L90 R90 MT TH LCF CE] | Outdoor Luminaires | Very High Output | Architectural Flood and Spot Luminaires | Standard | FALSE | [9 empty] | 42634 |  |  | Yes |  | 3.1 | 38546 | 115.4 | 334 | 2.91 | 1 | 5000 | 70
P9ZEW6ZQ | Eaton (formerly Cooper Lighting) | Mcgraw-Edison | GLEON-AF-08-LED-[E1 347 480]-SL3-[AP BZ BK DP GM WH]-[ADJA ADJS ADJA-WM]-7050-800-[P PER7 R HA ALL MS LWR SENSORS L90 R90 MT TH LCF CE] | Outdoor Luminaires | Very High Output | Architectural Flood and Spot Luminaires | Standard | FALSE | [9 empty] | 42634 |  |  | Yes |  | 3.1 | 38546 | 115.4 | 334 | 2.91 | 1 | 5000 | 70
PPBNBTYX | Eaton (formerly Cooper Lighting) | Mcgraw-Edison | GLEON-AF-08-LED-[E1 347 480]-T4W-[AP BZ BK DP GM WH]-[ADJA ADJS ADJA-WM]-7050-800-[P PER7 R HA ALL MS LWR SENSORS L90 R90 MT TH LCF CE] | Outdoor Luminaires | Very High Output | Architectural Flood and Spot Luminaires | Standard | FALSE | [9 empty] | 42634 |  |  | Yes |  | 3.1 | 38274 | 114.6 | 334 | 2.91 | 1 | 5000 | 70
P5WTM54D | Eaton (formerly Cooper Lighting) | Streetworks | GAN-AF-08-LED-[U 8 9]-T4W-[AP BZ BK DP GM WH]-[ADJA ADJS ADJA-WM]-7050-800-[2L 3 P 4 4N7 HA ALL MS SENSORS DIMRF-LW DIMRF-LN L90 R90 MT TH LCF CE] | Outdoor Luminaires | Very High Output | Architectural Flood and Spot Luminaires | Standard | FALSE | [9 empty] | 42634 |  |  | Yes |  | 3.1 | 38274 | 114.6 | 334 | 2.91 | 1 | 5000 | 70
PXFU42BK | Eaton (formerly Cooper Lighting) | Mcgraw-Edison | GLEON-AF-08-LED-[E1 347 480]-T2-[AP BZ BK DP GM WH]-[ADJA ADJS ADJA-WM]-7050-800-[P PER7 R HA ALL MS LWR SENSORS L90 R90 MT TH LCF CE] | Outdoor Luminaires | Very High Output | Architectural Flood and Spot Luminaires | Standard | FALSE | [9 empty] | 42634 |  |  | Yes |  | 3.1 | 37823 | 113.2 | 334 | 2.91 | 1 | 5000 | 70
P26KYMJN | Eaton (formerly Cooper Lighting) | Streetworks | GAN-AF-08-LED-[U 8 9]-T2-[AP BZ BK DP GM WH]-[ADJA ADJS ADJA-WM]-7050-800-[2L 3 P 4 4N7 HA ALL MS SENSORS DIMRF-LW DIMRF-LN L90 R90 MT TH LCF CE] | Outdoor Luminaires | Very High Output | Architectural Flood and Spot Luminaires | Standard | FALSE | [9 empty] | 42634 |  |  | Yes |  | 3.1 | 37823 | 113.2 | 334 | 2.91 | 1 | 5000 | 70
PMGH9YHD | Eaton (formerly Cooper Lighting) | Mcgraw-Edison | GLEON-AF-08-LED-[E1 347 480]-SL2-[AP BZ BK DP GM WH]-[ADJA ADJS ADJA-WM]-7050-800-[P PER7 R HA ALL MS LWR SENSORS L90 R90 MT TH LCF CE] | Outdoor Luminaires | Very High Output | Architectural Flood and Spot Luminaires | Standard | FALSE | [9 empty] | 42634 |  |  | Yes |  | 3.1 | 37758 | 113 | 334 | 2.91 | 1 | 5000 | 70
PJPCRD9A | Eaton (formerly Cooper Lighting) | Streetworks | GAN-AF-08-LED-[U 8 9]-SL2-[AP BZ BK DP GM WH]-[ADJA ADJS ADJA-WM]-7050-800-[2L 3 P 4 4N7 HA ALL MS SENSORS DIMRF-LW DIMRF-LN L90 R90 MT TH LCF CE] | Outdoor Luminaires | Very High Output | Architectural Flood and Spot Luminaires | Standard | FALSE | [9 empty] | 42634 |  |  | Yes |  | 3.1 | 37758 | 113 | 334 | 2.91 | 1 | 5000 | 70
PW8G1HNP | Eaton (formerly Cooper Lighting) | Mcgraw-Edison | GLEON-AF-08-LED-[E1 347 480]-SL4-[AP BZ BK DP GM WH]-[ADJA ADJS ADJA-WM]-7050-800-[P PER7 R HA ALL MS LWR SENSORS L90 R90 MT TH LCF CE] | Outdoor Luminaires | Very High Output | Architectural Flood and Spot Luminaires | Standard | FALSE | [9 empty] | 42634 |  |  | Yes |  | 3.1 | 36624 | 109.7 | 334 | 2.91 | 1 | 5000 | 70
P6SXCT2H | Eaton (formerly Cooper Lighting) | Streetworks | GAN-AF-08-LED-[U 8 9]-SL4-[AP BZ BK DP GM WH]-[ADJA ADJS ADJA-WM]-7050-800-[2L 3 P 4 4N7 HA ALL MS SENSORS DIMRF-LW DIMRF-LN L90 R90 MT TH LCF CE] | Outdoor Luminaires | Very High Output | Architectural Flood and Spot Luminaires | Standard | FALSE | [9 empty] | 42634 |  |  | Yes |  | 3.1 | 36624 | 109.7 | 334 | 2.91 | 1 | 5000 | 70
PN8WPSNC | Eaton (formerly Cooper Lighting) | Streetworks | GAN-AF-07-LED-U-5WQ-[AP BZ BK DP GM WH]-[ADJA ADJS ADJA-WM]-7050-800-[2L 3 P 4 4N7 HA ALL MS SENSORS DIMRF-LW DIMRF-LN L90 R90 MT TH LCF CE] | Outdoor Luminaires | Very High Output | Architectural Flood and Spot Luminaires | Premium | FALSE | [9 empty] | 42634 |  |  | Yes |  | 3.1 | 35830 | 121.5 | 295 | 2.91 | 1 | 5000 | 70
PJH97T28 | Eaton (formerly Cooper Lighting) | Mcgraw-Edison | GLEON-AF-07-LED-E1-5WQ-[AP BZ BK DP GM WH]-[ADJA ADJS ADJA-WM]-7050-800-[P PER7 R HA ALL MS LWR SENSORS L90 R90 MT TH LCF CE] | Outdoor Luminaires | Very High Output | Architectural Flood and Spot Luminaires | Premium | FALSE | [9 empty] | 42634 |  |  | Yes |  | 3.1 | 35830 | 121.5 | 295 | 2.91 | 1 | 5000 | 70
PGQ1EKPD | Eaton (formerly Cooper Lighting) | Streetworks | GAN-AF-07-LED-U-5MQ-[AP BZ BK DP GM WH]-[ADJA ADJS ADJA-WM]-7050-800-[2L 3 P 4 4N7 HA ALL MS SENSORS DIMRF-LW DIMRF-LN L90 R90 MT TH LCF CE] | Outdoor Luminaires | Very High Output | Architectural Flood and Spot Luminaires | Premium | FALSE | [9 empty] | 42634 |  |  | Yes |  | 3.1 | 35734 | 121.1 | 295 | 2.91 | 1 | 5000 | 70
PFV87YUA | Eaton (formerly Cooper Lighting) | Mcgraw-Edison | GLEON-AF-07-LED-E1-5MQ-[AP BZ BK DP GM WH]-[ADJA ADJS ADJA-WM]-7050-800-[P PER7 R HA ALL MS LWR SENSORS L90 R90 MT TH LCF CE] | Outdoor Luminaires | Very High Output | Architectural Flood and Spot Luminaires | Premium | FALSE | [9 empty] | 42634 |  |  | Yes |  | 3.1 | 35734 | 121.1 | 295 | 2.91 | 1 | 5000 | 70
PZRFXM53 | Eaton (formerly Cooper Lighting) | Streetworks | GAN-AF-07-LED-U-T2R-[AP BZ BK DP GM WH]-[ADJA ADJS ADJA-WM]-7050-800-[2L 3 P 4 4N7 HA ALL MS SENSORS DIMRF-LW DIMRF-LN L90 R90 MT TH LCF CE] | Outdoor Luminaires | Very High Output | Architectural Flood and Spot Luminaires | Premium | FALSE | [9 empty] | 42634 |  |  | Yes |  | 3.1 | 35439 | 120.1 | 295 | 2.91 | 1 | 5000 | 70
PNGKDWNC | Eaton (formerly Cooper Lighting) | Mcgraw-Edison | GLEON-AF-07-LED-E1-T2R-[AP BZ BK DP GM WH]-[ADJA ADJS ADJA-WM]-7050-800-[P PER7 R HA ALL MS LWR SENSORS L90 R90 MT TH LCF CE] | Outdoor Luminaires | Very High Output | Architectural Flood and Spot Luminaires | Premium | FALSE | [9 empty] | 42634 |  |  | Yes |  | 3.1 | 35439 | 120.1 | 295 | 2.91 | 1 | 5000 | 70
PFZ7DAC5 | Eaton (formerly Cooper Lighting) | Mcgraw-Edison | GLEON-AF-07-LED-E1-5NQ-[AP BZ BK DP GM WH]-[ADJA ADJS ADJA-WM]-7050-800-[P PER7 R HA ALL MS LWR SENSORS L90 R90 MT TH LCF CE] | Outdoor Luminaires | Very High Output | Architectural Flood and Spot Luminaires | Premium | FALSE | [9 empty] | 42634 |  |  | Yes |  | 3.1 | 35088 | 118.9 | 295 | 2.91 | 1 | 5000 | 70
PDGHYCMU | Eaton (formerly Cooper Lighting) | Streetworks | GAN-AF-07-LED-U-5NQ-[AP BZ BK DP GM WH]-[ADJA ADJS ADJA-WM]-7050-800-[2L 3 P 4 4N7 HA ALL MS SENSORS DIMRF-LW DIMRF-LN L90 R90 MT TH LCF CE] | Outdoor Luminaires | Very High Output | Architectural Flood and Spot Luminaires | Premium | FALSE | [9 empty] | 42634 |  |  | Yes |  | 3.1 | 35088 | 118.9 | 295 | 2.91 | 1 | 5000 | 70
PP2K9PBN | Eaton (formerly Cooper Lighting) | Mcgraw-Edison | GLEON-AF-07-LED-E1-AFL-[AP BZ BK DP GM WH]-[ADJA ADJS ADJA-WM]-7050-800-[P PER7 R HA ALL MS LWR SENSORS L90 R90 MT TH LCF CE] | Outdoor Luminaires | Very High Output | Architectural Flood and Spot Luminaires | Premium | FALSE | [9 empty] | 42634 |  |  | Yes |  | 3.1 | 34898 | 118.3 | 295 | 2.91 | 1 | 5000 | 70
PFSFS36X | Eaton (formerly Cooper Lighting) | Streetworks | GAN-AF-07-LED-U-AFL-[AP BZ BK DP GM WH]-[ADJA ADJS ADJA-WM]-7050-800-[2L 3 P 4 4N7 HA ALL MS SENSORS DIMRF-LW DIMRF-LN L90 R90 MT TH LCF CE] | Outdoor Luminaires | Very High Output | Architectural Flood and Spot Luminaires | Premium | FALSE | [9 empty] | 42634 |  |  | Yes |  | 3.1 | 34898 | 118.3 | 295 | 2.91 | 1 | 5000 | 70
P6FTQUYA | Eaton (formerly Cooper Lighting) | Streetworks | GAN-AF-07-LED-U-T3R-[AP BZ BK DP GM WH]-[ADJA ADJS ADJA-WM]-7050-800-[2L 3 P 4 4N7 HA ALL MS SENSORS DIMRF-LW DIMRF-LN L90 R90 MT TH LCF CE] | Outdoor Luminaires | Very High Output | Architectural Flood and Spot Luminaires | Premium | FALSE | [9 empty] | 42634 |  |  | Yes |  | 3.1 | 34780 | 117.9 | 295 | 2.91 | 1 | 5000 | 70
P4ZBGEV1 | Eaton (formerly Cooper Lighting) | Mcgraw-Edison | GLEON-AF-07-LED-E1-T3R-[AP BZ BK DP GM WH]-[ADJA ADJS ADJA-WM]-7050-800-[P PER7 R HA ALL MS LWR SENSORS L90 R90 MT TH LCF CE] | Outdoor Luminaires | Very High Output | Architectural Flood and Spot Luminaires | Premium | FALSE | [9 empty] | 42634 |  |  | Yes |  | 3.1 | 34780 | 117.9 | 295 | 2.91 | 1 | 5000 | 70
PJ9GC77B | Eaton (formerly Cooper Lighting) | Mcgraw-Edison | GLEON-AF-07-LED-E1-RW-[AP BZ BK DP GM WH]-[ADJA ADJS ADJA-WM]-7050-800-[P PER7 R HA ALL MS LWR SENSORS L90 R90 MT TH LCF CE] | Outdoor Luminaires | Very High Output | Architectural Flood and Spot Luminaires | Premium | FALSE | [9 empty] | 42634 |  |  | Yes |  | 3.1 | 34771 | 117.9 | 295 | 2.91 | 1 | 5000 | 70
PFR3V6PH | Eaton (formerly Cooper Lighting) | Streetworks | GAN-AF-07-LED-U-RW-[AP BZ BK DP GM WH]-[ADJA ADJS ADJA-WM]-7050-800-[2L 3 P 4 4N7 HA ALL MS SENSORS DIMRF-LW DIMRF-LN L90 R90 MT TH LCF CE] | Outdoor Luminaires | Very High Output | Architectural Flood and Spot Luminaires | Premium | FALSE | [9 empty] | 42634 |  |  | Yes |  | 3.1 | 34771 | 117.9 | 295 | 2.91 | 1 | 5000 | 70
PFW97UM2 | Eaton (formerly Cooper Lighting) | Mcgraw-Edison | GLEON-AF-07-LED-[E1 347 480]-T4FT-[AP BZ BK DP GM WH]-[ADJA ADJS ADJA-WM]-7050-800-[P PER7 R HA ALL MS LWR SENSORS L90 R90 MT TH LCF CE] | Outdoor Luminaires | Very High Output | Architectural Flood and Spot Luminaires | Standard | FALSE | [9 empty] | 42634 |  |  | Yes |  | 3.1 | 34221 | 116 | 295 | 2.91 | 1 | 5000 | 70
P2P9E5ZH | Eaton (formerly Cooper Lighting) | Streetworks | GAN-AF-07-LED-[U 8 9]-T4FT-[AP BZ BK DP GM WH]-[ADJA ADJS ADJA-WM]-7050-800-[2L 3 P 4 4N7 HA ALL MS SENSORS DIMRF-LW DIMRF-LN L90 R90 MT TH LCF CE] | Outdoor Luminaires | Very High Output | Architectural Flood and Spot Luminaires | Standard | FALSE | [9 empty] | 42634 |  |  | Yes |  | 3.1 | 34221 | 116 | 295 | 2.91 | 1 | 5000 | 70
PUZC7YBN | Eaton (formerly Cooper Lighting) | Streetworks | GAN-AF-07-LED-[U 8 9]-T3-[AP BZ BK DP GM WH]-[ADJA ADJS ADJA-WM]-7050-800-[2L 3 P 4 4N7 HA ALL MS SENSORS DIMRF-LW DIMRF-LN L90 R90 MT TH LCF CE] | Outdoor Luminaires | Very High Output | Architectural Flood and Spot Luminaires | Standard | FALSE | [9 empty] | 42634 |  |  | Yes |  | 3.1 | 34024 | 115.3 | 295 | 2.91 | 1 | 5000 | 70
PPR86AP3 | Eaton (formerly Cooper Lighting) | Mcgraw-Edison | GLEON-AF-07-LED-[E1 347 480]-T3-[AP BZ BK DP GM WH]-[ADJA ADJS ADJA-WM]-7050-800-[P PER7 R HA ALL MS LWR SENSORS L90 R90 MT TH LCF CE] | Outdoor Luminaires | Very High Output | Architectural Flood and Spot Luminaires | Standard | FALSE | [9 empty] | 42634 |  |  | Yes |  | 3.1 | 34024 | 115.3 | 295 | 2.91 | 1 | 5000 | 70
PV887EUU | Eaton (formerly Cooper Lighting) | Mcgraw-Edison | GLEON-AF-07-LED-[E1 347 480]-SL3-[AP BZ BK DP GM WH]-[ADJA ADJS ADJA-WM]-7050-800-[P PER7 R HA ALL MS LWR SENSORS L90 R90 MT TH LCF CE] | Outdoor Luminaires | Very High Output | Architectural Flood and Spot Luminaires | Standard | FALSE | [9 empty] | 42634 |  |  | Yes |  | 3.1 | 34019 | 115.3 | 295 | 2.91 | 1 | 5000 | 70
PH3PR34P | Eaton (formerly Cooper Lighting) | Streetworks | GAN-AF-07-LED-[U 8 9]-SL3-[AP BZ BK DP GM WH]-[ADJA ADJS ADJA-WM]-7050-800-[2L 3 P 4 4N7 HA ALL MS SENSORS DIMRF-LW DIMRF-LN L90 R90 MT TH LCF CE] | Outdoor Luminaires | Very High Output | Architectural Flood and Spot Luminaires | Standard | FALSE | [9 empty] | 42634 |  |  | Yes |  | 3.1 | 34019 | 115.3 | 295 | 2.91 | 1 | 5000 | 70
PQB126CZ | Eaton (formerly Cooper Lighting) | Mcgraw-Edison | GLEON-AF-08-LED-E1-[SLL SLR]-[AP BZ BK DP GM WH]-[ADJA ADJS ADJA-WM]-7050-800-[P PER7 R HA ALL MS LWR SENSORS L90 R90 MT TH LCF CE] | Outdoor Luminaires | Very High Output | Architectural Flood and Spot Luminaires | Standard | FALSE | [9 empty] | 42634 |  |  | Yes |  | 3.1 | 33872 | 101.4 | 334 | 2.91 | 1 | 5000 | 70
PP2XQBU9 | Eaton (formerly Cooper Lighting) | Streetworks | GAN-AF-08-LED-U-[SLL SLR]-[AP BZ BK DP GM WH]-[ADJA ADJS ADJA-WM]-7050-800-[2L 3 P 4 4N7 HA ALL MS SENSORS DIMRF-LW DIMRF-LN L90 R90 MT TH LCF CE] | Outdoor Luminaires | Very High Output | Architectural Flood and Spot Luminaires | Standard | FALSE | [9 empty] | 42634 |  |  | Yes |  | 3.1 | 33872 | 101.4 | 334 | 2.91 | 1 | 5000 | 70
PX5AGNZA | Eaton (formerly Cooper Lighting) | Streetworks | GAN-AF-07-LED-[U 8 9]-T4W-[AP BZ BK DP GM WH]-[ADJA ADJS ADJA-WM]-7050-800-[2L 3 P 4 4N7 HA ALL MS SENSORS DIMRF-LW DIMRF-LN L90 R90 MT TH LCF CE] | Outdoor Luminaires | Very High Output | Architectural Flood and Spot Luminaires | Standard | FALSE | [9 empty] | 42634 |  |  | Yes |  | 3.1 | 33779 | 114.5 | 295 | 2.91 | 1 | 5000 | 70
PWF61PVF | Eaton (formerly Cooper Lighting) | Mcgraw-Edison | GLEON-AF-07-LED-[E1 347 480]-T4W-[AP BZ BK DP GM WH]-[ADJA ADJS ADJA-WM]-7050-800-[P PER7 R HA ALL MS LWR SENSORS L90 R90 MT TH LCF CE] | Outdoor Luminaires | Very High Output | Architectural Flood and Spot Luminaires | Standard | FALSE | [9 empty] | 42634 |  |  | Yes |  | 3.1 | 33779 | 114.5 | 295 | 2.91 | 1 | 5000 | 70
PXWQE2BH | Eaton (formerly Cooper Lighting) | Mcgraw-Edison | GLEON-AF-07-LED-[E1 347 480]-T2-[AP BZ BK DP GM WH]-[ADJA ADJS ADJA-WM]-7050-800-[P PER7 R HA ALL MS LWR SENSORS L90 R90 MT TH LCF CE] | Outdoor Luminaires | Very High Output | Architectural Flood and Spot Luminaires | Standard | FALSE | [9 empty] | 42634 |  |  | Yes |  | 3.1 | 33382 | 113.2 | 295 | 2.91 | 1 | 5000 | 70
P6AJ1R3G | Eaton (formerly Cooper Lighting) | Streetworks | GAN-AF-07-LED-[U 8 9]-T2-[AP BZ BK DP GM WH]-[ADJA ADJS ADJA-WM]-7050-800-[2L 3 P 4 4N7 HA ALL MS SENSORS DIMRF-LW DIMRF-LN L90 R90 MT TH LCF CE] | Outdoor Luminaires | Very High Output | Architectural Flood and Spot Luminaires | Standard | FALSE | [9 empty] | 42634 |  |  | Yes |  | 3.1 | 33382 | 113.2 | 295 | 2.91 | 1 | 5000 | 70
PMWS1Q67 | Eaton (formerly Cooper Lighting) | Streetworks | GAN-AF-07-LED-[U 8 9]-SL2-[AP BZ BK DP GM WH]-[ADJA ADJS ADJA-WM]-7050-800-[2L 3 P 4 4N7 HA ALL MS SENSORS DIMRF-LW DIMRF-LN L90 R90 MT TH LCF CE] | Outdoor Luminaires | Very High Output | Architectural Flood and Spot Luminaires | Standard | FALSE | [9 empty] | 42634 |  |  | Yes |  | 3.1 | 33324 | 113 | 295 | 2.91 | 1 | 5000 | 70
PAVKDXNA | Eaton (formerly Cooper Lighting) | Mcgraw-Edison | GLEON-AF-07-LED-[E1 347 480]-SL2-[AP BZ BK DP GM WH]-[ADJA ADJS ADJA-WM]-7050-800-[P PER7 R HA ALL MS LWR SENSORS L90 R90 MT TH LCF CE] | Outdoor Luminaires | Very High Output | Architectural Flood and Spot Luminaires | Standard | FALSE | [9 empty] | 42634 |  |  | Yes |  | 3.1 | 33324 | 113 | 295 | 2.91 | 1 | 5000 | 70
P9EKBEPH | Eaton (formerly Cooper Lighting) | Mcgraw-Edison | GLEON-AF-07-LED-[E1 347 480]-SL4-[AP BZ BK DP GM WH]-[ADJA ADJS ADJA-WM]-7050-800-[P PER7 R HA ALL MS LWR SENSORS L90 R90 MT TH LCF CE] | Outdoor Luminaires | Very High Output | Architectural Flood and Spot Luminaires | Standard | FALSE | [9 empty] | 42634 |  |  | Yes |  | 3.1 | 32323 | 109.6 | 295 | 2.91 | 1 | 5000 | 70
P1B78KZ7 | Eaton (formerly Cooper Lighting) | Streetworks | GAN-AF-07-LED-[U 8 9]-SL4-[AP BZ BK DP GM WH]-[ADJA ADJS ADJA-WM]-7050-800-[2L 3 P 4 4N7 HA ALL MS SENSORS DIMRF-LW DIMRF-LN L90 R90 MT TH LCF CE] | Outdoor Luminaires | Very High Output | Architectural Flood and Spot Luminaires | Standard | FALSE | [9 empty] | 42634 |  |  | Yes |  | 3.1 | 32323 | 109.6 | 295 | 2.91 | 1 | 5000 | 70
PX7SX1HS | Eaton (formerly Cooper Lighting) | Streetworks | GAN-AF-06-LED-U-5WQ-[AP BZ BK DP GM WH]-[ADJA ADJS ADJA-WM]-7050-800-[2L 3 P 4 4N7 HA ALL MS SENSORS DIMRF-LW DIMRF-LN L90 R90 MT TH LCF CE] | Outdoor Luminaires | Very High Output | Architectural Flood and Spot Luminaires | Premium | FALSE | [9 empty] | 42634 |  |  | Yes |  | 3.1 | 30297 | 121.7 | 249 | 2.91 | 1 | 5000 | 70
PF4HC7FD | Eaton (formerly Cooper Lighting) | Mcgraw-Edison | GLEON-AF-06-LED-E1-5WQ-[AP BZ BK DP GM WH]-[ADJA ADJS ADJA-WM]-7050-800-[P PER7 R HA ALL MS LWR SENSORS L90 R90 MT TH LCF CE] | Outdoor Luminaires | Very High Output | Architectural Flood and Spot Luminaires | Premium | FALSE | [9 empty] | 42634 |  |  | Yes |  | 3.1 | 30297 | 121.7 | 249 | 2.91 | 1 | 5000 | 70
PNJ5Z736 | Eaton (formerly Cooper Lighting) | Mcgraw-Edison | GLEON-AF-06-LED-E1-5MQ-[AP BZ BK DP GM WH]-[ADJA ADJS ADJA-WM]-7050-800-[P PER7 R HA ALL MS LWR SENSORS L90 R90 MT TH LCF CE] | Outdoor Luminaires | Very High Output | Architectural Flood and Spot Luminaires | Premium | FALSE | [9 empty] | 42634 |  |  | Yes |  | 3.1 | 30217 | 121.4 | 249 | 2.91 | 1 | 5000 | 70
PANKATRT | Eaton (formerly Cooper Lighting) | Streetworks | GAN-AF-06-LED-U-5MQ-[AP BZ BK DP GM WH]-[ADJA ADJS ADJA-WM]-7050-800-[2L 3 P 4 4N7 HA ALL MS SENSORS DIMRF-LW DIMRF-LN L90 R90 MT TH LCF CE] | Outdoor Luminaires | Very High Output | Architectural Flood and Spot Luminaires | Premium | FALSE | [9 empty] | 42634 |  |  | Yes |  | 3.1 | 30217 | 121.4 | 249 | 2.91 | 1 | 5000 | 70
PCHUZNTT | Eaton (formerly Cooper Lighting) | Mcgraw-Edison | GLEON-AF-08-LED-[E1 347 480]-5WQ-[AP BZ BK DP GM WH]-[ADJA ADJS ADJA-WM]-7050-600-[P PER7 R HA ALL MS LWR SENSORS L90 R90 MT TH LCF CE] | Outdoor Luminaires | Very High Output | Architectural Flood and Spot Luminaires | Premium | FALSE | [9 empty] | 42634 |  |  | Yes |  | 3.1 | 33106 | 128.8 | 257 | 2.72 | 1 | 5000 | 70
P9Y9T2RU | Eaton (formerly Cooper Lighting) | Streetworks | GAN-AF-08-LED-[U 8 9]-5WQ-[AP BZ BK DP GM WH]-[ADJA ADJS ADJA-WM]-7050-600-[2L 3 P 4 4N7 HA ALL MS SENSORS DIMRF-LW DIMRF-LN L90 R90 MT TH LCF CE] | Outdoor Luminaires | Very High Output | Architectural Flood and Spot Luminaires | Premium | FALSE | [9 empty] | 42634 |  |  | Yes |  | 3.1 | 33106 | 128.8 | 257 | 2.72 | 1 | 5000 | 70
PCWDWASQ | Eaton (formerly Cooper Lighting) | Mcgraw-Edison | GLEON-AF-08-LED-[E1 347 480]-5MQ-[AP BZ BK DP GM WH]-[ADJA ADJS ADJA-WM]-7050-600-[P PER7 R HA ALL MS LWR SENSORS L90 R90 MT TH LCF CE] | Outdoor Luminaires | Very High Output | Architectural Flood and Spot Luminaires | Premium | FALSE | [9 empty] | 42634 |  |  | Yes |  | 3.1 | 33019 | 128.5 | 257 | 2.72 | 1 | 5000 | 70
P8GG3XUP | Eaton (formerly Cooper Lighting) | Streetworks | GAN-AF-08-LED-[U 8 9]-5MQ-[AP BZ BK DP GM WH]-[ADJA ADJS ADJA-WM]-7050-600-[2L 3 P 4 4N7 HA ALL MS SENSORS DIMRF-LW DIMRF-LN L90 R90 MT TH LCF CE] | Outdoor Luminaires | Very High Output | Architectural Flood and Spot Luminaires | Premium | FALSE | [9 empty] | 42634 |  |  | Yes |  | 3.1 | 33019 | 128.5 | 257 | 2.72 | 1 | 5000 | 70
PD5SNY46 | Eaton (formerly Cooper Lighting) | Streetworks | GAN-AF-08-LED-[U 8 9]-T2R-[AP BZ BK DP GM WH]-[ADJA ADJS ADJA-WM]-7050-600-[2L 3 P 4 4N7 HA ALL MS SENSORS DIMRF-LW DIMRF-LN L90 R90 MT TH LCF CE] | Outdoor Luminaires | Very High Output | Architectural Flood and Spot Luminaires | Premium | FALSE | [9 empty] | 42634 |  |  | Yes |  | 3.1 | 32745 | 127.4 | 257 | 2.72 | 1 | 5000 | 70
P8ZTRX6W | Eaton (formerly Cooper Lighting) | Mcgraw-Edison | GLEON-AF-08-LED-[E1 347 480]-T2R-[AP BZ BK DP GM WH]-[ADJA ADJS ADJA-WM]-7050-600-[P PER7 R HA ALL MS LWR SENSORS L90 R90 MT TH LCF CE] | Outdoor Luminaires | Very High Output | Architectural Flood and Spot Luminaires | Premium | FALSE | [9 empty] | 42634 |  |  | Yes |  | 3.1 | 32745 | 127.4 | 257 | 2.72 | 1 | 5000 | 70
PVN7A6KZ | Eaton (formerly Cooper Lighting) | Streetworks | GAN-AF-08-LED-[U 8 9]-5NQ-[AP BZ BK DP GM WH]-[ADJA ADJS ADJA-WM]-7050-600-[2L 3 P 4 4N7 HA ALL MS SENSORS DIMRF-LW DIMRF-LN L90 R90 MT TH LCF CE] | Outdoor Luminaires | Very High Output | Architectural Flood and Spot Luminaires | Premium | FALSE | [9 empty] | 42634 |  |  | Yes |  | 3.1 | 32422 | 126.2 | 257 | 2.72 | 1 | 5000 | 70
PHYV2Q2E | Eaton (formerly Cooper Lighting) | Mcgraw-Edison | GLEON-AF-08-LED-[E1 347 480]-5NQ-[AP BZ BK DP GM WH]-[ADJA ADJS ADJA-WM]-7050-600-[P PER7 R HA ALL MS LWR SENSORS L90 R90 MT TH LCF CE] | Outdoor Luminaires | Very High Output | Architectural Flood and Spot Luminaires | Premium | FALSE | [9 empty] | 42634 |  |  | Yes |  | 3.1 | 32422 | 126.2 | 257 | 2.72 | 1 | 5000 | 70
PRV4GJB8 | Eaton (formerly Cooper Lighting) | Streetworks | GAN-AF-08-LED-[U 8 9]-AFL-[AP BZ BK DP GM WH]-[ADJA ADJS ADJA-WM]-7050-600-[2L 3 P 4 4N7 HA ALL MS SENSORS DIMRF-LW DIMRF-LN L90 R90 MT TH LCF CE] | Outdoor Luminaires | Very High Output | Architectural Flood and Spot Luminaires | Premium | FALSE | [9 empty] | 42634 |  |  | Yes |  | 3.1 | 32246 | 125.5 | 257 | 2.72 | 1 | 5000 | 70
P28E4PCU | Eaton (formerly Cooper Lighting) | Mcgraw-Edison | GLEON-AF-08-LED-[E1 347 480]-AFL-[AP BZ BK DP GM WH]-[ADJA ADJS ADJA-WM]-7050-600-[P PER7 R HA ALL MS LWR SENSORS L90 R90 MT TH LCF CE] | Outdoor Luminaires | Very High Output | Architectural Flood and Spot Luminaires | Premium | FALSE | [9 empty] | 42634 |  |  | Yes |  | 3.1 | 32246 | 125.5 | 257 | 2.72 | 1 | 5000 | 70
PAR4TE82 | Eaton (formerly Cooper Lighting) | Streetworks | GAN-AF-08-LED-[U 8 9]-T3R-[AP BZ BK DP GM WH]-[ADJA ADJS ADJA-WM]-7050-600-[2L 3 P 4 4N7 HA ALL MS SENSORS DIMRF-LW DIMRF-LN L90 R90 MT TH LCF CE] | Outdoor Luminaires | Very High Output | Architectural Flood and Spot Luminaires | Premium | FALSE | [9 empty] | 42634 |  |  | Yes |  | 3.1 | 32137 | 125 | 257 | 2.72 | 1 | 5000 | 70
P2Q5D2VK | Eaton (formerly Cooper Lighting) | Mcgraw-Edison | GLEON-AF-08-LED-[E1 347 480]-T3R-[AP BZ BK DP GM WH]-[ADJA ADJS ADJA-WM]-7050-600-[P PER7 R HA ALL MS LWR SENSORS L90 R90 MT TH LCF CE] | Outdoor Luminaires | Very High Output | Architectural Flood and Spot Luminaires | Premium | FALSE | [9 empty] | 42634 |  |  | Yes |  | 3.1 | 32137 | 125 | 257 | 2.72 | 1 | 5000 | 70
PCJDMW2C | Eaton (formerly Cooper Lighting) | Streetworks | GAN-AF-08-LED-[U 8 9]-RW-[AP BZ BK DP GM WH]-[ADJA ADJS ADJA-WM]-7050-600-[2L 3 P 4 4N7 HA ALL MS SENSORS DIMRF-LW DIMRF-LN L90 R90 MT TH LCF CE] | Outdoor Luminaires | Very High Output | Architectural Flood and Spot Luminaires | Premium | FALSE | [9 empty] | 42634 |  |  | Yes |  | 3.1 | 32129 | 125 | 257 | 2.72 | 1 | 5000 | 70
P5UBFGQE | Eaton (formerly Cooper Lighting) | Mcgraw-Edison | GLEON-AF-08-LED-[E1 347 480]-RW-[AP BZ BK DP GM WH]-[ADJA ADJS ADJA-WM]-7050-600-[P PER7 R HA ALL MS LWR SENSORS L90 R90 MT TH LCF CE] | Outdoor Luminaires | Very High Output | Architectural Flood and Spot Luminaires | Premium | FALSE | [9 empty] | 42634 |  |  | Yes |  | 3.1 | 32129 | 125 | 257 | 2.72 | 1 | 5000 | 70
PAQGP8QH | Eaton (formerly Cooper Lighting) | Mcgraw-Edison | GLEON-AF-08-LED-E1-T4FT-[AP BZ BK DP GM WH]-[ADJA ADJS ADJA-WM]-7050-600-[P PER7 R HA ALL MS LWR SENSORS L90 R90 MT TH LCF CE] | Outdoor Luminaires | Very High Output | Architectural Flood and Spot Luminaires | Premium | FALSE | [9 empty] | 42634 |  |  | Yes |  | 3.1 | 31620 | 123 | 257 | 2.72 | 1 | 5000 | 70
P1CAUDVY | Eaton (formerly Cooper Lighting) | Streetworks | GAN-AF-08-LED-U-T4FT-[AP BZ BK DP GM WH]-[ADJA ADJS ADJA-WM]-7050-600-[2L 3 P 4 4N7 HA ALL MS SENSORS DIMRF-LW DIMRF-LN L90 R90 MT TH LCF CE] | Outdoor Luminaires | Very High Output | Architectural Flood and Spot Luminaires | Premium | FALSE | [9 empty] | 42634 |  |  | Yes |  | 3.1 | 31620 | 123 | 257 | 2.72 | 1 | 5000 | 70
PDQ41YXN | Eaton (formerly Cooper Lighting) | Mcgraw-Edison | GLEON-AF-08-LED-E1-T3-[AP BZ BK DP GM WH]-[ADJA ADJS ADJA-WM]-7050-600-[P PER7 R HA ALL MS LWR SENSORS L90 R90 MT TH LCF CE] | Outdoor Luminaires | Very High Output | Architectural Flood and Spot Luminaires | Premium | FALSE | [9 empty] | 42634 |  |  | Yes |  | 3.1 | 31438 | 122.3 | 257 | 2.72 | 1 | 5000 | 70
P3XU3YDZ | Eaton (formerly Cooper Lighting) | Streetworks | GAN-AF-08-LED-U-T3-[AP BZ BK DP GM WH]-[ADJA ADJS ADJA-WM]-7050-600-[2L 3 P 4 4N7 HA ALL MS SENSORS DIMRF-LW DIMRF-LN L90 R90 MT TH LCF CE] | Outdoor Luminaires | Very High Output | Architectural Flood and Spot Luminaires | Premium | FALSE | [9 empty] | 42634 |  |  | Yes |  | 3.1 | 31438 | 122.3 | 257 | 2.72 | 1 | 5000 | 70
PYHA5A7S | Eaton (formerly Cooper Lighting) | Streetworks | GAN-AF-08-LED-U-SL3-[AP BZ BK DP GM WH]-[ADJA ADJS ADJA-WM]-7050-600-[2L 3 P 4 4N7 HA ALL MS SENSORS DIMRF-LW DIMRF-LN L90 R90 MT TH LCF CE] | Outdoor Luminaires | Very High Output | Architectural Flood and Spot Luminaires | Premium | FALSE | [9 empty] | 42634 |  |  | Yes |  | 3.1 | 31433 | 122.3 | 257 | 2.72 | 1 | 5000 | 70
PP1S3RD9 | Eaton (formerly Cooper Lighting) | Mcgraw-Edison | GLEON-AF-08-LED-E1-SL3-[AP BZ BK DP GM WH]-[ADJA ADJS ADJA-WM]-7050-600-[P PER7 R HA ALL MS LWR SENSORS L90 R90 MT TH LCF CE] | Outdoor Luminaires | Very High Output | Architectural Flood and Spot Luminaires | Premium | FALSE | [9 empty] | 42634 |  |  | Yes |  | 3.1 | 31433 | 122.3 | 257 | 2.72 | 1 | 5000 | 70
PUGCJZB9 | Eaton (formerly Cooper Lighting) | Mcgraw-Edison | GLEON-AF-08-LED-E1-T4W-[AP BZ BK DP GM WH]-[ADJA ADJS ADJA-WM]-7050-600-[P PER7 R HA ALL MS LWR SENSORS L90 R90 MT TH LCF CE] | Outdoor Luminaires | Very High Output | Architectural Flood and Spot Luminaires | Premium | FALSE | [9 empty] | 42634 |  |  | Yes |  | 3.1 | 31212 | 121.4 | 257 | 2.72 | 1 | 5000 | 70
P3CVT79K | Eaton (formerly Cooper Lighting) | Streetworks | GAN-AF-08-LED-U-T4W-[AP BZ BK DP GM WH]-[ADJA ADJS ADJA-WM]-7050-600-[2L 3 P 4 4N7 HA ALL MS SENSORS DIMRF-LW DIMRF-LN L90 R90 MT TH LCF CE] | Outdoor Luminaires | Very High Output | Architectural Flood and Spot Luminaires | Premium | FALSE | [9 empty] | 42634 |  |  | Yes |  | 3.1 | 31212 | 121.4 | 257 | 2.72 | 1 | 5000 | 70
PPQ6VTP8 | Eaton (formerly Cooper Lighting) | Mcgraw-Edison | GLEON-AF-08-LED-E1-T2-[AP BZ BK DP GM WH]-[ADJA ADJS ADJA-WM]-7050-600-[P PER7 R HA ALL MS LWR SENSORS L90 R90 MT TH LCF CE] | Outdoor Luminaires | Very High Output | Architectural Flood and Spot Luminaires | Premium | FALSE | [9 empty] | 42634 |  |  | Yes |  | 3.1 | 30844 | 120 | 257 | 2.72 | 1 | 5000 | 70
P499H212 | Eaton (formerly Cooper Lighting) | Streetworks | GAN-AF-08-LED-U-T2-[AP BZ BK DP GM WH]-[ADJA ADJS ADJA-WM]-7050-600-[2L 3 P 4 4N7 HA ALL MS SENSORS DIMRF-LW DIMRF-LN L90 R90 MT TH LCF CE] | Outdoor Luminaires | Very High Output | Architectural Flood and Spot Luminaires | Premium | FALSE | [9 empty] | 42634 |  |  | Yes |  | 3.1 | 30844 | 120 | 257 | 2.72 | 1 | 5000 | 70
PD1SJQJQ | Eaton (formerly Cooper Lighting) | Mcgraw-Edison | GLEON-AF-08-LED-E1-SL2-[AP BZ BK DP GM WH]-[ADJA ADJS ADJA-WM]-7050-600-[P PER7 R HA ALL MS LWR SENSORS L90 R90 MT TH LCF CE] | Outdoor Luminaires | Very High Output | Architectural Flood and Spot Luminaires | Premium | FALSE | [9 empty] | 42634 |  |  | Yes |  | 3.1 | 30791 | 119.8 | 257 | 2.72 | 1 | 5000 | 70
P4XBSPQS | Eaton (formerly Cooper Lighting) | Streetworks | GAN-AF-08-LED-U-SL2-[AP BZ BK DP GM WH]-[ADJA ADJS ADJA-WM]-7050-600-[2L 3 P 4 4N7 HA ALL MS SENSORS DIMRF-LW DIMRF-LN L90 R90 MT TH LCF CE] | Outdoor Luminaires | Very High Output | Architectural Flood and Spot Luminaires | Premium | FALSE | [9 empty] | 42634 |  |  | Yes |  | 3.1 | 30791 | 119.8 | 257 | 2.72 | 1 | 5000 | 70
PS8RJAQU | Eaton (formerly Cooper Lighting) | Streetworks | GAN-AF-10-LED-[U 8 9]-5WQ-[AP BZ BK DP GM WH]-[ADJA ADJS ADJA-WM]-7050-1200-[2L 3 P 4 4N7 HA ALL MS SENSORS DIMRF-LW DIMRF-LN L90 R90 MT TH LCF CE] | Outdoor Luminaires | Very High Output | Architectural Flood and Spot Luminaires | Standard | FALSE | [9 empty] | 42634 |  |  | Yes |  | 3.1 | 68077 | 106.4 | 640 | 2.64 | 1 | 5000 | 70
P6WATDKA | Eaton (formerly Cooper Lighting) | Mcgraw-Edison | GLEON-AF-10-LED-[E1 347 480]-5WQ-[AP BZ BK DP GM WH]-[ADJA ADJS ADJA-WM]-7050-1200-[P PER7 R ALL MS LWR SENSORS L90 R90 MT TH LCF CE] | Outdoor Luminaires | Very High Output | Architectural Flood and Spot Luminaires | Standard | FALSE | [9 empty] | 42634 |  |  | Yes |  | 3.1 | 68077 | 106.4 | 640 | 2.64 | 1 | 5000 | 70
PM4MZGVN | Eaton (formerly Cooper Lighting) | Mcgraw-Edison | GLEON-AF-10-LED-[E1 347 480]-5MQ-[AP BZ BK DP GM WH]-[ADJA ADJS ADJA-WM]-7050-1200-[P PER7 R ALL MS LWR SENSORS L90 R90 MT TH LCF CE] | Outdoor Luminaires | Very High Output | Architectural Flood and Spot Luminaires | Standard | FALSE | [9 empty] | 42634 |  |  | Yes |  | 3.1 | 67896 | 106.1 | 640 | 2.64 | 1 | 5000 | 70
PB7NN9HB | Eaton (formerly Cooper Lighting) | Streetworks | GAN-AF-10-LED-[U 8 9]-5MQ-[AP BZ BK DP GM WH]-[ADJA ADJS ADJA-WM]-7050-1200-[2L 3 P 4 4N7 HA ALL MS SENSORS DIMRF-LW DIMRF-LN L90 R90 MT TH LCF CE] | Outdoor Luminaires | Very High Output | Architectural Flood and Spot Luminaires | Standard | FALSE | [9 empty] | 42634 |  |  | Yes |  | 3.1 | 67896 | 106.1 | 640 | 2.64 | 1 | 5000 | 70
PTXKRTJH | Eaton (formerly Cooper Lighting) | Mcgraw-Edison | GLEON-AF-10-LED-[E1 347 480]-T2R-[AP BZ BK DP GM WH]-[ADJA ADJS ADJA-WM]-7050-1200-[P PER7 R ALL MS LWR SENSORS L90 R90 MT TH LCF CE] | Outdoor Luminaires | Very High Output | Architectural Flood and Spot Luminaires | Standard | FALSE | [9 empty] | 42634 |  |  | Yes |  | 3.1 | 67333 | 105.2 | 640 | 2.64 | 1 | 5000 | 70
P6EYTBMT | Eaton (formerly Cooper Lighting) | Streetworks | GAN-AF-10-LED-[U 8 9]-T2R-[AP BZ BK DP GM WH]-[ADJA ADJS ADJA-WM]-7050-1200-[2L 3 P 4 4N7 HA ALL MS SENSORS DIMRF-LW DIMRF-LN L90 R90 MT TH LCF CE] | Outdoor Luminaires | Very High Output | Architectural Flood and Spot Luminaires | Standard | FALSE | [9 empty] | 42634 |  |  | Yes |  | 3.1 | 67333 | 105.2 | 640 | 2.64 | 1 | 5000 | 70
PR3QQKXS | Eaton (formerly Cooper Lighting) | Streetworks | GAN-AF-10-LED-[U 8 9]-5NQ-[AP BZ BK DP GM WH]-[ADJA ADJS ADJA-WM]-7050-1200-[2L 3 P 4 4N7 HA ALL MS SENSORS DIMRF-LW DIMRF-LN L90 R90 MT TH LCF CE] | Outdoor Luminaires | Very High Output | Architectural Flood and Spot Luminaires | Standard | FALSE | [9 empty] | 42634 |  |  | Yes |  | 3.1 | 66669 | 104.2 | 640 | 2.64 | 1 | 5000 | 70
P679K88T | Eaton (formerly Cooper Lighting) | Mcgraw-Edison | GLEON-AF-10-LED-[E1 347 480]-5NQ-[AP BZ BK DP GM WH]-[ADJA ADJS ADJA-WM]-7050-1200-[P PER7 R ALL MS LWR SENSORS L90 R90 MT TH LCF CE] | Outdoor Luminaires | Very High Output | Architectural Flood and Spot Luminaires | Standard | FALSE | [9 empty] | 42634 |  |  | Yes |  | 3.1 | 66669 | 104.2 | 640 | 2.64 | 1 | 5000 | 70
PD5B4DB5 | Eaton (formerly Cooper Lighting) | Streetworks | GAN-AF-10-LED-[U 8 9]-AFL-[AP BZ BK DP GM WH]-[ADJA ADJS ADJA-WM]-7050-1200-[2L 3 P 4 4N7 HA ALL MS SENSORS DIMRF-LW DIMRF-LN L90 R90 MT TH LCF CE] | Outdoor Luminaires | Very High Output | Architectural Flood and Spot Luminaires | Standard | FALSE | [9 empty] | 42634 |  |  | Yes |  | 3.1 | 66306 | 103.6 | 640 | 2.64 | 1 | 5000 | 70
P764NGF5 | Eaton (formerly Cooper Lighting) | Mcgraw-Edison | GLEON-AF-10-LED-[E1 347 480]-AFL-[AP BZ BK DP GM WH]-[ADJA ADJS ADJA-WM]-7050-1200-[P PER7 R ALL MS LWR SENSORS L90 R90 MT TH LCF CE] | Outdoor Luminaires | Very High Output | Architectural Flood and Spot Luminaires | Standard | FALSE | [9 empty] | 42634 |  |  | Yes |  | 3.1 | 66306 | 103.6 | 640 | 2.64 | 1 | 5000 | 70
PX1VGPG4 | Eaton (formerly Cooper Lighting) | Streetworks | GAN-AF-10-LED-[U 8 9]-T3R-[AP BZ BK DP GM WH]-[ADJA ADJS ADJA-WM]-7050-1200-[2L 3 P 4 4N7 HA ALL MS SENSORS DIMRF-LW DIMRF-LN L90 R90 MT TH LCF CE] | Outdoor Luminaires | Very High Output | Architectural Flood and Spot Luminaires | Standard | FALSE | [9 empty] | 42634 |  |  | Yes |  | 3.1 | 66081 | 103.3 | 640 | 2.64 | 1 | 5000 | 70
PFZV9NHV | Eaton (formerly Cooper Lighting) | Mcgraw-Edison | GLEON-AF-10-LED-[E1 347 480]-T3R-[AP BZ BK DP GM WH]-[ADJA ADJS ADJA-WM]-7050-1200-[P PER7 R ALL MS LWR SENSORS L90 R90 MT TH LCF CE] | Outdoor Luminaires | Very High Output | Architectural Flood and Spot Luminaires | Standard | FALSE | [9 empty] | 42634 |  |  | Yes |  | 3.1 | 66081 | 103.3 | 640 | 2.64 | 1 | 5000 | 70
PW5XMG58 | Eaton (formerly Cooper Lighting) | Streetworks | GAN-AF-10-LED-[U 8 9]-RW-[AP BZ BK DP GM WH]-[ADJA ADJS ADJA-WM]-7050-1200-[2L 3 P 4 4N7 HA ALL MS SENSORS DIMRF-LW DIMRF-LN L90 R90 MT TH LCF CE] | Outdoor Luminaires | Very High Output | Architectural Flood and Spot Luminaires | Standard | FALSE | [9 empty] | 42634 |  |  | Yes |  | 3.1 | 66066 | 103.2 | 640 | 2.64 | 1 | 5000 | 70
PDX5G5EY | Eaton (formerly Cooper Lighting) | Mcgraw-Edison | GLEON-AF-10-LED-[E1 347 480]-RW-[AP BZ BK DP GM WH]-[ADJA ADJS ADJA-WM]-7050-1200-[P PER7 R ALL MS LWR SENSORS L90 R90 MT TH LCF CE] | Outdoor Luminaires | Very High Output | Architectural Flood and Spot Luminaires | Standard | FALSE | [9 empty] | 42634 |  |  | Yes |  | 3.1 | 66066 | 103.2 | 640 | 2.64 | 1 | 5000 | 70
P8RUNMWY | Eaton (formerly Cooper Lighting) | Streetworks | GAN-AF-10-LED-[U 8 9]-T4FT-[AP BZ BK DP GM WH]-[ADJA ADJS ADJA-WM]-7050-1200-[2L 3 P 4 4N7 HA ALL MS SENSORS DIMRF-LW DIMRF-LN L90 R90 MT TH LCF CE] | Outdoor Luminaires | Very High Output | Architectural Flood and Spot Luminaires | Standard | FALSE | [9 empty] | 42634 |  |  | Yes |  | 3.1 | 65020 | 101.6 | 640 | 2.64 | 1 | 5000 | 70
P7XDTGKS | Eaton (formerly Cooper Lighting) | Mcgraw-Edison | GLEON-AF-10-LED-[E1 347 480]-T4FT-[AP BZ BK DP GM WH]-[ADJA ADJS ADJA-WM]-7050-1200-[P PER7 R ALL MS LWR SENSORS L90 R90 MT TH LCF CE] | Outdoor Luminaires | Very High Output | Architectural Flood and Spot Luminaires | Standard | FALSE | [9 empty] | 42634 |  |  | Yes |  | 3.1 | 65020 | 101.6 | 640 | 2.64 | 1 | 5000 | 70
PFYTWRYJ | Eaton (formerly Cooper Lighting) | Streetworks | GAN-AF-10-LED-[U 8 9]-T3-[AP BZ BK DP GM WH]-[ADJA ADJS ADJA-WM]-7050-1200-[2L 3 P 4 4N7 HA ALL MS SENSORS DIMRF-LW DIMRF-LN L90 R90 MT TH LCF CE] | Outdoor Luminaires | Very High Output | Architectural Flood and Spot Luminaires | Standard | FALSE | [9 empty] | 42634 |  |  | Yes |  | 3.1 | 64646 | 101 | 640 | 2.64 | 1 | 5000 | 70
PFC7G682 | Eaton (formerly Cooper Lighting) | Mcgraw-Edison | GLEON-AF-10-LED-[E1 347 480]-T3-[AP BZ BK DP GM WH]-[ADJA ADJS ADJA-WM]-7050-1200-[P PER7 R ALL MS LWR SENSORS L90 R90 MT TH LCF CE] | Outdoor Luminaires | Very High Output | Architectural Flood and Spot Luminaires | Standard | FALSE | [9 empty] | 42634 |  |  | Yes |  | 3.1 | 64646 | 101 | 640 | 2.64 | 1 | 5000 | 70
PSAVF8CS | Eaton (formerly Cooper Lighting) | Mcgraw-Edison | GLEON-AF-10-LED-[E1 347 480]-SL3-[AP BZ BK DP GM WH]-[ADJA ADJS ADJA-WM]-7050-1200-[P PER7 R ALL MS LWR SENSORS L90 R90 MT TH LCF CE] | Outdoor Luminaires | Very High Output | Architectural Flood and Spot Luminaires | Standard | FALSE | [9 empty] | 42634 |  |  | Yes |  | 3.1 | 64636 | 101 | 640 | 2.64 | 1 | 5000 | 70
PAXP7M2K | Eaton (formerly Cooper Lighting) | Streetworks | GAN-AF-10-LED-[U 8 9]-SL3-[AP BZ BK DP GM WH]-[ADJA ADJS ADJA-WM]-7050-1200-[2L 3 P 4 4N7 HA ALL MS SENSORS DIMRF-LW DIMRF-LN L90 R90 MT TH LCF CE] | Outdoor Luminaires | Very High Output | Architectural Flood and Spot Luminaires | Standard | FALSE | [9 empty] | 42634 |  |  | Yes |  | 3.1 | 64636 | 101 | 640 | 2.64 | 1 | 5000 | 70
PS1RD4NP | Eaton (formerly Cooper Lighting) | Mcgraw-Edison | GLEON-AF-10-LED-[E1 347 480]-T4W-[AP BZ BK DP GM WH]-[ADJA ADJS ADJA-WM]-7050-1200-[P PER7 R ALL MS LWR SENSORS L90 R90 MT TH LCF CE] | Outdoor Luminaires | Very High Output | Architectural Flood and Spot Luminaires | Standard | FALSE | [9 empty] | 42634 |  |  | Yes |  | 3.1 | 64180 | 100.3 | 640 | 2.64 | 1 | 5000 | 70
PM8XMSU7 | Eaton (formerly Cooper Lighting) | Streetworks | GAN-AF-10-LED-[U 8 9]-T4W-[AP BZ BK DP GM WH]-[ADJA ADJS ADJA-WM]-7050-1200-[2L 3 P 4 4N7 HA ALL MS SENSORS DIMRF-LW DIMRF-LN L90 R90 MT TH LCF CE] | Outdoor Luminaires | Very High Output | Architectural Flood and Spot Luminaires | Standard | FALSE | [9 empty] | 42634 |  |  | Yes |  | 3.1 | 64180 | 100.3 | 640 | 2.64 | 1 | 5000 | 70
PSX7SHNY | Eaton (formerly Cooper Lighting) | Streetworks | GAN-AF-10-LED-[U 8 9]-T2-[AP BZ BK DP GM WH]-[ADJA ADJS ADJA-WM]-7050-1200-[2L 3 P 4 4N7 HA ALL MS SENSORS DIMRF-LW DIMRF-LN L90 R90 MT TH LCF CE] | Outdoor Luminaires | Very High Output | Architectural Flood and Spot Luminaires | Standard | FALSE | [9 empty] | 42634 |  |  | Yes |  | 3.1 | 63424 | 99.1 | 640 | 2.64 | 1 | 5000 | 70
PBK26Z75 | Eaton (formerly Cooper Lighting) | Mcgraw-Edison | GLEON-AF-10-LED-[E1 347 480]-T2-[AP BZ BK DP GM WH]-[ADJA ADJS ADJA-WM]-7050-1200-[P PER7 R ALL MS LWR SENSORS L90 R90 MT TH LCF CE] | Outdoor Luminaires | Very High Output | Architectural Flood and Spot Luminaires | Standard | FALSE | [9 empty] | 42634 |  |  | Yes |  | 3.1 | 63424 | 99.1 | 640 | 2.64 | 1 | 5000 | 70
PFQJJU4T | Eaton (formerly Cooper Lighting) | Mcgraw-Edison | GLEON-AF-10-LED-[E1 347 480]-SL2-[AP BZ BK DP GM WH]-[ADJA ADJS ADJA-WM]-7050-1200-[P PER7 R ALL MS LWR SENSORS L90 R90 MT TH LCF CE] | Outdoor Luminaires | Very High Output | Architectural Flood and Spot Luminaires | Standard | FALSE | [9 empty] | 42634 |  |  | Yes |  | 3.1 | 63315 | 98.9 | 640 | 2.64 | 1 | 5000 | 70
P61FZ91B | Eaton (formerly Cooper Lighting) | Streetworks | GAN-AF-10-LED-[U 8 9]-SL2-[AP BZ BK DP GM WH]-[ADJA ADJS ADJA-WM]-7050-1200-[2L 3 P 4 4N7 HA ALL MS SENSORS DIMRF-LW DIMRF-LN L90 R90 MT TH LCF CE] | Outdoor Luminaires | Very High Output | Architectural Flood and Spot Luminaires | Standard | FALSE | [9 empty] | 42634 |  |  | Yes |  | 3.1 | 63315 | 98.9 | 640 | 2.64 | 1 | 5000 | 70
PW41WZCU | Eaton (formerly Cooper Lighting) | Streetworks | GAN-AF-07-LED-[U 8 9]-5WQ-[AP BZ BK DP GM WH]-[ADJA ADJS ADJA-WM]-7050-1200-[2L 3 P 4 4N7 HA ALL MS SENSORS DIMRF-LW DIMRF-LN L90 R90 MT TH LCF CE] | Outdoor Luminaires | Very High Output | Architectural Flood and Spot Luminaires | Standard | FALSE | [9 empty] | 42634 |  |  | Yes |  | 3.1 | 48648 | 108.6 | 448 | 2.64 | 1 | 5000 | 70
PB5HWMCE | Eaton (formerly Cooper Lighting) | Mcgraw-Edison | GLEON-AF-07-LED-[E1 347 480]-5WQ-[AP BZ BK DP GM WH]-[ADJA ADJS ADJA-WM]-7050-1200-[P PER7 R ALL MS LWR SENSORS L90 R90 MT TH LCF CE] | Outdoor Luminaires | Very High Output | Architectural Flood and Spot Luminaires | Standard | FALSE | [9 empty] | 42634 |  |  | Yes |  | 3.1 | 48648 | 108.6 | 448 | 2.64 | 1 | 5000 | 70
PWH85BD7 | Eaton (formerly Cooper Lighting) | Mcgraw-Edison | GLEON-AF-07-LED-[E1 347 480]-5MQ-[AP BZ BK DP GM WH]-[ADJA ADJS ADJA-WM]-7050-1200-[P PER7 R ALL MS LWR SENSORS L90 R90 MT TH LCF CE] | Outdoor Luminaires | Very High Output | Architectural Flood and Spot Luminaires | Standard | FALSE | [9 empty] | 42634 |  |  | Yes |  | 3.1 | 48518 | 108.3 | 448 | 2.64 | 1 | 5000 | 70
P27DRU9P | Eaton (formerly Cooper Lighting) | Streetworks | GAN-AF-07-LED-[U 8 9]-5MQ-[AP BZ BK DP GM WH]-[ADJA ADJS ADJA-WM]-7050-1200-[2L 3 P 4 4N7 HA ALL MS SENSORS DIMRF-LW DIMRF-LN L90 R90 MT TH LCF CE] | Outdoor Luminaires | Very High Output | Architectural Flood and Spot Luminaires | Standard | FALSE | [9 empty] | 42634 |  |  | Yes |  | 3.1 | 48518 | 108.3 | 448 | 2.64 | 1 | 5000 | 70
PCBA5UVZ | Eaton (formerly Cooper Lighting) | Streetworks | GAN-AF-07-LED-[U 8 9]-T2R-[AP BZ BK DP GM WH]-[ADJA ADJS ADJA-WM]-7050-1200-[2L 3 P 4 4N7 HA ALL MS SENSORS DIMRF-LW DIMRF-LN L90 R90 MT TH LCF CE] | Outdoor Luminaires | Very High Output | Architectural Flood and Spot Luminaires | Standard | FALSE | [9 empty] | 42634 |  |  | Yes |  | 3.1 | 48117 | 107.4 | 448 | 2.64 | 1 | 5000 | 70
P9D928HA | Eaton (formerly Cooper Lighting) | Mcgraw-Edison | GLEON-AF-07-LED-[E1 347 480]-T2R-[AP BZ BK DP GM WH]-[ADJA ADJS ADJA-WM]-7050-1200-[P PER7 R ALL MS LWR SENSORS L90 R90 MT TH LCF CE] | Outdoor Luminaires | Very High Output | Architectural Flood and Spot Luminaires | Standard | FALSE | [9 empty] | 42634 |  |  | Yes |  | 3.1 | 48117 | 107.4 | 448 | 2.64 | 1 | 5000 | 70
PPPHZN99 | Eaton (formerly Cooper Lighting) | Streetworks | GAN-AF-07-LED-[U 8 9]-5NQ-[AP BZ BK DP GM WH]-[ADJA ADJS ADJA-WM]-7050-1200-[2L 3 P 4 4N7 HA ALL MS SENSORS DIMRF-LW DIMRF-LN L90 R90 MT TH LCF CE] | Outdoor Luminaires | Very High Output | Architectural Flood and Spot Luminaires | Standard | FALSE | [9 empty] | 42634 |  |  | Yes |  | 3.1 | 47641 | 106.3 | 448 | 2.64 | 1 | 5000 | 70
PDM6SEQT | Eaton (formerly Cooper Lighting) | Mcgraw-Edison | GLEON-AF-07-LED-[E1 347 480]-5NQ-[AP BZ BK DP GM WH]-[ADJA ADJS ADJA-WM]-7050-1200-[P PER7 R ALL MS LWR SENSORS L90 R90 MT TH LCF CE] | Outdoor Luminaires | Very High Output | Architectural Flood and Spot Luminaires | Standard | FALSE | [9 empty] | 42634 |  |  | Yes |  | 3.1 | 47641 | 106.3 | 448 | 2.64 | 1 | 5000 | 70
PUBDPU8S | Eaton (formerly Cooper Lighting) | Streetworks | GAN-AF-07-LED-[U 8 9]-AFL-[AP BZ BK DP GM WH]-[ADJA ADJS ADJA-WM]-7050-1200-[2L 3 P 4 4N7 HA ALL MS SENSORS DIMRF-LW DIMRF-LN L90 R90 MT TH LCF CE] | Outdoor Luminaires | Very High Output | Architectural Flood and Spot Luminaires | Standard | FALSE | [9 empty] | 42634 |  |  | Yes |  | 3.1 | 47383 | 105.8 | 448 | 2.64 | 1 | 5000 | 70
PE3KW3PU | Eaton (formerly Cooper Lighting) | Mcgraw-Edison | GLEON-AF-07-LED-[E1 347 480]-AFL-[AP BZ BK DP GM WH]-[ADJA ADJS ADJA-WM]-7050-1200-[P PER7 R ALL MS LWR SENSORS L90 R90 MT TH LCF CE] | Outdoor Luminaires | Very High Output | Architectural Flood and Spot Luminaires | Standard | FALSE | [9 empty] | 42634 |  |  | Yes |  | 3.1 | 47383 | 105.8 | 448 | 2.64 | 1 | 5000 | 70
PYHN2RFQ | Eaton (formerly Cooper Lighting) | Streetworks | GAN-AF-07-LED-[U 8 9]-T3R-[AP BZ BK DP GM WH]-[ADJA ADJS ADJA-WM]-7050-1200-[2L 3 P 4 4N7 HA ALL MS SENSORS DIMRF-LW DIMRF-LN L90 R90 MT TH LCF CE] | Outdoor Luminaires | Very High Output | Architectural Flood and Spot Luminaires | Standard | FALSE | [9 empty] | 42634 |  |  | Yes |  | 3.1 | 47223 | 105.4 | 448 | 2.64 | 1 | 5000 | 70
PER6J8H5 | Eaton (formerly Cooper Lighting) | Mcgraw-Edison | GLEON-AF-07-LED-[E1 347 480]-T3R-[AP BZ BK DP GM WH]-[ADJA ADJS ADJA-WM]-7050-1200-[P PER7 R ALL MS LWR SENSORS L90 R90 MT TH LCF CE] | Outdoor Luminaires | Very High Output | Architectural Flood and Spot Luminaires | Standard | FALSE | [9 empty] | 42634 |  |  | Yes |  | 3.1 | 47223 | 105.4 | 448 | 2.64 | 1 | 5000 | 70
PXYHSAPX | Eaton (formerly Cooper Lighting) | Streetworks | GAN-AF-07-LED-[U 8 9]-RW-[AP BZ BK DP GM WH]-[ADJA ADJS ADJA-WM]-7050-1200-[2L 3 P 4 4N7 HA ALL MS SENSORS DIMRF-LW DIMRF-LN L90 R90 MT TH LCF CE] | Outdoor Luminaires | Very High Output | Architectural Flood and Spot Luminaires | Standard | FALSE | [9 empty] | 42634 |  |  | Yes |  | 3.1 | 47211 | 105.4 | 448 | 2.64 | 1 | 5000 | 70
PUEZ9YG4 | Eaton (formerly Cooper Lighting) | Mcgraw-Edison | GLEON-AF-07-LED-[E1 347 480]-RW-[AP BZ BK DP GM WH]-[ADJA ADJS ADJA-WM]-7050-1200-[P PER7 R ALL MS LWR SENSORS L90 R90 MT TH LCF CE] | Outdoor Luminaires | Very High Output | Architectural Flood and Spot Luminaires | Standard | FALSE | [9 empty] | 42634 |  |  | Yes |  | 3.1 | 47211 | 105.4 | 448 | 2.64 | 1 | 5000 | 70
PAEZ3US9 | Eaton (formerly Cooper Lighting) | Streetworks | GAN-AF-07-LED-[U 8 9]-T4FT-[AP BZ BK DP GM WH]-[ADJA ADJS ADJA-WM]-7050-1200-[2L 3 P 4 4N7 HA ALL MS SENSORS DIMRF-LW DIMRF-LN L90 R90 MT TH LCF CE] | Outdoor Luminaires | Very High Output | Architectural Flood and Spot Luminaires | Standard | FALSE | [9 empty] | 42634 |  |  | Yes |  | 3.1 | 46464 | 103.7 | 448 | 2.64 | 1 | 5000 | 70
P61K555Q | Eaton (formerly Cooper Lighting) | Mcgraw-Edison | GLEON-AF-07-LED-[E1 347 480]-T4FT-[AP BZ BK DP GM WH]-[ADJA ADJS ADJA-WM]-7050-1200-[P PER7 R ALL MS LWR SENSORS L90 R90 MT TH LCF CE] | Outdoor Luminaires | Very High Output | Architectural Flood and Spot Luminaires | Standard | FALSE | [9 empty] | 42634 |  |  | Yes |  | 3.1 | 46464 | 103.7 | 448 | 2.64 | 1 | 5000 | 70
PGCC93P4 | Eaton (formerly Cooper Lighting) | Streetworks | GAN-AF-07-LED-[U 8 9]-T3-[AP BZ BK DP GM WH]-[ADJA ADJS ADJA-WM]-7050-1200-[2L 3 P 4 4N7 HA ALL MS SENSORS DIMRF-LW DIMRF-LN L90 R90 MT TH LCF CE] | Outdoor Luminaires | Very High Output | Architectural Flood and Spot Luminaires | Standard | FALSE | [9 empty] | 42634 |  |  | Yes |  | 3.1 | 46196 | 103.1 | 448 | 2.64 | 1 | 5000 | 70
P4WWJHCH | Eaton (formerly Cooper Lighting) | Mcgraw-Edison | GLEON-AF-07-LED-[E1 347 480]-T3-[AP BZ BK DP GM WH]-[ADJA ADJS ADJA-WM]-7050-1200-[P PER7 R ALL MS LWR SENSORS L90 R90 MT TH LCF CE] | Outdoor Luminaires | Very High Output | Architectural Flood and Spot Luminaires | Standard | FALSE | [9 empty] | 42634 |  |  | Yes |  | 3.1 | 46196 | 103.1 | 448 | 2.64 | 1 | 5000 | 70
PVXBP2JE | Eaton (formerly Cooper Lighting) | Mcgraw-Edison | GLEON-AF-07-LED-[E1 347 480]-SL3-[AP BZ BK DP GM WH]-[ADJA ADJS ADJA-WM]-7050-1200-[P PER7 R ALL MS LWR SENSORS L90 R90 MT TH LCF CE] | Outdoor Luminaires | Very High Output | Architectural Flood and Spot Luminaires | Standard | FALSE | [9 empty] | 42634 |  |  | Yes |  | 3.1 | 46189 | 103.1 | 448 | 2.64 | 1 | 5000 | 70
P6B33WZS | Eaton (formerly Cooper Lighting) | Streetworks | GAN-AF-07-LED-[U 8 9]-SL3-[AP BZ BK DP GM WH]-[ADJA ADJS ADJA-WM]-7050-1200-[2L 3 P 4 4N7 HA ALL MS SENSORS DIMRF-LW DIMRF-LN L90 R90 MT TH LCF CE] | Outdoor Luminaires | Very High Output | Architectural Flood and Spot Luminaires | Standard | FALSE | [9 empty] | 42634 |  |  | Yes |  | 3.1 | 46189 | 103.1 | 448 | 2.64 | 1 | 5000 | 70
PH9E9AJZ | Eaton (formerly Cooper Lighting) | Streetworks | GAN-AF-07-LED-[U 8 9]-T4W-[AP BZ BK DP GM WH]-[ADJA ADJS ADJA-WM]-7050-1200-[2L 3 P 4 4N7 HA ALL MS SENSORS DIMRF-LW DIMRF-LN L90 R90 MT TH LCF CE] | Outdoor Luminaires | Very High Output | Architectural Flood and Spot Luminaires | Standard | FALSE | [9 empty] | 42634 |  |  | Yes |  | 3.1 | 45864 | 102.4 | 448 | 2.64 | 1 | 5000 | 70
PAPPJ719 | Eaton (formerly Cooper Lighting) | Mcgraw-Edison | GLEON-AF-07-LED-[E1 347 480]-T4W-[AP BZ BK DP GM WH]-[ADJA ADJS ADJA-WM]-7050-1200-[P PER7 R ALL MS LWR SENSORS L90 R90 MT TH LCF CE] | Outdoor Luminaires | Very High Output | Architectural Flood and Spot Luminaires | Standard | FALSE | [9 empty] | 42634 |  |  | Yes |  | 3.1 | 45864 | 102.4 | 448 | 2.64 | 1 | 5000 | 70
PR5FS421 | Eaton (formerly Cooper Lighting) | Streetworks | GAN-AF-07-LED-[U 8 9]-T2-[AP BZ BK DP GM WH]-[ADJA ADJS ADJA-WM]-7050-1200-[2L 3 P 4 4N7 HA ALL MS SENSORS DIMRF-LW DIMRF-LN L90 R90 MT TH LCF CE] | Outdoor Luminaires | Very High Output | Architectural Flood and Spot Luminaires | Standard | FALSE | [9 empty] | 42634 |  |  | Yes |  | 3.1 | 45324 | 101.2 | 448 | 2.64 | 1 | 5000 | 70
P9CC9VJH | Eaton (formerly Cooper Lighting) | Mcgraw-Edison | GLEON-AF-07-LED-[E1 347 480]-T2-[AP BZ BK DP GM WH]-[ADJA ADJS ADJA-WM]-7050-1200-[P PER7 R ALL MS LWR SENSORS L90 R90 MT TH LCF CE] | Outdoor Luminaires | Very High Output | Architectural Flood and Spot Luminaires | Standard | FALSE | [9 empty] | 42634 |  |  | Yes |  | 3.1 | 45324 | 101.2 | 448 | 2.64 | 1 | 5000 | 70
PG3Y865V | Eaton (formerly Cooper Lighting) | Streetworks | GAN-AF-07-LED-[U 8 9]-SL2-[AP BZ BK DP GM WH]-[ADJA ADJS ADJA-WM]-7050-1200-[2L 3 P 4 4N7 HA ALL MS SENSORS DIMRF-LW DIMRF-LN L90 R90 MT TH LCF CE] | Outdoor Luminaires | Very High Output | Architectural Flood and Spot Luminaires | Standard | FALSE | [9 empty] | 42634 |  |  | Yes |  | 3.1 | 45245 | 101 | 448 | 2.64 | 1 | 5000 | 70
P8EFX4CX | Eaton (formerly Cooper Lighting) | Mcgraw-Edison | GLEON-AF-07-LED-[E1 347 480]-SL2-[AP BZ BK DP GM WH]-[ADJA ADJS ADJA-WM]-7050-1200-[P PER7 R ALL MS LWR SENSORS L90 R90 MT TH LCF CE] | Outdoor Luminaires | Very High Output | Architectural Flood and Spot Luminaires | Standard | FALSE | [9 empty] | 42634 |  |  | Yes |  | 3.1 | 45245 | 101 | 448 | 2.64 | 1 | 5000 | 70
PZPG3SH9 | Eaton (formerly Cooper Lighting) | Streetworks | GAN-AF-05-LED-[U 8 9]-5WQ-[AP BZ BK DP GM WH]-[ADJA ADJS ADJA-WM]-7050-1200-[2L 3 P 4 4N7 HA ALL MS SENSORS DIMRF-LW DIMRF-LN L90 R90 MT TH LCF CE] | Outdoor Luminaires | Very High Output | Architectural Flood and Spot Luminaires | Standard | FALSE | [9 empty] | 42634 |  |  | Yes |  | 3.1 | 34375 | 107.4 | 320 | 2.64 | 1 | 5000 | 70
PJVGZ1BC | Eaton (formerly Cooper Lighting) | Mcgraw-Edison | GLEON-AF-05-LED-[E1 347 480]-5WQ-[AP BZ BK DP GM WH]-[ADJA ADJS ADJA-WM]-7050-1200-[P PER7 R ALL MS LWR SENSORS L90 R90 MT TH LCF CE] | Outdoor Luminaires | Very High Output | Architectural Flood and Spot Luminaires | Standard | FALSE | [9 empty] | 42634 |  |  | Yes |  | 3.1 | 34375 | 107.4 | 320 | 2.64 | 1 | 5000 | 70
P7K2YTQY | Eaton (formerly Cooper Lighting) | Streetworks | GAN-AF-05-LED-[U 8 9]-5MQ-[AP BZ BK DP GM WH]-[ADJA ADJS ADJA-WM]-7050-1200-[2L 3 P 4 4N7 HA ALL MS SENSORS DIMRF-LW DIMRF-LN L90 R90 MT TH LCF CE] | Outdoor Luminaires | Very High Output | Architectural Flood and Spot Luminaires | Standard | FALSE | [9 empty] | 42634 |  |  | Yes |  | 3.1 | 34284 | 107.1 | 320 | 2.64 | 1 | 5000 | 70
P2TDPB1G | Eaton (formerly Cooper Lighting) | Mcgraw-Edison | GLEON-AF-05-LED-[E1 347 480]-5MQ-[AP BZ BK DP GM WH]-[ADJA ADJS ADJA-WM]-7050-1200-[P PER7 R ALL MS LWR SENSORS L90 R90 MT TH LCF CE] | Outdoor Luminaires | Very High Output | Architectural Flood and Spot Luminaires | Standard | FALSE | [9 empty] | 42634 |  |  | Yes |  | 3.1 | 34284 | 107.1 | 320 | 2.64 | 1 | 5000 | 70
PANE1W7X | Eaton (formerly Cooper Lighting) | Mcgraw-Edison | GLEON-AF-05-LED-[E1 347 480]-T2R-[AP BZ BK DP GM WH]-[ADJA ADJS ADJA-WM]-7050-1200-[P PER7 R ALL MS LWR SENSORS L90 R90 MT TH LCF CE] | Outdoor Luminaires | Very High Output | Architectural Flood and Spot Luminaires | Standard | FALSE | [9 empty] | 42634 |  |  | Yes |  | 3.1 | 34000 | 106.3 | 320 | 2.64 | 1 | 5000 | 70
P3NWX4WB | Eaton (formerly Cooper Lighting) | Streetworks | GAN-AF-05-LED-[U 8 9]-T2R-[AP BZ BK DP GM WH]-[ADJA ADJS ADJA-WM]-7050-1200-[2L 3 P 4 4N7 HA ALL MS SENSORS DIMRF-LW DIMRF-LN L90 R90 MT TH LCF CE] | Outdoor Luminaires | Very High Output | Architectural Flood and Spot Luminaires | Standard | FALSE | [9 empty] | 42634 |  |  | Yes |  | 3.1 | 34000 | 106.3 | 320 | 2.64 | 1 | 5000 | 70
P7712ZEF | Eaton (formerly Cooper Lighting) | Mcgraw-Edison | GLEON-AF-05-LED-[E1 347 480]-5NQ-[AP BZ BK DP GM WH]-[ADJA ADJS ADJA-WM]-7050-1200-[P PER7 R ALL MS LWR SENSORS L90 R90 MT TH LCF CE] | Outdoor Luminaires | Very High Output | Architectural Flood and Spot Luminaires | Standard | FALSE | [9 empty] | 42634 |  |  | Yes |  | 3.1 | 33664 | 105.2 | 320 | 2.64 | 1 | 5000 | 70
P2WJUR8P | Eaton (formerly Cooper Lighting) | Streetworks | GAN-AF-05-LED-[U 8 9]-5NQ-[AP BZ BK DP GM WH]-[ADJA ADJS ADJA-WM]-7050-1200-[2L 3 P 4 4N7 HA ALL MS SENSORS DIMRF-LW DIMRF-LN L90 R90 MT TH LCF CE] | Outdoor Luminaires | Very High Output | Architectural Flood and Spot Luminaires | Standard | FALSE | [9 empty] | 42634 |  |  | Yes |  | 3.1 | 33664 | 105.2 | 320 | 2.64 | 1 | 5000 | 70
PF6FBG6U | Eaton (formerly Cooper Lighting) | Streetworks | GAN-AF-05-LED-[U 8 9]-AFL-[AP BZ BK DP GM WH]-[ADJA ADJS ADJA-WM]-7050-1200-[2L 3 P 4 4N7 HA ALL MS SENSORS DIMRF-LW DIMRF-LN L90 R90 MT TH LCF CE] | Outdoor Luminaires | Very High Output | Architectural Flood and Spot Luminaires | Standard | FALSE | [9 empty] | 42634 |  |  | Yes |  | 3.1 | 33481 | 104.6 | 320 | 2.64 | 1 | 5000 | 70
PC7GJG9Y | Eaton (formerly Cooper Lighting) | Mcgraw-Edison | GLEON-AF-05-LED-[E1 347 480]-AFL-[AP BZ BK DP GM WH]-[ADJA ADJS ADJA-WM]-7050-1200-[P PER7 R ALL MS LWR SENSORS L90 R90 MT TH LCF CE] | Outdoor Luminaires | Very High Output | Architectural Flood and Spot Luminaires | Standard | FALSE | [9 empty] | 42634 |  |  | Yes |  | 3.1 | 33481 | 104.6 | 320 | 2.64 | 1 | 5000 | 70
PU5S7CR3 | Eaton (formerly Cooper Lighting) | Mcgraw-Edison | GLEON-AF-05-LED-[E1 347 480]-T3R-[AP BZ BK DP GM WH]-[ADJA ADJS ADJA-WM]-7050-1200-[P PER7 R ALL MS LWR SENSORS L90 R90 MT TH LCF CE] | Outdoor Luminaires | Very High Output | Architectural Flood and Spot Luminaires | Standard | FALSE | [9 empty] | 42634 |  |  | Yes |  | 3.1 | 33368 | 104.3 | 320 | 2.64 | 1 | 5000 | 70
PTVN2HFC | Eaton (formerly Cooper Lighting) | Streetworks | GAN-AF-05-LED-[U 8 9]-T3R-[AP BZ BK DP GM WH]-[ADJA ADJS ADJA-WM]-7050-1200-[2L 3 P 4 4N7 HA ALL MS SENSORS DIMRF-LW DIMRF-LN L90 R90 MT TH LCF CE] | Outdoor Luminaires | Very High Output | Architectural Flood and Spot Luminaires | Standard | FALSE | [9 empty] | 42634 |  |  | Yes |  | 3.1 | 33368 | 104.3 | 320 | 2.64 | 1 | 5000 | 70
PTVXB9QM | Eaton (formerly Cooper Lighting) | Streetworks | GAN-AF-05-LED-[U 8 9]-RW-[AP BZ BK DP GM WH]-[ADJA ADJS ADJA-WM]-7050-1200-[2L 3 P 4 4N7 HA ALL MS SENSORS DIMRF-LW DIMRF-LN L90 R90 MT TH LCF CE] | Outdoor Luminaires | Very High Output | Architectural Flood and Spot Luminaires | Standard | FALSE | [9 empty] | 42634 |  |  | Yes |  | 3.1 | 33360 | 104.3 | 320 | 2.64 | 1 | 5000 | 70
PT3YY38S | Eaton (formerly Cooper Lighting) | Mcgraw-Edison | GLEON-AF-05-LED-[E1 347 480]-RW-[AP BZ BK DP GM WH]-[ADJA ADJS ADJA-WM]-7050-1200-[P PER7 R ALL MS LWR SENSORS L90 R90 MT TH LCF CE] | Outdoor Luminaires | Very High Output | Architectural Flood and Spot Luminaires | Standard | FALSE | [9 empty] | 42634 |  |  | Yes |  | 3.1 | 33360 | 104.3 | 320 | 2.64 | 1 | 5000 | 70
PWJYN1E3 | Eaton (formerly Cooper Lighting) | Mcgraw-Edison | GLEON-AF-05-LED-[E1 347 480]-T4FT-[AP BZ BK DP GM WH]-[ADJA ADJS ADJA-WM]-7050-1200-[P PER7 R ALL MS LWR SENSORS L90 R90 MT TH LCF CE] | Outdoor Luminaires | Very High Output | Architectural Flood and Spot Luminaires | Standard | FALSE | [9 empty] | 42634 |  |  | Yes |  | 3.1 | 32832 | 102.6 | 320 | 2.64 | 1 | 5000 | 70
PK1UB5K9 | Eaton (formerly Cooper Lighting) | Streetworks | GAN-AF-05-LED-[U 8 9]-T4FT-[AP BZ BK DP GM WH]-[ADJA ADJS ADJA-WM]-7050-1200-[2L 3 P 4 4N7 HA ALL MS SENSORS DIMRF-LW DIMRF-LN L90 R90 MT TH LCF CE] | Outdoor Luminaires | Very High Output | Architectural Flood and Spot Luminaires | Standard | FALSE | [9 empty] | 42634 |  |  | Yes |  | 3.1 | 32832 | 102.6 | 320 | 2.64 | 1 | 5000 | 70
PNYE35NX | Eaton (formerly Cooper Lighting) | Streetworks | GAN-AF-05-LED-[U 8 9]-T3-[AP BZ BK DP GM WH]-[ADJA ADJS ADJA-WM]-7050-1200-[2L 3 P 4 4N7 HA ALL MS SENSORS DIMRF-LW DIMRF-LN L90 R90 MT TH LCF CE] | Outdoor Luminaires | Very High Output | Architectural Flood and Spot Luminaires | Standard | FALSE | [9 empty] | 42634 |  |  | Yes |  | 3.1 | 32642 | 102 | 320 | 2.64 | 1 | 5000 | 70
PG87R4X5 | Eaton (formerly Cooper Lighting) | Mcgraw-Edison | GLEON-AF-05-LED-[E1 347 480]-T3-[AP BZ BK DP GM WH]-[ADJA ADJS ADJA-WM]-7050-1200-[P PER7 R ALL MS LWR SENSORS L90 R90 MT TH LCF CE] | Outdoor Luminaires | Very High Output | Architectural Flood and Spot Luminaires | Standard | FALSE | [9 empty] | 42634 |  |  | Yes |  | 3.1 | 32642 | 102 | 320 | 2.64 | 1 | 5000 | 70
PDPHGFRW | Eaton (formerly Cooper Lighting) | Streetworks | GAN-AF-05-LED-[U 8 9]-SL3-[AP BZ BK DP GM WH]-[ADJA ADJS ADJA-WM]-7050-1200-[2L 3 P 4 4N7 HA ALL MS SENSORS DIMRF-LW DIMRF-LN L90 R90 MT TH LCF CE] | Outdoor Luminaires | Very High Output | Architectural Flood and Spot Luminaires | Standard | FALSE | [9 empty] | 42634 |  |  | Yes |  | 3.1 | 32639 | 102 | 320 | 2.64 | 1 | 5000 | 70
P9MSGXAN | Eaton (formerly Cooper Lighting) | Mcgraw-Edison | GLEON-AF-05-LED-[E1 347 480]-SL3-[AP BZ BK DP GM WH]-[ADJA ADJS ADJA-WM]-7050-1200-[P PER7 R ALL MS LWR SENSORS L90 R90 MT TH LCF CE] | Outdoor Luminaires | Very High Output | Architectural Flood and Spot Luminaires | Standard | FALSE | [9 empty] | 42634 |  |  | Yes |  | 3.1 | 32639 | 102 | 320 | 2.64 | 1 | 5000 | 70
PZVWK3ED | Eaton (formerly Cooper Lighting) | Mcgraw-Edison | GLEON-AF-05-LED-[E1 347 480]-T4W-[AP BZ BK DP GM WH]-[ADJA ADJS ADJA-WM]-7050-1200-[P PER7 R ALL MS LWR SENSORS L90 R90 MT TH LCF CE] | Outdoor Luminaires | Very High Output | Architectural Flood and Spot Luminaires | Standard | FALSE | [9 empty] | 42634 |  |  | Yes |  | 3.1 | 32408 | 101.3 | 320 | 2.64 | 1 | 5000 | 70
PFFE5UAV | Eaton (formerly Cooper Lighting) | Streetworks | GAN-AF-05-LED-[U 8 9]-T4W-[AP BZ BK DP GM WH]-[ADJA ADJS ADJA-WM]-7050-1200-[2L 3 P 4 4N7 HA ALL MS SENSORS DIMRF-LW DIMRF-LN L90 R90 MT TH LCF CE] | Outdoor Luminaires | Very High Output | Architectural Flood and Spot Luminaires | Standard | FALSE | [9 empty] | 42634 |  |  | Yes |  | 3.1 | 32408 | 101.3 | 320 | 2.64 | 1 | 5000 | 70
PNTBZ667 | Eaton (formerly Cooper Lighting) | Streetworks | GAN-AF-05-LED-[U 8 9]-T2-[AP BZ BK DP GM WH]-[ADJA ADJS ADJA-WM]-7050-1200-[2L 3 P 4 4N7 HA ALL MS SENSORS DIMRF-LW DIMRF-LN L90 R90 MT TH LCF CE] | Outdoor Luminaires | Very High Output | Architectural Flood and Spot Luminaires | Standard | FALSE | [9 empty] | 42634 |  |  | Yes |  | 3.1 | 32026 | 100.1 | 320 | 2.64 | 1 | 5000 | 70
P7Q96UKB | Eaton (formerly Cooper Lighting) | Mcgraw-Edison | GLEON-AF-05-LED-[E1 347 480]-T2-[AP BZ BK DP GM WH]-[ADJA ADJS ADJA-WM]-7050-1200-[P PER7 R ALL MS LWR SENSORS L90 R90 MT TH LCF CE] | Outdoor Luminaires | Very High Output | Architectural Flood and Spot Luminaires | Standard | FALSE | [9 empty] | 42634 |  |  | Yes |  | 3.1 | 32026 | 100.1 | 320 | 2.64 | 1 | 5000 | 70
PEXE4ARQ | Eaton (formerly Cooper Lighting) | Streetworks | GAN-AF-05-LED-[U 8 9]-SL2-[AP BZ BK DP GM WH]-[ADJA ADJS ADJA-WM]-7050-1200-[2L 3 P 4 4N7 HA ALL MS SENSORS DIMRF-LW DIMRF-LN L90 R90 MT TH LCF CE] | Outdoor Luminaires | Very High Output | Architectural Flood and Spot Luminaires | Standard | FALSE | [9 empty] | 42634 |  |  | Yes |  | 3.1 | 31970 | 99.9 | 320 | 2.64 | 1 | 5000 | 70
P7NN3EQP | Eaton (formerly Cooper Lighting) | Mcgraw-Edison | GLEON-AF-05-LED-[E1 347 480]-SL2-[AP BZ BK DP GM WH]-[ADJA ADJS ADJA-WM]-7050-1200-[P PER7 R ALL MS LWR SENSORS L90 R90 MT TH LCF CE] | Outdoor Luminaires | Very High Output | Architectural Flood and Spot Luminaires | Standard | FALSE | [9 empty] | 42634 |  |  | Yes |  | 3.1 | 31970 | 99.9 | 320 | 2.64 | 1 | 5000 | 70
PEF56N5Z | Eaton (formerly Cooper Lighting) | Mcgraw-Edison | GLEON-AF-09-LED-[E1 347 480]-5WQ-[AP BZ BK DP GM WH]-[ADJA ADJS ADJA-WM]-7050-[P PER7 R HA ALL MS LWR SENSORS L90 R90 MT TH LCF CE] | Outdoor Luminaires | Very High Output | Architectural Flood and Spot Luminaires | Standard | FALSE | [9 empty] | 42634 |  |  | Yes |  | 3.1 | 56051 | 111.9 | 501 | 2.19 | 1 | 5000 | 70
P5GTMS23 | Eaton (formerly Cooper Lighting) | Streetworks | GAN-AF-09-LED-[U 8 9]-5WQ-[AP BZ BK DP GM WH]-[ADJA ADJS ADJA-WM]-7050-[2L 3 P 4 4N7 HA ALL MS SENSORS DIMRF-LW DIMRF-LN L90 R90 MT TH LCF CE] | Outdoor Luminaires | Very High Output | Architectural Flood and Spot Luminaires | Standard | FALSE | [9 empty] | 42634 |  |  | Yes |  | 3.1 | 56051 | 111.9 | 501 | 2.19 | 1 | 5000 | 70
PYRW5BYB | Eaton (formerly Cooper Lighting) | Streetworks | GAN-AF-09-LED-[U 8 9]-5MQ-[AP BZ BK DP GM WH]-[ADJA ADJS ADJA-WM]-7050-[2L 3 P 4 4N7 HA ALL MS SENSORS DIMRF-LW DIMRF-LN L90 R90 MT TH LCF CE] | Outdoor Luminaires | Very High Output | Architectural Flood and Spot Luminaires | Standard | FALSE | [9 empty] | 42634 |  |  | Yes |  | 3.1 | 55902 | 111.6 | 501 | 2.19 | 1 | 5000 | 70
P32KYT6N | Eaton (formerly Cooper Lighting) | Mcgraw-Edison | GLEON-AF-09-LED-[E1 347 480]-5MQ-[AP BZ BK DP GM WH]-[ADJA ADJS ADJA-WM]-7050-[P PER7 R HA ALL MS LWR SENSORS L90 R90 MT TH LCF CE] | Outdoor Luminaires | Very High Output | Architectural Flood and Spot Luminaires | Standard | FALSE | [9 empty] | 42634 |  |  | Yes |  | 3.1 | 55902 | 111.6 | 501 | 2.19 | 1 | 5000 | 70
PR9ECGFH | Eaton (formerly Cooper Lighting) | Streetworks | GAN-AF-09-LED-[U 8 9]-T2R-[AP BZ BK DP GM WH]-[ADJA ADJS ADJA-WM]-7050-[2L 3 P 4 4N7 HA ALL MS SENSORS DIMRF-LW DIMRF-LN L90 R90 MT TH LCF CE] | Outdoor Luminaires | Very High Output | Architectural Flood and Spot Luminaires | Standard | FALSE | [9 empty] | 42634 |  |  | Yes |  | 3.1 | 55439 | 110.7 | 501 | 2.19 | 1 | 5000 | 70
P2UZEN2P | Eaton (formerly Cooper Lighting) | Mcgraw-Edison | GLEON-AF-09-LED-[E1 347 480]-T2R-[AP BZ BK DP GM WH]-[ADJA ADJS ADJA-WM]-7050-[P PER7 R HA ALL MS LWR SENSORS L90 R90 MT TH LCF CE] | Outdoor Luminaires | Very High Output | Architectural Flood and Spot Luminaires | Standard | FALSE | [9 empty] | 42634 |  |  | Yes |  | 3.1 | 55439 | 110.7 | 501 | 2.19 | 1 | 5000 | 70
PX3U2JHP | Eaton (formerly Cooper Lighting) | Mcgraw-Edison | GLEON-AF-09-LED-[E1 347 480]-5NQ-[AP BZ BK DP GM WH]-[ADJA ADJS ADJA-WM]-7050-[P PER7 R HA ALL MS LWR SENSORS L90 R90 MT TH LCF CE] | Outdoor Luminaires | Very High Output | Architectural Flood and Spot Luminaires | Standard | FALSE | [9 empty] | 42634 |  |  | Yes |  | 3.1 | 54891 | 109.6 | 501 | 2.19 | 1 | 5000 | 70
PVER2R66 | Eaton (formerly Cooper Lighting) | Streetworks | GAN-AF-09-LED-[U 8 9]-5NQ-[AP BZ BK DP GM WH]-[ADJA ADJS ADJA-WM]-7050-[2L 3 P 4 4N7 HA ALL MS SENSORS DIMRF-LW DIMRF-LN L90 R90 MT TH LCF CE] | Outdoor Luminaires | Very High Output | Architectural Flood and Spot Luminaires | Standard | FALSE | [9 empty] | 42634 |  |  | Yes |  | 3.1 | 54891 | 109.6 | 501 | 2.19 | 1 | 5000 | 70
PYB78W6Q | Eaton (formerly Cooper Lighting) | Streetworks | GAN-AF-09-LED-[U 8 9]-AFL-[AP BZ BK DP GM WH]-[ADJA ADJS ADJA-WM]-7050-[2L 3 P 4 4N7 HA ALL MS SENSORS DIMRF-LW DIMRF-LN L90 R90 MT TH LCF CE] | Outdoor Luminaires | Very High Output | Architectural Flood and Spot Luminaires | Standard | FALSE | [9 empty] | 42634 |  |  | Yes |  | 3.1 | 54593 | 109 | 501 | 2.19 | 1 | 5000 | 70
P84MFAQM | Eaton (formerly Cooper Lighting) | Mcgraw-Edison | GLEON-AF-09-LED-[E1 347 480]-AFL-[AP BZ BK DP GM WH]-[ADJA ADJS ADJA-WM]-7050-[P PER7 R HA ALL MS LWR SENSORS L90 R90 MT TH LCF CE] | Outdoor Luminaires | Very High Output | Architectural Flood and Spot Luminaires | Standard | FALSE | [9 empty] | 42634 |  |  | Yes |  | 3.1 | 54593 | 109 | 501 | 2.19 | 1 | 5000 | 70
PRY9Z33R | Eaton (formerly Cooper Lighting) | Mcgraw-Edison | GLEON-AF-09-LED-[E1 347 480]-T3R-[AP BZ BK DP GM WH]-[ADJA ADJS ADJA-WM]-7050-[P PER7 R HA ALL MS LWR SENSORS L90 R90 MT TH LCF CE] | Outdoor Luminaires | Very High Output | Architectural Flood and Spot Luminaires | Standard | FALSE | [9 empty] | 42634 |  |  | Yes |  | 3.1 | 54409 | 108.6 | 501 | 2.19 | 1 | 5000 | 70
P67232FV | Eaton (formerly Cooper Lighting) | Streetworks | GAN-AF-09-LED-[U 8 9]-T3R-[AP BZ BK DP GM WH]-[ADJA ADJS ADJA-WM]-7050-[2L 3 P 4 4N7 HA ALL MS SENSORS DIMRF-LW DIMRF-LN L90 R90 MT TH LCF CE] | Outdoor Luminaires | Very High Output | Architectural Flood and Spot Luminaires | Standard | FALSE | [9 empty] | 42634 |  |  | Yes |  | 3.1 | 54409 | 108.6 | 501 | 2.19 | 1 | 5000 | 70
PNTE7DXE | Eaton (formerly Cooper Lighting) | Mcgraw-Edison | GLEON-AF-09-LED-[E1 347 480]-RW-[AP BZ BK DP GM WH]-[ADJA ADJS ADJA-WM]-7050-[P PER7 R HA ALL MS LWR SENSORS L90 R90 MT TH LCF CE] | Outdoor Luminaires | Very High Output | Architectural Flood and Spot Luminaires | Standard | FALSE | [9 empty] | 42634 |  |  | Yes |  | 3.1 | 54396 | 108.6 | 501 | 2.19 | 1 | 5000 | 70
PA4W78AV | Eaton (formerly Cooper Lighting) | Streetworks | GAN-AF-09-LED-[U 8 9]-RW-[AP BZ BK DP GM WH]-[ADJA ADJS ADJA-WM]-7050-[2L 3 P 4 4N7 HA ALL MS SENSORS DIMRF-LW DIMRF-LN L90 R90 MT TH LCF CE] | Outdoor Luminaires | Very High Output | Architectural Flood and Spot Luminaires | Standard | FALSE | [9 empty] | 42634 |  |  | Yes |  | 3.1 | 54396 | 108.6 | 501 | 2.19 | 1 | 5000 | 70
PFM3UAT6 | Eaton (formerly Cooper Lighting) | Mcgraw-Edison | GLEON-AF-09-LED-[E1 347 480]-T4FT-[AP BZ BK DP GM WH]-[ADJA ADJS ADJA-WM]-7050-[P PER7 R HA ALL MS LWR SENSORS L90 R90 MT TH LCF CE] | Outdoor Luminaires | Very High Output | Architectural Flood and Spot Luminaires | Standard | FALSE | [9 empty] | 42634 |  |  | Yes |  | 3.1 | 53534 | 106.9 | 501 | 2.19 | 1 | 5000 | 70
P1H5RZYF | Eaton (formerly Cooper Lighting) | Streetworks | GAN-AF-09-LED-[U 8 9]-T4FT-[AP BZ BK DP GM WH]-[ADJA ADJS ADJA-WM]-7050-[2L 3 P 4 4N7 HA ALL MS SENSORS DIMRF-LW DIMRF-LN L90 R90 MT TH LCF CE] | Outdoor Luminaires | Very High Output | Architectural Flood and Spot Luminaires | Standard | FALSE | [9 empty] | 42634 |  |  | Yes |  | 3.1 | 53534 | 106.9 | 501 | 2.19 | 1 | 5000 | 70
P56JPB2U | Eaton (formerly Cooper Lighting) | Streetworks | GAN-AF-09-LED-[U 8 9]-T3-[AP BZ BK DP GM WH]-[ADJA ADJS ADJA-WM]-7050-[2L 3 P 4 4N7 HA ALL MS SENSORS DIMRF-LW DIMRF-LN L90 R90 MT TH LCF CE] | Outdoor Luminaires | Very High Output | Architectural Flood and Spot Luminaires | Standard | FALSE | [9 empty] | 42634 |  |  | Yes |  | 3.1 | 53225 | 106.2 | 501 | 2.19 | 1 | 5000 | 70
P1PPEJ44 | Eaton (formerly Cooper Lighting) | Mcgraw-Edison | GLEON-AF-09-LED-[E1 347 480]-T3-[AP BZ BK DP GM WH]-[ADJA ADJS ADJA-WM]-7050-[P PER7 R HA ALL MS LWR SENSORS L90 R90 MT TH LCF CE] | Outdoor Luminaires | Very High Output | Architectural Flood and Spot Luminaires | Standard | FALSE | [9 empty] | 42634 |  |  | Yes |  | 3.1 | 53225 | 106.2 | 501 | 2.19 | 1 | 5000 | 70
P8PCD5V4 | Eaton (formerly Cooper Lighting) | Streetworks | GAN-AF-09-LED-[U 8 9]-SL3-[AP BZ BK DP GM WH]-[ADJA ADJS ADJA-WM]-7050-[2L 3 P 4 4N7 HA ALL MS SENSORS DIMRF-LW DIMRF-LN L90 R90 MT TH LCF CE] | Outdoor Luminaires | Very High Output | Architectural Flood and Spot Luminaires | Standard | FALSE | [9 empty] | 42634 |  |  | Yes |  | 3.1 | 53218 | 106.2 | 501 | 2.19 | 1 | 5000 | 70
P7K6TBAT | Eaton (formerly Cooper Lighting) | Mcgraw-Edison | GLEON-AF-09-LED-[E1 347 480]-SL3-[AP BZ BK DP GM WH]-[ADJA ADJS ADJA-WM]-7050-[P PER7 R HA ALL MS LWR SENSORS L90 R90 MT TH LCF CE] | Outdoor Luminaires | Very High Output | Architectural Flood and Spot Luminaires | Standard | FALSE | [9 empty] | 42634 |  |  | Yes |  | 3.1 | 53218 | 106.2 | 501 | 2.19 | 1 | 5000 | 70
PTJ9VS27 | Eaton (formerly Cooper Lighting) | Mcgraw-Edison | GLEON-AF-09-LED-[E1 347 480]-T4W-[AP BZ BK DP GM WH]-[ADJA ADJS ADJA-WM]-7050-[P PER7 R HA ALL MS LWR SENSORS L90 R90 MT TH LCF CE] | Outdoor Luminaires | Very High Output | Architectural Flood and Spot Luminaires | Standard | FALSE | [9 empty] | 42634 |  |  | Yes |  | 3.1 | 52843 | 105.5 | 501 | 2.19 | 1 | 5000 | 70
P9BTQCMW | Eaton (formerly Cooper Lighting) | Streetworks | GAN-AF-09-LED-[U 8 9]-T4W-[AP BZ BK DP GM WH]-[ADJA ADJS ADJA-WM]-7050-[2L 3 P 4 4N7 HA ALL MS SENSORS DIMRF-LW DIMRF-LN L90 R90 MT TH LCF CE] | Outdoor Luminaires | Very High Output | Architectural Flood and Spot Luminaires | Standard | FALSE | [9 empty] | 42634 |  |  | Yes |  | 3.1 | 52843 | 105.5 | 501 | 2.19 | 1 | 5000 | 70
PE6AJAFK | Eaton (formerly Cooper Lighting) | Mcgraw-Edison | GLEON-AF-09-LED-[E1 347 480]-T2-[AP BZ BK DP GM WH]-[ADJA ADJS ADJA-WM]-7050-[P PER7 R HA ALL MS LWR SENSORS L90 R90 MT TH LCF CE] | Outdoor Luminaires | Very High Output | Architectural Flood and Spot Luminaires | Standard | FALSE | [9 empty] | 42634 |  |  | Yes |  | 3.1 | 52221 | 104.2 | 501 | 2.19 | 1 | 5000 | 70
P2XYWS6E | Eaton (formerly Cooper Lighting) | Streetworks | GAN-AF-09-LED-[U 8 9]-T2-[AP BZ BK DP GM WH]-[ADJA ADJS ADJA-WM]-7050-[2L 3 P 4 4N7 HA ALL MS SENSORS DIMRF-LW DIMRF-LN L90 R90 MT TH LCF CE] | Outdoor Luminaires | Very High Output | Architectural Flood and Spot Luminaires | Standard | FALSE | [9 empty] | 42634 |  |  | Yes |  | 3.1 | 52221 | 104.2 | 501 | 2.19 | 1 | 5000 | 70
PQSS5AYR | Eaton (formerly Cooper Lighting) | Mcgraw-Edison | GLEON-AF-09-LED-[E1 347 480]-SL2-[AP BZ BK DP GM WH]-[ADJA ADJS ADJA-WM]-7050-[P PER7 R HA ALL MS LWR SENSORS L90 R90 MT TH LCF CE] | Outdoor Luminaires | Very High Output | Architectural Flood and Spot Luminaires | Standard | FALSE | [9 empty] | 42634 |  |  | Yes |  | 3.1 | 52130 | 104.1 | 501 | 2.19 | 1 | 5000 | 70
PM2TQUS5 | Eaton (formerly Cooper Lighting) | Streetworks | GAN-AF-09-LED-[U 8 9]-SL2-[AP BZ BK DP GM WH]-[ADJA ADJS ADJA-WM]-7050-[2L 3 P 4 4N7 HA ALL MS SENSORS DIMRF-LW DIMRF-LN L90 R90 MT TH LCF CE] | Outdoor Luminaires | Very High Output | Architectural Flood and Spot Luminaires | Standard | FALSE | [9 empty] | 42634 |  |  | Yes |  | 3.1 | 52130 | 104.1 | 501 | 2.19 | 1 | 5000 | 70
PTRB35EE | Eaton (formerly Cooper Lighting) | Streetworks | GAN-AF-09-LED-U-SL4-[AP BZ BK DP GM WH]-[ADJA ADJS ADJA-WM]-7050-[2L 3 P 4 4N7 HA ALL MS SENSORS DIMRF-LW DIMRF-LN L90 R90 MT TH LCF CE] | Outdoor Luminaires | Very High Output | Architectural Flood and Spot Luminaires | Standard | FALSE | [9 empty] | 42634 |  |  | Yes |  | 3.1 | 50566 | 100.9 | 501 | 2.19 | 1 | 5000 | 70
P1RYT2T5 | Eaton (formerly Cooper Lighting) | Mcgraw-Edison | GLEON-AF-09-LED-E1-SL4-[AP BZ BK DP GM WH]-[ADJA ADJS ADJA-WM]-7050-[P PER7 R HA ALL MS LWR SENSORS L90 R90 MT TH LCF CE] | Outdoor Luminaires | Very High Output | Architectural Flood and Spot Luminaires | Standard | FALSE | [9 empty] | 42634 |  |  | Yes |  | 3.1 | 50566 | 100.9 | 501 | 2.19 | 1 | 5000 | 70
PQ3D9PJ2 | Eaton (formerly Cooper Lighting) | Mcgraw-Edison | GLEON-AF-08-LED-[E1 347 480]-5WQ-[AP BZ BK DP GM WH]-[ADJA ADJS ADJA-WM]-7050-[P PER7 R HA ALL MS LWR SENSORS L90 R90 MT TH LCF CE] | Outdoor Luminaires | Very High Output | Architectural Flood and Spot Luminaires | Standard | FALSE | [9 empty] | 42634 |  |  | Yes |  | 3.1 | 50248 | 112.9 | 445 | 2.19 | 1 | 5000 | 70
PGQNBBX8 | Eaton (formerly Cooper Lighting) | Streetworks | GAN-AF-08-LED-[U 8 9]-5WQ-[AP BZ BK DP GM WH]-[ADJA ADJS ADJA-WM]-7050-[2L 3 P 4 4N7 HA ALL MS SENSORS DIMRF-LW DIMRF-LN L90 R90 MT TH LCF CE] | Outdoor Luminaires | Very High Output | Architectural Flood and Spot Luminaires | Standard | FALSE | [9 empty] | 42634 |  |  | Yes |  | 3.1 | 50248 | 112.9 | 445 | 2.19 | 1 | 5000 | 70
PREERM8C | Eaton (formerly Cooper Lighting) | Streetworks | GAN-AF-08-LED-[U 8 9]-5MQ-[AP BZ BK DP GM WH]-[ADJA ADJS ADJA-WM]-7050-[2L 3 P 4 4N7 HA ALL MS SENSORS DIMRF-LW DIMRF-LN L90 R90 MT TH LCF CE] | Outdoor Luminaires | Very High Output | Architectural Flood and Spot Luminaires | Standard | FALSE | [9 empty] | 42634 |  |  | Yes |  | 3.1 | 50114 | 112.6 | 445 | 2.19 | 1 | 5000 | 70
PR62HTAY | Eaton (formerly Cooper Lighting) | Mcgraw-Edison | GLEON-AF-08-LED-[E1 347 480]-5MQ-[AP BZ BK DP GM WH]-[ADJA ADJS ADJA-WM]-7050-[P PER7 R HA ALL MS LWR SENSORS L90 R90 MT TH LCF CE] | Outdoor Luminaires | Very High Output | Architectural Flood and Spot Luminaires | Standard | FALSE | [9 empty] | 42634 |  |  | Yes |  | 3.1 | 50114 | 112.6 | 445 | 2.19 | 1 | 5000 | 70
PCW4DCWT | Eaton (formerly Cooper Lighting) | Streetworks | GAN-AF-08-LED-[U 8 9]-T2R-[AP BZ BK DP GM WH]-[ADJA ADJS ADJA-WM]-7050-[2L 3 P 4 4N7 HA ALL MS SENSORS DIMRF-LW DIMRF-LN L90 R90 MT TH LCF CE] | Outdoor Luminaires | Very High Output | Architectural Flood and Spot Luminaires | Standard | FALSE | [9 empty] | 42634 |  |  | Yes |  | 3.1 | 49699 | 111.7 | 445 | 2.19 | 1 | 5000 | 70
PCBWKKX6 | Eaton (formerly Cooper Lighting) | Mcgraw-Edison | GLEON-AF-08-LED-[E1 347 480]-T2R-[AP BZ BK DP GM WH]-[ADJA ADJS ADJA-WM]-7050-[P PER7 R HA ALL MS LWR SENSORS L90 R90 MT TH LCF CE] | Outdoor Luminaires | Very High Output | Architectural Flood and Spot Luminaires | Standard | FALSE | [9 empty] | 42634 |  |  | Yes |  | 3.1 | 49699 | 111.7 | 445 | 2.19 | 1 | 5000 | 70
PYW49YC8 | Eaton (formerly Cooper Lighting) | Mcgraw-Edison | GLEON-AF-08-LED-[E1 347 480]-5NQ-[AP BZ BK DP GM WH]-[ADJA ADJS ADJA-WM]-7050-[P PER7 R HA ALL MS LWR SENSORS L90 R90 MT TH LCF CE] | Outdoor Luminaires | Very High Output | Architectural Flood and Spot Luminaires | Standard | FALSE | [9 empty] | 42634 |  |  | Yes |  | 3.1 | 49208 | 110.6 | 445 | 2.19 | 1 | 5000 | 70
PDGP4NN2 | Eaton (formerly Cooper Lighting) | Streetworks | GAN-AF-08-LED-[U 8 9]-5NQ-[AP BZ BK DP GM WH]-[ADJA ADJS ADJA-WM]-7050-[2L 3 P 4 4N7 HA ALL MS SENSORS DIMRF-LW DIMRF-LN L90 R90 MT TH LCF CE] | Outdoor Luminaires | Very High Output | Architectural Flood and Spot Luminaires | Standard | FALSE | [9 empty] | 42634 |  |  | Yes |  | 3.1 | 49208 | 110.6 | 445 | 2.19 | 1 | 5000 | 70
PSNK9HRG | Eaton (formerly Cooper Lighting) | Mcgraw-Edison | GLEON-AF-08-LED-[E1 347 480]-AFL-[AP BZ BK DP GM WH]-[ADJA ADJS ADJA-WM]-7050-[P PER7 R HA ALL MS LWR SENSORS L90 R90 MT TH LCF CE] | Outdoor Luminaires | Very High Output | Architectural Flood and Spot Luminaires | Standard | FALSE | [9 empty] | 42634 |  |  | Yes |  | 3.1 | 48942 | 110 | 445 | 2.19 | 1 | 5000 | 70
PBGFESYW | Eaton (formerly Cooper Lighting) | Streetworks | GAN-AF-08-LED-[U 8 9]-AFL-[AP BZ BK DP GM WH]-[ADJA ADJS ADJA-WM]-7050-[2L 3 P 4 4N7 HA ALL MS SENSORS DIMRF-LW DIMRF-LN L90 R90 MT TH LCF CE] | Outdoor Luminaires | Very High Output | Architectural Flood and Spot Luminaires | Standard | FALSE | [9 empty] | 42634 |  |  | Yes |  | 3.1 | 48942 | 110 | 445 | 2.19 | 1 | 5000 | 70
PR5XDEWF | Eaton (formerly Cooper Lighting) | Streetworks | GAN-AF-08-LED-[U 8 9]-T3R-[AP BZ BK DP GM WH]-[ADJA ADJS ADJA-WM]-7050-[2L 3 P 4 4N7 HA ALL MS SENSORS DIMRF-LW DIMRF-LN L90 R90 MT TH LCF CE] | Outdoor Luminaires | Very High Output | Architectural Flood and Spot Luminaires | Standard | FALSE | [9 empty] | 42634 |  |  | Yes |  | 3.1 | 48776 | 109.6 | 445 | 2.19 | 1 | 5000 | 70
PPUN6VA7 | Eaton (formerly Cooper Lighting) | Mcgraw-Edison | GLEON-AF-08-LED-[E1 347 480]-T3R-[AP BZ BK DP GM WH]-[ADJA ADJS ADJA-WM]-7050-[P PER7 R HA ALL MS LWR SENSORS L90 R90 MT TH LCF CE] | Outdoor Luminaires | Very High Output | Architectural Flood and Spot Luminaires | Standard | FALSE | [9 empty] | 42634 |  |  | Yes |  | 3.1 | 48776 | 109.6 | 445 | 2.19 | 1 | 5000 | 70
PV1HGEZ1 | Eaton (formerly Cooper Lighting) | Mcgraw-Edison | GLEON-AF-08-LED-[E1 347 480]-RW-[AP BZ BK DP GM WH]-[ADJA ADJS ADJA-WM]-7050-[P PER7 R HA ALL MS LWR SENSORS L90 R90 MT TH LCF CE] | Outdoor Luminaires | Very High Output | Architectural Flood and Spot Luminaires | Standard | FALSE | [9 empty] | 42634 |  |  | Yes |  | 3.1 | 48764 | 109.6 | 445 | 2.19 | 1 | 5000 | 70
PGQGBB2X | Eaton (formerly Cooper Lighting) | Streetworks | GAN-AF-08-LED-[U 8 9]-RW-[AP BZ BK DP GM WH]-[ADJA ADJS ADJA-WM]-7050-[2L 3 P 4 4N7 HA ALL MS SENSORS DIMRF-LW DIMRF-LN L90 R90 MT TH LCF CE] | Outdoor Luminaires | Very High Output | Architectural Flood and Spot Luminaires | Standard | FALSE | [9 empty] | 42634 |  |  | Yes |  | 3.1 | 48764 | 109.6 | 445 | 2.19 | 1 | 5000 | 70
PPPJQYWA | Eaton (formerly Cooper Lighting) | Streetworks | GAN-AF-08-LED-[U 8 9]-T4FT-[AP BZ BK DP GM WH]-[ADJA ADJS ADJA-WM]-7050-[2L 3 P 4 4N7 HA ALL MS SENSORS DIMRF-LW DIMRF-LN L90 R90 MT TH LCF CE] | Outdoor Luminaires | Very High Output | Architectural Flood and Spot Luminaires | Standard | FALSE | [9 empty] | 42634 |  |  | Yes |  | 3.1 | 47992 | 107.8 | 445 | 2.19 | 1 | 5000 | 70
PPDV5JNM | Eaton (formerly Cooper Lighting) | Mcgraw-Edison | GLEON-AF-08-LED-[E1 347 480]-T4FT-[AP BZ BK DP GM WH]-[ADJA ADJS ADJA-WM]-7050-[P PER7 R HA ALL MS LWR SENSORS L90 R90 MT TH LCF CE] | Outdoor Luminaires | Very High Output | Architectural Flood and Spot Luminaires | Standard | FALSE | [9 empty] | 42634 |  |  | Yes |  | 3.1 | 47992 | 107.8 | 445 | 2.19 | 1 | 5000 | 70
PMJVSAHB | Eaton (formerly Cooper Lighting) | Streetworks | GAN-AF-08-LED-[U 8 9]-T3-[AP BZ BK DP GM WH]-[ADJA ADJS ADJA-WM]-7050-[2L 3 P 4 4N7 HA ALL MS SENSORS DIMRF-LW DIMRF-LN L90 R90 MT TH LCF CE] | Outdoor Luminaires | Very High Output | Architectural Flood and Spot Luminaires | Standard | FALSE | [9 empty] | 42634 |  |  | Yes |  | 3.1 | 47715 | 107.2 | 445 | 2.19 | 1 | 5000 | 70
P6XC7ZPF | Eaton (formerly Cooper Lighting) | Mcgraw-Edison | GLEON-AF-08-LED-[E1 347 480]-T3-[AP BZ BK DP GM WH]-[ADJA ADJS ADJA-WM]-7050-[P PER7 R HA ALL MS LWR SENSORS L90 R90 MT TH LCF CE] | Outdoor Luminaires | Very High Output | Architectural Flood and Spot Luminaires | Standard | FALSE | [9 empty] | 42634 |  |  | Yes |  | 3.1 | 47715 | 107.2 | 445 | 2.19 | 1 | 5000 | 70
PVZ7MBQ6 | Eaton (formerly Cooper Lighting) | Mcgraw-Edison | GLEON-AF-08-LED-[E1 347 480]-SL3-[AP BZ BK DP GM WH]-[ADJA ADJS ADJA-WM]-7050-[P PER7 R HA ALL MS LWR SENSORS L90 R90 MT TH LCF CE] | Outdoor Luminaires | Very High Output | Architectural Flood and Spot Luminaires | Standard | FALSE | [9 empty] | 42634 |  |  | Yes |  | 3.1 | 47708 | 107.2 | 445 | 2.19 | 1 | 5000 | 70
PCS9Q76A | Eaton (formerly Cooper Lighting) | Streetworks | GAN-AF-08-LED-[U 8 9]-SL3-[AP BZ BK DP GM WH]-[ADJA ADJS ADJA-WM]-7050-[2L 3 P 4 4N7 HA ALL MS SENSORS DIMRF-LW DIMRF-LN L90 R90 MT TH LCF CE] | Outdoor Luminaires | Very High Output | Architectural Flood and Spot Luminaires | Standard | FALSE | [9 empty] | 42634 |  |  | Yes |  | 3.1 | 47708 | 107.2 | 445 | 2.19 | 1 | 5000 | 70
PARJV8BX | Eaton (formerly Cooper Lighting) | Mcgraw-Edison | GLEON-AF-08-LED-[E1 347 480]-T4W-[AP BZ BK DP GM WH]-[ADJA ADJS ADJA-WM]-7050-[P PER7 R HA ALL MS LWR SENSORS L90 R90 MT TH LCF CE] | Outdoor Luminaires | Very High Output | Architectural Flood and Spot Luminaires | Standard | FALSE | [9 empty] | 42634 |  |  | Yes |  | 3.1 | 47372 | 106.5 | 445 | 2.19 | 1 | 5000 | 70
P9S97P68 | Eaton (formerly Cooper Lighting) | Streetworks | GAN-AF-08-LED-[U 8 9]-T4W-[AP BZ BK DP GM WH]-[ADJA ADJS ADJA-WM]-7050-[2L 3 P 4 4N7 HA ALL MS SENSORS DIMRF-LW DIMRF-LN L90 R90 MT TH LCF CE] | Outdoor Luminaires | Very High Output | Architectural Flood and Spot Luminaires | Standard | FALSE | [9 empty] | 42634 |  |  | Yes |  | 3.1 | 47372 | 106.5 | 445 | 2.19 | 1 | 5000 | 70
PKDD2J1E | Eaton (formerly Cooper Lighting) | Mcgraw-Edison | GLEON-AF-08-LED-[E1 347 480]-T2-[AP BZ BK DP GM WH]-[ADJA ADJS ADJA-WM]-7050-[P PER7 R HA ALL MS LWR SENSORS L90 R90 MT TH LCF CE] | Outdoor Luminaires | Very High Output | Architectural Flood and Spot Luminaires | Standard | FALSE | [9 empty] | 42634 |  |  | Yes |  | 3.1 | 46814 | 105.2 | 445 | 2.19 | 1 | 5000 | 70
PAZNTSG3 | Eaton (formerly Cooper Lighting) | Streetworks | GAN-AF-08-LED-[U 8 9]-T2-[AP BZ BK DP GM WH]-[ADJA ADJS ADJA-WM]-7050-[2L 3 P 4 4N7 HA ALL MS SENSORS DIMRF-LW DIMRF-LN L90 R90 MT TH LCF CE] | Outdoor Luminaires | Very High Output | Architectural Flood and Spot Luminaires | Standard | FALSE | [9 empty] | 42634 |  |  | Yes |  | 3.1 | 46814 | 105.2 | 445 | 2.19 | 1 | 5000 | 70
PV9FZQ35 | Eaton (formerly Cooper Lighting) | Mcgraw-Edison | GLEON-AF-08-LED-[E1 347 480]-SL2-[AP BZ BK DP GM WH]-[ADJA ADJS ADJA-WM]-7050-[P PER7 R HA ALL MS LWR SENSORS L90 R90 MT TH LCF CE] | Outdoor Luminaires | Very High Output | Architectural Flood and Spot Luminaires | Standard | FALSE | [9 empty] | 42634 |  |  | Yes |  | 3.1 | 46734 | 105 | 445 | 2.19 | 1 | 5000 | 70
PB4ZB14B | Eaton (formerly Cooper Lighting) | Streetworks | GAN-AF-08-LED-[U 8 9]-SL2-[AP BZ BK DP GM WH]-[ADJA ADJS ADJA-WM]-7050-[2L 3 P 4 4N7 HA ALL MS SENSORS DIMRF-LW DIMRF-LN L90 R90 MT TH LCF CE] | Outdoor Luminaires | Very High Output | Architectural Flood and Spot Luminaires | Standard | FALSE | [9 empty] | 42634 |  |  | Yes |  | 3.1 | 46734 | 105 | 445 | 2.19 | 1 | 5000 | 70
PW2UMS7P | Eaton (formerly Cooper Lighting) | Mcgraw-Edison | GLEON-AF-08-LED-E1-SL4-[AP BZ BK DP GM WH]-[ADJA ADJS ADJA-WM]-7050-[P PER7 R HA ALL MS LWR SENSORS L90 R90 MT TH LCF CE] | Outdoor Luminaires | Very High Output | Architectural Flood and Spot Luminaires | Standard | FALSE | [9 empty] | 42634 |  |  | Yes |  | 3.1 | 45330 | 101.9 | 445 | 2.19 | 1 | 5000 | 70
PENE5XZA | Eaton (formerly Cooper Lighting) | Streetworks | GAN-AF-08-LED-U-SL4-[AP BZ BK DP GM WH]-[ADJA ADJS ADJA-WM]-7050-[2L 3 P 4 4N7 HA ALL MS SENSORS DIMRF-LW DIMRF-LN L90 R90 MT TH LCF CE] | Outdoor Luminaires | Very High Output | Architectural Flood and Spot Luminaires | Standard | FALSE | [9 empty] | 42634 |  |  | Yes |  | 3.1 | 45330 | 101.9 | 445 | 2.19 | 1 | 5000 | 70
PXFEC4ZG | Eaton (formerly Cooper Lighting) | Mcgraw-Edison | GLEON-AF-07-LED-[E1 347 480]-5WQ-[AP BZ BK DP GM WH]-[ADJA ADJS ADJA-WM]-7050-[P PER7 R HA ALL MS LWR SENSORS L90 R90 MT TH LCF CE] | Outdoor Luminaires | Very High Output | Architectural Flood and Spot Luminaires | Standard | FALSE | [9 empty] | 42634 |  |  | Yes |  | 3.1 | 44347 | 113.4 | 391 | 2.19 | 1 | 5000 | 70
PC251N24 | Eaton (formerly Cooper Lighting) | Streetworks | GAN-AF-07-LED-[U 8 9]-5WQ-[AP BZ BK DP GM WH]-[ADJA ADJS ADJA-WM]-7050-[2L 3 P 4 4N7 HA ALL MS SENSORS DIMRF-LW DIMRF-LN L90 R90 MT TH LCF CE] | Outdoor Luminaires | Very High Output | Architectural Flood and Spot Luminaires | Standard | FALSE | [9 empty] | 42634 |  |  | Yes |  | 3.1 | 44347 | 113.4 | 391 | 2.19 | 1 | 5000 | 70
PTY6YKKS | Eaton (formerly Cooper Lighting) | Mcgraw-Edison | GLEON-AF-07-LED-[E1 347 480]-5MQ-[AP BZ BK DP GM WH]-[ADJA ADJS ADJA-WM]-7050-[P PER7 R HA ALL MS LWR SENSORS L90 R90 MT TH LCF CE] | Outdoor Luminaires | Very High Output | Architectural Flood and Spot Luminaires | Standard | FALSE | [9 empty] | 42634 |  |  | Yes |  | 3.1 | 44228 | 113.1 | 391 | 2.19 | 1 | 5000 | 70
PKVGCK7H | Eaton (formerly Cooper Lighting) | Streetworks | GAN-AF-07-LED-[U 8 9]-5MQ-[AP BZ BK DP GM WH]-[ADJA ADJS ADJA-WM]-7050-[2L 3 P 4 4N7 HA ALL MS SENSORS DIMRF-LW DIMRF-LN L90 R90 MT TH LCF CE] | Outdoor Luminaires | Very High Output | Architectural Flood and Spot Luminaires | Standard | FALSE | [9 empty] | 42634 |  |  | Yes |  | 3.1 | 44228 | 113.1 | 391 | 2.19 | 1 | 5000 | 70
PUC1MGC2 | Eaton (formerly Cooper Lighting) | Mcgraw-Edison | GLEON-AF-07-LED-[E1 347 480]-T2R-[AP BZ BK DP GM WH]-[ADJA ADJS ADJA-WM]-7050-[P PER7 R HA ALL MS LWR SENSORS L90 R90 MT TH LCF CE] | Outdoor Luminaires | Very High Output | Architectural Flood and Spot Luminaires | Standard | FALSE | [9 empty] | 42634 |  |  | Yes |  | 3.1 | 43863 | 112.2 | 391 | 2.19 | 1 | 5000 | 70
PBZF25JM | Eaton (formerly Cooper Lighting) | Streetworks | GAN-AF-07-LED-[U 8 9]-T2R-[AP BZ BK DP GM WH]-[ADJA ADJS ADJA-WM]-7050-[2L 3 P 4 4N7 HA ALL MS SENSORS DIMRF-LW DIMRF-LN L90 R90 MT TH LCF CE] | Outdoor Luminaires | Very High Output | Architectural Flood and Spot Luminaires | Standard | FALSE | [9 empty] | 42634 |  |  | Yes |  | 3.1 | 43863 | 112.2 | 391 | 2.19 | 1 | 5000 | 70
PHPYUKHU | Eaton (formerly Cooper Lighting) | Mcgraw-Edison | GLEON-AF-07-LED-[E1 347 480]-5NQ-[AP BZ BK DP GM WH]-[ADJA ADJS ADJA-WM]-7050-[P PER7 R HA ALL MS LWR SENSORS L90 R90 MT TH LCF CE] | Outdoor Luminaires | Very High Output | Architectural Flood and Spot Luminaires | Standard | FALSE | [9 empty] | 42634 |  |  | Yes |  | 3.1 | 43429 | 111.1 | 391 | 2.19 | 1 | 5000 | 70
P3FBHFWZ | Eaton (formerly Cooper Lighting) | Streetworks | GAN-AF-07-LED-[U 8 9]-5NQ-[AP BZ BK DP GM WH]-[ADJA ADJS ADJA-WM]-7050-[2L 3 P 4 4N7 HA ALL MS SENSORS DIMRF-LW DIMRF-LN L90 R90 MT TH LCF CE] | Outdoor Luminaires | Very High Output | Architectural Flood and Spot Luminaires | Standard | FALSE | [9 empty] | 42634 |  |  | Yes |  | 3.1 | 43429 | 111.1 | 391 | 2.19 | 1 | 5000 | 70
PXHXSHQA | Eaton (formerly Cooper Lighting) | Streetworks | GAN-AF-07-LED-[U 8 9]-AFL-[AP BZ BK DP GM WH]-[ADJA ADJS ADJA-WM]-7050-[2L 3 P 4 4N7 HA ALL MS SENSORS DIMRF-LW DIMRF-LN L90 R90 MT TH LCF CE] | Outdoor Luminaires | Very High Output | Architectural Flood and Spot Luminaires | Standard | FALSE | [9 empty] | 42634 |  |  | Yes |  | 3.1 | 43194 | 110.5 | 391 | 2.19 | 1 | 5000 | 70
PKZ4WTTT | Eaton (formerly Cooper Lighting) | Mcgraw-Edison | GLEON-AF-07-LED-[E1 347 480]-AFL-[AP BZ BK DP GM WH]-[ADJA ADJS ADJA-WM]-7050-[P PER7 R HA ALL MS LWR SENSORS L90 R90 MT TH LCF CE] | Outdoor Luminaires | Very High Output | Architectural Flood and Spot Luminaires | Standard | FALSE | [9 empty] | 42634 |  |  | Yes |  | 3.1 | 43194 | 110.5 | 391 | 2.19 | 1 | 5000 | 70
PX6VZTPT | Eaton (formerly Cooper Lighting) | Streetworks | GAN-AF-07-LED-[U 8 9]-T3R-[AP BZ BK DP GM WH]-[ADJA ADJS ADJA-WM]-7050-[2L 3 P 4 4N7 HA ALL MS SENSORS DIMRF-LW DIMRF-LN L90 R90 MT TH LCF CE] | Outdoor Luminaires | Very High Output | Architectural Flood and Spot Luminaires | Standard | FALSE | [9 empty] | 42634 |  |  | Yes |  | 3.1 | 43048 | 110.1 | 391 | 2.19 | 1 | 5000 | 70
P5BR3G6T | Eaton (formerly Cooper Lighting) | Mcgraw-Edison | GLEON-AF-07-LED-[E1 347 480]-T3R-[AP BZ BK DP GM WH]-[ADJA ADJS ADJA-WM]-7050-[P PER7 R HA ALL MS LWR SENSORS L90 R90 MT TH LCF CE] | Outdoor Luminaires | Very High Output | Architectural Flood and Spot Luminaires | Standard | FALSE | [9 empty] | 42634 |  |  | Yes |  | 3.1 | 43048 | 110.1 | 391 | 2.19 | 1 | 5000 | 70
PGNR1R1G | Eaton (formerly Cooper Lighting) | Streetworks | GAN-AF-07-LED-[U 8 9]-RW-[AP BZ BK DP GM WH]-[ADJA ADJS ADJA-WM]-7050-[2L 3 P 4 4N7 HA ALL MS SENSORS DIMRF-LW DIMRF-LN L90 R90 MT TH LCF CE] | Outdoor Luminaires | Very High Output | Architectural Flood and Spot Luminaires | Standard | FALSE | [9 empty] | 42634 |  |  | Yes |  | 3.1 | 43037 | 110.1 | 391 | 2.19 | 1 | 5000 | 70
P3E29C7H | Eaton (formerly Cooper Lighting) | Mcgraw-Edison | GLEON-AF-07-LED-[E1 347 480]-RW-[AP BZ BK DP GM WH]-[ADJA ADJS ADJA-WM]-7050-[P PER7 R HA ALL MS LWR SENSORS L90 R90 MT TH LCF CE] | Outdoor Luminaires | Very High Output | Architectural Flood and Spot Luminaires | Standard | FALSE | [9 empty] | 42634 |  |  | Yes |  | 3.1 | 43037 | 110.1 | 391 | 2.19 | 1 | 5000 | 70
PHV1VCZR | Eaton (formerly Cooper Lighting) | Streetworks | GAN-AF-07-LED-[U 8 9]-T4FT-[AP BZ BK DP GM WH]-[ADJA ADJS ADJA-WM]-7050-[2L 3 P 4 4N7 HA ALL MS SENSORS DIMRF-LW DIMRF-LN L90 R90 MT TH LCF CE] | Outdoor Luminaires | Very High Output | Architectural Flood and Spot Luminaires | Standard | FALSE | [9 empty] | 42634 |  |  | Yes |  | 3.1 | 42356 | 108.3 | 391 | 2.19 | 1 | 5000 | 70
P8EDEU13 | Eaton (formerly Cooper Lighting) | Mcgraw-Edison | GLEON-AF-07-LED-[E1 347 480]-T4FT-[AP BZ BK DP GM WH]-[ADJA ADJS ADJA-WM]-7050-[P PER7 R HA ALL MS LWR SENSORS L90 R90 MT TH LCF CE] | Outdoor Luminaires | Very High Output | Architectural Flood and Spot Luminaires | Standard | FALSE | [9 empty] | 42634 |  |  | Yes |  | 3.1 | 42356 | 108.3 | 391 | 2.19 | 1 | 5000 | 70
PSCZXBRS | Eaton (formerly Cooper Lighting) | Streetworks | GAN-AF-07-LED-[U 8 9]-T3-[AP BZ BK DP GM WH]-[ADJA ADJS ADJA-WM]-7050-[2L 3 P 4 4N7 HA ALL MS SENSORS DIMRF-LW DIMRF-LN L90 R90 MT TH LCF CE] | Outdoor Luminaires | Very High Output | Architectural Flood and Spot Luminaires | Standard | FALSE | [9 empty] | 42634 |  |  | Yes |  | 3.1 | 42111 | 107.7 | 391 | 2.19 | 1 | 5000 | 70
P19FXF1C | Eaton (formerly Cooper Lighting) | Mcgraw-Edison | GLEON-AF-07-LED-[E1 347 480]-T3-[AP BZ BK DP GM WH]-[ADJA ADJS ADJA-WM]-7050-[P PER7 R HA ALL MS LWR SENSORS L90 R90 MT TH LCF CE] | Outdoor Luminaires | Very High Output | Architectural Flood and Spot Luminaires | Standard | FALSE | [9 empty] | 42634 |  |  | Yes |  | 3.1 | 42111 | 107.7 | 391 | 2.19 | 1 | 5000 | 70
PCYUZKJ5 | Eaton (formerly Cooper Lighting) | Streetworks | GAN-AF-07-LED-[U 8 9]-SL3-[AP BZ BK DP GM WH]-[ADJA ADJS ADJA-WM]-7050-[2L 3 P 4 4N7 HA ALL MS SENSORS DIMRF-LW DIMRF-LN L90 R90 MT TH LCF CE] | Outdoor Luminaires | Very High Output | Architectural Flood and Spot Luminaires | Standard | FALSE | [9 empty] | 42634 |  |  | Yes |  | 3.1 | 42106 | 107.7 | 391 | 2.19 | 1 | 5000 | 70
P3DBA38F | Eaton (formerly Cooper Lighting) | Mcgraw-Edison | GLEON-AF-07-LED-[E1 347 480]-SL3-[AP BZ BK DP GM WH]-[ADJA ADJS ADJA-WM]-7050-[P PER7 R HA ALL MS LWR SENSORS L90 R90 MT TH LCF CE] | Outdoor Luminaires | Very High Output | Architectural Flood and Spot Luminaires | Standard | FALSE | [9 empty] | 42634 |  |  | Yes |  | 3.1 | 42106 | 107.7 | 391 | 2.19 | 1 | 5000 | 70
PN9711NX | Eaton (formerly Cooper Lighting) | Mcgraw-Edison | GLEON-AF-07-LED-[E1 347 480]-T4W-[AP BZ BK DP GM WH]-[ADJA ADJS ADJA-WM]-7050-[P PER7 R HA ALL MS LWR SENSORS L90 R90 MT TH LCF CE] | Outdoor Luminaires | Very High Output | Architectural Flood and Spot Luminaires | Standard | FALSE | [9 empty] | 42634 |  |  | Yes |  | 3.1 | 41809 | 106.9 | 391 | 2.19 | 1 | 5000 | 70
P9BXD285 | Eaton (formerly Cooper Lighting) | Streetworks | GAN-AF-07-LED-[U 8 9]-T4W-[AP BZ BK DP GM WH]-[ADJA ADJS ADJA-WM]-7050-[2L 3 P 4 4N7 HA ALL MS SENSORS DIMRF-LW DIMRF-LN L90 R90 MT TH LCF CE] | Outdoor Luminaires | Very High Output | Architectural Flood and Spot Luminaires | Standard | FALSE | [9 empty] | 42634 |  |  | Yes |  | 3.1 | 41809 | 106.9 | 391 | 2.19 | 1 | 5000 | 70
PNSZP771 | Eaton (formerly Cooper Lighting) | Streetworks | GAN-AF-07-LED-[U 8 9]-T2-[AP BZ BK DP GM WH]-[ADJA ADJS ADJA-WM]-7050-[2L 3 P 4 4N7 HA ALL MS SENSORS DIMRF-LW DIMRF-LN L90 R90 MT TH LCF CE] | Outdoor Luminaires | Very High Output | Architectural Flood and Spot Luminaires | Standard | FALSE | [9 empty] | 42634 |  |  | Yes |  | 3.1 | 41317 | 105.7 | 391 | 2.19 | 1 | 5000 | 70
PJJ185MA | Eaton (formerly Cooper Lighting) | Mcgraw-Edison | GLEON-AF-07-LED-[E1 347 480]-T2-[AP BZ BK DP GM WH]-[ADJA ADJS ADJA-WM]-7050-[P PER7 R HA ALL MS LWR SENSORS L90 R90 MT TH LCF CE] | Outdoor Luminaires | Very High Output | Architectural Flood and Spot Luminaires | Standard | FALSE | [9 empty] | 42634 |  |  | Yes |  | 3.1 | 41317 | 105.7 | 391 | 2.19 | 1 | 5000 | 70
PVU5ENNX | Eaton (formerly Cooper Lighting) | Mcgraw-Edison | GLEON-AF-07-LED-[E1 347 480]-SL2-[AP BZ BK DP GM WH]-[ADJA ADJS ADJA-WM]-7050-[P PER7 R HA ALL MS LWR SENSORS L90 R90 MT TH LCF CE] | Outdoor Luminaires | Very High Output | Architectural Flood and Spot Luminaires | Standard | FALSE | [9 empty] | 42634 |  |  | Yes |  | 3.1 | 41245 | 105.5 | 391 | 2.19 | 1 | 5000 | 70
PM49MPGH | Eaton (formerly Cooper Lighting) | Streetworks | GAN-AF-07-LED-[U 8 9]-SL2-[AP BZ BK DP GM WH]-[ADJA ADJS ADJA-WM]-7050-[2L 3 P 4 4N7 HA ALL MS SENSORS DIMRF-LW DIMRF-LN L90 R90 MT TH LCF CE] | Outdoor Luminaires | Very High Output | Architectural Flood and Spot Luminaires | Standard | FALSE | [9 empty] | 42634 |  |  | Yes |  | 3.1 | 41245 | 105.5 | 391 | 2.19 | 1 | 5000 | 70
PVDPYF55 | Eaton (formerly Cooper Lighting) | Mcgraw-Edison | GLEON-AF-07-LED-E1-SL4-[AP BZ BK DP GM WH]-[ADJA ADJS ADJA-WM]-7050-[P PER7 R HA ALL MS LWR SENSORS L90 R90 MT TH LCF CE] | Outdoor Luminaires | Very High Output | Architectural Flood and Spot Luminaires | Standard | FALSE | [9 empty] | 42634 |  |  | Yes |  | 3.1 | 40006 | 102.3 | 391 | 2.19 | 1 | 5000 | 70
PR53H737 | Eaton (formerly Cooper Lighting) | Streetworks | GAN-AF-07-LED-U-SL4-[AP BZ BK DP GM WH]-[ADJA ADJS ADJA-WM]-7050-[2L 3 P 4 4N7 HA ALL MS SENSORS DIMRF-LW DIMRF-LN L90 R90 MT TH LCF CE] | Outdoor Luminaires | Very High Output | Architectural Flood and Spot Luminaires | Standard | FALSE | [9 empty] | 42634 |  |  | Yes |  | 3.1 | 40006 | 102.3 | 391 | 2.19 | 1 | 5000 | 70
PAXPHM5B | Eaton (formerly Cooper Lighting) | Streetworks | GAN-AF-06-LED-[U 8 9]-5WQ-[AP BZ BK DP GM WH]-[ADJA ADJS ADJA-WM]-7050-[2L 3 P 4 4N7 HA ALL MS SENSORS DIMRF-LW DIMRF-LN L90 R90 MT TH LCF CE] | Outdoor Luminaires | Very High Output | Architectural Flood and Spot Luminaires | Standard | FALSE | [9 empty] | 42634 |  |  | Yes |  | 3.1 | 37499 | 112.6 | 333 | 2.19 | 1 | 5000 | 70
P396JW4X | Eaton (formerly Cooper Lighting) | Mcgraw-Edison | GLEON-AF-06-LED-[E1 347 480]-5WQ-[AP BZ BK DP GM WH]-[ADJA ADJS ADJA-WM]-7050-[P PER7 R HA ALL MS LWR SENSORS L90 R90 MT TH LCF CE] | Outdoor Luminaires | Very High Output | Architectural Flood and Spot Luminaires | Standard | FALSE | [9 empty] | 42634 |  |  | Yes |  | 3.1 | 37499 | 112.6 | 333 | 2.19 | 1 | 5000 | 70
PVUJHJ4Z | Eaton (formerly Cooper Lighting) | Streetworks | GAN-AF-06-LED-[U 8 9]-5MQ-[AP BZ BK DP GM WH]-[ADJA ADJS ADJA-WM]-7050-[2L 3 P 4 4N7 HA ALL MS SENSORS DIMRF-LW DIMRF-LN L90 R90 MT TH LCF CE] | Outdoor Luminaires | Very High Output | Architectural Flood and Spot Luminaires | Standard | FALSE | [9 empty] | 42634 |  |  | Yes |  | 3.1 | 37400 | 112.3 | 333 | 2.19 | 1 | 5000 | 70
P1YES1N2 | Eaton (formerly Cooper Lighting) | Mcgraw-Edison | GLEON-AF-06-LED-[E1 347 480]-5MQ-[AP BZ BK DP GM WH]-[ADJA ADJS ADJA-WM]-7050-[P PER7 R HA ALL MS LWR SENSORS L90 R90 MT TH LCF CE] | Outdoor Luminaires | Very High Output | Architectural Flood and Spot Luminaires | Standard | FALSE | [9 empty] | 42634 |  |  | Yes |  | 3.1 | 37400 | 112.3 | 333 | 2.19 | 1 | 5000 | 70
PWJ62UTG | Eaton (formerly Cooper Lighting) | Streetworks | GAN-AF-06-LED-[U 8 9]-T2R-[AP BZ BK DP GM WH]-[ADJA ADJS ADJA-WM]-7050-[2L 3 P 4 4N7 HA ALL MS SENSORS DIMRF-LW DIMRF-LN L90 R90 MT TH LCF CE] | Outdoor Luminaires | Very High Output | Architectural Flood and Spot Luminaires | Standard | FALSE | [9 empty] | 42634 |  |  | Yes |  | 3.1 | 37090 | 111.4 | 333 | 2.19 | 1 | 5000 | 70
PFBJTN3E | Eaton (formerly Cooper Lighting) | Mcgraw-Edison | GLEON-AF-06-LED-[E1 347 480]-T2R-[AP BZ BK DP GM WH]-[ADJA ADJS ADJA-WM]-7050-[P PER7 R HA ALL MS LWR SENSORS L90 R90 MT TH LCF CE] | Outdoor Luminaires | Very High Output | Architectural Flood and Spot Luminaires | Standard | FALSE | [9 empty] | 42634 |  |  | Yes |  | 3.1 | 37090 | 111.4 | 333 | 2.19 | 1 | 5000 | 70
PNC3SXDC | Eaton (formerly Cooper Lighting) | Streetworks | GAN-AF-06-LED-[U 8 9]-5NQ-[AP BZ BK DP GM WH]-[ADJA ADJS ADJA-WM]-7050-[2L 3 P 4 4N7 HA ALL MS SENSORS DIMRF-LW DIMRF-LN L90 R90 MT TH LCF CE] | Outdoor Luminaires | Very High Output | Architectural Flood and Spot Luminaires | Standard | FALSE | [9 empty] | 42634 |  |  | Yes |  | 3.1 | 36723 | 110.3 | 333 | 2.19 | 1 | 5000 | 70
PG1M1NDK | Eaton (formerly Cooper Lighting) | Mcgraw-Edison | GLEON-AF-06-LED-[E1 347 480]-5NQ-[AP BZ BK DP GM WH]-[ADJA ADJS ADJA-WM]-7050-[P PER7 R HA ALL MS LWR SENSORS L90 R90 MT TH LCF CE] | Outdoor Luminaires | Very High Output | Architectural Flood and Spot Luminaires | Standard | FALSE | [9 empty] | 42634 |  |  | Yes |  | 3.1 | 36723 | 110.3 | 333 | 2.19 | 1 | 5000 | 70
P563X5SZ | Eaton (formerly Cooper Lighting) | Mcgraw-Edison | GLEON-AF-06-LED-[E1 347 480]-AFL-[AP BZ BK DP GM WH]-[ADJA ADJS ADJA-WM]-7050-[P PER7 R HA ALL MS LWR SENSORS L90 R90 MT TH LCF CE] | Outdoor Luminaires | Very High Output | Architectural Flood and Spot Luminaires | Standard | FALSE | [9 empty] | 42634 |  |  | Yes |  | 3.1 | 36524 | 109.7 | 333 | 2.19 | 1 | 5000 | 70
P4MB7KGY | Eaton (formerly Cooper Lighting) | Streetworks | GAN-AF-06-LED-[U 8 9]-AFL-[AP BZ BK DP GM WH]-[ADJA ADJS ADJA-WM]-7050-[2L 3 P 4 4N7 HA ALL MS SENSORS DIMRF-LW DIMRF-LN L90 R90 MT TH LCF CE] | Outdoor Luminaires | Very High Output | Architectural Flood and Spot Luminaires | Standard | FALSE | [9 empty] | 42634 |  |  | Yes |  | 3.1 | 36524 | 109.7 | 333 | 2.19 | 1 | 5000 | 70
PH4H6C79 | Eaton (formerly Cooper Lighting) | Mcgraw-Edison | GLEON-AF-06-LED-[E1 347 480]-T3R-[AP BZ BK DP GM WH]-[ADJA ADJS ADJA-WM]-7050-[P PER7 R HA ALL MS LWR SENSORS L90 R90 MT TH LCF CE] | Outdoor Luminaires | Very High Output | Architectural Flood and Spot Luminaires | Standard | FALSE | [9 empty] | 42634 |  |  | Yes |  | 3.1 | 36400 | 109.3 | 333 | 2.19 | 1 | 5000 | 70
P4XEDR8D | Eaton (formerly Cooper Lighting) | Streetworks | GAN-AF-06-LED-[U 8 9]-T3R-[AP BZ BK DP GM WH]-[ADJA ADJS ADJA-WM]-7050-[2L 3 P 4 4N7 HA ALL MS SENSORS DIMRF-LW DIMRF-LN L90 R90 MT TH LCF CE] | Outdoor Luminaires | Very High Output | Architectural Flood and Spot Luminaires | Standard | FALSE | [9 empty] | 42634 |  |  | Yes |  | 3.1 | 36400 | 109.3 | 333 | 2.19 | 1 | 5000 | 70
PPWUHC9U | Eaton (formerly Cooper Lighting) | Streetworks | GAN-AF-06-LED-[U 8 9]-RW-[AP BZ BK DP GM WH]-[ADJA ADJS ADJA-WM]-7050-[2L 3 P 4 4N7 HA ALL MS SENSORS DIMRF-LW DIMRF-LN L90 R90 MT TH LCF CE] | Outdoor Luminaires | Very High Output | Architectural Flood and Spot Luminaires | Standard | FALSE | [9 empty] | 42634 |  |  | Yes |  | 3.1 | 36392 | 109.3 | 333 | 2.19 | 1 | 5000 | 70
PEJMZT94 | Eaton (formerly Cooper Lighting) | Mcgraw-Edison | GLEON-AF-06-LED-[E1 347 480]-RW-[AP BZ BK DP GM WH]-[ADJA ADJS ADJA-WM]-7050-[P PER7 R HA ALL MS LWR SENSORS L90 R90 MT TH LCF CE] | Outdoor Luminaires | Very High Output | Architectural Flood and Spot Luminaires | Standard | FALSE | [9 empty] | 42634 |  |  | Yes |  | 3.1 | 36392 | 109.3 | 333 | 2.19 | 1 | 5000 | 70
PSN492QK | Eaton (formerly Cooper Lighting) | Streetworks | GAN-AF-06-LED-[U 8 9]-T4FT-[AP BZ BK DP GM WH]-[ADJA ADJS ADJA-WM]-7050-[2L 3 P 4 4N7 HA ALL MS SENSORS DIMRF-LW DIMRF-LN L90 R90 MT TH LCF CE] | Outdoor Luminaires | Very High Output | Architectural Flood and Spot Luminaires | Standard | FALSE | [9 empty] | 42634 |  |  | Yes |  | 3.1 | 35815 | 107.6 | 333 | 2.19 | 1 | 5000 | 70
P17A9US8 | Eaton (formerly Cooper Lighting) | Mcgraw-Edison | GLEON-AF-06-LED-[E1 347 480]-T4FT-[AP BZ BK DP GM WH]-[ADJA ADJS ADJA-WM]-7050-[P PER7 R HA ALL MS LWR SENSORS L90 R90 MT TH LCF CE] | Outdoor Luminaires | Very High Output | Architectural Flood and Spot Luminaires | Standard | FALSE | [9 empty] | 42634 |  |  | Yes |  | 3.1 | 35815 | 107.6 | 333 | 2.19 | 1 | 5000 | 70
PRFFY5JU | Eaton (formerly Cooper Lighting) | Streetworks | GAN-AF-06-LED-[U 8 9]-T3-[AP BZ BK DP GM WH]-[ADJA ADJS ADJA-WM]-7050-[2L 3 P 4 4N7 HA ALL MS SENSORS DIMRF-LW DIMRF-LN L90 R90 MT TH LCF CE] | Outdoor Luminaires | Very High Output | Architectural Flood and Spot Luminaires | Standard | FALSE | [9 empty] | 42634 |  |  | Yes |  | 3.1 | 35609 | 106.9 | 333 | 2.19 | 1 | 5000 | 70
P2KMX4EC | Eaton (formerly Cooper Lighting) | Mcgraw-Edison | GLEON-AF-06-LED-[E1 347 480]-T3-[AP BZ BK DP GM WH]-[ADJA ADJS ADJA-WM]-7050-[P PER7 R HA ALL MS LWR SENSORS L90 R90 MT TH LCF CE] | Outdoor Luminaires | Very High Output | Architectural Flood and Spot Luminaires | Standard | FALSE | [9 empty] | 42634 |  |  | Yes |  | 3.1 | 35609 | 106.9 | 333 | 2.19 | 1 | 5000 | 70
PH7QPM1M | Eaton (formerly Cooper Lighting) | Streetworks | GAN-AF-06-LED-[U 8 9]-SL3-[AP BZ BK DP GM WH]-[ADJA ADJS ADJA-WM]-7050-[2L 3 P 4 4N7 HA ALL MS SENSORS DIMRF-LW DIMRF-LN L90 R90 MT TH LCF CE] | Outdoor Luminaires | Very High Output | Architectural Flood and Spot Luminaires | Standard | FALSE | [9 empty] | 42634 |  |  | Yes |  | 3.1 | 35604 | 106.9 | 333 | 2.19 | 1 | 5000 | 70
PF7CMYYD | Eaton (formerly Cooper Lighting) | Mcgraw-Edison | GLEON-AF-06-LED-[E1 347 480]-SL3-[AP BZ BK DP GM WH]-[ADJA ADJS ADJA-WM]-7050-[P PER7 R HA ALL MS LWR SENSORS L90 R90 MT TH LCF CE] | Outdoor Luminaires | Very High Output | Architectural Flood and Spot Luminaires | Standard | FALSE | [9 empty] | 42634 |  |  | Yes |  | 3.1 | 35604 | 106.9 | 333 | 2.19 | 1 | 5000 | 70
P8F5FAKS | Eaton (formerly Cooper Lighting) | Mcgraw-Edison | GLEON-AF-06-LED-[E1 347 480]-T4W-[AP BZ BK DP GM WH]-[ADJA ADJS ADJA-WM]-7050-[P PER7 R HA ALL MS LWR SENSORS L90 R90 MT TH LCF CE] | Outdoor Luminaires | Very High Output | Architectural Flood and Spot Luminaires | Standard | FALSE | [9 empty] | 42634 |  |  | Yes |  | 3.1 | 35352 | 106.2 | 333 | 2.19 | 1 | 5000 | 70
P3KZ1ZGK | Eaton (formerly Cooper Lighting) | Streetworks | GAN-AF-06-LED-[U 8 9]-T4W-[AP BZ BK DP GM WH]-[ADJA ADJS ADJA-WM]-7050-[2L 3 P 4 4N7 HA ALL MS SENSORS DIMRF-LW DIMRF-LN L90 R90 MT TH LCF CE] | Outdoor Luminaires | Very High Output | Architectural Flood and Spot Luminaires | Standard | FALSE | [9 empty] | 42634 |  |  | Yes |  | 3.1 | 35352 | 106.2 | 333 | 2.19 | 1 | 5000 | 70
P7TWPVAE | Eaton (formerly Cooper Lighting) | Mcgraw-Edison | GLEON-AF-06-LED-[E1 347 480]-T2-[AP BZ BK DP GM WH]-[ADJA ADJS ADJA-WM]-7050-[P PER7 R HA ALL MS LWR SENSORS L90 R90 MT TH LCF CE] | Outdoor Luminaires | Very High Output | Architectural Flood and Spot Luminaires | Standard | FALSE | [9 empty] | 42634 |  |  | Yes |  | 3.1 | 34937 | 104.9 | 333 | 2.19 | 1 | 5000 | 70
P7QWWAK1 | Eaton (formerly Cooper Lighting) | Streetworks | GAN-AF-06-LED-[U 8 9]-T2-[AP BZ BK DP GM WH]-[ADJA ADJS ADJA-WM]-7050-[2L 3 P 4 4N7 HA ALL MS SENSORS DIMRF-LW DIMRF-LN L90 R90 MT TH LCF CE] | Outdoor Luminaires | Very High Output | Architectural Flood and Spot Luminaires | Standard | FALSE | [9 empty] | 42634 |  |  | Yes |  | 3.1 | 34937 | 104.9 | 333 | 2.19 | 1 | 5000 | 70
P7YXR466 | Eaton (formerly Cooper Lighting) | Mcgraw-Edison | GLEON-AF-06-LED-[E1 347 480]-SL2-[AP BZ BK DP GM WH]-[ADJA ADJS ADJA-WM]-7050-[P PER7 R HA ALL MS LWR SENSORS L90 R90 MT TH LCF CE] | Outdoor Luminaires | Very High Output | Architectural Flood and Spot Luminaires | Standard | FALSE | [9 empty] | 42634 |  |  | Yes |  | 3.1 | 34877 | 104.7 | 333 | 2.19 | 1 | 5000 | 70
P47GYZCY | Eaton (formerly Cooper Lighting) | Streetworks | GAN-AF-06-LED-[U 8 9]-SL2-[AP BZ BK DP GM WH]-[ADJA ADJS ADJA-WM]-7050-[2L 3 P 4 4N7 HA ALL MS SENSORS DIMRF-LW DIMRF-LN L90 R90 MT TH LCF CE] | Outdoor Luminaires | Very High Output | Architectural Flood and Spot Luminaires | Standard | FALSE | [9 empty] | 42634 |  |  | Yes |  | 3.1 | 34877 | 104.7 | 333 | 2.19 | 1 | 5000 | 70
PZUMH5ZF | Eaton (formerly Cooper Lighting) | Streetworks | GAN-AF-06-LED-U-SL4-[AP BZ BK DP GM WH]-[ADJA ADJS ADJA-WM]-7050-[2L 3 P 4 4N7 HA ALL MS SENSORS DIMRF-LW DIMRF-LN L90 R90 MT TH LCF CE] | Outdoor Luminaires | Very High Output | Architectural Flood and Spot Luminaires | Standard | FALSE | [9 empty] | 42634 |  |  | Yes |  | 3.1 | 33829 | 101.6 | 333 | 2.19 | 1 | 5000 | 70
PWN8HV65 | Eaton (formerly Cooper Lighting) | Mcgraw-Edison | GLEON-AF-06-LED-E1-SL4-[AP BZ BK DP GM WH]-[ADJA ADJS ADJA-WM]-7050-[P PER7 R HA ALL MS LWR SENSORS L90 R90 MT TH LCF CE] | Outdoor Luminaires | Very High Output | Architectural Flood and Spot Luminaires | Standard | FALSE | [9 empty] | 42634 |  |  | Yes |  | 3.1 | 33829 | 101.6 | 333 | 2.19 | 1 | 5000 | 70
PHG9FFFV | Eaton (formerly Cooper Lighting) | Streetworks | GAN-AF-05-LED-[U 8 9]-5WQ-[AP BZ BK DP GM WH]-[ADJA ADJS ADJA-WM]-7050-[2L 3 P 4 4N7 HA ALL MS SENSORS DIMRF-LW DIMRF-LN L90 R90 MT TH LCF CE] | Outdoor Luminaires | Very High Output | Architectural Flood and Spot Luminaires | Standard | FALSE | [9 empty] | 42634 |  |  | Yes |  | 3.1 | 31336 | 112.3 | 279 | 2.19 | 1 | 5000 | 70
P9S9FDRY | Eaton (formerly Cooper Lighting) | Mcgraw-Edison | GLEON-AF-05-LED-[E1 347 480]-5WQ-[AP BZ BK DP GM WH]-[ADJA ADJS ADJA-WM]-7050-[P PER7 R HA ALL MS LWR SENSORS L90 R90 MT TH LCF CE] | Outdoor Luminaires | Very High Output | Architectural Flood and Spot Luminaires | Standard | FALSE | [9 empty] | 42634 |  |  | Yes |  | 3.1 | 31336 | 112.3 | 279 | 2.19 | 1 | 5000 | 70
PH5G1FU1 | Eaton (formerly Cooper Lighting) | Streetworks | GAN-AF-05-LED-[U 8 9]-5MQ-[AP BZ BK DP GM WH]-[ADJA ADJS ADJA-WM]-7050-[2L 3 P 4 4N7 HA ALL MS SENSORS DIMRF-LW DIMRF-LN L90 R90 MT TH LCF CE] | Outdoor Luminaires | Very High Output | Architectural Flood and Spot Luminaires | Standard | FALSE | [9 empty] | 42634 |  |  | Yes |  | 3.1 | 31253 | 112 | 279 | 2.19 | 1 | 5000 | 70
P1CQZUY5 | Eaton (formerly Cooper Lighting) | Mcgraw-Edison | GLEON-AF-05-LED-[E1 347 480]-5MQ-[AP BZ BK DP GM WH]-[ADJA ADJS ADJA-WM]-7050-[P PER7 R HA ALL MS LWR SENSORS L90 R90 MT TH LCF CE] | Outdoor Luminaires | Very High Output | Architectural Flood and Spot Luminaires | Standard | FALSE | [9 empty] | 42634 |  |  | Yes |  | 3.1 | 31253 | 112 | 279 | 2.19 | 1 | 5000 | 70
PUBR69E8 | Eaton (formerly Cooper Lighting) | Streetworks | GAN-AF-05-LED-[U 8 9]-T2R-[AP BZ BK DP GM WH]-[ADJA ADJS ADJA-WM]-7050-[2L 3 P 4 4N7 HA ALL MS SENSORS DIMRF-LW DIMRF-LN L90 R90 MT TH LCF CE] | Outdoor Luminaires | Very High Output | Architectural Flood and Spot Luminaires | Standard | FALSE | [9 empty] | 42634 |  |  | Yes |  | 3.1 | 30994 | 111.1 | 279 | 2.19 | 1 | 5000 | 70
PBUNX5JH | Eaton (formerly Cooper Lighting) | Mcgraw-Edison | GLEON-AF-05-LED-[E1 347 480]-T2R-[AP BZ BK DP GM WH]-[ADJA ADJS ADJA-WM]-7050-[P PER7 R HA ALL MS LWR SENSORS L90 R90 MT TH LCF CE] | Outdoor Luminaires | Very High Output | Architectural Flood and Spot Luminaires | Standard | FALSE | [9 empty] | 42634 |  |  | Yes |  | 3.1 | 30994 | 111.1 | 279 | 2.19 | 1 | 5000 | 70
PPP1JWX3 | Eaton (formerly Cooper Lighting) | Streetworks | GAN-AF-05-LED-[U 8 9]-5NQ-[AP BZ BK DP GM WH]-[ADJA ADJS ADJA-WM]-7050-[2L 3 P 4 4N7 HA ALL MS SENSORS DIMRF-LW DIMRF-LN L90 R90 MT TH LCF CE] | Outdoor Luminaires | Very High Output | Architectural Flood and Spot Luminaires | Standard | FALSE | [9 empty] | 42634 |  |  | Yes |  | 3.1 | 30688 | 110 | 279 | 2.19 | 1 | 5000 | 70
PGDCW1BD | Eaton (formerly Cooper Lighting) | Mcgraw-Edison | GLEON-AF-05-LED-[E1 347 480]-5NQ-[AP BZ BK DP GM WH]-[ADJA ADJS ADJA-WM]-7050-[P PER7 R HA ALL MS LWR SENSORS L90 R90 MT TH LCF CE] | Outdoor Luminaires | Very High Output | Architectural Flood and Spot Luminaires | Standard | FALSE | [9 empty] | 42634 |  |  | Yes |  | 3.1 | 30688 | 110 | 279 | 2.19 | 1 | 5000 | 70
PJC44J84 | Eaton (formerly Cooper Lighting) | Mcgraw-Edison | GLEON-AF-05-LED-[E1 347 480]-AFL-[AP BZ BK DP GM WH]-[ADJA ADJS ADJA-WM]-7050-[P PER7 R HA ALL MS LWR SENSORS L90 R90 MT TH LCF CE] | Outdoor Luminaires | Very High Output | Architectural Flood and Spot Luminaires | Standard | FALSE | [9 empty] | 42634 |  |  | Yes |  | 3.1 | 30521 | 109.4 | 279 | 2.19 | 1 | 5000 | 70
PGF9PP3S | Eaton (formerly Cooper Lighting) | Streetworks | GAN-AF-05-LED-[U 8 9]-AFL-[AP BZ BK DP GM WH]-[ADJA ADJS ADJA-WM]-7050-[2L 3 P 4 4N7 HA ALL MS SENSORS DIMRF-LW DIMRF-LN L90 R90 MT TH LCF CE] | Outdoor Luminaires | Very High Output | Architectural Flood and Spot Luminaires | Standard | FALSE | [9 empty] | 42634 |  |  | Yes |  | 3.1 | 30521 | 109.4 | 279 | 2.19 | 1 | 5000 | 70
PVUUAJQ8 | Eaton (formerly Cooper Lighting) | Mcgraw-Edison | GLEON-AF-05-LED-[E1 347 480]-T3R-[AP BZ BK DP GM WH]-[ADJA ADJS ADJA-WM]-7050-[P PER7 R HA ALL MS LWR SENSORS L90 R90 MT TH LCF CE] | Outdoor Luminaires | Very High Output | Architectural Flood and Spot Luminaires | Standard | FALSE | [9 empty] | 42634 |  |  | Yes |  | 3.1 | 30418 | 109 | 279 | 2.19 | 1 | 5000 | 70
P1FAWAV9 | Eaton (formerly Cooper Lighting) | Streetworks | GAN-AF-05-LED-[U 8 9]-T3R-[AP BZ BK DP GM WH]-[ADJA ADJS ADJA-WM]-7050-[2L 3 P 4 4N7 HA ALL MS SENSORS DIMRF-LW DIMRF-LN L90 R90 MT TH LCF CE] | Outdoor Luminaires | Very High Output | Architectural Flood and Spot Luminaires | Standard | FALSE | [9 empty] | 42634 |  |  | Yes |  | 3.1 | 30418 | 109 | 279 | 2.19 | 1 | 5000 | 70
PZGNEAHA | Eaton (formerly Cooper Lighting) | Streetworks | GAN-AF-05-LED-[U 8 9]-RW-[AP BZ BK DP GM WH]-[ADJA ADJS ADJA-WM]-7050-[2L 3 P 4 4N7 HA ALL MS SENSORS DIMRF-LW DIMRF-LN L90 R90 MT TH LCF CE] | Outdoor Luminaires | Very High Output | Architectural Flood and Spot Luminaires | Standard | FALSE | [9 empty] | 42634 |  |  | Yes |  | 3.1 | 30411 | 109 | 279 | 2.19 | 1 | 5000 | 70
PEMCTG4Q | Eaton (formerly Cooper Lighting) | Mcgraw-Edison | GLEON-AF-05-LED-[E1 347 480]-RW-[AP BZ BK DP GM WH]-[ADJA ADJS ADJA-WM]-7050-[P PER7 R HA ALL MS LWR SENSORS L90 R90 MT TH LCF CE] | Outdoor Luminaires | Very High Output | Architectural Flood and Spot Luminaires | Standard | FALSE | [9 empty] | 42634 |  |  | Yes |  | 3.1 | 30411 | 109 | 279 | 2.19 | 1 | 5000 | 70
PRXG6A72 | Eaton (formerly Cooper Lighting) | Mcgraw-Edison | GLEON-AF-09-LED-[E1 347 480]-5WQ-[AP BZ BK DP GM WH]-[ADJA ADJS ADJA-WM]-7050-1200-[P PER7 R ALL MS LWR SENSORS L90 R90 MT TH LCF CE] | Outdoor Luminaires | Very High Output | Architectural Flood and Spot Luminaires | Standard | FALSE | [9 empty] | 42634 |  |  | Yes |  | 3.1 | 61487 | 106.9 | 575 | 1.99 | 1 | 5000 | 70
PA32XQAW | Eaton (formerly Cooper Lighting) | Streetworks | GAN-AF-09-LED-[U 8 9]-5WQ-[AP BZ BK DP GM WH]-[ADJA ADJS ADJA-WM]-7050-1200-[2L 3 P 4 4N7 HA ALL MS SENSORS DIMRF-LW DIMRF-LN L90 R90 MT TH LCF CE] | Outdoor Luminaires | Very High Output | Architectural Flood and Spot Luminaires | Standard | FALSE | [9 empty] | 42634 |  |  | Yes |  | 3.1 | 61487 | 106.9 | 575 | 1.99 | 1 | 5000 | 70
PDGW69GX | Eaton (formerly Cooper Lighting) | Mcgraw-Edison | GLEON-AF-09-LED-[E1 347 480]-5MQ-[AP BZ BK DP GM WH]-[ADJA ADJS ADJA-WM]-7050-1200-[P PER7 R ALL MS LWR SENSORS L90 R90 MT TH LCF CE] | Outdoor Luminaires | Very High Output | Architectural Flood and Spot Luminaires | Standard | FALSE | [9 empty] | 42634 |  |  | Yes |  | 3.1 | 61323 | 106.6 | 575 | 1.99 | 1 | 5000 | 70
PA65QJYT | Eaton (formerly Cooper Lighting) | Streetworks | GAN-AF-09-LED-[U 8 9]-5MQ-[AP BZ BK DP GM WH]-[ADJA ADJS ADJA-WM]-7050-1200-[2L 3 P 4 4N7 HA ALL MS SENSORS DIMRF-LW DIMRF-LN L90 R90 MT TH LCF CE] | Outdoor Luminaires | Very High Output | Architectural Flood and Spot Luminaires | Standard | FALSE | [9 empty] | 42634 |  |  | Yes |  | 3.1 | 61323 | 106.6 | 575 | 1.99 | 1 | 5000 | 70
PWZ53P1M | Eaton (formerly Cooper Lighting) | Streetworks | GAN-AF-09-LED-[U 8 9]-T2R-[AP BZ BK DP GM WH]-[ADJA ADJS ADJA-WM]-7050-1200-[2L 3 P 4 4N7 HA ALL MS SENSORS DIMRF-LW DIMRF-LN L90 R90 MT TH LCF CE] | Outdoor Luminaires | Very High Output | Architectural Flood and Spot Luminaires | Standard | FALSE | [9 empty] | 42634 |  |  | Yes |  | 3.1 | 60816 | 105.8 | 575 | 1.99 | 1 | 5000 | 70
P23PJ2WA | Eaton (formerly Cooper Lighting) | Mcgraw-Edison | GLEON-AF-09-LED-[E1 347 480]-T2R-[AP BZ BK DP GM WH]-[ADJA ADJS ADJA-WM]-7050-1200-[P PER7 R ALL MS LWR SENSORS L90 R90 MT TH LCF CE] | Outdoor Luminaires | Very High Output | Architectural Flood and Spot Luminaires | Standard | FALSE | [9 empty] | 42634 |  |  | Yes |  | 3.1 | 60816 | 105.8 | 575 | 1.99 | 1 | 5000 | 70
PKECK46R | Eaton (formerly Cooper Lighting) | Mcgraw-Edison | GLEON-AF-09-LED-[E1 347 480]-5NQ-[AP BZ BK DP GM WH]-[ADJA ADJS ADJA-WM]-7050-1200-[P PER7 R ALL MS LWR SENSORS L90 R90 MT TH LCF CE] | Outdoor Luminaires | Very High Output | Architectural Flood and Spot Luminaires | Standard | FALSE | [9 empty] | 42634 |  |  | Yes |  | 3.1 | 60215 | 104.7 | 575 | 1.99 | 1 | 5000 | 70
P6FTUYHY | Eaton (formerly Cooper Lighting) | Streetworks | GAN-AF-09-LED-[U 8 9]-5NQ-[AP BZ BK DP GM WH]-[ADJA ADJS ADJA-WM]-7050-1200-[2L 3 P 4 4N7 HA ALL MS SENSORS DIMRF-LW DIMRF-LN L90 R90 MT TH LCF CE] | Outdoor Luminaires | Very High Output | Architectural Flood and Spot Luminaires | Standard | FALSE | [9 empty] | 42634 |  |  | Yes |  | 3.1 | 60215 | 104.7 | 575 | 1.99 | 1 | 5000 | 70
PXDRNXV4 | Eaton (formerly Cooper Lighting) | Streetworks | GAN-AF-09-LED-[U 8 9]-AFL-[AP BZ BK DP GM WH]-[ADJA ADJS ADJA-WM]-7050-1200-[2L 3 P 4 4N7 HA ALL MS SENSORS DIMRF-LW DIMRF-LN L90 R90 MT TH LCF CE] | Outdoor Luminaires | Very High Output | Architectural Flood and Spot Luminaires | Standard | FALSE | [9 empty] | 42634 |  |  | Yes |  | 3.1 | 59888 | 104.2 | 575 | 1.99 | 1 | 5000 | 70
PGA36WUA | Eaton (formerly Cooper Lighting) | Mcgraw-Edison | GLEON-AF-09-LED-[E1 347 480]-AFL-[AP BZ BK DP GM WH]-[ADJA ADJS ADJA-WM]-7050-1200-[P PER7 R ALL MS LWR SENSORS L90 R90 MT TH LCF CE] | Outdoor Luminaires | Very High Output | Architectural Flood and Spot Luminaires | Standard | FALSE | [9 empty] | 42634 |  |  | Yes |  | 3.1 | 59888 | 104.2 | 575 | 1.99 | 1 | 5000 | 70
PGEXDYPF | Eaton (formerly Cooper Lighting) | Mcgraw-Edison | GLEON-AF-09-LED-[E1 347 480]-T3R-[AP BZ BK DP GM WH]-[ADJA ADJS ADJA-WM]-7050-1200-[P PER7 R ALL MS LWR SENSORS L90 R90 MT TH LCF CE] | Outdoor Luminaires | Very High Output | Architectural Flood and Spot Luminaires | Standard | FALSE | [9 empty] | 42634 |  |  | Yes |  | 3.1 | 59686 | 103.8 | 575 | 1.99 | 1 | 5000 | 70
P99N616E | Eaton (formerly Cooper Lighting) | Streetworks | GAN-AF-09-LED-[U 8 9]-T3R-[AP BZ BK DP GM WH]-[ADJA ADJS ADJA-WM]-7050-1200-[2L 3 P 4 4N7 HA ALL MS SENSORS DIMRF-LW DIMRF-LN L90 R90 MT TH LCF CE] | Outdoor Luminaires | Very High Output | Architectural Flood and Spot Luminaires | Standard | FALSE | [9 empty] | 42634 |  |  | Yes |  | 3.1 | 59686 | 103.8 | 575 | 1.99 | 1 | 5000 | 70
PVE9XJFG | Eaton (formerly Cooper Lighting) | Streetworks | GAN-AF-09-LED-[U 8 9]-RW-[AP BZ BK DP GM WH]-[ADJA ADJS ADJA-WM]-7050-1200-[2L 3 P 4 4N7 HA ALL MS SENSORS DIMRF-LW DIMRF-LN L90 R90 MT TH LCF CE] | Outdoor Luminaires | Very High Output | Architectural Flood and Spot Luminaires | Standard | FALSE | [9 empty] | 42634 |  |  | Yes |  | 3.1 | 59672 | 103.8 | 575 | 1.99 | 1 | 5000 | 70
PDSU8EME | Eaton (formerly Cooper Lighting) | Mcgraw-Edison | GLEON-AF-09-LED-[E1 347 480]-RW-[AP BZ BK DP GM WH]-[ADJA ADJS ADJA-WM]-7050-1200-[P PER7 R ALL MS LWR SENSORS L90 R90 MT TH LCF CE] | Outdoor Luminaires | Very High Output | Architectural Flood and Spot Luminaires | Standard | FALSE | [9 empty] | 42634 |  |  | Yes |  | 3.1 | 59672 | 103.8 | 575 | 1.99 | 1 | 5000 | 70
PZTMAV8D | Eaton (formerly Cooper Lighting) | Streetworks | GAN-AF-09-LED-[U 8 9]-T4FT-[AP BZ BK DP GM WH]-[ADJA ADJS ADJA-WM]-7050-1200-[2L 3 P 4 4N7 HA ALL MS SENSORS DIMRF-LW DIMRF-LN L90 R90 MT TH LCF CE] | Outdoor Luminaires | Very High Output | Architectural Flood and Spot Luminaires | Standard | FALSE | [9 empty] | 42634 |  |  | Yes |  | 3.1 | 58726 | 102.1 | 575 | 1.99 | 1 | 5000 | 70
PQWRYPHM | Eaton (formerly Cooper Lighting) | Mcgraw-Edison | GLEON-AF-09-LED-[E1 347 480]-T4FT-[AP BZ BK DP GM WH]-[ADJA ADJS ADJA-WM]-7050-1200-[P PER7 R ALL MS LWR SENSORS L90 R90 MT TH LCF CE] | Outdoor Luminaires | Very High Output | Architectural Flood and Spot Luminaires | Standard | FALSE | [9 empty] | 42634 |  |  | Yes |  | 3.1 | 58726 | 102.1 | 575 | 1.99 | 1 | 5000 | 70
P79J4SRU | Eaton (formerly Cooper Lighting) | Mcgraw-Edison | GLEON-AF-09-LED-[E1 347 480]-T3-[AP BZ BK DP GM WH]-[ADJA ADJS ADJA-WM]-7050-1200-[P PER7 R ALL MS LWR SENSORS L90 R90 MT TH LCF CE] | Outdoor Luminaires | Very High Output | Architectural Flood and Spot Luminaires | Standard | FALSE | [9 empty] | 42634 |  |  | Yes |  | 3.1 | 58388 | 101.5 | 575 | 1.99 | 1 | 5000 | 70
P5J4VHWJ | Eaton (formerly Cooper Lighting) | Streetworks | GAN-AF-09-LED-[U 8 9]-T3-[AP BZ BK DP GM WH]-[ADJA ADJS ADJA-WM]-7050-1200-[2L 3 P 4 4N7 HA ALL MS SENSORS DIMRF-LW DIMRF-LN L90 R90 MT TH LCF CE] | Outdoor Luminaires | Very High Output | Architectural Flood and Spot Luminaires | Standard | FALSE | [9 empty] | 42634 |  |  | Yes |  | 3.1 | 58388 | 101.5 | 575 | 1.99 | 1 | 5000 | 70
PGRYA3TH | Eaton (formerly Cooper Lighting) | Mcgraw-Edison | GLEON-AF-09-LED-[E1 347 480]-SL3-[AP BZ BK DP GM WH]-[ADJA ADJS ADJA-WM]-7050-1200-[P PER7 R ALL MS LWR SENSORS L90 R90 MT TH LCF CE] | Outdoor Luminaires | Very High Output | Architectural Flood and Spot Luminaires | Standard | FALSE | [9 empty] | 42634 |  |  | Yes |  | 3.1 | 58380 | 101.5 | 575 | 1.99 | 1 | 5000 | 70
PBTS8Q7X | Eaton (formerly Cooper Lighting) | Streetworks | GAN-AF-09-LED-[U 8 9]-SL3-[AP BZ BK DP GM WH]-[ADJA ADJS ADJA-WM]-7050-1200-[2L 3 P 4 4N7 HA ALL MS SENSORS DIMRF-LW DIMRF-LN L90 R90 MT TH LCF CE] | Outdoor Luminaires | Very High Output | Architectural Flood and Spot Luminaires | Standard | FALSE | [9 empty] | 42634 |  |  | Yes |  | 3.1 | 58380 | 101.5 | 575 | 1.99 | 1 | 5000 | 70
PWPB5XHE | Eaton (formerly Cooper Lighting) | Mcgraw-Edison | GLEON-AF-09-LED-[E1 347 480]-T4W-[AP BZ BK DP GM WH]-[ADJA ADJS ADJA-WM]-7050-1200-[P PER7 R ALL MS LWR SENSORS L90 R90 MT TH LCF CE] | Outdoor Luminaires | Very High Output | Architectural Flood and Spot Luminaires | Standard | FALSE | [9 empty] | 42634 |  |  | Yes |  | 3.1 | 57968 | 100.8 | 575 | 1.99 | 1 | 5000 | 70
PP5D9N7F | Eaton (formerly Cooper Lighting) | Streetworks | GAN-AF-09-LED-[U 8 9]-T4W-[AP BZ BK DP GM WH]-[ADJA ADJS ADJA-WM]-7050-1200-[2L 3 P 4 4N7 HA ALL MS SENSORS DIMRF-LW DIMRF-LN L90 R90 MT TH LCF CE] | Outdoor Luminaires | Very High Output | Architectural Flood and Spot Luminaires | Standard | FALSE | [9 empty] | 42634 |  |  | Yes |  | 3.1 | 57968 | 100.8 | 575 | 1.99 | 1 | 5000 | 70
PYC9FGJ3 | Eaton (formerly Cooper Lighting) | Streetworks | GAN-AF-09-LED-[U 8 9]-T2-[AP BZ BK DP GM WH]-[ADJA ADJS ADJA-WM]-7050-1200-[2L 3 P 4 4N7 HA ALL MS SENSORS DIMRF-LW DIMRF-LN L90 R90 MT TH LCF CE] | Outdoor Luminaires | Very High Output | Architectural Flood and Spot Luminaires | Standard | FALSE | [9 empty] | 42634 |  |  | Yes |  | 3.1 | 57286 | 99.6 | 575 | 1.99 | 1 | 5000 | 70
PAZZVA4C | Eaton (formerly Cooper Lighting) | Mcgraw-Edison | GLEON-AF-09-LED-[E1 347 480]-T2-[AP BZ BK DP GM WH]-[ADJA ADJS ADJA-WM]-7050-1200-[P PER7 R ALL MS LWR SENSORS L90 R90 MT TH LCF CE] | Outdoor Luminaires | Very High Output | Architectural Flood and Spot Luminaires | Standard | FALSE | [9 empty] | 42634 |  |  | Yes |  | 3.1 | 57286 | 99.6 | 575 | 1.99 | 1 | 5000 | 70
P6NGT342 | Eaton (formerly Cooper Lighting) | Streetworks | GAN-AF-09-LED-[U 8 9]-SL2-[AP BZ BK DP GM WH]-[ADJA ADJS ADJA-WM]-7050-1200-[2L 3 P 4 4N7 HA ALL MS SENSORS DIMRF-LW DIMRF-LN L90 R90 MT TH LCF CE] | Outdoor Luminaires | Very High Output | Architectural Flood and Spot Luminaires | Standard | FALSE | [9 empty] | 42634 |  |  | Yes |  | 3.1 | 57186 | 99.5 | 575 | 1.99 | 1 | 5000 | 70
P6BXFK91 | Eaton (formerly Cooper Lighting) | Mcgraw-Edison | GLEON-AF-09-LED-[E1 347 480]-SL2-[AP BZ BK DP GM WH]-[ADJA ADJS ADJA-WM]-7050-1200-[P PER7 R ALL MS LWR SENSORS L90 R90 MT TH LCF CE] | Outdoor Luminaires | Very High Output | Architectural Flood and Spot Luminaires | Standard | FALSE | [9 empty] | 42634 |  |  | Yes |  | 3.1 | 57186 | 99.5 | 575 | 1.99 | 1 | 5000 | 70
PCDUTYKY | Eaton (formerly Cooper Lighting) | Mcgraw-Edison | GLEON-AF-08-LED-[E1 347 480]-5WQ-[AP BZ BK DP GM WH]-[ADJA ADJS ADJA-WM]-7050-1200-[P PER7 R ALL MS LWR SENSORS L90 R90 MT TH LCF CE] | Outdoor Luminaires | Very High Output | Architectural Flood and Spot Luminaires | Standard | FALSE | [9 empty] | 42634 |  |  | Yes |  | 3.1 | 55121 | 107.9 | 511 | 1.99 | 1 | 5000 | 70
P1KNZ1XG | Eaton (formerly Cooper Lighting) | Streetworks | GAN-AF-08-LED-[U 8 9]-5WQ-[AP BZ BK DP GM WH]-[ADJA ADJS ADJA-WM]-7050-1200-[2L 3 P 4 4N7 HA ALL MS SENSORS DIMRF-LW DIMRF-LN L90 R90 MT TH LCF CE] | Outdoor Luminaires | Very High Output | Architectural Flood and Spot Luminaires | Standard | FALSE | [9 empty] | 42634 |  |  | Yes |  | 3.1 | 55121 | 107.9 | 511 | 1.99 | 1 | 5000 | 70
PXGERUTK | Eaton (formerly Cooper Lighting) | Streetworks | GAN-AF-08-LED-[U 8 9]-5MQ-[AP BZ BK DP GM WH]-[ADJA ADJS ADJA-WM]-7050-1200-[2L 3 P 4 4N7 HA ALL MS SENSORS DIMRF-LW DIMRF-LN L90 R90 MT TH LCF CE] | Outdoor Luminaires | Very High Output | Architectural Flood and Spot Luminaires | Standard | FALSE | [9 empty] | 42634 |  |  | Yes |  | 3.1 | 54975 | 107.6 | 511 | 1.99 | 1 | 5000 | 70
P1K9X46V | Eaton (formerly Cooper Lighting) | Mcgraw-Edison | GLEON-AF-08-LED-[E1 347 480]-5MQ-[AP BZ BK DP GM WH]-[ADJA ADJS ADJA-WM]-7050-1200-[P PER7 R ALL MS LWR SENSORS L90 R90 MT TH LCF CE] | Outdoor Luminaires | Very High Output | Architectural Flood and Spot Luminaires | Standard | FALSE | [9 empty] | 42634 |  |  | Yes |  | 3.1 | 54975 | 107.6 | 511 | 1.99 | 1 | 5000 | 70
PD5BPRQR | Eaton (formerly Cooper Lighting) | Streetworks | GAN-AF-08-LED-[U 8 9]-T2R-[AP BZ BK DP GM WH]-[ADJA ADJS ADJA-WM]-7050-1200-[2L 3 P 4 4N7 HA ALL MS SENSORS DIMRF-LW DIMRF-LN L90 R90 MT TH LCF CE] | Outdoor Luminaires | Very High Output | Architectural Flood and Spot Luminaires | Standard | FALSE | [9 empty] | 42634 |  |  | Yes |  | 3.1 | 54519 | 106.7 | 511 | 1.99 | 1 | 5000 | 70
PATR7W7F | Eaton (formerly Cooper Lighting) | Mcgraw-Edison | GLEON-AF-08-LED-[E1 347 480]-T2R-[AP BZ BK DP GM WH]-[ADJA ADJS ADJA-WM]-7050-1200-[P PER7 R ALL MS LWR SENSORS L90 R90 MT TH LCF CE] | Outdoor Luminaires | Very High Output | Architectural Flood and Spot Luminaires | Standard | FALSE | [9 empty] | 42634 |  |  | Yes |  | 3.1 | 54519 | 106.7 | 511 | 1.99 | 1 | 5000 | 70
P439BBSF | Eaton (formerly Cooper Lighting) | Mcgraw-Edison | GLEON-AF-08-LED-[E1 347 480]-5NQ-[AP BZ BK DP GM WH]-[ADJA ADJS ADJA-WM]-7050-1200-[P PER7 R ALL MS LWR SENSORS L90 R90 MT TH LCF CE] | Outdoor Luminaires | Very High Output | Architectural Flood and Spot Luminaires | Standard | FALSE | [9 empty] | 42634 |  |  | Yes |  | 3.1 | 53981 | 105.6 | 511 | 1.99 | 1 | 5000 | 70
P35FGSPF | Eaton (formerly Cooper Lighting) | Streetworks | GAN-AF-08-LED-[U 8 9]-5NQ-[AP BZ BK DP GM WH]-[ADJA ADJS ADJA-WM]-7050-1200-[2L 3 P 4 4N7 HA ALL MS SENSORS DIMRF-LW DIMRF-LN L90 R90 MT TH LCF CE] | Outdoor Luminaires | Very High Output | Architectural Flood and Spot Luminaires | Standard | FALSE | [9 empty] | 42634 |  |  | Yes |  | 3.1 | 53981 | 105.6 | 511 | 1.99 | 1 | 5000 | 70
P45ZH6E2 | Eaton (formerly Cooper Lighting) | Streetworks | GAN-AF-08-LED-[U 8 9]-AFL-[AP BZ BK DP GM WH]-[ADJA ADJS ADJA-WM]-7050-1200-[2L 3 P 4 4N7 HA ALL MS SENSORS DIMRF-LW DIMRF-LN L90 R90 MT TH LCF CE] | Outdoor Luminaires | Very High Output | Architectural Flood and Spot Luminaires | Standard | FALSE | [9 empty] | 42634 |  |  | Yes |  | 3.1 | 53688 | 105.1 | 511 | 1.99 | 1 | 5000 | 70
P1VGA5Y4 | Eaton (formerly Cooper Lighting) | Mcgraw-Edison | GLEON-AF-08-LED-[E1 347 480]-AFL-[AP BZ BK DP GM WH]-[ADJA ADJS ADJA-WM]-7050-1200-[P PER7 R ALL MS LWR SENSORS L90 R90 MT TH LCF CE] | Outdoor Luminaires | Very High Output | Architectural Flood and Spot Luminaires | Standard | FALSE | [9 empty] | 42634 |  |  | Yes |  | 3.1 | 53688 | 105.1 | 511 | 1.99 | 1 | 5000 | 70
PYH8V2TE | Eaton (formerly Cooper Lighting) | Streetworks | GAN-AF-08-LED-[U 8 9]-T3R-[AP BZ BK DP GM WH]-[ADJA ADJS ADJA-WM]-7050-1200-[2L 3 P 4 4N7 HA ALL MS SENSORS DIMRF-LW DIMRF-LN L90 R90 MT TH LCF CE] | Outdoor Luminaires | Very High Output | Architectural Flood and Spot Luminaires | Standard | FALSE | [9 empty] | 42634 |  |  | Yes |  | 3.1 | 53506 | 104.7 | 511 | 1.99 | 1 | 5000 | 70
P6MXNVSP | Eaton (formerly Cooper Lighting) | Mcgraw-Edison | GLEON-AF-08-LED-[E1 347 480]-T3R-[AP BZ BK DP GM WH]-[ADJA ADJS ADJA-WM]-7050-1200-[P PER7 R ALL MS LWR SENSORS L90 R90 MT TH LCF CE] | Outdoor Luminaires | Very High Output | Architectural Flood and Spot Luminaires | Standard | FALSE | [9 empty] | 42634 |  |  | Yes |  | 3.1 | 53506 | 104.7 | 511 | 1.99 | 1 | 5000 | 70
PUP1Q6SD | Eaton (formerly Cooper Lighting) | Mcgraw-Edison | GLEON-AF-08-LED-[E1 347 480]-RW-[AP BZ BK DP GM WH]-[ADJA ADJS ADJA-WM]-7050-1200-[P PER7 R ALL MS LWR SENSORS L90 R90 MT TH LCF CE] | Outdoor Luminaires | Very High Output | Architectural Flood and Spot Luminaires | Standard | FALSE | [9 empty] | 42634 |  |  | Yes |  | 3.1 | 53494 | 104.7 | 511 | 1.99 | 1 | 5000 | 70
P9ASQ2Z1 | Eaton (formerly Cooper Lighting) | Streetworks | GAN-AF-08-LED-[U 8 9]-RW-[AP BZ BK DP GM WH]-[ADJA ADJS ADJA-WM]-7050-1200-[2L 3 P 4 4N7 HA ALL MS SENSORS DIMRF-LW DIMRF-LN L90 R90 MT TH LCF CE] | Outdoor Luminaires | Very High Output | Architectural Flood and Spot Luminaires | Standard | FALSE | [9 empty] | 42634 |  |  | Yes |  | 3.1 | 53494 | 104.7 | 511 | 1.99 | 1 | 5000 | 70
PVGXX4M6 | Eaton (formerly Cooper Lighting) | Streetworks | GAN-AF-08-LED-[U 8 9]-T4FT-[AP BZ BK DP GM WH]-[ADJA ADJS ADJA-WM]-7050-1200-[2L 3 P 4 4N7 HA ALL MS SENSORS DIMRF-LW DIMRF-LN L90 R90 MT TH LCF CE] | Outdoor Luminaires | Very High Output | Architectural Flood and Spot Luminaires | Standard | FALSE | [9 empty] | 42634 |  |  | Yes |  | 3.1 | 52646 | 103 | 511 | 1.99 | 1 | 5000 | 70
P7UV3QA1 | Eaton (formerly Cooper Lighting) | Mcgraw-Edison | GLEON-AF-08-LED-[E1 347 480]-T4FT-[AP BZ BK DP GM WH]-[ADJA ADJS ADJA-WM]-7050-1200-[P PER7 R ALL MS LWR SENSORS L90 R90 MT TH LCF CE] | Outdoor Luminaires | Very High Output | Architectural Flood and Spot Luminaires | Standard | FALSE | [9 empty] | 42634 |  |  | Yes |  | 3.1 | 52646 | 103 | 511 | 1.99 | 1 | 5000 | 70
PNEHZCUU | Eaton (formerly Cooper Lighting) | Streetworks | GAN-AF-08-LED-[U 8 9]-T3-[AP BZ BK DP GM WH]-[ADJA ADJS ADJA-WM]-7050-1200-[2L 3 P 4 4N7 HA ALL MS SENSORS DIMRF-LW DIMRF-LN L90 R90 MT TH LCF CE] | Outdoor Luminaires | Very High Output | Architectural Flood and Spot Luminaires | Standard | FALSE | [9 empty] | 42634 |  |  | Yes |  | 3.1 | 52343 | 102.4 | 511 | 1.99 | 1 | 5000 | 70
P6HQGVED | Eaton (formerly Cooper Lighting) | Mcgraw-Edison | GLEON-AF-08-LED-[E1 347 480]-T3-[AP BZ BK DP GM WH]-[ADJA ADJS ADJA-WM]-7050-1200-[P PER7 R ALL MS LWR SENSORS L90 R90 MT TH LCF CE] | Outdoor Luminaires | Very High Output | Architectural Flood and Spot Luminaires | Standard | FALSE | [9 empty] | 42634 |  |  | Yes |  | 3.1 | 52343 | 102.4 | 511 | 1.99 | 1 | 5000 | 70
PW5PU35V | Eaton (formerly Cooper Lighting) | Mcgraw-Edison | GLEON-AF-08-LED-[E1 347 480]-SL3-[AP BZ BK DP GM WH]-[ADJA ADJS ADJA-WM]-7050-1200-[P PER7 R ALL MS LWR SENSORS L90 R90 MT TH LCF CE] | Outdoor Luminaires | Very High Output | Architectural Flood and Spot Luminaires | Standard | FALSE | [9 empty] | 42634 |  |  | Yes |  | 3.1 | 52336 | 102.4 | 511 | 1.99 | 1 | 5000 | 70
PB4BZXVS | Eaton (formerly Cooper Lighting) | Streetworks | GAN-AF-08-LED-[U 8 9]-SL3-[AP BZ BK DP GM WH]-[ADJA ADJS ADJA-WM]-7050-1200-[2L 3 P 4 4N7 HA ALL MS SENSORS DIMRF-LW DIMRF-LN L90 R90 MT TH LCF CE] | Outdoor Luminaires | Very High Output | Architectural Flood and Spot Luminaires | Standard | FALSE | [9 empty] | 42634 |  |  | Yes |  | 3.1 | 52336 | 102.4 | 511 | 1.99 | 1 | 5000 | 70
PCTQFYNW | Eaton (formerly Cooper Lighting) | Mcgraw-Edison | GLEON-AF-08-LED-[E1 347 480]-T4W-[AP BZ BK DP GM WH]-[ADJA ADJS ADJA-WM]-7050-1200-[P PER7 R ALL MS LWR SENSORS L90 R90 MT TH LCF CE] | Outdoor Luminaires | Very High Output | Architectural Flood and Spot Luminaires | Standard | FALSE | [9 empty] | 42634 |  |  | Yes |  | 3.1 | 51967 | 101.7 | 511 | 1.99 | 1 | 5000 | 70
PAJ7T9R8 | Eaton (formerly Cooper Lighting) | Streetworks | GAN-AF-08-LED-[U 8 9]-T4W-[AP BZ BK DP GM WH]-[ADJA ADJS ADJA-WM]-7050-1200-[2L 3 P 4 4N7 HA ALL MS SENSORS DIMRF-LW DIMRF-LN L90 R90 MT TH LCF CE] | Outdoor Luminaires | Very High Output | Architectural Flood and Spot Luminaires | Standard | FALSE | [9 empty] | 42634 |  |  | Yes |  | 3.1 | 51967 | 101.7 | 511 | 1.99 | 1 | 5000 | 70
PM8KXK7T | Eaton (formerly Cooper Lighting) | Mcgraw-Edison | GLEON-AF-08-LED-[E1 347 480]-T2-[AP BZ BK DP GM WH]-[ADJA ADJS ADJA-WM]-7050-1200-[P PER7 R ALL MS LWR SENSORS L90 R90 MT TH LCF CE] | Outdoor Luminaires | Very High Output | Architectural Flood and Spot Luminaires | Standard | FALSE | [9 empty] | 42634 |  |  | Yes |  | 3.1 | 51355 | 100.5 | 511 | 1.99 | 1 | 5000 | 70
P3U8B3C3 | Eaton (formerly Cooper Lighting) | Streetworks | GAN-AF-08-LED-[U 8 9]-T2-[AP BZ BK DP GM WH]-[ADJA ADJS ADJA-WM]-7050-1200-[2L 3 P 4 4N7 HA ALL MS SENSORS DIMRF-LW DIMRF-LN L90 R90 MT TH LCF CE] | Outdoor Luminaires | Very High Output | Architectural Flood and Spot Luminaires | Standard | FALSE | [9 empty] | 42634 |  |  | Yes |  | 3.1 | 51355 | 100.5 | 511 | 1.99 | 1 | 5000 | 70
PWC58FER | Eaton (formerly Cooper Lighting) | Mcgraw-Edison | GLEON-AF-08-LED-[E1 347 480]-SL2-[AP BZ BK DP GM WH]-[ADJA ADJS ADJA-WM]-7050-1200-[P PER7 R ALL MS LWR SENSORS L90 R90 MT TH LCF CE] | Outdoor Luminaires | Very High Output | Architectural Flood and Spot Luminaires | Standard | FALSE | [9 empty] | 42634 |  |  | Yes |  | 3.1 | 51267 | 100.3 | 511 | 1.99 | 1 | 5000 | 70
P4JFQA1A | Eaton (formerly Cooper Lighting) | Streetworks | GAN-AF-08-LED-[U 8 9]-SL2-[AP BZ BK DP GM WH]-[ADJA ADJS ADJA-WM]-7050-1200-[2L 3 P 4 4N7 HA ALL MS SENSORS DIMRF-LW DIMRF-LN L90 R90 MT TH LCF CE] | Outdoor Luminaires | Very High Output | Architectural Flood and Spot Luminaires | Standard | FALSE | [9 empty] | 42634 |  |  | Yes |  | 3.1 | 51267 | 100.3 | 511 | 1.99 | 1 | 5000 | 70
PNX6P5J5 | Eaton (formerly Cooper Lighting) | Mcgraw-Edison | GLEON-AF-06-LED-[E1 347 480]-5WQ-[AP BZ BK DP GM WH]-[ADJA ADJS ADJA-WM]-7050-1200-[P PER7 R ALL MS LWR SENSORS L90 R90 MT TH LCF CE] | Outdoor Luminaires | Very High Output | Architectural Flood and Spot Luminaires | Standard | FALSE | [9 empty] | 42634 |  |  | Yes |  | 3.1 | 41136 | 107.7 | 382 | 1.99 | 1 | 5000 | 70
PGR681MQ | Eaton (formerly Cooper Lighting) | Streetworks | GAN-AF-06-LED-[U 8 9]-5WQ-[AP BZ BK DP GM WH]-[ADJA ADJS ADJA-WM]-7050-1200-[2L 3 P 4 4N7 HA ALL MS SENSORS DIMRF-LW DIMRF-LN L90 R90 MT TH LCF CE] | Outdoor Luminaires | Very High Output | Architectural Flood and Spot Luminaires | Standard | FALSE | [9 empty] | 42634 |  |  | Yes |  | 3.1 | 41136 | 107.7 | 382 | 1.99 | 1 | 5000 | 70
PDXUANBJ | Eaton (formerly Cooper Lighting) | Streetworks | GAN-AF-06-LED-[U 8 9]-5MQ-[AP BZ BK DP GM WH]-[ADJA ADJS ADJA-WM]-7050-1200-[2L 3 P 4 4N7 HA ALL MS SENSORS DIMRF-LW DIMRF-LN L90 R90 MT TH LCF CE] | Outdoor Luminaires | Very High Output | Architectural Flood and Spot Luminaires | Standard | FALSE | [9 empty] | 42634 |  |  | Yes |  | 3.1 | 41027 | 107.4 | 382 | 1.99 | 1 | 5000 | 70
PAHWZCKN | Eaton (formerly Cooper Lighting) | Mcgraw-Edison | GLEON-AF-06-LED-[E1 347 480]-5MQ-[AP BZ BK DP GM WH]-[ADJA ADJS ADJA-WM]-7050-1200-[P PER7 R ALL MS LWR SENSORS L90 R90 MT TH LCF CE] | Outdoor Luminaires | Very High Output | Architectural Flood and Spot Luminaires | Standard | FALSE | [9 empty] | 42634 |  |  | Yes |  | 3.1 | 41027 | 107.4 | 382 | 1.99 | 1 | 5000 | 70
PVGF58W5 | Eaton (formerly Cooper Lighting) | Streetworks | GAN-AF-06-LED-[U 8 9]-T2R-[AP BZ BK DP GM WH]-[ADJA ADJS ADJA-WM]-7050-1200-[2L 3 P 4 4N7 HA ALL MS SENSORS DIMRF-LW DIMRF-LN L90 R90 MT TH LCF CE] | Outdoor Luminaires | Very High Output | Architectural Flood and Spot Luminaires | Standard | FALSE | [9 empty] | 42634 |  |  | Yes |  | 3.1 | 40687 | 106.5 | 382 | 1.99 | 1 | 5000 | 70
P8XGP6TQ | Eaton (formerly Cooper Lighting) | Mcgraw-Edison | GLEON-AF-06-LED-[E1 347 480]-T2R-[AP BZ BK DP GM WH]-[ADJA ADJS ADJA-WM]-7050-1200-[P PER7 R ALL MS LWR SENSORS L90 R90 MT TH LCF CE] | Outdoor Luminaires | Very High Output | Architectural Flood and Spot Luminaires | Standard | FALSE | [9 empty] | 42634 |  |  | Yes |  | 3.1 | 40687 | 106.5 | 382 | 1.99 | 1 | 5000 | 70
PFA6HS1G | Eaton (formerly Cooper Lighting) | Streetworks | GAN-AF-06-LED-[U 8 9]-5NQ-[AP BZ BK DP GM WH]-[ADJA ADJS ADJA-WM]-7050-1200-[2L 3 P 4 4N7 HA ALL MS SENSORS DIMRF-LW DIMRF-LN L90 R90 MT TH LCF CE] | Outdoor Luminaires | Very High Output | Architectural Flood and Spot Luminaires | Standard | FALSE | [9 empty] | 42634 |  |  | Yes |  | 3.1 | 40285 | 105.5 | 382 | 1.99 | 1 | 5000 | 70
PEZ8HXG7 | Eaton (formerly Cooper Lighting) | Mcgraw-Edison | GLEON-AF-06-LED-[E1 347 480]-5NQ-[AP BZ BK DP GM WH]-[ADJA ADJS ADJA-WM]-7050-1200-[P PER7 R ALL MS LWR SENSORS L90 R90 MT TH LCF CE] | Outdoor Luminaires | Very High Output | Architectural Flood and Spot Luminaires | Standard | FALSE | [9 empty] | 42634 |  |  | Yes |  | 3.1 | 40285 | 105.5 | 382 | 1.99 | 1 | 5000 | 70
PVPTJJ2V | Eaton (formerly Cooper Lighting) | Mcgraw-Edison | GLEON-AF-06-LED-[E1 347 480]-AFL-[AP BZ BK DP GM WH]-[ADJA ADJS ADJA-WM]-7050-1200-[P PER7 R ALL MS LWR SENSORS L90 R90 MT TH LCF CE] | Outdoor Luminaires | Very High Output | Architectural Flood and Spot Luminaires | Standard | FALSE | [9 empty] | 42634 |  |  | Yes |  | 3.1 | 40066 | 104.9 | 382 | 1.99 | 1 | 5000 | 70
P3HT2WPM | Eaton (formerly Cooper Lighting) | Streetworks | GAN-AF-06-LED-[U 8 9]-AFL-[AP BZ BK DP GM WH]-[ADJA ADJS ADJA-WM]-7050-1200-[2L 3 P 4 4N7 HA ALL MS SENSORS DIMRF-LW DIMRF-LN L90 R90 MT TH LCF CE] | Outdoor Luminaires | Very High Output | Architectural Flood and Spot Luminaires | Standard | FALSE | [9 empty] | 42634 |  |  | Yes |  | 3.1 | 40066 | 104.9 | 382 | 1.99 | 1 | 5000 | 70
PWC9XRRK | Eaton (formerly Cooper Lighting) | Streetworks | GAN-AF-06-LED-[U 8 9]-T3R-[AP BZ BK DP GM WH]-[ADJA ADJS ADJA-WM]-7050-1200-[2L 3 P 4 4N7 HA ALL MS SENSORS DIMRF-LW DIMRF-LN L90 R90 MT TH LCF CE] | Outdoor Luminaires | Very High Output | Architectural Flood and Spot Luminaires | Standard | FALSE | [9 empty] | 42634 |  |  | Yes |  | 3.1 | 39930 | 104.5 | 382 | 1.99 | 1 | 5000 | 70
PSU2EHZQ | Eaton (formerly Cooper Lighting) | Mcgraw-Edison | GLEON-AF-06-LED-[E1 347 480]-T3R-[AP BZ BK DP GM WH]-[ADJA ADJS ADJA-WM]-7050-1200-[P PER7 R ALL MS LWR SENSORS L90 R90 MT TH LCF CE] | Outdoor Luminaires | Very High Output | Architectural Flood and Spot Luminaires | Standard | FALSE | [9 empty] | 42634 |  |  | Yes |  | 3.1 | 39930 | 104.5 | 382 | 1.99 | 1 | 5000 | 70
PPBMBE74 | Eaton (formerly Cooper Lighting) | Streetworks | GAN-AF-06-LED-[U 8 9]-RW-[AP BZ BK DP GM WH]-[ADJA ADJS ADJA-WM]-7050-1200-[2L 3 P 4 4N7 HA ALL MS SENSORS DIMRF-LW DIMRF-LN L90 R90 MT TH LCF CE] | Outdoor Luminaires | Very High Output | Architectural Flood and Spot Luminaires | Standard | FALSE | [9 empty] | 42634 |  |  | Yes |  | 3.1 | 39921 | 104.5 | 382 | 1.99 | 1 | 5000 | 70
P1AWBJU1 | Eaton (formerly Cooper Lighting) | Mcgraw-Edison | GLEON-AF-06-LED-[E1 347 480]-RW-[AP BZ BK DP GM WH]-[ADJA ADJS ADJA-WM]-7050-1200-[P PER7 R ALL MS LWR SENSORS L90 R90 MT TH LCF CE] | Outdoor Luminaires | Very High Output | Architectural Flood and Spot Luminaires | Standard | FALSE | [9 empty] | 42634 |  |  | Yes |  | 3.1 | 39921 | 104.5 | 382 | 1.99 | 1 | 5000 | 70
PUT75Q92 | Eaton (formerly Cooper Lighting) | Mcgraw-Edison | GLEON-AF-06-LED-[E1 347 480]-T4FT-[AP BZ BK DP GM WH]-[ADJA ADJS ADJA-WM]-7050-1200-[P PER7 R ALL MS LWR SENSORS L90 R90 MT TH LCF CE] | Outdoor Luminaires | Very High Output | Architectural Flood and Spot Luminaires | Standard | FALSE | [9 empty] | 42634 |  |  | Yes |  | 3.1 | 39289 | 102.9 | 382 | 1.99 | 1 | 5000 | 70
P8X66PNG | Eaton (formerly Cooper Lighting) | Streetworks | GAN-AF-06-LED-[U 8 9]-T4FT-[AP BZ BK DP GM WH]-[ADJA ADJS ADJA-WM]-7050-1200-[2L 3 P 4 4N7 HA ALL MS SENSORS DIMRF-LW DIMRF-LN L90 R90 MT TH LCF CE] | Outdoor Luminaires | Very High Output | Architectural Flood and Spot Luminaires | Standard | FALSE | [9 empty] | 42634 |  |  | Yes |  | 3.1 | 39289 | 102.9 | 382 | 1.99 | 1 | 5000 | 70
PR9G5N43 | Eaton (formerly Cooper Lighting) | Streetworks | GAN-AF-06-LED-[U 8 9]-T3-[AP BZ BK DP GM WH]-[ADJA ADJS ADJA-WM]-7050-1200-[2L 3 P 4 4N7 HA ALL MS SENSORS DIMRF-LW DIMRF-LN L90 R90 MT TH LCF CE] | Outdoor Luminaires | Very High Output | Architectural Flood and Spot Luminaires | Standard | FALSE | [9 empty] | 42634 |  |  | Yes |  | 3.1 | 39062 | 102.3 | 382 | 1.99 | 1 | 5000 | 70
PPN145S8 | Eaton (formerly Cooper Lighting) | Mcgraw-Edison | GLEON-AF-06-LED-[E1 347 480]-T3-[AP BZ BK DP GM WH]-[ADJA ADJS ADJA-WM]-7050-1200-[P PER7 R ALL MS LWR SENSORS L90 R90 MT TH LCF CE] | Outdoor Luminaires | Very High Output | Architectural Flood and Spot Luminaires | Standard | FALSE | [9 empty] | 42634 |  |  | Yes |  | 3.1 | 39062 | 102.3 | 382 | 1.99 | 1 | 5000 | 70
PZZTBYRK | Eaton (formerly Cooper Lighting) | Mcgraw-Edison | GLEON-AF-06-LED-[E1 347 480]-SL3-[AP BZ BK DP GM WH]-[ADJA ADJS ADJA-WM]-7050-1200-[P PER7 R ALL MS LWR SENSORS L90 R90 MT TH LCF CE] | Outdoor Luminaires | Very High Output | Architectural Flood and Spot Luminaires | Standard | FALSE | [9 empty] | 42634 |  |  | Yes |  | 3.1 | 39057 | 102.2 | 382 | 1.99 | 1 | 5000 | 70
PU264KHF | Eaton (formerly Cooper Lighting) | Streetworks | GAN-AF-06-LED-[U 8 9]-SL3-[AP BZ BK DP GM WH]-[ADJA ADJS ADJA-WM]-7050-1200-[2L 3 P 4 4N7 HA ALL MS SENSORS DIMRF-LW DIMRF-LN L90 R90 MT TH LCF CE] | Outdoor Luminaires | Very High Output | Architectural Flood and Spot Luminaires | Standard | FALSE | [9 empty] | 42634 |  |  | Yes |  | 3.1 | 39057 | 102.2 | 382 | 1.99 | 1 | 5000 | 70
PSFP2F1C | Eaton (formerly Cooper Lighting) | Streetworks | GAN-AF-06-LED-[U 8 9]-T4W-[AP BZ BK DP GM WH]-[ADJA ADJS ADJA-WM]-7050-1200-[2L 3 P 4 4N7 HA ALL MS SENSORS DIMRF-LW DIMRF-LN L90 R90 MT TH LCF CE] | Outdoor Luminaires | Very High Output | Architectural Flood and Spot Luminaires | Standard | FALSE | [9 empty] | 42634 |  |  | Yes |  | 3.1 | 38781 | 101.5 | 382 | 1.99 | 1 | 5000 | 70
P5GBYSGA | Eaton (formerly Cooper Lighting) | Mcgraw-Edison | GLEON-AF-06-LED-[E1 347 480]-T4W-[AP BZ BK DP GM WH]-[ADJA ADJS ADJA-WM]-7050-1200-[P PER7 R ALL MS LWR SENSORS L90 R90 MT TH LCF CE] | Outdoor Luminaires | Very High Output | Architectural Flood and Spot Luminaires | Standard | FALSE | [9 empty] | 42634 |  |  | Yes |  | 3.1 | 38781 | 101.5 | 382 | 1.99 | 1 | 5000 | 70
P6WW5BQG | Eaton (formerly Cooper Lighting) | Streetworks | GAN-AF-06-LED-[U 8 9]-T2-[AP BZ BK DP GM WH]-[ADJA ADJS ADJA-WM]-7050-1200-[2L 3 P 4 4N7 HA ALL MS SENSORS DIMRF-LW DIMRF-LN L90 R90 MT TH LCF CE] | Outdoor Luminaires | Very High Output | Architectural Flood and Spot Luminaires | Standard | FALSE | [9 empty] | 42634 |  |  | Yes |  | 3.1 | 38325 | 100.3 | 382 | 1.99 | 1 | 5000 | 70
P1YK6V2F | Eaton (formerly Cooper Lighting) | Mcgraw-Edison | GLEON-AF-06-LED-[E1 347 480]-T2-[AP BZ BK DP GM WH]-[ADJA ADJS ADJA-WM]-7050-1200-[P PER7 R ALL MS LWR SENSORS L90 R90 MT TH LCF CE] | Outdoor Luminaires | Very High Output | Architectural Flood and Spot Luminaires | Standard | FALSE | [9 empty] | 42634 |  |  | Yes |  | 3.1 | 38325 | 100.3 | 382 | 1.99 | 1 | 5000 | 70
PRGDMSUD | Eaton (formerly Cooper Lighting) | Streetworks | GAN-AF-06-LED-[U 8 9]-SL2-[AP BZ BK DP GM WH]-[ADJA ADJS ADJA-WM]-7050-1200-[2L 3 P 4 4N7 HA ALL MS SENSORS DIMRF-LW DIMRF-LN L90 R90 MT TH LCF CE] | Outdoor Luminaires | Very High Output | Architectural Flood and Spot Luminaires | Standard | FALSE | [9 empty] | 42634 |  |  | Yes |  | 3.1 | 38259 | 100.2 | 382 | 1.99 | 1 | 5000 | 70
P9PJ7ME4 | Eaton (formerly Cooper Lighting) | Mcgraw-Edison | GLEON-AF-06-LED-[E1 347 480]-SL2-[AP BZ BK DP GM WH]-[ADJA ADJS ADJA-WM]-7050-1200-[P PER7 R ALL MS LWR SENSORS L90 R90 MT TH LCF CE] | Outdoor Luminaires | Very High Output | Architectural Flood and Spot Luminaires | Standard | FALSE | [9 empty] | 42634 |  |  | Yes |  | 3.1 | 38259 | 100.2 | 382 | 1.99 | 1 | 5000 | 70
PHN6BCPC | Eaton (formerly Cooper Lighting) | Streetworks | GAN-AF-01-LED-[U 8 9]-5WQ-[AP BZ BK DP GM WH]-[ADJA ADJS ADJA-WM]-600-[2L 3 P 4 4N7 HA ALL MS SENSORS DIMRF-LW DIMRF-LN L90 R90 MT TH LCF CE] | Outdoor Luminaires | Low Output | Architectural Flood and Spot Luminaires | Premium | FALSE | [9 empty] | 42634 |  |  | Yes |  | 3.1 | 4325 | 127.2 | 34 | 6.42 | 1 | 4000 | 70
PFMCC24S | Eaton (formerly Cooper Lighting) | Mcgraw-Edison | GLEON-AF-01-LED-[E1 347 480]-5WQ-[AP BZ BK DP GM WH]-[ADJA ADJS ADJA-WM]-600-[P PER7 R HA ALL MS LWR SENSORS L90 R90 MT TH LCF CE] | Outdoor Luminaires | Low Output | Architectural Flood and Spot Luminaires | Premium | FALSE | [9 empty] | 42634 |  |  | Yes |  | 3.1 | 4325 | 127.2 | 34 | 6.42 | 1 | 4000 | 70
PW2DUHVX | Eaton (formerly Cooper Lighting) | Mcgraw-Edison | GLEON-AF-01-LED-[E1 347 480]-5MQ-[AP BZ BK DP GM WH]-[ADJA ADJS ADJA-WM]-600-[P PER7 R HA ALL MS LWR SENSORS L90 R90 MT TH LCF CE] | Outdoor Luminaires | Low Output | Architectural Flood and Spot Luminaires | Premium | FALSE | [9 empty] | 42634 |  |  | Yes |  | 3.1 | 4314 | 126.9 | 34 | 6.42 | 1 | 4000 | 70
P3AT6FTH | Eaton (formerly Cooper Lighting) | Streetworks | GAN-AF-01-LED-[U 8 9]-5MQ-[AP BZ BK DP GM WH]-[ADJA ADJS ADJA-WM]-600-[2L 3 P 4 4N7 HA ALL MS SENSORS DIMRF-LW DIMRF-LN L90 R90 MT TH LCF CE] | Outdoor Luminaires | Low Output | Architectural Flood and Spot Luminaires | Premium | FALSE | [9 empty] | 42634 |  |  | Yes |  | 3.1 | 4314 | 126.9 | 34 | 6.42 | 1 | 4000 | 70
PE3S8G3T | Eaton (formerly Cooper Lighting) | Streetworks | GAN-AF-01-LED-[U 8 9]-5NQ-[AP BZ BK DP GM WH]-[ADJA ADJS ADJA-WM]-600-[2L 3 P 4 4N7 HA ALL MS SENSORS DIMRF-LW DIMRF-LN L90 R90 MT TH LCF CE] | Outdoor Luminaires | Low Output | Architectural Flood and Spot Luminaires | Premium | FALSE | [9 empty] | 42634 |  |  | Yes |  | 3.1 | 4236 | 124.6 | 34 | 6.42 | 1 | 4000 | 70
P6CXN8HB | Eaton (formerly Cooper Lighting) | Mcgraw-Edison | GLEON-AF-01-LED-[E1 347 480]-5NQ-[AP BZ BK DP GM WH]-[ADJA ADJS ADJA-WM]-600-[P PER7 R HA ALL MS LWR SENSORS L90 R90 MT TH LCF CE] | Outdoor Luminaires | Low Output | Architectural Flood and Spot Luminaires | Premium | FALSE | [9 empty] | 42634 |  |  | Yes |  | 3.1 | 4236 | 124.6 | 34 | 6.42 | 1 | 4000 | 70
PWF2AH2Y | Eaton (formerly Cooper Lighting) | Streetworks | GAN-AF-01-LED-U-5WQ-[AP BZ BK DP GM WH]-[ADJA ADJS ADJA-WM]-800-[2L 3 P 4 4N7 HA ALL MS SENSORS DIMRF-LW DIMRF-LN L90 R90 MT TH LCF CE] | Outdoor Luminaires | Mid Output | Architectural Flood and Spot Luminaires | Premium | FALSE | [9 empty] | 42634 |  |  | Yes |  | 3.1 | 5304 | 120.5 | 44 | 5.13 | 1 | 4000 | 70
PBYFKCFB | Eaton (formerly Cooper Lighting) | Mcgraw-Edison | GLEON-AF-01-LED-E1-5WQ-[AP BZ BK DP GM WH]-[ADJA ADJS ADJA-WM]-800-[P PER7 R HA ALL MS LWR SENSORS L90 R90 MT TH LCF CE] | Outdoor Luminaires | Mid Output | Architectural Flood and Spot Luminaires | Premium | FALSE | [9 empty] | 42634 |  |  | Yes |  | 3.1 | 5304 | 120.5 | 44 | 5.13 | 1 | 4000 | 70
PWJ25FF8 | Eaton (formerly Cooper Lighting) | Streetworks | GAN-AF-01-LED-U-5MQ-[AP BZ BK DP GM WH]-[ADJA ADJS ADJA-WM]-800-[2L 3 P 4 4N7 HA ALL MS SENSORS DIMRF-LW DIMRF-LN L90 R90 MT TH LCF CE] | Outdoor Luminaires | Mid Output | Architectural Flood and Spot Luminaires | Premium | FALSE | [9 empty] | 42634 |  |  | Yes |  | 3.1 | 5290 | 120.2 | 44 | 5.13 | 1 | 4000 | 70
P93Y8J9V | Eaton (formerly Cooper Lighting) | Mcgraw-Edison | GLEON-AF-01-LED-E1-5MQ-[AP BZ BK DP GM WH]-[ADJA ADJS ADJA-WM]-800-[P PER7 R HA ALL MS LWR SENSORS L90 R90 MT TH LCF CE] | Outdoor Luminaires | Mid Output | Architectural Flood and Spot Luminaires | Premium | FALSE | [9 empty] | 42634 |  |  | Yes |  | 3.1 | 5290 | 120.2 | 44 | 5.13 | 1 | 4000 | 70
PG33QS9W | Eaton (formerly Cooper Lighting) | Mcgraw-Edison | GLEON-AF-01-LED-E1-5NQ-[AP BZ BK DP GM WH]-[ADJA ADJS ADJA-WM]-800-[P PER7 R HA ALL MS LWR SENSORS L90 R90 MT TH LCF CE] | Outdoor Luminaires | Mid Output | Architectural Flood and Spot Luminaires | Premium | FALSE | [9 empty] | 42634 |  |  | Yes |  | 3.1 | 5194 | 118 | 44 | 5.13 | 1 | 4000 | 70
PBYRPFRH | Eaton (formerly Cooper Lighting) | Streetworks | GAN-AF-01-LED-U-5NQ-[AP BZ BK DP GM WH]-[ADJA ADJS ADJA-WM]-800-[2L 3 P 4 4N7 HA ALL MS SENSORS DIMRF-LW DIMRF-LN L90 R90 MT TH LCF CE] | Outdoor Luminaires | Mid Output | Architectural Flood and Spot Luminaires | Premium | FALSE | [9 empty] | 42634 |  |  | Yes |  | 3.1 | 5194 | 118 | 44 | 5.13 | 1 | 4000 | 70
PGZGEKQQ | Eaton (formerly Cooper Lighting) | Streetworks | GAN-AF-01-LED-[U 8 9]-5WQ-[AP BZ BK DP GM WH]-[ADJA ADJS ADJA-WM]-[2L 3 P 4 4N7 HA ALL MS SENSORS DIMRF-LW DIMRF-LN L90 R90 MT TH LCF CE] | Outdoor Luminaires | Mid Output | Architectural Flood and Spot Luminaires | Standard | FALSE | [9 empty] | 42634 |  |  | Yes |  | 3.1 | 6564 | 111.3 | 59 | 4.12 | 1 | 4000 | 70
P9Q6BQMC | Eaton (formerly Cooper Lighting) | Mcgraw-Edison | GLEON-AF-01-LED-[E1 347 480]-5WQ-[AP BZ BK DP GM WH]-[ADJA ADJS ADJA-WM]-[P PER7 R HA ALL MS LWR SENSORS L90 R90 MT TH LCF CE] | Outdoor Luminaires | Mid Output | Architectural Flood and Spot Luminaires | Standard | FALSE | [9 empty] | 42634 |  |  | Yes |  | 3.1 | 6564 | 111.3 | 59 | 4.12 | 1 | 4000 | 70
PKRAJM3H | Eaton (formerly Cooper Lighting) | Mcgraw-Edison | GLEON-AF-01-LED-[E1 347 480]-5MQ-[AP BZ BK DP GM WH]-[ADJA ADJS ADJA-WM]-[P PER7 R HA ALL MS LWR SENSORS L90 R90 MT TH LCF CE] | Outdoor Luminaires | Mid Output | Architectural Flood and Spot Luminaires | Standard | FALSE | [9 empty] | 42634 |  |  | Yes |  | 3.1 | 6547 | 111 | 59 | 4.12 | 1 | 4000 | 70
P8D6Q4DR | Eaton (formerly Cooper Lighting) | Streetworks | GAN-AF-01-LED-[U 8 9]-5MQ-[AP BZ BK DP GM WH]-[ADJA ADJS ADJA-WM]-[2L 3 P 4 4N7 HA ALL MS SENSORS DIMRF-LW DIMRF-LN L90 R90 MT TH LCF CE] | Outdoor Luminaires | Mid Output | Architectural Flood and Spot Luminaires | Standard | FALSE | [9 empty] | 42634 |  |  | Yes |  | 3.1 | 6547 | 111 | 59 | 4.12 | 1 | 4000 | 70
PRXFAANT | Eaton (formerly Cooper Lighting) | Mcgraw-Edison | GLEON-AF-01-LED-[E1 347 480]-5NQ-[AP BZ BK DP GM WH]-[ADJA ADJS ADJA-WM]-[P PER7 R HA ALL MS LWR SENSORS L90 R90 MT TH LCF CE] | Outdoor Luminaires | Mid Output | Architectural Flood and Spot Luminaires | Standard | FALSE | [9 empty] | 42634 |  |  | Yes |  | 3.1 | 6429 | 109 | 59 | 4.12 | 1 | 4000 | 70
PESV4FUK | Eaton (formerly Cooper Lighting) | Streetworks | GAN-AF-01-LED-[U 8 9]-5NQ-[AP BZ BK DP GM WH]-[ADJA ADJS ADJA-WM]-[2L 3 P 4 4N7 HA ALL MS SENSORS DIMRF-LW DIMRF-LN L90 R90 MT TH LCF CE] | Outdoor Luminaires | Mid Output | Architectural Flood and Spot Luminaires | Standard | FALSE | [9 empty] | 42634 |  |  | Yes |  | 3.1 | 6429 | 109 | 59 | 4.12 | 1 | 4000 | 70
PD28TDE7 | Eaton (formerly Cooper Lighting) | Streetworks | GAN-AF-07-LED-[U 8 9]-5WQ-[AP BZ BK DP GM WH]-[ADJA ADJS ADJA-WM]-600-[2L 3 P 4 4N7 HA ALL MS SENSORS DIMRF-LW DIMRF-LN L90 R90 MT TH LCF CE] | Outdoor Luminaires | High Output | Architectural Flood and Spot Luminaires | Premium | FALSE | [9 empty] | 42634 |  |  | Yes |  | 3.1 | 29219 | 129.3 | 226 | 3.49 | 1 | 4000 | 70
PAANZ1AF | Eaton (formerly Cooper Lighting) | Mcgraw-Edison | GLEON-AF-07-LED-[E1 347 480]-5WQ-[AP BZ BK DP GM WH]-[ADJA ADJS ADJA-WM]-600-[P PER7 R HA ALL MS LWR SENSORS L90 R90 MT TH LCF CE] | Outdoor Luminaires | High Output | Architectural Flood and Spot Luminaires | Premium | FALSE | [9 empty] | 42634 |  |  | Yes |  | 3.1 | 29219 | 129.3 | 226 | 3.49 | 1 | 4000 | 70
PWZRDQJK | Eaton (formerly Cooper Lighting) | Streetworks | GAN-AF-07-LED-[U 8 9]-5MQ-[AP BZ BK DP GM WH]-[ADJA ADJS ADJA-WM]-600-[2L 3 P 4 4N7 HA ALL MS SENSORS DIMRF-LW DIMRF-LN L90 R90 MT TH LCF CE] | Outdoor Luminaires | High Output | Architectural Flood and Spot Luminaires | Premium | FALSE | [9 empty] | 42634 |  |  | Yes |  | 3.1 | 29141 | 128.9 | 226 | 3.49 | 1 | 4000 | 70
P7QAWJJP | Eaton (formerly Cooper Lighting) | Mcgraw-Edison | GLEON-AF-07-LED-[E1 347 480]-5MQ-[AP BZ BK DP GM WH]-[ADJA ADJS ADJA-WM]-600-[P PER7 R HA ALL MS LWR SENSORS L90 R90 MT TH LCF CE] | Outdoor Luminaires | High Output | Architectural Flood and Spot Luminaires | Premium | FALSE | [9 empty] | 42634 |  |  | Yes |  | 3.1 | 29141 | 128.9 | 226 | 3.49 | 1 | 4000 | 70
PXQVJ43E | Eaton (formerly Cooper Lighting) | Mcgraw-Edison | GLEON-AF-07-LED-[E1 347 480]-5NQ-[AP BZ BK DP GM WH]-[ADJA ADJS ADJA-WM]-600-[P PER7 R HA ALL MS LWR SENSORS L90 R90 MT TH LCF CE] | Outdoor Luminaires | High Output | Architectural Flood and Spot Luminaires | Premium | FALSE | [9 empty] | 42634 |  |  | Yes |  | 3.1 | 28614 | 126.6 | 226 | 3.49 | 1 | 4000 | 70
PATK5SD1 | Eaton (formerly Cooper Lighting) | Streetworks | GAN-AF-07-LED-[U 8 9]-5NQ-[AP BZ BK DP GM WH]-[ADJA ADJS ADJA-WM]-600-[2L 3 P 4 4N7 HA ALL MS SENSORS DIMRF-LW DIMRF-LN L90 R90 MT TH LCF CE] | Outdoor Luminaires | High Output | Architectural Flood and Spot Luminaires | Premium | FALSE | [9 empty] | 42634 |  |  | Yes |  | 3.1 | 28614 | 126.6 | 226 | 3.49 | 1 | 4000 | 70
PMUESYT3 | Eaton (formerly Cooper Lighting) | Streetworks | GAN-AF-06-LED-[U 8 9]-5WQ-[AP BZ BK DP GM WH]-[ADJA ADJS ADJA-WM]-600-[2L 3 P 4 4N7 HA ALL MS SENSORS DIMRF-LW DIMRF-LN L90 R90 MT TH LCF CE] | Outdoor Luminaires | High Output | Architectural Flood and Spot Luminaires | Premium | FALSE | [9 empty] | 42634 |  |  | Yes |  | 3.1 | 24707 | 128 | 193 | 3.49 | 1 | 4000 | 70
P4S3VPA2 | Eaton (formerly Cooper Lighting) | Mcgraw-Edison | GLEON-AF-06-LED-[E1 347 480]-5WQ-[AP BZ BK DP GM WH]-[ADJA ADJS ADJA-WM]-600-[P PER7 R HA ALL MS LWR SENSORS L90 R90 MT TH LCF CE] | Outdoor Luminaires | High Output | Architectural Flood and Spot Luminaires | Premium | FALSE | [9 empty] | 42634 |  |  | Yes |  | 3.1 | 24707 | 128 | 193 | 3.49 | 1 | 4000 | 70
PKDBDKD3 | Eaton (formerly Cooper Lighting) | Streetworks | GAN-AF-06-LED-[U 8 9]-5MQ-[AP BZ BK DP GM WH]-[ADJA ADJS ADJA-WM]-600-[2L 3 P 4 4N7 HA ALL MS SENSORS DIMRF-LW DIMRF-LN L90 R90 MT TH LCF CE] | Outdoor Luminaires | High Output | Architectural Flood and Spot Luminaires | Premium | FALSE | [9 empty] | 42634 |  |  | Yes |  | 3.1 | 24641 | 127.7 | 193 | 3.49 | 1 | 4000 | 70
PDT76HJ7 | Eaton (formerly Cooper Lighting) | Mcgraw-Edison | GLEON-AF-06-LED-[E1 347 480]-5MQ-[AP BZ BK DP GM WH]-[ADJA ADJS ADJA-WM]-600-[P PER7 R HA ALL MS LWR SENSORS L90 R90 MT TH LCF CE] | Outdoor Luminaires | High Output | Architectural Flood and Spot Luminaires | Premium | FALSE | [9 empty] | 42634 |  |  | Yes |  | 3.1 | 24641 | 127.7 | 193 | 3.49 | 1 | 4000 | 70
PT5G1724 | Eaton (formerly Cooper Lighting) | Streetworks | GAN-AF-06-LED-[U 8 9]-5NQ-[AP BZ BK DP GM WH]-[ADJA ADJS ADJA-WM]-600-[2L 3 P 4 4N7 HA ALL MS SENSORS DIMRF-LW DIMRF-LN L90 R90 MT TH LCF CE] | Outdoor Luminaires | High Output | Architectural Flood and Spot Luminaires | Premium | FALSE | [9 empty] | 42634 |  |  | Yes |  | 3.1 | 24196 | 125.4 | 193 | 3.49 | 1 | 4000 | 70
PJ3PFQMX | Eaton (formerly Cooper Lighting) | Mcgraw-Edison | GLEON-AF-06-LED-[E1 347 480]-5NQ-[AP BZ BK DP GM WH]-[ADJA ADJS ADJA-WM]-600-[P PER7 R HA ALL MS LWR SENSORS L90 R90 MT TH LCF CE] | Outdoor Luminaires | High Output | Architectural Flood and Spot Luminaires | Premium | FALSE | [9 empty] | 42634 |  |  | Yes |  | 3.1 | 24196 | 125.4 | 193 | 3.49 | 1 | 4000 | 70
PDQN52WJ | Eaton (formerly Cooper Lighting) | Mcgraw-Edison | GLEON-AF-05-LED-[E1 347 480]-5WQ-[AP BZ BK DP GM WH]-[ADJA ADJS ADJA-WM]-600-[P PER7 R HA ALL MS LWR SENSORS L90 R90 MT TH LCF CE] | Outdoor Luminaires | High Output | Architectural Flood and Spot Luminaires | Premium | FALSE | [9 empty] | 42634 |  |  | Yes |  | 3.1 | 20646 | 127.4 | 162 | 3.49 | 1 | 4000 | 70
PARU9JVA | Eaton (formerly Cooper Lighting) | Streetworks | GAN-AF-05-LED-[U 8 9]-5WQ-[AP BZ BK DP GM WH]-[ADJA ADJS ADJA-WM]-600-[2L 3 P 4 4N7 HA ALL MS SENSORS DIMRF-LW DIMRF-LN L90 R90 MT TH LCF CE] | Outdoor Luminaires | High Output | Architectural Flood and Spot Luminaires | Premium | FALSE | [9 empty] | 42634 |  |  | Yes |  | 3.1 | 20646 | 127.4 | 162 | 3.49 | 1 | 4000 | 70
P315VQ41 | Eaton (formerly Cooper Lighting) | Streetworks | GAN-AF-05-LED-[U 8 9]-5MQ-[AP BZ BK DP GM WH]-[ADJA ADJS ADJA-WM]-600-[2L 3 P 4 4N7 HA ALL MS SENSORS DIMRF-LW DIMRF-LN L90 R90 MT TH LCF CE] | Outdoor Luminaires | High Output | Architectural Flood and Spot Luminaires | Premium | FALSE | [9 empty] | 42634 |  |  | Yes |  | 3.1 | 20591 | 127.1 | 162 | 3.49 | 1 | 4000 | 70
P1AZFFNE | Eaton (formerly Cooper Lighting) | Mcgraw-Edison | GLEON-AF-05-LED-[E1 347 480]-5MQ-[AP BZ BK DP GM WH]-[ADJA ADJS ADJA-WM]-600-[P PER7 R HA ALL MS LWR SENSORS L90 R90 MT TH LCF CE] | Outdoor Luminaires | High Output | Architectural Flood and Spot Luminaires | Premium | FALSE | [9 empty] | 42634 |  |  | Yes |  | 3.1 | 20591 | 127.1 | 162 | 3.49 | 1 | 4000 | 70
PXF1R3C8 | Eaton (formerly Cooper Lighting) | Mcgraw-Edison | GLEON-AF-05-LED-E1-5NQ-[AP BZ BK DP GM WH]-[ADJA ADJS ADJA-WM]-600-[P PER7 R HA ALL MS LWR SENSORS L90 R90 MT TH LCF CE] | Outdoor Luminaires | High Output | Architectural Flood and Spot Luminaires | Premium | FALSE | [9 empty] | 42634 |  |  | Yes |  | 3.1 | 20219 | 124.8 | 162 | 3.49 | 1 | 4000 | 70
P27G76GJ | Eaton (formerly Cooper Lighting) | Streetworks | GAN-AF-05-LED-U-5NQ-[AP BZ BK DP GM WH]-[ADJA ADJS ADJA-WM]-600-[2L 3 P 4 4N7 HA ALL MS SENSORS DIMRF-LW DIMRF-LN L90 R90 MT TH LCF CE] | Outdoor Luminaires | High Output | Architectural Flood and Spot Luminaires | Premium | FALSE | [9 empty] | 42634 |  |  | Yes |  | 3.1 | 20219 | 124.8 | 162 | 3.49 | 1 | 4000 | 70
PGZXTWS4 | Eaton (formerly Cooper Lighting) | Streetworks | GAN-AF-03-LED-[U 8 9]-5WQ-[AP BZ BK DP GM WH]-[ADJA ADJS ADJA-WM]-600-[2L 3 P 4 4N7 HA ALL MS SENSORS DIMRF-LW DIMRF-LN L90 R90 MT TH LCF CE] | Outdoor Luminaires | High Output | Architectural Flood and Spot Luminaires | Premium | FALSE | [9 empty] | 42634 |  |  | Yes |  | 3.1 | 12611 | 131.4 | 96 | 3.49 | 1 | 4000 | 70
P3XBVC9M | Eaton (formerly Cooper Lighting) | Mcgraw-Edison | GLEON-AF-03-LED-[E1 347 480]-5WQ-[AP BZ BK DP GM WH]-[ADJA ADJS ADJA-WM]-600-[P PER7 R HA ALL MS LWR SENSORS L90 R90 MT TH LCF CE] | Outdoor Luminaires | High Output | Architectural Flood and Spot Luminaires | Premium | FALSE | [9 empty] | 42634 |  |  | Yes |  | 3.1 | 12611 | 131.4 | 96 | 3.49 | 1 | 4000 | 70
PYKGRD3R | Eaton (formerly Cooper Lighting) | Streetworks | GAN-AF-03-LED-[U 8 9]-5MQ-[AP BZ BK DP GM WH]-[ADJA ADJS ADJA-WM]-600-[2L 3 P 4 4N7 HA ALL MS SENSORS DIMRF-LW DIMRF-LN L90 R90 MT TH LCF CE] | Outdoor Luminaires | High Output | Architectural Flood and Spot Luminaires | Premium | FALSE | [9 empty] | 42634 |  |  | Yes |  | 3.1 | 12578 | 131 | 96 | 3.49 | 1 | 4000 | 70
PEH2D7A4 | Eaton (formerly Cooper Lighting) | Mcgraw-Edison | GLEON-AF-03-LED-[E1 347 480]-5MQ-[AP BZ BK DP GM WH]-[ADJA ADJS ADJA-WM]-600-[P PER7 R HA ALL MS LWR SENSORS L90 R90 MT TH LCF CE] | Outdoor Luminaires | High Output | Architectural Flood and Spot Luminaires | Premium | FALSE | [9 empty] | 42634 |  |  | Yes |  | 3.1 | 12578 | 131 | 96 | 3.49 | 1 | 4000 | 70
PJGP6613 | Eaton (formerly Cooper Lighting) | Mcgraw-Edison | GLEON-AF-03-LED-[E1 347 480]-5NQ-[AP BZ BK DP GM WH]-[ADJA ADJS ADJA-WM]-600-[P PER7 R HA ALL MS LWR SENSORS L90 R90 MT TH LCF CE] | Outdoor Luminaires | High Output | Architectural Flood and Spot Luminaires | Premium | FALSE | [9 empty] | 42634 |  |  | Yes |  | 3.1 | 12351 | 128.7 | 96 | 3.49 | 1 | 4000 | 70
P9V35TRK | Eaton (formerly Cooper Lighting) | Streetworks | GAN-AF-03-LED-[U 8 9]-5NQ-[AP BZ BK DP GM WH]-[ADJA ADJS ADJA-WM]-600-[2L 3 P 4 4N7 HA ALL MS SENSORS DIMRF-LW DIMRF-LN L90 R90 MT TH LCF CE] | Outdoor Luminaires | High Output | Architectural Flood and Spot Luminaires | Premium | FALSE | [9 empty] | 42634 |  |  | Yes |  | 3.1 | 12351 | 128.7 | 96 | 3.49 | 1 | 4000 | 70
PGPXC1S5 | Eaton (formerly Cooper Lighting) | Streetworks | GAN-AF-06-LED-U-5NQ-[AP BZ BK DP GM WH]-[ADJA ADJS ADJA-WM]-800-[2L 3 P 4 4N7 HA ALL MS SENSORS DIMRF-LW DIMRF-LN L90 R90 MT TH LCF CE] | Outdoor Luminaires | High Output | Architectural Flood and Spot Luminaires | Premium | FALSE | [9 empty] | 42634 |  |  | Yes |  | 3.1 | 29670 | 119.2 | 249 | 2.91 | 1 | 4000 | 70
PE32QPJR | Eaton (formerly Cooper Lighting) | Mcgraw-Edison | GLEON-AF-06-LED-E1-5NQ-[AP BZ BK DP GM WH]-[ADJA ADJS ADJA-WM]-800-[P PER7 R HA ALL MS LWR SENSORS L90 R90 MT TH LCF CE] | Outdoor Luminaires | High Output | Architectural Flood and Spot Luminaires | Premium | FALSE | [9 empty] | 42634 |  |  | Yes |  | 3.1 | 29670 | 119.2 | 249 | 2.91 | 1 | 4000 | 70
PEX7RAQ2 | Eaton (formerly Cooper Lighting) | Mcgraw-Edison | GLEON-AF-05-LED-E1-5WQ-[AP BZ BK DP GM WH]-[ADJA ADJS ADJA-WM]-800-[P PER7 R HA ALL MS LWR SENSORS L90 R90 MT TH LCF CE] | Outdoor Luminaires | High Output | Architectural Flood and Spot Luminaires | Premium | FALSE | [9 empty] | 42634 |  |  | Yes |  | 3.1 | 25318 | 120.6 | 210 | 2.91 | 1 | 4000 | 70
P9GTD57Z | Eaton (formerly Cooper Lighting) | Streetworks | GAN-AF-05-LED-U-5WQ-[AP BZ BK DP GM WH]-[ADJA ADJS ADJA-WM]-800-[2L 3 P 4 4N7 HA ALL MS SENSORS DIMRF-LW DIMRF-LN L90 R90 MT TH LCF CE] | Outdoor Luminaires | High Output | Architectural Flood and Spot Luminaires | Premium | FALSE | [9 empty] | 42634 |  |  | Yes |  | 3.1 | 25318 | 120.6 | 210 | 2.91 | 1 | 4000 | 70
PE88ZBQQ | Eaton (formerly Cooper Lighting) | Streetworks | GAN-AF-05-LED-U-5MQ-[AP BZ BK DP GM WH]-[ADJA ADJS ADJA-WM]-800-[2L 3 P 4 4N7 HA ALL MS SENSORS DIMRF-LW DIMRF-LN L90 R90 MT TH LCF CE] | Outdoor Luminaires | High Output | Architectural Flood and Spot Luminaires | Premium | FALSE | [9 empty] | 42634 |  |  | Yes |  | 3.1 | 25250 | 120.2 | 210 | 2.91 | 1 | 4000 | 70
P8EWVRKU | Eaton (formerly Cooper Lighting) | Mcgraw-Edison | GLEON-AF-05-LED-E1-5MQ-[AP BZ BK DP GM WH]-[ADJA ADJS ADJA-WM]-800-[P PER7 R HA ALL MS LWR SENSORS L90 R90 MT TH LCF CE] | Outdoor Luminaires | High Output | Architectural Flood and Spot Luminaires | Premium | FALSE | [9 empty] | 42634 |  |  | Yes |  | 3.1 | 25250 | 120.2 | 210 | 2.91 | 1 | 4000 | 70
PFHDUY74 | Eaton (formerly Cooper Lighting) | Mcgraw-Edison | GLEON-AF-05-LED-E1-5NQ-[AP BZ BK DP GM WH]-[ADJA ADJS ADJA-WM]-800-[P PER7 R HA ALL MS LWR SENSORS L90 R90 MT TH LCF CE] | Outdoor Luminaires | High Output | Architectural Flood and Spot Luminaires | Premium | FALSE | [9 empty] | 42634 |  |  | Yes |  | 3.1 | 24794 | 118.1 | 210 | 2.91 | 1 | 4000 | 70
P41BH8WD | Eaton (formerly Cooper Lighting) | Streetworks | GAN-AF-05-LED-U-5NQ-[AP BZ BK DP GM WH]-[ADJA ADJS ADJA-WM]-800-[2L 3 P 4 4N7 HA ALL MS SENSORS DIMRF-LW DIMRF-LN L90 R90 MT TH LCF CE] | Outdoor Luminaires | High Output | Architectural Flood and Spot Luminaires | Premium | FALSE | [9 empty] | 42634 |  |  | Yes |  | 3.1 | 24794 | 118.1 | 210 | 2.91 | 1 | 4000 | 70
PPR4TEU7 | Eaton (formerly Cooper Lighting) | Mcgraw-Edison | GLEON-AF-04-LED-[E1 347 480]-5WQ-[AP BZ BK DP GM WH]-[ADJA ADJS ADJA-WM]-600-[P PER7 R HA ALL MS LWR SENSORS L90 R90 MT TH LCF CE] | Outdoor Luminaires | High Output | Architectural Flood and Spot Luminaires | Premium | FALSE | [9 empty] | 42634 |  |  | Yes |  | 3.1 | 16664 | 129.2 | 129 | 2.72 | 1 | 4000 | 70
P9E1WU69 | Eaton (formerly Cooper Lighting) | Streetworks | GAN-AF-04-LED-[U 8 9]-5WQ-[AP BZ BK DP GM WH]-[ADJA ADJS ADJA-WM]-600-[2L 3 P 4 4N7 HA ALL MS SENSORS DIMRF-LW DIMRF-LN L90 R90 MT TH LCF CE] | Outdoor Luminaires | High Output | Architectural Flood and Spot Luminaires | Premium | FALSE | [9 empty] | 42634 |  |  | Yes |  | 3.1 | 16664 | 129.2 | 129 | 2.72 | 1 | 4000 | 70
PVS3F3KE | Eaton (formerly Cooper Lighting) | Mcgraw-Edison | GLEON-AF-04-LED-[E1 347 480]-5MQ-[AP BZ BK DP GM WH]-[ADJA ADJS ADJA-WM]-600-[P PER7 R HA ALL MS LWR SENSORS L90 R90 MT TH LCF CE] | Outdoor Luminaires | High Output | Architectural Flood and Spot Luminaires | Premium | FALSE | [9 empty] | 42634 |  |  | Yes |  | 3.1 | 16619 | 128.8 | 129 | 2.72 | 1 | 4000 | 70
PNDAC3ZJ | Eaton (formerly Cooper Lighting) | Streetworks | GAN-AF-04-LED-[U 8 9]-5MQ-[AP BZ BK DP GM WH]-[ADJA ADJS ADJA-WM]-600-[2L 3 P 4 4N7 HA ALL MS SENSORS DIMRF-LW DIMRF-LN L90 R90 MT TH LCF CE] | Outdoor Luminaires | High Output | Architectural Flood and Spot Luminaires | Premium | FALSE | [9 empty] | 42634 |  |  | Yes |  | 3.1 | 16619 | 128.8 | 129 | 2.72 | 1 | 4000 | 70
PQDQ1R3M | Eaton (formerly Cooper Lighting) | Streetworks | GAN-AF-04-LED-[U 8 9]-5NQ-[AP BZ BK DP GM WH]-[ADJA ADJS ADJA-WM]-600-[2L 3 P 4 4N7 HA ALL MS SENSORS DIMRF-LW DIMRF-LN L90 R90 MT TH LCF CE] | Outdoor Luminaires | High Output | Architectural Flood and Spot Luminaires | Premium | FALSE | [9 empty] | 42634 |  |  | Yes |  | 3.1 | 16319 | 126.5 | 129 | 2.72 | 1 | 4000 | 70
P77MYZ74 | Eaton (formerly Cooper Lighting) | Mcgraw-Edison | GLEON-AF-04-LED-[E1 347 480]-5NQ-[AP BZ BK DP GM WH]-[ADJA ADJS ADJA-WM]-600-[P PER7 R HA ALL MS LWR SENSORS L90 R90 MT TH LCF CE] | Outdoor Luminaires | High Output | Architectural Flood and Spot Luminaires | Premium | FALSE | [9 empty] | 42634 |  |  | Yes |  | 3.1 | 16319 | 126.5 | 129 | 2.72 | 1 | 4000 | 70
PT8X2R51 | Eaton (formerly Cooper Lighting) | Mcgraw-Edison | GLEON-AF-04-LED-[E1 347 480]-5WQ-[AP BZ BK DP GM WH]-[ADJA ADJS ADJA-WM]-1200-[P PER7 R ALL MS LWR SENSORS L90 R90 MT TH LCF CE] | Outdoor Luminaires | High Output | Architectural Flood and Spot Luminaires | Standard | FALSE | [9 empty] | 42634 |  |  | Yes |  | 3.1 | 27744 | 107.5 | 258 | 2.64 | 1 | 4000 | 70
PF6NAXK6 | Eaton (formerly Cooper Lighting) | Streetworks | GAN-AF-04-LED-[U 8 9]-5WQ-[AP BZ BK DP GM WH]-[ADJA ADJS ADJA-WM]-1200-[2L 3 P 4 4N7 HA ALL MS SENSORS DIMRF-LW DIMRF-LN L90 R90 MT TH LCF CE] | Outdoor Luminaires | High Output | Architectural Flood and Spot Luminaires | Standard | FALSE | [9 empty] | 42634 |  |  | Yes |  | 3.1 | 27744 | 107.5 | 258 | 2.64 | 1 | 4000 | 70
PQMKTEDT | Eaton (formerly Cooper Lighting) | Streetworks | GAN-AF-04-LED-[U 8 9]-5MQ-[AP BZ BK DP GM WH]-[ADJA ADJS ADJA-WM]-1200-[2L 3 P 4 4N7 HA ALL MS SENSORS DIMRF-LW DIMRF-LN L90 R90 MT TH LCF CE] | Outdoor Luminaires | High Output | Architectural Flood and Spot Luminaires | Standard | FALSE | [9 empty] | 42634 |  |  | Yes |  | 3.1 | 27671 | 107.3 | 258 | 2.64 | 1 | 4000 | 70
PNBSYPNN | Eaton (formerly Cooper Lighting) | Mcgraw-Edison | GLEON-AF-04-LED-[E1 347 480]-5MQ-[AP BZ BK DP GM WH]-[ADJA ADJS ADJA-WM]-1200-[P PER7 R ALL MS LWR SENSORS L90 R90 MT TH LCF CE] | Outdoor Luminaires | High Output | Architectural Flood and Spot Luminaires | Standard | FALSE | [9 empty] | 42634 |  |  | Yes |  | 3.1 | 27671 | 107.3 | 258 | 2.64 | 1 | 4000 | 70
PQ2YWAQ7 | Eaton (formerly Cooper Lighting) | Streetworks | GAN-AF-04-LED-[U 8 9]-5NQ-[AP BZ BK DP GM WH]-[ADJA ADJS ADJA-WM]-1200-[2L 3 P 4 4N7 HA ALL MS SENSORS DIMRF-LW DIMRF-LN L90 R90 MT TH LCF CE] | Outdoor Luminaires | High Output | Architectural Flood and Spot Luminaires | Standard | FALSE | [9 empty] | 42634 |  |  | Yes |  | 3.1 | 27171 | 105.3 | 258 | 2.64 | 1 | 4000 | 70
P3614UY6 | Eaton (formerly Cooper Lighting) | Mcgraw-Edison | GLEON-AF-04-LED-[E1 347 480]-5NQ-[AP BZ BK DP GM WH]-[ADJA ADJS ADJA-WM]-1200-[P PER7 R ALL MS LWR SENSORS L90 R90 MT TH LCF CE] | Outdoor Luminaires | High Output | Architectural Flood and Spot Luminaires | Standard | FALSE | [9 empty] | 42634 |  |  | Yes |  | 3.1 | 27171 | 105.3 | 258 | 2.64 | 1 | 4000 | 70
PWJPS666 | Eaton (formerly Cooper Lighting) | Streetworks | GAN-AF-02-LED-[U 8 9]-5WQ-[AP BZ BK DP GM WH]-[ADJA ADJS ADJA-WM]-1200-[2L 3 P 4 4N7 HA ALL MS SENSORS DIMRF-LW DIMRF-LN L90 R90 MT TH LCF CE] | Outdoor Luminaires | High Output | Architectural Flood and Spot Luminaires | Standard | FALSE | [9 empty] | 42634 |  |  | Yes |  | 3.1 | 14073 | 109.1 | 129 | 2.64 | 1 | 4000 | 70
PBSFDJ9U | Eaton (formerly Cooper Lighting) | Mcgraw-Edison | GLEON-AF-02-LED-[E1 347 480]-5WQ-[AP BZ BK DP GM WH]-[ADJA ADJS ADJA-WM]-1200-[P PER7 R ALL MS LWR SENSORS L90 R90 MT TH LCF CE] | Outdoor Luminaires | High Output | Architectural Flood and Spot Luminaires | Standard | FALSE | [9 empty] | 42634 |  |  | Yes |  | 3.1 | 14073 | 109.1 | 129 | 2.64 | 1 | 4000 | 70
PT94R28Q | Eaton (formerly Cooper Lighting) | Mcgraw-Edison | GLEON-AF-02-LED-[E1 347 480]-5MQ-[AP BZ BK DP GM WH]-[ADJA ADJS ADJA-WM]-1200-[P PER7 R ALL MS LWR SENSORS L90 R90 MT TH LCF CE] | Outdoor Luminaires | High Output | Architectural Flood and Spot Luminaires | Standard | FALSE | [9 empty] | 42634 |  |  | Yes |  | 3.1 | 14034 | 108.8 | 129 | 2.64 | 1 | 4000 | 70
PNZ91UGV | Eaton (formerly Cooper Lighting) | Streetworks | GAN-AF-02-LED-[U 8 9]-5MQ-[AP BZ BK DP GM WH]-[ADJA ADJS ADJA-WM]-1200-[2L 3 P 4 4N7 HA ALL MS SENSORS DIMRF-LW DIMRF-LN L90 R90 MT TH LCF CE] | Outdoor Luminaires | High Output | Architectural Flood and Spot Luminaires | Standard | FALSE | [9 empty] | 42634 |  |  | Yes |  | 3.1 | 14034 | 108.8 | 129 | 2.64 | 1 | 4000 | 70
PN4NZMYU | Eaton (formerly Cooper Lighting) | Streetworks | GAN-AF-02-LED-[U 8 9]-5NQ-[AP BZ BK DP GM WH]-[ADJA ADJS ADJA-WM]-1200-[2L 3 P 4 4N7 HA ALL MS SENSORS DIMRF-LW DIMRF-LN L90 R90 MT TH LCF CE] | Outdoor Luminaires | High Output | Architectural Flood and Spot Luminaires | Standard | FALSE | [9 empty] | 42634 |  |  | Yes |  | 3.1 | 13781 | 106.8 | 129 | 2.64 | 1 | 4000 | 70
PK1RD944 | Eaton (formerly Cooper Lighting) | Mcgraw-Edison | GLEON-AF-02-LED-[E1 347 480]-5NQ-[AP BZ BK DP GM WH]-[ADJA ADJS ADJA-WM]-1200-[P PER7 R ALL MS LWR SENSORS L90 R90 MT TH LCF CE] | Outdoor Luminaires | High Output | Architectural Flood and Spot Luminaires | Standard | FALSE | [9 empty] | 42634 |  |  | Yes |  | 3.1 | 13781 | 106.8 | 129 | 2.64 | 1 | 4000 | 70
PZ4YPUB5 | Eaton (formerly Cooper Lighting) | Mcgraw-Edison | GLEON-AF-03-LED-[E1 347 480]-5WQ-[AP BZ BK DP GM WH]-[ADJA ADJS ADJA-WM]-[P PER7 R HA ALL MS LWR SENSORS L90 R90 MT TH LCF CE] | Outdoor Luminaires | High Output | Architectural Flood and Spot Luminaires | Standard | FALSE | [9 empty] | 42634 |  |  | Yes |  | 3.1 | 19141 | 115.3 | 166 | 2.19 | 1 | 4000 | 70
P83PE858 | Eaton (formerly Cooper Lighting) | Streetworks | GAN-AF-03-LED-[U 8 9]-5WQ-[AP BZ BK DP GM WH]-[ADJA ADJS ADJA-WM]-[2L 3 P 4 4N7 HA ALL MS SENSORS DIMRF-LW DIMRF-LN L90 R90 MT TH LCF CE] | Outdoor Luminaires | High Output | Architectural Flood and Spot Luminaires | Standard | FALSE | [9 empty] | 42634 |  |  | Yes |  | 3.1 | 19141 | 115.3 | 166 | 2.19 | 1 | 4000 | 70
PR8DUFQP | Eaton (formerly Cooper Lighting) | Streetworks | GAN-AF-03-LED-[U 8 9]-5MQ-[AP BZ BK DP GM WH]-[ADJA ADJS ADJA-WM]-[2L 3 P 4 4N7 HA ALL MS SENSORS DIMRF-LW DIMRF-LN L90 R90 MT TH LCF CE] | Outdoor Luminaires | High Output | Architectural Flood and Spot Luminaires | Standard | FALSE | [9 empty] | 42634 |  |  | Yes |  | 3.1 | 19090 | 115 | 166 | 2.19 | 1 | 4000 | 70
P7T7QVER | Eaton (formerly Cooper Lighting) | Mcgraw-Edison | GLEON-AF-03-LED-[E1 347 480]-5MQ-[AP BZ BK DP GM WH]-[ADJA ADJS ADJA-WM]-[P PER7 R HA ALL MS LWR SENSORS L90 R90 MT TH LCF CE] | Outdoor Luminaires | High Output | Architectural Flood and Spot Luminaires | Standard | FALSE | [9 empty] | 42634 |  |  | Yes |  | 3.1 | 19090 | 115 | 166 | 2.19 | 1 | 4000 | 70
PEJR56SR | Eaton (formerly Cooper Lighting) | Mcgraw-Edison | GLEON-AF-03-LED-[E1 347 480]-5NQ-[AP BZ BK DP GM WH]-[ADJA ADJS ADJA-WM]-[P PER7 R HA ALL MS LWR SENSORS L90 R90 MT TH LCF CE] | Outdoor Luminaires | High Output | Architectural Flood and Spot Luminaires | Standard | FALSE | [9 empty] | 42634 |  |  | Yes |  | 3.1 | 18746 | 112.9 | 166 | 2.19 | 1 | 4000 | 70
PDQAB62Z | Eaton (formerly Cooper Lighting) | Streetworks | GAN-AF-03-LED-[U 8 9]-5NQ-[AP BZ BK DP GM WH]-[ADJA ADJS ADJA-WM]-[2L 3 P 4 4N7 HA ALL MS SENSORS DIMRF-LW DIMRF-LN L90 R90 MT TH LCF CE] | Outdoor Luminaires | High Output | Architectural Flood and Spot Luminaires | Standard | FALSE | [9 empty] | 42634 |  |  | Yes |  | 3.1 | 18746 | 112.9 | 166 | 2.19 | 1 | 4000 | 70
P7CZBRZQ | Eaton (formerly Cooper Lighting) | Mcgraw-Edison | GLEON-AF-03-LED-E1-5WQ-[AP BZ BK DP GM WH]-[ADJA ADJS ADJA-WM]-800-[P PER7 R HA ALL MS LWR SENSORS L90 R90 MT TH LCF CE] | Outdoor Luminaires | High Output | Architectural Flood and Spot Luminaires | Premium | FALSE | [9 empty] | 42634 |  |  | Yes |  | 3.1 | 15465 | 124.7 | 124 | 2.19 | 1 | 4000 | 70
P323ETFX | Eaton (formerly Cooper Lighting) | Streetworks | GAN-AF-03-LED-U-5WQ-[AP BZ BK DP GM WH]-[ADJA ADJS ADJA-WM]-800-[2L 3 P 4 4N7 HA ALL MS SENSORS DIMRF-LW DIMRF-LN L90 R90 MT TH LCF CE] | Outdoor Luminaires | High Output | Architectural Flood and Spot Luminaires | Premium | FALSE | [9 empty] | 42634 |  |  | Yes |  | 3.1 | 15465 | 124.7 | 124 | 2.19 | 1 | 4000 | 70
PTJ19GRJ | Eaton (formerly Cooper Lighting) | Mcgraw-Edison | GLEON-AF-03-LED-E1-5MQ-[AP BZ BK DP GM WH]-[ADJA ADJS ADJA-WM]-800-[P PER7 R HA ALL MS LWR SENSORS L90 R90 MT TH LCF CE] | Outdoor Luminaires | High Output | Architectural Flood and Spot Luminaires | Premium | FALSE | [9 empty] | 42634 |  |  | Yes |  | 3.1 | 15424 | 124.4 | 124 | 2.19 | 1 | 4000 | 70
PD6PS3XE | Eaton (formerly Cooper Lighting) | Streetworks | GAN-AF-03-LED-U-5MQ-[AP BZ BK DP GM WH]-[ADJA ADJS ADJA-WM]-800-[2L 3 P 4 4N7 HA ALL MS SENSORS DIMRF-LW DIMRF-LN L90 R90 MT TH LCF CE] | Outdoor Luminaires | High Output | Architectural Flood and Spot Luminaires | Premium | FALSE | [9 empty] | 42634 |  |  | Yes |  | 3.1 | 15424 | 124.4 | 124 | 2.19 | 1 | 4000 | 70
PUXR8WVW | Eaton (formerly Cooper Lighting) | Streetworks | GAN-AF-03-LED-U-5NQ-[AP BZ BK DP GM WH]-[ADJA ADJS ADJA-WM]-800-[2L 3 P 4 4N7 HA ALL MS SENSORS DIMRF-LW DIMRF-LN L90 R90 MT TH LCF CE] | Outdoor Luminaires | High Output | Architectural Flood and Spot Luminaires | Premium | FALSE | [9 empty] | 42634 |  |  | Yes |  | 3.1 | 15145 | 122.1 | 124 | 2.19 | 1 | 4000 | 70
PHXKWSCW | Eaton (formerly Cooper Lighting) | Mcgraw-Edison | GLEON-AF-03-LED-E1-5NQ-[AP BZ BK DP GM WH]-[ADJA ADJS ADJA-WM]-800-[P PER7 R HA ALL MS LWR SENSORS L90 R90 MT TH LCF CE] | Outdoor Luminaires | High Output | Architectural Flood and Spot Luminaires | Premium | FALSE | [9 empty] | 42634 |  |  | Yes |  | 3.1 | 15145 | 122.1 | 124 | 2.19 | 1 | 4000 | 70
PEWYC7Q7 | Eaton (formerly Cooper Lighting) | Mcgraw-Edison | GLEON-AF-03-LED-[E1 347 480]-5WQ-[AP BZ BK DP GM WH]-[ADJA ADJS ADJA-WM]-1200-[P PER7 R ALL MS LWR SENSORS L90 R90 MT TH LCF CE] | Outdoor Luminaires | High Output | Architectural Flood and Spot Luminaires | Standard | FALSE | [9 empty] | 42634 |  |  | Yes |  | 3.1 | 20998 | 109.9 | 191 | 1.99 | 1 | 4000 | 70
P3BBVQ2D | Eaton (formerly Cooper Lighting) | Streetworks | GAN-AF-03-LED-[U 8 9]-5WQ-[AP BZ BK DP GM WH]-[ADJA ADJS ADJA-WM]-1200-[2L 3 P 4 4N7 HA ALL MS SENSORS DIMRF-LW DIMRF-LN L90 R90 MT TH LCF CE] | Outdoor Luminaires | High Output | Architectural Flood and Spot Luminaires | Standard | FALSE | [9 empty] | 42634 |  |  | Yes |  | 3.1 | 20998 | 109.9 | 191 | 1.99 | 1 | 4000 | 70
PPU8Z746 | Eaton (formerly Cooper Lighting) | Mcgraw-Edison | GLEON-AF-03-LED-[E1 347 480]-5MQ-[AP BZ BK DP GM WH]-[ADJA ADJS ADJA-WM]-1200-[P PER7 R ALL MS LWR SENSORS L90 R90 MT TH LCF CE] | Outdoor Luminaires | High Output | Architectural Flood and Spot Luminaires | Standard | FALSE | [9 empty] | 42634 |  |  | Yes |  | 3.1 | 20942 | 109.6 | 191 | 1.99 | 1 | 4000 | 70
PPPMMYVP | Eaton (formerly Cooper Lighting) | Streetworks | GAN-AF-03-LED-[U 8 9]-5MQ-[AP BZ BK DP GM WH]-[ADJA ADJS ADJA-WM]-1200-[2L 3 P 4 4N7 HA ALL MS SENSORS DIMRF-LW DIMRF-LN L90 R90 MT TH LCF CE] | Outdoor Luminaires | High Output | Architectural Flood and Spot Luminaires | Standard | FALSE | [9 empty] | 42634 |  |  | Yes |  | 3.1 | 20942 | 109.6 | 191 | 1.99 | 1 | 4000 | 70
PQATQJNM | Eaton (formerly Cooper Lighting) | Streetworks | GAN-AF-03-LED-[U 8 9]-5NQ-[AP BZ BK DP GM WH]-[ADJA ADJS ADJA-WM]-1200-[2L 3 P 4 4N7 HA ALL MS SENSORS DIMRF-LW DIMRF-LN L90 R90 MT TH LCF CE] | Outdoor Luminaires | High Output | Architectural Flood and Spot Luminaires | Standard | FALSE | [9 empty] | 42634 |  |  | Yes |  | 3.1 | 20564 | 107.7 | 191 | 1.99 | 1 | 4000 | 70
PDFQDWXE | Eaton (formerly Cooper Lighting) | Mcgraw-Edison | GLEON-AF-03-LED-[E1 347 480]-5NQ-[AP BZ BK DP GM WH]-[ADJA ADJS ADJA-WM]-1200-[P PER7 R ALL MS LWR SENSORS L90 R90 MT TH LCF CE] | Outdoor Luminaires | High Output | Architectural Flood and Spot Luminaires | Standard | FALSE | [9 empty] | 42634 |  |  | Yes |  | 3.1 | 20564 | 107.7 | 191 | 1.99 | 1 | 4000 | 70
PEVBPZSH | Eaton (formerly Cooper Lighting) | Mcgraw-Edison | GLEON-AF-04-LED-[E1 347 480]-5WQ-[AP BZ BK DP GM WH]-[ADJA ADJS ADJA-WM]-[P PER7 R HA ALL MS LWR SENSORS L90 R90 MT TH LCF CE] | Outdoor Luminaires | High Output | Architectural Flood and Spot Luminaires | Standard | FALSE | [9 empty] | 42634 |  |  | Yes |  | 3.1 | 25291 | 112.4 | 225 | 1.65 | 1 | 4000 | 70
PBEWPUH5 | Eaton (formerly Cooper Lighting) | Streetworks | GAN-AF-04-LED-[U 8 9]-5WQ-[AP BZ BK DP GM WH]-[ADJA ADJS ADJA-WM]-[2L 3 P 4 4N7 HA ALL MS SENSORS DIMRF-LW DIMRF-LN L90 R90 MT TH LCF CE] | Outdoor Luminaires | High Output | Architectural Flood and Spot Luminaires | Standard | FALSE | [9 empty] | 42634 |  |  | Yes |  | 3.1 | 25291 | 112.4 | 225 | 1.65 | 1 | 4000 | 70
PNATNZEZ | Eaton (formerly Cooper Lighting) | Mcgraw-Edison | GLEON-AF-04-LED-[E1 347 480]-5MQ-[AP BZ BK DP GM WH]-[ADJA ADJS ADJA-WM]-[P PER7 R HA ALL MS LWR SENSORS L90 R90 MT TH LCF CE] | Outdoor Luminaires | High Output | Architectural Flood and Spot Luminaires | Standard | FALSE | [9 empty] | 42634 |  |  | Yes |  | 3.1 | 25224 | 112.1 | 225 | 1.65 | 1 | 4000 | 70
P29ZVCJG | Eaton (formerly Cooper Lighting) | Streetworks | GAN-AF-04-LED-[U 8 9]-5MQ-[AP BZ BK DP GM WH]-[ADJA ADJS ADJA-WM]-[2L 3 P 4 4N7 HA ALL MS SENSORS DIMRF-LW DIMRF-LN L90 R90 MT TH LCF CE] | Outdoor Luminaires | High Output | Architectural Flood and Spot Luminaires | Standard | FALSE | [9 empty] | 42634 |  |  | Yes |  | 3.1 | 25224 | 112.1 | 225 | 1.65 | 1 | 4000 | 70
PWCCDD5E | Eaton (formerly Cooper Lighting) | Streetworks | GAN-AF-04-LED-[U 8 9]-5NQ-[AP BZ BK DP GM WH]-[ADJA ADJS ADJA-WM]-[2L 3 P 4 4N7 HA ALL MS SENSORS DIMRF-LW DIMRF-LN L90 R90 MT TH LCF CE] | Outdoor Luminaires | High Output | Architectural Flood and Spot Luminaires | Standard | FALSE | [9 empty] | 42634 |  |  | Yes |  | 3.1 | 24768 | 110.1 | 225 | 1.65 | 1 | 4000 | 70
PS4MYT52 | Eaton (formerly Cooper Lighting) | Mcgraw-Edison | GLEON-AF-04-LED-[E1 347 480]-5NQ-[AP BZ BK DP GM WH]-[ADJA ADJS ADJA-WM]-[P PER7 R HA ALL MS LWR SENSORS L90 R90 MT TH LCF CE] | Outdoor Luminaires | High Output | Architectural Flood and Spot Luminaires | Standard | FALSE | [9 empty] | 42634 |  |  | Yes |  | 3.1 | 24768 | 110.1 | 225 | 1.65 | 1 | 4000 | 70
P7WR72AK | Eaton (formerly Cooper Lighting) | Mcgraw-Edison | GLEON-AF-02-LED-[E1 347 480]-5WQ-[AP BZ BK DP GM WH]-[ADJA ADJS ADJA-WM]-[P PER7 R HA ALL MS LWR SENSORS L90 R90 MT TH LCF CE] | Outdoor Luminaires | High Output | Architectural Flood and Spot Luminaires | Standard | FALSE | [9 empty] | 42634 |  |  | Yes |  | 3.1 | 12828 | 113.5 | 113 | 1.65 | 1 | 4000 | 70
P1D5APZS | Eaton (formerly Cooper Lighting) | Streetworks | GAN-AF-02-LED-[U 8 9]-5WQ-[AP BZ BK DP GM WH]-[ADJA ADJS ADJA-WM]-[2L 3 P 4 4N7 HA ALL MS SENSORS DIMRF-LW DIMRF-LN L90 R90 MT TH LCF CE] | Outdoor Luminaires | High Output | Architectural Flood and Spot Luminaires | Standard | FALSE | [9 empty] | 42634 |  |  | Yes |  | 3.1 | 12828 | 113.5 | 113 | 1.65 | 1 | 4000 | 70
P8A5FJC3 | Eaton (formerly Cooper Lighting) | Mcgraw-Edison | GLEON-AF-02-LED-[E1 347 480]-5MQ-[AP BZ BK DP GM WH]-[ADJA ADJS ADJA-WM]-[P PER7 R HA ALL MS LWR SENSORS L90 R90 MT TH LCF CE] | Outdoor Luminaires | High Output | Architectural Flood and Spot Luminaires | Standard | FALSE | [9 empty] | 42634 |  |  | Yes |  | 3.1 | 12794 | 113.2 | 113 | 1.65 | 1 | 4000 | 70
P39P7KD3 | Eaton (formerly Cooper Lighting) | Streetworks | GAN-AF-02-LED-[U 8 9]-5MQ-[AP BZ BK DP GM WH]-[ADJA ADJS ADJA-WM]-[2L 3 P 4 4N7 HA ALL MS SENSORS DIMRF-LW DIMRF-LN L90 R90 MT TH LCF CE] | Outdoor Luminaires | High Output | Architectural Flood and Spot Luminaires | Standard | FALSE | [9 empty] | 42634 |  |  | Yes |  | 3.1 | 12794 | 113.2 | 113 | 1.65 | 1 | 4000 | 70
PPNH9B95 | Eaton (formerly Cooper Lighting) | Mcgraw-Edison | GLEON-AF-02-LED-[E1 347 480]-5NQ-[AP BZ BK DP GM WH]-[ADJA ADJS ADJA-WM]-[P PER7 R HA ALL MS LWR SENSORS L90 R90 MT TH LCF CE] | Outdoor Luminaires | High Output | Architectural Flood and Spot Luminaires | Standard | FALSE | [9 empty] | 42634 |  |  | Yes |  | 3.1 | 12563 | 111.2 | 113 | 1.65 | 1 | 4000 | 70
PM1EQ8BR | Eaton (formerly Cooper Lighting) | Streetworks | GAN-AF-02-LED-[U 8 9]-5NQ-[AP BZ BK DP GM WH]-[ADJA ADJS ADJA-WM]-[2L 3 P 4 4N7 HA ALL MS SENSORS DIMRF-LW DIMRF-LN L90 R90 MT TH LCF CE] | Outdoor Luminaires | High Output | Architectural Flood and Spot Luminaires | Standard | FALSE | [9 empty] | 42634 |  |  | Yes |  | 3.1 | 12563 | 111.2 | 113 | 1.65 | 1 | 4000 | 70
PZK76WPH | Eaton (formerly Cooper Lighting) | Streetworks | GAN-AF-02-LED-[U 8 9]-5WQ-[AP BZ BK DP GM WH]-[ADJA ADJS ADJA-WM]-600-[2L 3 P 4 4N7 HA ALL MS SENSORS DIMRF-LW DIMRF-LN L90 R90 MT TH LCF CE] | Outdoor Luminaires | Mid Output | Architectural Flood and Spot Luminaires | Premium | FALSE | [9 empty] | 42634 |  |  | Yes |  | 3.1 | 8452 | 128.1 | 66 | 1.24 | 1 | 4000 | 70
PXTS693X | Eaton (formerly Cooper Lighting) | Mcgraw-Edison | GLEON-AF-02-LED-[E1 347 480]-5WQ-[AP BZ BK DP GM WH]-[ADJA ADJS ADJA-WM]-600-[P PER7 R HA ALL MS LWR SENSORS L90 R90 MT TH LCF CE] | Outdoor Luminaires | Mid Output | Architectural Flood and Spot Luminaires | Premium | FALSE | [9 empty] | 42634 |  |  | Yes |  | 3.1 | 8452 | 128.1 | 66 | 1.24 | 1 | 4000 | 70
PYFPFTQR | Eaton (formerly Cooper Lighting) | Mcgraw-Edison | GLEON-AF-02-LED-[E1 347 480]-5MQ-[AP BZ BK DP GM WH]-[ADJA ADJS ADJA-WM]-600-[P PER7 R HA ALL MS LWR SENSORS L90 R90 MT TH LCF CE] | Outdoor Luminaires | Mid Output | Architectural Flood and Spot Luminaires | Premium | FALSE | [9 empty] | 42634 |  |  | Yes |  | 3.1 | 8429 | 127.7 | 66 | 1.24 | 1 | 4000 | 70
P442QZC1 | Eaton (formerly Cooper Lighting) | Streetworks | GAN-AF-02-LED-[U 8 9]-5MQ-[AP BZ BK DP GM WH]-[ADJA ADJS ADJA-WM]-600-[2L 3 P 4 4N7 HA ALL MS SENSORS DIMRF-LW DIMRF-LN L90 R90 MT TH LCF CE] | Outdoor Luminaires | Mid Output | Architectural Flood and Spot Luminaires | Premium | FALSE | [9 empty] | 42634 |  |  | Yes |  | 3.1 | 8429 | 127.7 | 66 | 1.24 | 1 | 4000 | 70
PY13TQ7Z | Eaton (formerly Cooper Lighting) | Mcgraw-Edison | GLEON-AF-02-LED-[E1 347 480]-5NQ-[AP BZ BK DP GM WH]-[ADJA ADJS ADJA-WM]-600-[P PER7 R HA ALL MS LWR SENSORS L90 R90 MT TH LCF CE] | Outdoor Luminaires | Mid Output | Architectural Flood and Spot Luminaires | Premium | FALSE | [9 empty] | 42634 |  |  | Yes |  | 3.1 | 8277 | 125.4 | 66 | 1.24 | 1 | 4000 | 70
P7G238PB | Eaton (formerly Cooper Lighting) | Streetworks | GAN-AF-02-LED-[U 8 9]-5NQ-[AP BZ BK DP GM WH]-[ADJA ADJS ADJA-WM]-600-[2L 3 P 4 4N7 HA ALL MS SENSORS DIMRF-LW DIMRF-LN L90 R90 MT TH LCF CE] | Outdoor Luminaires | Mid Output | Architectural Flood and Spot Luminaires | Premium | FALSE | [9 empty] | 42634 |  |  | Yes |  | 3.1 | 8277 | 125.4 | 66 | 1.24 | 1 | 4000 | 70
PJ8UZDQS | Eaton (formerly Cooper Lighting) | Mcgraw-Edison | GLEON-AF-04-LED-E1-5WQ-[AP BZ BK DP GM WH]-[ADJA ADJS ADJA-WM]-800-[P PER7 R HA ALL MS LWR SENSORS L90 R90 MT TH LCF CE] | Outdoor Luminaires | High Output | Architectural Flood and Spot Luminaires | Premium | FALSE | [9 empty] | 42634 |  |  | Yes |  | 3.1 | 20434 | 119.5 | 171 | 1.17 | 1 | 4000 | 70
P83TPGFS | Eaton (formerly Cooper Lighting) | Streetworks | GAN-AF-04-LED-U-5WQ-[AP BZ BK DP GM WH]-[ADJA ADJS ADJA-WM]-800-[2L 3 P 4 4N7 HA ALL MS SENSORS DIMRF-LW DIMRF-LN L90 R90 MT TH LCF CE] | Outdoor Luminaires | High Output | Architectural Flood and Spot Luminaires | Premium | FALSE | [9 empty] | 42634 |  |  | Yes |  | 3.1 | 20434 | 119.5 | 171 | 1.17 | 1 | 4000 | 70
PG7GJKVA | Eaton (formerly Cooper Lighting) | Streetworks | GAN-AF-04-LED-U-5MQ-[AP BZ BK DP GM WH]-[ADJA ADJS ADJA-WM]-800-[2L 3 P 4 4N7 HA ALL MS SENSORS DIMRF-LW DIMRF-LN L90 R90 MT TH LCF CE] | Outdoor Luminaires | High Output | Architectural Flood and Spot Luminaires | Premium | FALSE | [9 empty] | 42634 |  |  | Yes |  | 3.1 | 20380 | 119.2 | 171 | 1.17 | 1 | 4000 | 70
P27ESSYN | Eaton (formerly Cooper Lighting) | Mcgraw-Edison | GLEON-AF-04-LED-E1-5MQ-[AP BZ BK DP GM WH]-[ADJA ADJS ADJA-WM]-800-[P PER7 R HA ALL MS LWR SENSORS L90 R90 MT TH LCF CE] | Outdoor Luminaires | High Output | Architectural Flood and Spot Luminaires | Premium | FALSE | [9 empty] | 42634 |  |  | Yes |  | 3.1 | 20380 | 119.2 | 171 | 1.17 | 1 | 4000 | 70
PJMRZHDF | Eaton (formerly Cooper Lighting) | Mcgraw-Edison | GLEON-AF-04-LED-E1-5NQ-[AP BZ BK DP GM WH]-[ADJA ADJS ADJA-WM]-800-[P PER7 R HA ALL MS LWR SENSORS L90 R90 MT TH LCF CE] | Outdoor Luminaires | High Output | Architectural Flood and Spot Luminaires | Premium | FALSE | [9 empty] | 42634 |  |  | Yes |  | 3.1 | 20011 | 117 | 171 | 1.17 | 1 | 4000 | 70
P7FFVY3G | Eaton (formerly Cooper Lighting) | Streetworks | GAN-AF-04-LED-U-5NQ-[AP BZ BK DP GM WH]-[ADJA ADJS ADJA-WM]-800-[2L 3 P 4 4N7 HA ALL MS SENSORS DIMRF-LW DIMRF-LN L90 R90 MT TH LCF CE] | Outdoor Luminaires | High Output | Architectural Flood and Spot Luminaires | Premium | FALSE | [9 empty] | 42634 |  |  | Yes |  | 3.1 | 20011 | 117 | 171 | 1.17 | 1 | 4000 | 70
PHTDYRB8 | Eaton (formerly Cooper Lighting) | Streetworks | GAN-AF-02-LED-U-5WQ-[AP BZ BK DP GM WH]-[ADJA ADJS ADJA-WM]-800-[2L 3 P 4 4N7 HA ALL MS SENSORS DIMRF-LW DIMRF-LN L90 R90 MT TH LCF CE] | Outdoor Luminaires | High Output | Architectural Flood and Spot Luminaires | Premium | FALSE | [9 empty] | 42634 |  |  | Yes |  | 3.1 | 10365 | 121.9 | 85 | 1.17 | 1 | 4000 | 70
PA2CWXT3 | Eaton (formerly Cooper Lighting) | Mcgraw-Edison | GLEON-AF-02-LED-E1-5WQ-[AP BZ BK DP GM WH]-[ADJA ADJS ADJA-WM]-800-[P PER7 R HA ALL MS LWR SENSORS L90 R90 MT TH LCF CE] | Outdoor Luminaires | High Output | Architectural Flood and Spot Luminaires | Premium | FALSE | [9 empty] | 42634 |  |  | Yes |  | 3.1 | 10365 | 121.9 | 85 | 1.17 | 1 | 4000 | 70
PRXPA7KM | Eaton (formerly Cooper Lighting) | Streetworks | GAN-AF-02-LED-U-5MQ-[AP BZ BK DP GM WH]-[ADJA ADJS ADJA-WM]-800-[2L 3 P 4 4N7 HA ALL MS SENSORS DIMRF-LW DIMRF-LN L90 R90 MT TH LCF CE] | Outdoor Luminaires | High Output | Architectural Flood and Spot Luminaires | Premium | FALSE | [9 empty] | 42634 |  |  | Yes |  | 3.1 | 10337 | 121.6 | 85 | 1.17 | 1 | 4000 | 70
P8J8W55C | Eaton (formerly Cooper Lighting) | Mcgraw-Edison | GLEON-AF-02-LED-E1-5MQ-[AP BZ BK DP GM WH]-[ADJA ADJS ADJA-WM]-800-[P PER7 R HA ALL MS LWR SENSORS L90 R90 MT TH LCF CE] | Outdoor Luminaires | High Output | Architectural Flood and Spot Luminaires | Premium | FALSE | [9 empty] | 42634 |  |  | Yes |  | 3.1 | 10337 | 121.6 | 85 | 1.17 | 1 | 4000 | 70
P6BNHW1V | Eaton (formerly Cooper Lighting) | Mcgraw-Edison | GLEON-AF-02-LED-E1-5NQ-[AP BZ BK DP GM WH]-[ADJA ADJS ADJA-WM]-800-[P PER7 R HA ALL MS LWR SENSORS L90 R90 MT TH LCF CE] | Outdoor Luminaires | High Output | Architectural Flood and Spot Luminaires | Premium | FALSE | [9 empty] | 42634 |  |  | Yes |  | 3.1 | 10150 | 119.4 | 85 | 1.17 | 1 | 4000 | 70
P5VAB6VE | Eaton (formerly Cooper Lighting) | Streetworks | GAN-AF-02-LED-U-5NQ-[AP BZ BK DP GM WH]-[ADJA ADJS ADJA-WM]-800-[2L 3 P 4 4N7 HA ALL MS SENSORS DIMRF-LW DIMRF-LN L90 R90 MT TH LCF CE] | Outdoor Luminaires | High Output | Architectural Flood and Spot Luminaires | Premium | FALSE | [9 empty] | 42634 |  |  | Yes |  | 3.1 | 10150 | 119.4 | 85 | 1.17 | 1 | 4000 | 70
PFKKJ6Z4 | Eaton (formerly Cooper Lighting) | Mcgraw-Edison | GLEON-AF-01-LED-[E1 347 480]-5WQ-[AP BZ BK DP GM WH]-[ADJA ADJS ADJA-WM]-1200-[P PER7 R ALL MS LWR SENSORS L90 R90 MT TH LCF CE] | Outdoor Luminaires | Mid Output | Architectural Flood and Spot Luminaires | Standard | FALSE | [9 empty] | 42634 |  |  | Yes |  | 3.1 | 7201 | 107.5 | 67 | 0.96 | 0.96 | 4000 | 70
P7F3QXMD | Eaton (formerly Cooper Lighting) | Streetworks | GAN-AF-01-LED-[U 8 9]-5WQ-[AP BZ BK DP GM WH]-[ADJA ADJS ADJA-WM]-1200-[2L 3 P 4 4N7 HA ALL MS SENSORS DIMRF-LW DIMRF-LN L90 R90 MT TH LCF CE] | Outdoor Luminaires | Mid Output | Architectural Flood and Spot Luminaires | Standard | FALSE | [9 empty] | 42634 |  |  | Yes |  | 3.1 | 7201 | 107.5 | 67 | 0.96 | 0.96 | 4000 | 70
PJNUSPVG | Eaton (formerly Cooper Lighting) | Streetworks | GAN-AF-01-LED-[U 8 9]-5MQ-[AP BZ BK DP GM WH]-[ADJA ADJS ADJA-WM]-1200-[2L 3 P 4 4N7 HA ALL MS SENSORS DIMRF-LW DIMRF-LN L90 R90 MT TH LCF CE] | Outdoor Luminaires | Mid Output | Architectural Flood and Spot Luminaires | Standard | FALSE | [9 empty] | 42634 |  |  | Yes |  | 3.1 | 7182 | 107.2 | 67 | 0.96 | 0.96 | 4000 | 70
PG6JNRE2 | Eaton (formerly Cooper Lighting) | Mcgraw-Edison | GLEON-AF-01-LED-[E1 347 480]-5MQ-[AP BZ BK DP GM WH]-[ADJA ADJS ADJA-WM]-1200-[P PER7 R ALL MS LWR SENSORS L90 R90 MT TH LCF CE] | Outdoor Luminaires | Mid Output | Architectural Flood and Spot Luminaires | Standard | FALSE | [9 empty] | 42634 |  |  | Yes |  | 3.1 | 7182 | 107.2 | 67 | 0.96 | 0.96 | 4000 | 70
PT5FV92J | Eaton (formerly Cooper Lighting) | Mcgraw-Edison | GLEON-AF-01-LED-[E1 347 480]-5NQ-[AP BZ BK DP GM WH]-[ADJA ADJS ADJA-WM]-1200-[P PER7 R ALL MS LWR SENSORS L90 R90 MT TH LCF CE] | Outdoor Luminaires | Mid Output | Architectural Flood and Spot Luminaires | Standard | FALSE | [9 empty] | 42634 |  |  | Yes |  | 3.1 | 7052 | 105.3 | 67 | 0.96 | 0.96 | 4000 | 70
PGMDKHSZ | Eaton (formerly Cooper Lighting) | Streetworks | GAN-AF-01-LED-[U 8 9]-5NQ-[AP BZ BK DP GM WH]-[ADJA ADJS ADJA-WM]-1200-[2L 3 P 4 4N7 HA ALL MS SENSORS DIMRF-LW DIMRF-LN L90 R90 MT TH LCF CE] | Outdoor Luminaires | Mid Output | Architectural Flood and Spot Luminaires | Standard | FALSE | [9 empty] | 42634 |  |  | Yes |  | 3.1 | 7052 | 105.3 | 67 | 0.96 | 0.96 | 4000 | 70
PVHHYCYX | Eaton (formerly Cooper Lighting) | Mcgraw-Edison | GLEON-AF-01-LED-[E1 347 480]-RW-[AP BZ BK DP GM WH]-[ADJA ADJS ADJA-WM]-600-[P PER7 R HA ALL MS LWR SENSORS L90 R90 MT TH LCF CE] | Outdoor Luminaires | Low Output | Architectural Flood and Spot Luminaires | Premium | FALSE | [9 empty] | 42634 |  |  | Yes |  | 3.1 | 4197 | 123.4 | 34 | 6.42 | 1 | 4000 | 70
PQ8UWRB9 | Eaton (formerly Cooper Lighting) | Streetworks | GAN-AF-01-LED-[U 8 9]-RW-[AP BZ BK DP GM WH]-[ADJA ADJS ADJA-WM]-600-[2L 3 P 4 4N7 HA ALL MS SENSORS DIMRF-LW DIMRF-LN L90 R90 MT TH LCF CE] | Outdoor Luminaires | Low Output | Architectural Flood and Spot Luminaires | Premium | FALSE | [9 empty] | 42634 |  |  | Yes |  | 3.1 | 4197 | 123.4 | 34 | 6.42 | 1 | 4000 | 70
P97CUNQD | Eaton (formerly Cooper Lighting) | Mcgraw-Edison | GLEON-AF-01-LED-E1-T4FT-[AP BZ BK DP GM WH]-[ADJA ADJS ADJA-WM]-600-[P PER7 R HA ALL MS LWR SENSORS L90 R90 MT TH LCF CE] | Outdoor Luminaires | Low Output | Architectural Flood and Spot Luminaires | Premium | FALSE | [9 empty] | 42634 |  |  | Yes |  | 3.1 | 4131 | 121.5 | 34 | 6.42 | 1 | 4000 | 70
P2JB3AHF | Eaton (formerly Cooper Lighting) | Streetworks | GAN-AF-01-LED-U-T4FT-[AP BZ BK DP GM WH]-[ADJA ADJS ADJA-WM]-600-[2L 3 P 4 4N7 HA ALL MS SENSORS DIMRF-LW DIMRF-LN L90 R90 MT TH LCF CE] | Outdoor Luminaires | Low Output | Architectural Flood and Spot Luminaires | Premium | FALSE | [9 empty] | 42634 |  |  | Yes |  | 3.1 | 4131 | 121.5 | 34 | 6.42 | 1 | 4000 | 70
PBXPKUEH | Eaton (formerly Cooper Lighting) | Streetworks | GAN-AF-01-LED-U-SL3-[AP BZ BK DP GM WH]-[ADJA ADJS ADJA-WM]-600-[2L 3 P 4 4N7 HA ALL MS SENSORS DIMRF-LW DIMRF-LN L90 R90 MT TH LCF CE] | Outdoor Luminaires | Low Output | Architectural Flood and Spot Luminaires | Premium | FALSE | [9 empty] | 42634 |  |  | Yes |  | 3.1 | 4106 | 120.8 | 34 | 6.42 | 1 | 4000 | 70
P9JSX6HS | Eaton (formerly Cooper Lighting) | Mcgraw-Edison | GLEON-AF-01-LED-E1-SL3-[AP BZ BK DP GM WH]-[ADJA ADJS ADJA-WM]-600-[P PER7 R HA ALL MS LWR SENSORS L90 R90 MT TH LCF CE] | Outdoor Luminaires | Low Output | Architectural Flood and Spot Luminaires | Premium | FALSE | [9 empty] | 42634 |  |  | Yes |  | 3.1 | 4106 | 120.8 | 34 | 6.42 | 1 | 4000 | 70
PUXJZKK9 | Eaton (formerly Cooper Lighting) | Mcgraw-Edison | GLEON-AF-01-LED-E1-T4W-[AP BZ BK DP GM WH]-[ADJA ADJS ADJA-WM]-600-[P PER7 R HA ALL MS LWR SENSORS L90 R90 MT TH LCF CE] | Outdoor Luminaires | Low Output | Architectural Flood and Spot Luminaires | Premium | FALSE | [9 empty] | 42634 |  |  | Yes |  | 3.1 | 4077 | 119.9 | 34 | 6.42 | 1 | 4000 | 70
PPDFW1R1 | Eaton (formerly Cooper Lighting) | Streetworks | GAN-AF-01-LED-U-T4W-[AP BZ BK DP GM WH]-[ADJA ADJS ADJA-WM]-600-[2L 3 P 4 4N7 HA ALL MS SENSORS DIMRF-LW DIMRF-LN L90 R90 MT TH LCF CE] | Outdoor Luminaires | Low Output | Architectural Flood and Spot Luminaires | Premium | FALSE | [9 empty] | 42634 |  |  | Yes |  | 3.1 | 4077 | 119.9 | 34 | 6.42 | 1 | 4000 | 70
PXRUX2VW | Eaton (formerly Cooper Lighting) | Streetworks | GAN-AF-01-LED-U-SL2-[AP BZ BK DP GM WH]-[ADJA ADJS ADJA-WM]-600-[2L 3 P 4 4N7 HA ALL MS SENSORS DIMRF-LW DIMRF-LN L90 R90 MT TH LCF CE] | Outdoor Luminaires | Low Output | Architectural Flood and Spot Luminaires | Premium | FALSE | [9 empty] | 42634 |  |  | Yes |  | 3.1 | 4022 | 118.3 | 34 | 6.42 | 1 | 4000 | 70
PK9B89ER | Eaton (formerly Cooper Lighting) | Mcgraw-Edison | GLEON-AF-01-LED-E1-SL2-[AP BZ BK DP GM WH]-[ADJA ADJS ADJA-WM]-600-[P PER7 R HA ALL MS LWR SENSORS L90 R90 MT TH LCF CE] | Outdoor Luminaires | Low Output | Architectural Flood and Spot Luminaires | Premium | FALSE | [9 empty] | 42634 |  |  | Yes |  | 3.1 | 4022 | 118.3 | 34 | 6.42 | 1 | 4000 | 70
PMU48ENR | Eaton (formerly Cooper Lighting) | Mcgraw-Edison | GLEON-AF-01-LED-[E1 347 480]-[SLL SLR]-[AP BZ BK DP GM WH]-[ADJA ADJS ADJA-WM]-600-[P PER7 R HA ALL MS LWR SENSORS L90 R90 MT TH LCF CE] | Outdoor Luminaires | Low Output | Architectural Flood and Spot Luminaires | Standard | FALSE | [9 empty] | 42634 |  |  | Yes |  | 3.1 | 3609 | 106.1 | 34 | 6.42 | 1 | 4000 | 70
PAYU7DB6 | Eaton (formerly Cooper Lighting) | Streetworks | GAN-AF-01-LED-[U 8 9]-[SLL SLR]-[AP BZ BK DP GM WH]-[ADJA ADJS ADJA-WM]-600-[2L 3 P 4 4N7 HA ALL MS SENSORS DIMRF-LW DIMRF-LN L90 R90 MT TH LCF CE] | Outdoor Luminaires | Low Output | Architectural Flood and Spot Luminaires | Standard | FALSE | [9 empty] | 42634 |  |  | Yes |  | 3.1 | 3609 | 106.1 | 34 | 6.42 | 1 | 4000 | 70
P85XHCTF | Eaton (formerly Cooper Lighting) | Streetworks | GAN-AF-01-LED-U-RW-[AP BZ BK DP GM WH]-[ADJA ADJS ADJA-WM]-800-[2L 3 P 4 4N7 HA ALL MS SENSORS DIMRF-LW DIMRF-LN L90 R90 MT TH LCF CE] | Outdoor Luminaires | Mid Output | Architectural Flood and Spot Luminaires | Premium | FALSE | [9 empty] | 42634 |  |  | Yes |  | 3.1 | 5147 | 117 | 44 | 5.13 | 1 | 4000 | 70
P3FMASYC | Eaton (formerly Cooper Lighting) | Mcgraw-Edison | GLEON-AF-01-LED-E1-RW-[AP BZ BK DP GM WH]-[ADJA ADJS ADJA-WM]-800-[P PER7 R HA ALL MS LWR SENSORS L90 R90 MT TH LCF CE] | Outdoor Luminaires | Mid Output | Architectural Flood and Spot Luminaires | Premium | FALSE | [9 empty] | 42634 |  |  | Yes |  | 3.1 | 5147 | 117 | 44 | 5.13 | 1 | 4000 | 70
PHA1U6R5 | Eaton (formerly Cooper Lighting) | Mcgraw-Edison | GLEON-AF-01-LED-E1-T4FT-[AP BZ BK DP GM WH]-[ADJA ADJS ADJA-WM]-800-[P PER7 R HA ALL MS LWR SENSORS L90 R90 MT TH LCF CE] | Outdoor Luminaires | Mid Output | Architectural Flood and Spot Luminaires | Standard | FALSE | [9 empty] | 42634 |  |  | Yes |  | 3.1 | 5066 | 115.1 | 44 | 5.13 | 1 | 4000 | 70
PDK215GJ | Eaton (formerly Cooper Lighting) | Streetworks | GAN-AF-01-LED-U-T4FT-[AP BZ BK DP GM WH]-[ADJA ADJS ADJA-WM]-800-[2L 3 P 4 4N7 HA ALL MS SENSORS DIMRF-LW DIMRF-LN L90 R90 MT TH LCF CE] | Outdoor Luminaires | Mid Output | Architectural Flood and Spot Luminaires | Standard | FALSE | [9 empty] | 42634 |  |  | Yes |  | 3.1 | 5066 | 115.1 | 44 | 5.13 | 1 | 4000 | 70
P6YERU23 | Eaton (formerly Cooper Lighting) | Mcgraw-Edison | GLEON-AF-01-LED-E1-SL3-[AP BZ BK DP GM WH]-[ADJA ADJS ADJA-WM]-800-[P PER7 R HA ALL MS LWR SENSORS L90 R90 MT TH LCF CE] | Outdoor Luminaires | Mid Output | Architectural Flood and Spot Luminaires | Standard | FALSE | [9 empty] | 42634 |  |  | Yes |  | 3.1 | 5036 | 114.5 | 44 | 5.13 | 1 | 4000 | 70
P5W7G2D3 | Eaton (formerly Cooper Lighting) | Streetworks | GAN-AF-01-LED-U-SL3-[AP BZ BK DP GM WH]-[ADJA ADJS ADJA-WM]-800-[2L 3 P 4 4N7 HA ALL MS SENSORS DIMRF-LW DIMRF-LN L90 R90 MT TH LCF CE] | Outdoor Luminaires | Mid Output | Architectural Flood and Spot Luminaires | Standard | FALSE | [9 empty] | 42634 |  |  | Yes |  | 3.1 | 5036 | 114.5 | 44 | 5.13 | 1 | 4000 | 70
PJQ1MVU3 | Eaton (formerly Cooper Lighting) | Mcgraw-Edison | GLEON-AF-01-LED-E1-T4W-[AP BZ BK DP GM WH]-[ADJA ADJS ADJA-WM]-800-[P PER7 R HA ALL MS LWR SENSORS L90 R90 MT TH LCF CE] | Outdoor Luminaires | Mid Output | Architectural Flood and Spot Luminaires | Standard | FALSE | [9 empty] | 42634 |  |  | Yes |  | 3.1 | 5000 | 113.6 | 44 | 5.13 | 1 | 4000 | 70
P91B1QSY | Eaton (formerly Cooper Lighting) | Streetworks | GAN-AF-01-LED-U-T4W-[AP BZ BK DP GM WH]-[ADJA ADJS ADJA-WM]-800-[2L 3 P 4 4N7 HA ALL MS SENSORS DIMRF-LW DIMRF-LN L90 R90 MT TH LCF CE] | Outdoor Luminaires | Mid Output | Architectural Flood and Spot Luminaires | Standard | FALSE | [9 empty] | 42634 |  |  | Yes |  | 3.1 | 5000 | 113.6 | 44 | 5.13 | 1 | 4000 | 70
PYCVEHFU | Eaton (formerly Cooper Lighting) | Mcgraw-Edison | GLEON-AF-01-LED-E1-SL2-[AP BZ BK DP GM WH]-[ADJA ADJS ADJA-WM]-800-[P PER7 R HA ALL MS LWR SENSORS L90 R90 MT TH LCF CE] | Outdoor Luminaires | Low Output | Architectural Flood and Spot Luminaires | Standard | FALSE | [9 empty] | 42634 |  |  | Yes |  | 3.1 | 4933 | 112.1 | 44 | 5.13 | 1 | 4000 | 70
PE3DHUHJ | Eaton (formerly Cooper Lighting) | Streetworks | GAN-AF-01-LED-U-SL2-[AP BZ BK DP GM WH]-[ADJA ADJS ADJA-WM]-800-[2L 3 P 4 4N7 HA ALL MS SENSORS DIMRF-LW DIMRF-LN L90 R90 MT TH LCF CE] | Outdoor Luminaires | Low Output | Architectural Flood and Spot Luminaires | Standard | FALSE | [9 empty] | 42634 |  |  | Yes |  | 3.1 | 4933 | 112.1 | 44 | 5.13 | 1 | 4000 | 70
PPM7YJPS | Eaton (formerly Cooper Lighting) | Mcgraw-Edison | GLEON-AF-01-LED-E1-[SLL SLR]-[AP BZ BK DP GM WH]-[ADJA ADJS ADJA-WM]-800-[P PER7 R HA ALL MS LWR SENSORS L90 R90 MT TH LCF CE] | Outdoor Luminaires | Low Output | Architectural Flood and Spot Luminaires | Standard | FALSE | [9 empty] | 42634 |  |  | Yes |  | 3.1 | 4426 | 100.6 | 44 | 5.13 | 1 | 4000 | 70
PEKGWXVV | Eaton (formerly Cooper Lighting) | Streetworks | GAN-AF-01-LED-U-[SLL SLR]-[AP BZ BK DP GM WH]-[ADJA ADJS ADJA-WM]-800-[2L 3 P 4 4N7 HA ALL MS SENSORS DIMRF-LW DIMRF-LN L90 R90 MT TH LCF CE] | Outdoor Luminaires | Low Output | Architectural Flood and Spot Luminaires | Standard | FALSE | [9 empty] | 42634 |  |  | Yes |  | 3.1 | 4426 | 100.6 | 44 | 5.13 | 1 | 4000 | 70
PPUVG7FB | Eaton (formerly Cooper Lighting) | Streetworks | GAN-AF-01-LED-[U 8 9]-RW-[AP BZ BK DP GM WH]-[ADJA ADJS ADJA-WM]-[2L 3 P 4 4N7 HA ALL MS SENSORS DIMRF-LW DIMRF-LN L90 R90 MT TH LCF CE] | Outdoor Luminaires | Mid Output | Architectural Flood and Spot Luminaires | Standard | FALSE | [9 empty] | 42634 |  |  | Yes |  | 3.1 | 6371 | 108 | 59 | 4.12 | 1 | 4000 | 70
PJ5XV1VX | Eaton (formerly Cooper Lighting) | Mcgraw-Edison | GLEON-AF-01-LED-[E1 347 480]-RW-[AP BZ BK DP GM WH]-[ADJA ADJS ADJA-WM]-[P PER7 R HA ALL MS LWR SENSORS L90 R90 MT TH LCF CE] | Outdoor Luminaires | Mid Output | Architectural Flood and Spot Luminaires | Standard | FALSE | [9 empty] | 42634 |  |  | Yes |  | 3.1 | 6371 | 108 | 59 | 4.12 | 1 | 4000 | 70
PVWZ2YRJ | Eaton (formerly Cooper Lighting) | Streetworks | GAN-AF-01-LED-[U 8 9]-T4FT-[AP BZ BK DP GM WH]-[ADJA ADJS ADJA-WM]-[2L 3 P 4 4N7 HA ALL MS SENSORS DIMRF-LW DIMRF-LN L90 R90 MT TH LCF CE] | Outdoor Luminaires | Mid Output | Architectural Flood and Spot Luminaires | Standard | FALSE | [9 empty] | 42634 |  |  | Yes |  | 3.1 | 6270 | 106.3 | 59 | 4.12 | 1 | 4000 | 70
PGH3JN3N | Eaton (formerly Cooper Lighting) | Mcgraw-Edison | GLEON-AF-01-LED-[E1 347 480]-T4FT-[AP BZ BK DP GM WH]-[ADJA ADJS ADJA-WM]-[P PER7 R HA ALL MS LWR SENSORS L90 R90 MT TH LCF CE] | Outdoor Luminaires | Mid Output | Architectural Flood and Spot Luminaires | Standard | FALSE | [9 empty] | 42634 |  |  | Yes |  | 3.1 | 6270 | 106.3 | 59 | 4.12 | 1 | 4000 | 70
PU25QJ1D | Eaton (formerly Cooper Lighting) | Mcgraw-Edison | GLEON-AF-01-LED-[E1 347 480]-SL3-[AP BZ BK DP GM WH]-[ADJA ADJS ADJA-WM]-[P PER7 R HA ALL MS LWR SENSORS L90 R90 MT TH LCF CE] | Outdoor Luminaires | Mid Output | Architectural Flood and Spot Luminaires | Standard | FALSE | [9 empty] | 42634 |  |  | Yes |  | 3.1 | 6233 | 105.6 | 59 | 4.12 | 1 | 4000 | 70
P91ZYF7H | Eaton (formerly Cooper Lighting) | Streetworks | GAN-AF-01-LED-[U 8 9]-SL3-[AP BZ BK DP GM WH]-[ADJA ADJS ADJA-WM]-[2L 3 P 4 4N7 HA ALL MS SENSORS DIMRF-LW DIMRF-LN L90 R90 MT TH LCF CE] | Outdoor Luminaires | Mid Output | Architectural Flood and Spot Luminaires | Standard | FALSE | [9 empty] | 42634 |  |  | Yes |  | 3.1 | 6233 | 105.6 | 59 | 4.12 | 1 | 4000 | 70
PVEKKR91 | Eaton (formerly Cooper Lighting) | Mcgraw-Edison | GLEON-AF-01-LED-[E1 347 480]-T4W-[AP BZ BK DP GM WH]-[ADJA ADJS ADJA-WM]-[P PER7 R HA ALL MS LWR SENSORS L90 R90 MT TH LCF CE] | Outdoor Luminaires | Mid Output | Architectural Flood and Spot Luminaires | Standard | FALSE | [9 empty] | 42634 |  |  | Yes |  | 3.1 | 6189 | 104.9 | 59 | 4.12 | 1 | 4000 | 70
P69JW9WS | Eaton (formerly Cooper Lighting) | Streetworks | GAN-AF-01-LED-[U 8 9]-T4W-[AP BZ BK DP GM WH]-[ADJA ADJS ADJA-WM]-[2L 3 P 4 4N7 HA ALL MS SENSORS DIMRF-LW DIMRF-LN L90 R90 MT TH LCF CE] | Outdoor Luminaires | Mid Output | Architectural Flood and Spot Luminaires | Standard | FALSE | [9 empty] | 42634 |  |  | Yes |  | 3.1 | 6189 | 104.9 | 59 | 4.12 | 1 | 4000 | 70
PHRJ5118 | Eaton (formerly Cooper Lighting) | Mcgraw-Edison | GLEON-AF-01-LED-[E1 347 480]-SL2-[AP BZ BK DP GM WH]-[ADJA ADJS ADJA-WM]-[P PER7 R HA ALL MS LWR SENSORS L90 R90 MT TH LCF CE] | Outdoor Luminaires | Mid Output | Architectural Flood and Spot Luminaires | Standard | FALSE | [9 empty] | 42634 |  |  | Yes |  | 3.1 | 6105 | 103.5 | 59 | 4.12 | 1 | 4000 | 70
PBGCP4NN | Eaton (formerly Cooper Lighting) | Streetworks | GAN-AF-01-LED-[U 8 9]-SL2-[AP BZ BK DP GM WH]-[ADJA ADJS ADJA-WM]-[2L 3 P 4 4N7 HA ALL MS SENSORS DIMRF-LW DIMRF-LN L90 R90 MT TH LCF CE] | Outdoor Luminaires | Mid Output | Architectural Flood and Spot Luminaires | Standard | FALSE | [9 empty] | 42634 |  |  | Yes |  | 3.1 | 6105 | 103.5 | 59 | 4.12 | 1 | 4000 | 70
PHY98JTJ | Eaton (formerly Cooper Lighting) | Streetworks | GAN-AF-01-LED-U-[SLL SLR]-[AP BZ BK DP GM WH]-[ADJA ADJS ADJA-WM]-[2L 3 P 4 4N7 HA ALL MS SENSORS DIMRF-LW DIMRF-LN L90 R90 MT TH LCF CE] | Outdoor Luminaires | Mid Output | Architectural Flood and Spot Luminaires | Standard | FALSE | [9 empty] | 42634 |  |  | Yes |  | 3.1 | 5478 | 92.8 | 59 | 4.12 | 1 | 4000 | 70
P5WPFCKZ | Eaton (formerly Cooper Lighting) | Mcgraw-Edison | GLEON-AF-01-LED-E1-[SLL SLR]-[AP BZ BK DP GM WH]-[ADJA ADJS ADJA-WM]-[P PER7 R HA ALL MS LWR SENSORS L90 R90 MT TH LCF CE] | Outdoor Luminaires | Mid Output | Architectural Flood and Spot Luminaires | Standard | FALSE | [9 empty] | 42634 |  |  | Yes |  | 3.1 | 5478 | 92.8 | 59 | 4.12 | 1 | 4000 | 70
PD4WA1GQ | Eaton (formerly Cooper Lighting) | Mcgraw-Edison | GLEON-AF-07-LED-[E1 347 480]-RW-[AP BZ BK DP GM WH]-[ADJA ADJS ADJA-WM]-600-[P PER7 R HA ALL MS LWR SENSORS L90 R90 MT TH LCF CE] | Outdoor Luminaires | High Output | Architectural Flood and Spot Luminaires | Premium | FALSE | [9 empty] | 42634 |  |  | Yes |  | 3.1 | 28356 | 125.5 | 226 | 3.49 | 1 | 4000 | 70
PCE3ZNE3 | Eaton (formerly Cooper Lighting) | Streetworks | GAN-AF-07-LED-[U 8 9]-RW-[AP BZ BK DP GM WH]-[ADJA ADJS ADJA-WM]-600-[2L 3 P 4 4N7 HA ALL MS SENSORS DIMRF-LW DIMRF-LN L90 R90 MT TH LCF CE] | Outdoor Luminaires | High Output | Architectural Flood and Spot Luminaires | Premium | FALSE | [9 empty] | 42634 |  |  | Yes |  | 3.1 | 28356 | 125.5 | 226 | 3.49 | 1 | 4000 | 70
PE9NB55Z | Eaton (formerly Cooper Lighting) | Streetworks | GAN-AF-07-LED-[U 8 9]-T4FT-[AP BZ BK DP GM WH]-[ADJA ADJS ADJA-WM]-600-[2L 3 P 4 4N7 HA ALL MS SENSORS DIMRF-LW DIMRF-LN L90 R90 MT TH LCF CE] | Outdoor Luminaires | High Output | Architectural Flood and Spot Luminaires | Premium | FALSE | [9 empty] | 42634 |  |  | Yes |  | 3.1 | 27907 | 123.5 | 226 | 3.49 | 1 | 4000 | 70
P49JFBS6 | Eaton (formerly Cooper Lighting) | Mcgraw-Edison | GLEON-AF-07-LED-[E1 347 480]-T4FT-[AP BZ BK DP GM WH]-[ADJA ADJS ADJA-WM]-600-[P PER7 R HA ALL MS LWR SENSORS L90 R90 MT TH LCF CE] | Outdoor Luminaires | High Output | Architectural Flood and Spot Luminaires | Premium | FALSE | [9 empty] | 42634 |  |  | Yes |  | 3.1 | 27907 | 123.5 | 226 | 3.49 | 1 | 4000 | 70
PJ7RPDXZ | Eaton (formerly Cooper Lighting) | Streetworks | GAN-AF-07-LED-U-SL3-[AP BZ BK DP GM WH]-[ADJA ADJS ADJA-WM]-600-[2L 3 P 4 4N7 HA ALL MS SENSORS DIMRF-LW DIMRF-LN L90 R90 MT TH LCF CE] | Outdoor Luminaires | High Output | Architectural Flood and Spot Luminaires | Premium | FALSE | [9 empty] | 42634 |  |  | Yes |  | 3.1 | 27742 | 122.8 | 226 | 3.49 | 1 | 4000 | 70
PC52BZJ2 | Eaton (formerly Cooper Lighting) | Mcgraw-Edison | GLEON-AF-07-LED-E1-SL3-[AP BZ BK DP GM WH]-[ADJA ADJS ADJA-WM]-600-[P PER7 R HA ALL MS LWR SENSORS L90 R90 MT TH LCF CE] | Outdoor Luminaires | High Output | Architectural Flood and Spot Luminaires | Premium | FALSE | [9 empty] | 42634 |  |  | Yes |  | 3.1 | 27742 | 122.8 | 226 | 3.49 | 1 | 4000 | 70
PZDAMBW6 | Eaton (formerly Cooper Lighting) | Streetworks | GAN-AF-07-LED-U-T4W-[AP BZ BK DP GM WH]-[ADJA ADJS ADJA-WM]-600-[2L 3 P 4 4N7 HA ALL MS SENSORS DIMRF-LW DIMRF-LN L90 R90 MT TH LCF CE] | Outdoor Luminaires | High Output | Architectural Flood and Spot Luminaires | Premium | FALSE | [9 empty] | 42634 |  |  | Yes |  | 3.1 | 27546 | 121.9 | 226 | 3.49 | 1 | 4000 | 70
PD6KPTAT | Eaton (formerly Cooper Lighting) | Mcgraw-Edison | GLEON-AF-07-LED-E1-T4W-[AP BZ BK DP GM WH]-[ADJA ADJS ADJA-WM]-600-[P PER7 R HA ALL MS LWR SENSORS L90 R90 MT TH LCF CE] | Outdoor Luminaires | High Output | Architectural Flood and Spot Luminaires | Premium | FALSE | [9 empty] | 42634 |  |  | Yes |  | 3.1 | 27546 | 121.9 | 226 | 3.49 | 1 | 4000 | 70
PG4Y9242 | Eaton (formerly Cooper Lighting) | Mcgraw-Edison | GLEON-AF-07-LED-E1-SL2-[AP BZ BK DP GM WH]-[ADJA ADJS ADJA-WM]-600-[P PER7 R HA ALL MS LWR SENSORS L90 R90 MT TH LCF CE] | Outdoor Luminaires | High Output | Architectural Flood and Spot Luminaires | Premium | FALSE | [9 empty] | 42634 |  |  | Yes |  | 3.1 | 27175 | 120.2 | 226 | 3.49 | 1 | 4000 | 70
P2NPHW4W | Eaton (formerly Cooper Lighting) | Streetworks | GAN-AF-07-LED-U-SL2-[AP BZ BK DP GM WH]-[ADJA ADJS ADJA-WM]-600-[2L 3 P 4 4N7 HA ALL MS SENSORS DIMRF-LW DIMRF-LN L90 R90 MT TH LCF CE] | Outdoor Luminaires | High Output | Architectural Flood and Spot Luminaires | Premium | FALSE | [9 empty] | 42634 |  |  | Yes |  | 3.1 | 27175 | 120.2 | 226 | 3.49 | 1 | 4000 | 70
PRP853TK | Eaton (formerly Cooper Lighting) | Streetworks | GAN-AF-07-LED-[U 8 9]-[SLL SLR]-[AP BZ BK DP GM WH]-[ADJA ADJS ADJA-WM]-600-[2L 3 P 4 4N7 HA ALL MS SENSORS DIMRF-LW DIMRF-LN L90 R90 MT TH LCF CE] | Outdoor Luminaires | High Output | Architectural Flood and Spot Luminaires | Standard | FALSE | [9 empty] | 42634 |  |  | Yes |  | 3.1 | 24378 | 107.9 | 226 | 3.49 | 1 | 4000 | 70
PCXWMMTX | Eaton (formerly Cooper Lighting) | Mcgraw-Edison | GLEON-AF-07-LED-[E1 347 480]-[SLL SLR]-[AP BZ BK DP GM WH]-[ADJA ADJS ADJA-WM]-600-[P PER7 R HA ALL MS LWR SENSORS L90 R90 MT TH LCF CE] | Outdoor Luminaires | High Output | Architectural Flood and Spot Luminaires | Standard | FALSE | [9 empty] | 42634 |  |  | Yes |  | 3.1 | 24378 | 107.9 | 226 | 3.49 | 1 | 4000 | 70
PCTC4DVH | Eaton (formerly Cooper Lighting) | Mcgraw-Edison | GLEON-AF-06-LED-[E1 347 480]-RW-[AP BZ BK DP GM WH]-[ADJA ADJS ADJA-WM]-600-[P PER7 R HA ALL MS LWR SENSORS L90 R90 MT TH LCF CE] | Outdoor Luminaires | High Output | Architectural Flood and Spot Luminaires | Premium | FALSE | [9 empty] | 42634 |  |  | Yes |  | 3.1 | 23977 | 124.2 | 193 | 3.49 | 1 | 4000 | 70
P1F464RX | Eaton (formerly Cooper Lighting) | Streetworks | GAN-AF-06-LED-[U 8 9]-RW-[AP BZ BK DP GM WH]-[ADJA ADJS ADJA-WM]-600-[2L 3 P 4 4N7 HA ALL MS SENSORS DIMRF-LW DIMRF-LN L90 R90 MT TH LCF CE] | Outdoor Luminaires | High Output | Architectural Flood and Spot Luminaires | Premium | FALSE | [9 empty] | 42634 |  |  | Yes |  | 3.1 | 23977 | 124.2 | 193 | 3.49 | 1 | 4000 | 70
PY9JTZUK | Eaton (formerly Cooper Lighting) | Streetworks | GAN-AF-06-LED-U-T4FT-[AP BZ BK DP GM WH]-[ADJA ADJS ADJA-WM]-600-[2L 3 P 4 4N7 HA ALL MS SENSORS DIMRF-LW DIMRF-LN L90 R90 MT TH LCF CE] | Outdoor Luminaires | High Output | Architectural Flood and Spot Luminaires | Premium | FALSE | [9 empty] | 42634 |  |  | Yes |  | 3.1 | 23597 | 122.3 | 193 | 3.49 | 1 | 4000 | 70
PNA75KPN | Eaton (formerly Cooper Lighting) | Mcgraw-Edison | GLEON-AF-06-LED-E1-T4FT-[AP BZ BK DP GM WH]-[ADJA ADJS ADJA-WM]-600-[P PER7 R HA ALL MS LWR SENSORS L90 R90 MT TH LCF CE] | Outdoor Luminaires | High Output | Architectural Flood and Spot Luminaires | Premium | FALSE | [9 empty] | 42634 |  |  | Yes |  | 3.1 | 23597 | 122.3 | 193 | 3.49 | 1 | 4000 | 70
PH1RCE2Y | Eaton (formerly Cooper Lighting) | Mcgraw-Edison | GLEON-AF-06-LED-E1-SL3-[AP BZ BK DP GM WH]-[ADJA ADJS ADJA-WM]-600-[P PER7 R HA ALL MS LWR SENSORS L90 R90 MT TH LCF CE] | Outdoor Luminaires | High Output | Architectural Flood and Spot Luminaires | Premium | FALSE | [9 empty] | 42634 |  |  | Yes |  | 3.1 | 23458 | 121.5 | 193 | 3.49 | 1 | 4000 | 70
PC1FK6KK | Eaton (formerly Cooper Lighting) | Streetworks | GAN-AF-06-LED-U-SL3-[AP BZ BK DP GM WH]-[ADJA ADJS ADJA-WM]-600-[2L 3 P 4 4N7 HA ALL MS SENSORS DIMRF-LW DIMRF-LN L90 R90 MT TH LCF CE] | Outdoor Luminaires | High Output | Architectural Flood and Spot Luminaires | Premium | FALSE | [9 empty] | 42634 |  |  | Yes |  | 3.1 | 23458 | 121.5 | 193 | 3.49 | 1 | 4000 | 70
PTT9475F | Eaton (formerly Cooper Lighting) | Streetworks | GAN-AF-06-LED-U-T4W-[AP BZ BK DP GM WH]-[ADJA ADJS ADJA-WM]-600-[2L 3 P 4 4N7 HA ALL MS SENSORS DIMRF-LW DIMRF-LN L90 R90 MT TH LCF CE] | Outdoor Luminaires | High Output | Architectural Flood and Spot Luminaires | Premium | FALSE | [9 empty] | 42634 |  |  | Yes |  | 3.1 | 23292 | 120.7 | 193 | 3.49 | 1 | 4000 | 70
P85JZ3VG | Eaton (formerly Cooper Lighting) | Mcgraw-Edison | GLEON-AF-06-LED-E1-T4W-[AP BZ BK DP GM WH]-[ADJA ADJS ADJA-WM]-600-[P PER7 R HA ALL MS LWR SENSORS L90 R90 MT TH LCF CE] | Outdoor Luminaires | High Output | Architectural Flood and Spot Luminaires | Premium | FALSE | [9 empty] | 42634 |  |  | Yes |  | 3.1 | 23292 | 120.7 | 193 | 3.49 | 1 | 4000 | 70
PRZPHB4A | Eaton (formerly Cooper Lighting) | Streetworks | GAN-AF-06-LED-U-SL2-[AP BZ BK DP GM WH]-[ADJA ADJS ADJA-WM]-600-[2L 3 P 4 4N7 HA ALL MS SENSORS DIMRF-LW DIMRF-LN L90 R90 MT TH LCF CE] | Outdoor Luminaires | High Output | Architectural Flood and Spot Luminaires | Premium | FALSE | [9 empty] | 42634 |  |  | Yes |  | 3.1 | 22979 | 119.1 | 193 | 3.49 | 1 | 4000 | 70
PE5QAG4J | Eaton (formerly Cooper Lighting) | Mcgraw-Edison | GLEON-AF-06-LED-E1-SL2-[AP BZ BK DP GM WH]-[ADJA ADJS ADJA-WM]-600-[P PER7 R HA ALL MS LWR SENSORS L90 R90 MT TH LCF CE] | Outdoor Luminaires | High Output | Architectural Flood and Spot Luminaires | Premium | FALSE | [9 empty] | 42634 |  |  | Yes |  | 3.1 | 22979 | 119.1 | 193 | 3.49 | 1 | 4000 | 70
P8V5AN2S | Eaton (formerly Cooper Lighting) | Mcgraw-Edison | GLEON-AF-06-LED-[E1 347 480]-[SLL SLR]-[AP BZ BK DP GM WH]-[ADJA ADJS ADJA-WM]-600-[P PER7 R HA ALL MS LWR SENSORS L90 R90 MT TH LCF CE] | Outdoor Luminaires | High Output | Architectural Flood and Spot Luminaires | Standard | FALSE | [9 empty] | 42634 |  |  | Yes |  | 3.1 | 20613 | 106.8 | 193 | 3.49 | 1 | 4000 | 70
P81JAPT4 | Eaton (formerly Cooper Lighting) | Streetworks | GAN-AF-06-LED-[U 8 9]-[SLL SLR]-[AP BZ BK DP GM WH]-[ADJA ADJS ADJA-WM]-600-[2L 3 P 4 4N7 HA ALL MS SENSORS DIMRF-LW DIMRF-LN L90 R90 MT TH LCF CE] | Outdoor Luminaires | High Output | Architectural Flood and Spot Luminaires | Standard | FALSE | [9 empty] | 42634 |  |  | Yes |  | 3.1 | 20613 | 106.8 | 193 | 3.49 | 1 | 4000 | 70
P4X98KY5 | Eaton (formerly Cooper Lighting) | Streetworks | GAN-AF-05-LED-U-RW-[AP BZ BK DP GM WH]-[ADJA ADJS ADJA-WM]-600-[2L 3 P 4 4N7 HA ALL MS SENSORS DIMRF-LW DIMRF-LN L90 R90 MT TH LCF CE] | Outdoor Luminaires | High Output | Architectural Flood and Spot Luminaires | Premium | FALSE | [9 empty] | 42634 |  |  | Yes |  | 3.1 | 20036 | 123.7 | 162 | 3.49 | 1 | 4000 | 70
P1J1JPP5 | Eaton (formerly Cooper Lighting) | Mcgraw-Edison | GLEON-AF-05-LED-E1-RW-[AP BZ BK DP GM WH]-[ADJA ADJS ADJA-WM]-600-[P PER7 R HA ALL MS LWR SENSORS L90 R90 MT TH LCF CE] | Outdoor Luminaires | High Output | Architectural Flood and Spot Luminaires | Premium | FALSE | [9 empty] | 42634 |  |  | Yes |  | 3.1 | 20036 | 123.7 | 162 | 3.49 | 1 | 4000 | 70
PY8BTFH5 | Eaton (formerly Cooper Lighting) | Mcgraw-Edison | GLEON-AF-05-LED-E1-T4FT-[AP BZ BK DP GM WH]-[ADJA ADJS ADJA-WM]-600-[P PER7 R HA ALL MS LWR SENSORS L90 R90 MT TH LCF CE] | Outdoor Luminaires | High Output | Architectural Flood and Spot Luminaires | Premium | FALSE | [9 empty] | 42634 |  |  | Yes |  | 3.1 | 19719 | 121.7 | 162 | 3.49 | 1 | 4000 | 70
P49UQ5YX | Eaton (formerly Cooper Lighting) | Streetworks | GAN-AF-05-LED-U-T4FT-[AP BZ BK DP GM WH]-[ADJA ADJS ADJA-WM]-600-[2L 3 P 4 4N7 HA ALL MS SENSORS DIMRF-LW DIMRF-LN L90 R90 MT TH LCF CE] | Outdoor Luminaires | High Output | Architectural Flood and Spot Luminaires | Premium | FALSE | [9 empty] | 42634 |  |  | Yes |  | 3.1 | 19719 | 121.7 | 162 | 3.49 | 1 | 4000 | 70
PQ69RC7P | Eaton (formerly Cooper Lighting) | Streetworks | GAN-AF-05-LED-U-SL3-[AP BZ BK DP GM WH]-[ADJA ADJS ADJA-WM]-600-[2L 3 P 4 4N7 HA ALL MS SENSORS DIMRF-LW DIMRF-LN L90 R90 MT TH LCF CE] | Outdoor Luminaires | High Output | Architectural Flood and Spot Luminaires | Premium | FALSE | [9 empty] | 42634 |  |  | Yes |  | 3.1 | 19603 | 121 | 162 | 3.49 | 1 | 4000 | 70
PN7VXQRP | Eaton (formerly Cooper Lighting) | Mcgraw-Edison | GLEON-AF-05-LED-E1-SL3-[AP BZ BK DP GM WH]-[ADJA ADJS ADJA-WM]-600-[P PER7 R HA ALL MS LWR SENSORS L90 R90 MT TH LCF CE] | Outdoor Luminaires | High Output | Architectural Flood and Spot Luminaires | Premium | FALSE | [9 empty] | 42634 |  |  | Yes |  | 3.1 | 19603 | 121 | 162 | 3.49 | 1 | 4000 | 70
PTBMEG1V | Eaton (formerly Cooper Lighting) | Streetworks | GAN-AF-05-LED-U-T4W-[AP BZ BK DP GM WH]-[ADJA ADJS ADJA-WM]-600-[2L 3 P 4 4N7 HA ALL MS SENSORS DIMRF-LW DIMRF-LN L90 R90 MT TH LCF CE] | Outdoor Luminaires | High Output | Architectural Flood and Spot Luminaires | Premium | FALSE | [9 empty] | 42634 |  |  | Yes |  | 3.1 | 19465 | 120.2 | 162 | 3.49 | 1 | 4000 | 70
PEHRG758 | Eaton (formerly Cooper Lighting) | Mcgraw-Edison | GLEON-AF-05-LED-E1-T4W-[AP BZ BK DP GM WH]-[ADJA ADJS ADJA-WM]-600-[P PER7 R HA ALL MS LWR SENSORS L90 R90 MT TH LCF CE] | Outdoor Luminaires | High Output | Architectural Flood and Spot Luminaires | Premium | FALSE | [9 empty] | 42634 |  |  | Yes |  | 3.1 | 19465 | 120.2 | 162 | 3.49 | 1 | 4000 | 70
PUFVQAZ9 | Eaton (formerly Cooper Lighting) | Streetworks | GAN-AF-05-LED-U-SL2-[AP BZ BK DP GM WH]-[ADJA ADJS ADJA-WM]-600-[2L 3 P 4 4N7 HA ALL MS SENSORS DIMRF-LW DIMRF-LN L90 R90 MT TH LCF CE] | Outdoor Luminaires | High Output | Architectural Flood and Spot Luminaires | Premium | FALSE | [9 empty] | 42634 |  |  | Yes |  | 3.1 | 19202 | 118.5 | 162 | 3.49 | 1 | 4000 | 70
PSUZG3N5 | Eaton (formerly Cooper Lighting) | Mcgraw-Edison | GLEON-AF-05-LED-E1-SL2-[AP BZ BK DP GM WH]-[ADJA ADJS ADJA-WM]-600-[P PER7 R HA ALL MS LWR SENSORS L90 R90 MT TH LCF CE] | Outdoor Luminaires | High Output | Architectural Flood and Spot Luminaires | Premium | FALSE | [9 empty] | 42634 |  |  | Yes |  | 3.1 | 19202 | 118.5 | 162 | 3.49 | 1 | 4000 | 70
PGAECZ8Z | Eaton (formerly Cooper Lighting) | Mcgraw-Edison | GLEON-AF-05-LED-[E1 347 480]-[SLL SLR]-[AP BZ BK DP GM WH]-[ADJA ADJS ADJA-WM]-600-[P PER7 R HA ALL MS LWR SENSORS L90 R90 MT TH LCF CE] | Outdoor Luminaires | High Output | Architectural Flood and Spot Luminaires | Standard | FALSE | [9 empty] | 42634 |  |  | Yes |  | 3.1 | 17226 | 106.3 | 162 | 3.49 | 1 | 4000 | 70
PFF5N66K | Eaton (formerly Cooper Lighting) | Streetworks | GAN-AF-05-LED-[U 8 9]-[SLL SLR]-[AP BZ BK DP GM WH]-[ADJA ADJS ADJA-WM]-600-[2L 3 P 4 4N7 HA ALL MS SENSORS DIMRF-LW DIMRF-LN L90 R90 MT TH LCF CE] | Outdoor Luminaires | High Output | Architectural Flood and Spot Luminaires | Standard | FALSE | [9 empty] | 42634 |  |  | Yes |  | 3.1 | 17226 | 106.3 | 162 | 3.49 | 1 | 4000 | 70
PY2N5GZ7 | Eaton (formerly Cooper Lighting) | Mcgraw-Edison | GLEON-AF-03-LED-[E1 347 480]-RW-[AP BZ BK DP GM WH]-[ADJA ADJS ADJA-WM]-600-[P PER7 R HA ALL MS LWR SENSORS L90 R90 MT TH LCF CE] | Outdoor Luminaires | High Output | Architectural Flood and Spot Luminaires | Premium | FALSE | [9 empty] | 42634 |  |  | Yes |  | 3.1 | 12239 | 127.5 | 96 | 3.49 | 1 | 4000 | 70
PQ1WS4RG | Eaton (formerly Cooper Lighting) | Streetworks | GAN-AF-03-LED-[U 8 9]-RW-[AP BZ BK DP GM WH]-[ADJA ADJS ADJA-WM]-600-[2L 3 P 4 4N7 HA ALL MS SENSORS DIMRF-LW DIMRF-LN L90 R90 MT TH LCF CE] | Outdoor Luminaires | High Output | Architectural Flood and Spot Luminaires | Premium | FALSE | [9 empty] | 42634 |  |  | Yes |  | 3.1 | 12239 | 127.5 | 96 | 3.49 | 1 | 4000 | 70
PNBXYNSH | Eaton (formerly Cooper Lighting) | Streetworks | GAN-AF-03-LED-[U 8 9]-T4FT-[AP BZ BK DP GM WH]-[ADJA ADJS ADJA-WM]-600-[2L 3 P 4 4N7 HA ALL MS SENSORS DIMRF-LW DIMRF-LN L90 R90 MT TH LCF CE] | Outdoor Luminaires | High Output | Architectural Flood and Spot Luminaires | Premium | FALSE | [9 empty] | 42634 |  |  | Yes |  | 3.1 | 12045 | 125.5 | 96 | 3.49 | 1 | 4000 | 70
PJWQETBC | Eaton (formerly Cooper Lighting) | Mcgraw-Edison | GLEON-AF-03-LED-[E1 347 480]-T4FT-[AP BZ BK DP GM WH]-[ADJA ADJS ADJA-WM]-600-[P PER7 R HA ALL MS LWR SENSORS L90 R90 MT TH LCF CE] | Outdoor Luminaires | High Output | Architectural Flood and Spot Luminaires | Premium | FALSE | [9 empty] | 42634 |  |  | Yes |  | 3.1 | 12045 | 125.5 | 96 | 3.49 | 1 | 4000 | 70
PEMZ6P2A | Eaton (formerly Cooper Lighting) | Streetworks | GAN-AF-03-LED-[U 8 9]-SL3-[AP BZ BK DP GM WH]-[ADJA ADJS ADJA-WM]-600-[2L 3 P 4 4N7 HA ALL MS SENSORS DIMRF-LW DIMRF-LN L90 R90 MT TH LCF CE] | Outdoor Luminaires | High Output | Architectural Flood and Spot Luminaires | Premium | FALSE | [9 empty] | 42634 |  |  | Yes |  | 3.1 | 11974 | 124.7 | 96 | 3.49 | 1 | 4000 | 70
P76KUBPF | Eaton (formerly Cooper Lighting) | Mcgraw-Edison | GLEON-AF-03-LED-[E1 347 480]-SL3-[AP BZ BK DP GM WH]-[ADJA ADJS ADJA-WM]-600-[P PER7 R HA ALL MS LWR SENSORS L90 R90 MT TH LCF CE] | Outdoor Luminaires | High Output | Architectural Flood and Spot Luminaires | Premium | FALSE | [9 empty] | 42634 |  |  | Yes |  | 3.1 | 11974 | 124.7 | 96 | 3.49 | 1 | 4000 | 70
PQT5WWV5 | Eaton (formerly Cooper Lighting) | Mcgraw-Edison | GLEON-AF-03-LED-E1-T4W-[AP BZ BK DP GM WH]-[ADJA ADJS ADJA-WM]-600-[P PER7 R HA ALL MS LWR SENSORS L90 R90 MT TH LCF CE] | Outdoor Luminaires | High Output | Architectural Flood and Spot Luminaires | Premium | FALSE | [9 empty] | 42634 |  |  | Yes |  | 3.1 | 11889 | 123.8 | 96 | 3.49 | 1 | 4000 | 70
PBZ8N5KZ | Eaton (formerly Cooper Lighting) | Streetworks | GAN-AF-03-LED-U-T4W-[AP BZ BK DP GM WH]-[ADJA ADJS ADJA-WM]-600-[2L 3 P 4 4N7 HA ALL MS SENSORS DIMRF-LW DIMRF-LN L90 R90 MT TH LCF CE] | Outdoor Luminaires | High Output | Architectural Flood and Spot Luminaires | Premium | FALSE | [9 empty] | 42634 |  |  | Yes |  | 3.1 | 11889 | 123.8 | 96 | 3.49 | 1 | 4000 | 70
PNAZ2QX1 | Eaton (formerly Cooper Lighting) | Streetworks | GAN-AF-03-LED-U-SL2-[AP BZ BK DP GM WH]-[ADJA ADJS ADJA-WM]-600-[2L 3 P 4 4N7 HA ALL MS SENSORS DIMRF-LW DIMRF-LN L90 R90 MT TH LCF CE] | Outdoor Luminaires | High Output | Architectural Flood and Spot Luminaires | Premium | FALSE | [9 empty] | 42634 |  |  | Yes |  | 3.1 | 11729 | 122.2 | 96 | 3.49 | 1 | 4000 | 70
P3ZJDE6U | Eaton (formerly Cooper Lighting) | Mcgraw-Edison | GLEON-AF-03-LED-E1-SL2-[AP BZ BK DP GM WH]-[ADJA ADJS ADJA-WM]-600-[P PER7 R HA ALL MS LWR SENSORS L90 R90 MT TH LCF CE] | Outdoor Luminaires | High Output | Architectural Flood and Spot Luminaires | Premium | FALSE | [9 empty] | 42634 |  |  | Yes |  | 3.1 | 11729 | 122.2 | 96 | 3.49 | 1 | 4000 | 70
PHVKWKPR | Eaton (formerly Cooper Lighting) | Mcgraw-Edison | GLEON-AF-03-LED-[E1 347 480]-[SLL SLR]-[AP BZ BK DP GM WH]-[ADJA ADJS ADJA-WM]-600-[P PER7 R HA ALL MS LWR SENSORS L90 R90 MT TH LCF CE] | Outdoor Luminaires | High Output | Architectural Flood and Spot Luminaires | Standard | FALSE | [9 empty] | 42634 |  |  | Yes |  | 3.1 | 10522 | 109.6 | 96 | 3.49 | 1 | 4000 | 70
PGM9DUTJ | Eaton (formerly Cooper Lighting) | Streetworks | GAN-AF-03-LED-[U 8 9]-[SLL SLR]-[AP BZ BK DP GM WH]-[ADJA ADJS ADJA-WM]-600-[2L 3 P 4 4N7 HA ALL MS SENSORS DIMRF-LW DIMRF-LN L90 R90 MT TH LCF CE] | Outdoor Luminaires | High Output | Architectural Flood and Spot Luminaires | Standard | FALSE | [9 empty] | 42634 |  |  | Yes |  | 3.1 | 10522 | 109.6 | 96 | 3.49 | 1 | 4000 | 70
PWA9H38K | Eaton (formerly Cooper Lighting) | Mcgraw-Edison | GLEON-AF-07-LED-E1-[SLL SLR]-[AP BZ BK DP GM WH]-[ADJA ADJS ADJA-WM]-800-[P PER7 R HA ALL MS LWR SENSORS L90 R90 MT TH LCF CE] | Outdoor Luminaires | High Output | Architectural Flood and Spot Luminaires | Standard | FALSE | [9 empty] | 42634 |  |  | Yes |  | 3.1 | 29894 | 101.3 | 295 | 2.91 | 1 | 4000 | 70
PQNC2N9C | Eaton (formerly Cooper Lighting) | Streetworks | GAN-AF-07-LED-U-[SLL SLR]-[AP BZ BK DP GM WH]-[ADJA ADJS ADJA-WM]-800-[2L 3 P 4 4N7 HA ALL MS SENSORS DIMRF-LW DIMRF-LN L90 R90 MT TH LCF CE] | Outdoor Luminaires | High Output | Architectural Flood and Spot Luminaires | Standard | FALSE | [9 empty] | 42634 |  |  | Yes |  | 3.1 | 29894 | 101.3 | 295 | 2.91 | 1 | 4000 | 70
PFAX3QFE | Eaton (formerly Cooper Lighting) | Streetworks | GAN-AF-06-LED-U-RW-[AP BZ BK DP GM WH]-[ADJA ADJS ADJA-WM]-800-[2L 3 P 4 4N7 HA ALL MS SENSORS DIMRF-LW DIMRF-LN L90 R90 MT TH LCF CE] | Outdoor Luminaires | High Output | Architectural Flood and Spot Luminaires | Premium | FALSE | [9 empty] | 42634 |  |  | Yes |  | 3.1 | 29402 | 118.1 | 249 | 2.91 | 1 | 4000 | 70
P2XK41K1 | Eaton (formerly Cooper Lighting) | Mcgraw-Edison | GLEON-AF-06-LED-E1-RW-[AP BZ BK DP GM WH]-[ADJA ADJS ADJA-WM]-800-[P PER7 R HA ALL MS LWR SENSORS L90 R90 MT TH LCF CE] | Outdoor Luminaires | High Output | Architectural Flood and Spot Luminaires | Premium | FALSE | [9 empty] | 42634 |  |  | Yes |  | 3.1 | 29402 | 118.1 | 249 | 2.91 | 1 | 4000 | 70
PVEVCGMG | Eaton (formerly Cooper Lighting) | Streetworks | GAN-AF-06-LED-[U 8 9]-T4FT-[AP BZ BK DP GM WH]-[ADJA ADJS ADJA-WM]-800-[2L 3 P 4 4N7 HA ALL MS SENSORS DIMRF-LW DIMRF-LN L90 R90 MT TH LCF CE] | Outdoor Luminaires | High Output | Architectural Flood and Spot Luminaires | Standard | FALSE | [9 empty] | 42634 |  |  | Yes |  | 3.1 | 28936 | 116.2 | 249 | 2.91 | 1 | 4000 | 70
PJGQKSNX | Eaton (formerly Cooper Lighting) | Mcgraw-Edison | GLEON-AF-06-LED-[E1 347 480]-T4FT-[AP BZ BK DP GM WH]-[ADJA ADJS ADJA-WM]-800-[P PER7 R HA ALL MS LWR SENSORS L90 R90 MT TH LCF CE] | Outdoor Luminaires | High Output | Architectural Flood and Spot Luminaires | Standard | FALSE | [9 empty] | 42634 |  |  | Yes |  | 3.1 | 28936 | 116.2 | 249 | 2.91 | 1 | 4000 | 70
PRWU6SWT | Eaton (formerly Cooper Lighting) | Streetworks | GAN-AF-06-LED-[U 8 9]-SL3-[AP BZ BK DP GM WH]-[ADJA ADJS ADJA-WM]-800-[2L 3 P 4 4N7 HA ALL MS SENSORS DIMRF-LW DIMRF-LN L90 R90 MT TH LCF CE] | Outdoor Luminaires | High Output | Architectural Flood and Spot Luminaires | Standard | FALSE | [9 empty] | 42634 |  |  | Yes |  | 3.1 | 28766 | 115.5 | 249 | 2.91 | 1 | 4000 | 70
PQW6NC3G | Eaton (formerly Cooper Lighting) | Mcgraw-Edison | GLEON-AF-06-LED-[E1 347 480]-SL3-[AP BZ BK DP GM WH]-[ADJA ADJS ADJA-WM]-800-[P PER7 R HA ALL MS LWR SENSORS L90 R90 MT TH LCF CE] | Outdoor Luminaires | High Output | Architectural Flood and Spot Luminaires | Standard | FALSE | [9 empty] | 42634 |  |  | Yes |  | 3.1 | 28766 | 115.5 | 249 | 2.91 | 1 | 4000 | 70
PGYS7HGF | Eaton (formerly Cooper Lighting) | Streetworks | GAN-AF-06-LED-[U 8 9]-T4W-[AP BZ BK DP GM WH]-[ADJA ADJS ADJA-WM]-800-[2L 3 P 4 4N7 HA ALL MS SENSORS DIMRF-LW DIMRF-LN L90 R90 MT TH LCF CE] | Outdoor Luminaires | High Output | Architectural Flood and Spot Luminaires | Standard | FALSE | [9 empty] | 42634 |  |  | Yes |  | 3.1 | 28562 | 114.7 | 249 | 2.91 | 1 | 4000 | 70
PDBVPF6P | Eaton (formerly Cooper Lighting) | Mcgraw-Edison | GLEON-AF-06-LED-[E1 347 480]-T4W-[AP BZ BK DP GM WH]-[ADJA ADJS ADJA-WM]-800-[P PER7 R HA ALL MS LWR SENSORS L90 R90 MT TH LCF CE] | Outdoor Luminaires | High Output | Architectural Flood and Spot Luminaires | Standard | FALSE | [9 empty] | 42634 |  |  | Yes |  | 3.1 | 28562 | 114.7 | 249 | 2.91 | 1 | 4000 | 70
PWYXPHHP | Eaton (formerly Cooper Lighting) | Mcgraw-Edison | GLEON-AF-06-LED-[E1 347 480]-SL2-[AP BZ BK DP GM WH]-[ADJA ADJS ADJA-WM]-800-[P PER7 R HA ALL MS LWR SENSORS L90 R90 MT TH LCF CE] | Outdoor Luminaires | High Output | Architectural Flood and Spot Luminaires | Standard | FALSE | [9 empty] | 42634 |  |  | Yes |  | 3.1 | 28178 | 113.2 | 249 | 2.91 | 1 | 4000 | 70
PD18VK1R | Eaton (formerly Cooper Lighting) | Streetworks | GAN-AF-06-LED-[U 8 9]-SL2-[AP BZ BK DP GM WH]-[ADJA ADJS ADJA-WM]-800-[2L 3 P 4 4N7 HA ALL MS SENSORS DIMRF-LW DIMRF-LN L90 R90 MT TH LCF CE] | Outdoor Luminaires | High Output | Architectural Flood and Spot Luminaires | Standard | FALSE | [9 empty] | 42634 |  |  | Yes |  | 3.1 | 28178 | 113.2 | 249 | 2.91 | 1 | 4000 | 70
PMNE3CEU | Eaton (formerly Cooper Lighting) | Mcgraw-Edison | GLEON-AF-06-LED-E1-[SLL SLR]-[AP BZ BK DP GM WH]-[ADJA ADJS ADJA-WM]-800-[P PER7 R HA ALL MS LWR SENSORS L90 R90 MT TH LCF CE] | Outdoor Luminaires | High Output | Architectural Flood and Spot Luminaires | Standard | FALSE | [9 empty] | 42634 |  |  | Yes |  | 3.1 | 25278 | 101.5 | 249 | 2.91 | 1 | 4000 | 70
P82AJWJE | Eaton (formerly Cooper Lighting) | Streetworks | GAN-AF-06-LED-U-[SLL SLR]-[AP BZ BK DP GM WH]-[ADJA ADJS ADJA-WM]-800-[2L 3 P 4 4N7 HA ALL MS SENSORS DIMRF-LW DIMRF-LN L90 R90 MT TH LCF CE] | Outdoor Luminaires | High Output | Architectural Flood and Spot Luminaires | Standard | FALSE | [9 empty] | 42634 |  |  | Yes |  | 3.1 | 25278 | 101.5 | 249 | 2.91 | 1 | 4000 | 70
PX9JC6KY | Eaton (formerly Cooper Lighting) | Mcgraw-Edison | GLEON-AF-05-LED-E1-RW-[AP BZ BK DP GM WH]-[ADJA ADJS ADJA-WM]-800-[P PER7 R HA ALL MS LWR SENSORS L90 R90 MT TH LCF CE] | Outdoor Luminaires | High Output | Architectural Flood and Spot Luminaires | Premium | FALSE | [9 empty] | 42634 |  |  | Yes |  | 3.1 | 24570 | 117 | 210 | 2.91 | 1 | 4000 | 70
PAQYMR73 | Eaton (formerly Cooper Lighting) | Streetworks | GAN-AF-05-LED-U-RW-[AP BZ BK DP GM WH]-[ADJA ADJS ADJA-WM]-800-[2L 3 P 4 4N7 HA ALL MS SENSORS DIMRF-LW DIMRF-LN L90 R90 MT TH LCF CE] | Outdoor Luminaires | High Output | Architectural Flood and Spot Luminaires | Premium | FALSE | [9 empty] | 42634 |  |  | Yes |  | 3.1 | 24570 | 117 | 210 | 2.91 | 1 | 4000 | 70
PFREP8UY | Eaton (formerly Cooper Lighting) | Mcgraw-Edison | GLEON-AF-05-LED-[E1 347 480]-T4FT-[AP BZ BK DP GM WH]-[ADJA ADJS ADJA-WM]-800-[P PER7 R HA ALL MS LWR SENSORS L90 R90 MT TH LCF CE] | Outdoor Luminaires | High Output | Architectural Flood and Spot Luminaires | Standard | FALSE | [9 empty] | 42634 |  |  | Yes |  | 3.1 | 24181 | 115.1 | 210 | 2.91 | 1 | 4000 | 70
P1SAUNA3 | Eaton (formerly Cooper Lighting) | Streetworks | GAN-AF-05-LED-[U 8 9]-T4FT-[AP BZ BK DP GM WH]-[ADJA ADJS ADJA-WM]-800-[2L 3 P 4 4N7 HA ALL MS SENSORS DIMRF-LW DIMRF-LN L90 R90 MT TH LCF CE] | Outdoor Luminaires | High Output | Architectural Flood and Spot Luminaires | Standard | FALSE | [9 empty] | 42634 |  |  | Yes |  | 3.1 | 24181 | 115.1 | 210 | 2.91 | 1 | 4000 | 70
PTQB49MS | Eaton (formerly Cooper Lighting) | Streetworks | GAN-AF-05-LED-[U 8 9]-SL3-[AP BZ BK DP GM WH]-[ADJA ADJS ADJA-WM]-800-[2L 3 P 4 4N7 HA ALL MS SENSORS DIMRF-LW DIMRF-LN L90 R90 MT TH LCF CE] | Outdoor Luminaires | High Output | Architectural Flood and Spot Luminaires | Standard | FALSE | [9 empty] | 42634 |  |  | Yes |  | 3.1 | 24039 | 114.5 | 210 | 2.91 | 1 | 4000 | 70
PEPH472B | Eaton (formerly Cooper Lighting) | Mcgraw-Edison | GLEON-AF-05-LED-[E1 347 480]-SL3-[AP BZ BK DP GM WH]-[ADJA ADJS ADJA-WM]-800-[P PER7 R HA ALL MS LWR SENSORS L90 R90 MT TH LCF CE] | Outdoor Luminaires | High Output | Architectural Flood and Spot Luminaires | Standard | FALSE | [9 empty] | 42634 |  |  | Yes |  | 3.1 | 24039 | 114.5 | 210 | 2.91 | 1 | 4000 | 70
PX1RTQAW | Eaton (formerly Cooper Lighting) | Mcgraw-Edison | GLEON-AF-05-LED-[E1 347 480]-T4W-[AP BZ BK DP GM WH]-[ADJA ADJS ADJA-WM]-800-[P PER7 R HA ALL MS LWR SENSORS L90 R90 MT TH LCF CE] | Outdoor Luminaires | High Output | Architectural Flood and Spot Luminaires | Standard | FALSE | [9 empty] | 42634 |  |  | Yes |  | 3.1 | 23869 | 113.7 | 210 | 2.91 | 1 | 4000 | 70
PC336TXZ | Eaton (formerly Cooper Lighting) | Streetworks | GAN-AF-05-LED-[U 8 9]-T4W-[AP BZ BK DP GM WH]-[ADJA ADJS ADJA-WM]-800-[2L 3 P 4 4N7 HA ALL MS SENSORS DIMRF-LW DIMRF-LN L90 R90 MT TH LCF CE] | Outdoor Luminaires | High Output | Architectural Flood and Spot Luminaires | Standard | FALSE | [9 empty] | 42634 |  |  | Yes |  | 3.1 | 23869 | 113.7 | 210 | 2.91 | 1 | 4000 | 70
PAHKYM86 | Eaton (formerly Cooper Lighting) | Streetworks | GAN-AF-05-LED-[U 8 9]-SL2-[AP BZ BK DP GM WH]-[ADJA ADJS ADJA-WM]-800-[2L 3 P 4 4N7 HA ALL MS SENSORS DIMRF-LW DIMRF-LN L90 R90 MT TH LCF CE] | Outdoor Luminaires | High Output | Architectural Flood and Spot Luminaires | Standard | FALSE | [9 empty] | 42634 |  |  | Yes |  | 3.1 | 23547 | 112.1 | 210 | 2.91 | 1 | 4000 | 70
P13R3SG6 | Eaton (formerly Cooper Lighting) | Mcgraw-Edison | GLEON-AF-05-LED-[E1 347 480]-SL2-[AP BZ BK DP GM WH]-[ADJA ADJS ADJA-WM]-800-[P PER7 R HA ALL MS LWR SENSORS L90 R90 MT TH LCF CE] | Outdoor Luminaires | High Output | Architectural Flood and Spot Luminaires | Standard | FALSE | [9 empty] | 42634 |  |  | Yes |  | 3.1 | 23547 | 112.1 | 210 | 2.91 | 1 | 4000 | 70
PFPKVBJD | Eaton (formerly Cooper Lighting) | Streetworks | GAN-AF-05-LED-U-[SLL SLR]-[AP BZ BK DP GM WH]-[ADJA ADJS ADJA-WM]-800-[2L 3 P 4 4N7 HA ALL MS SENSORS DIMRF-LW DIMRF-LN L90 R90 MT TH LCF CE] | Outdoor Luminaires | High Output | Architectural Flood and Spot Luminaires | Standard | FALSE | [9 empty] | 42634 |  |  | Yes |  | 3.1 | 21124 | 100.6 | 210 | 2.91 | 1 | 4000 | 70
P4F5Y43U | Eaton (formerly Cooper Lighting) | Mcgraw-Edison | GLEON-AF-05-LED-E1-[SLL SLR]-[AP BZ BK DP GM WH]-[ADJA ADJS ADJA-WM]-800-[P PER7 R HA ALL MS LWR SENSORS L90 R90 MT TH LCF CE] | Outdoor Luminaires | High Output | Architectural Flood and Spot Luminaires | Standard | FALSE | [9 empty] | 42634 |  |  | Yes |  | 3.1 | 21124 | 100.6 | 210 | 2.91 | 1 | 4000 | 70
PXHXB6Y5 | Eaton (formerly Cooper Lighting) | Mcgraw-Edison | GLEON-AF-08-LED-[E1 347 480]-[SLL SLR]-[AP BZ BK DP GM WH]-[ADJA ADJS ADJA-WM]-600-[P PER7 R HA ALL MS LWR SENSORS L90 R90 MT TH LCF CE] | Outdoor Luminaires | High Output | Architectural Flood and Spot Luminaires | Standard | FALSE | [9 empty] | 42634 |  |  | Yes |  | 3.1 | 27622 | 107.5 | 257 | 2.72 | 1 | 4000 | 70
P9P1N4AG | Eaton (formerly Cooper Lighting) | Streetworks | GAN-AF-08-LED-[U 8 9]-[SLL SLR]-[AP BZ BK DP GM WH]-[ADJA ADJS ADJA-WM]-600-[2L 3 P 4 4N7 HA ALL MS SENSORS DIMRF-LW DIMRF-LN L90 R90 MT TH LCF CE] | Outdoor Luminaires | High Output | Architectural Flood and Spot Luminaires | Standard | FALSE | [9 empty] | 42634 |  |  | Yes |  | 3.1 | 27622 | 107.5 | 257 | 2.72 | 1 | 4000 | 70
PR4PR898 | Eaton (formerly Cooper Lighting) | Streetworks | GAN-AF-04-LED-[U 8 9]-RW-[AP BZ BK DP GM WH]-[ADJA ADJS ADJA-WM]-600-[2L 3 P 4 4N7 HA ALL MS SENSORS DIMRF-LW DIMRF-LN L90 R90 MT TH LCF CE] | Outdoor Luminaires | High Output | Architectural Flood and Spot Luminaires | Premium | FALSE | [9 empty] | 42634 |  |  | Yes |  | 3.1 | 16171 | 125.4 | 129 | 2.72 | 1 | 4000 | 70
PJ6JS5DK | Eaton (formerly Cooper Lighting) | Mcgraw-Edison | GLEON-AF-04-LED-[E1 347 480]-RW-[AP BZ BK DP GM WH]-[ADJA ADJS ADJA-WM]-600-[P PER7 R HA ALL MS LWR SENSORS L90 R90 MT TH LCF CE] | Outdoor Luminaires | High Output | Architectural Flood and Spot Luminaires | Premium | FALSE | [9 empty] | 42634 |  |  | Yes |  | 3.1 | 16171 | 125.4 | 129 | 2.72 | 1 | 4000 | 70
PAK27R9Z | Eaton (formerly Cooper Lighting) | Streetworks | GAN-AF-04-LED-[U 8 9]-T4FT-[AP BZ BK DP GM WH]-[ADJA ADJS ADJA-WM]-600-[2L 3 P 4 4N7 HA ALL MS SENSORS DIMRF-LW DIMRF-LN L90 R90 MT TH LCF CE] | Outdoor Luminaires | High Output | Architectural Flood and Spot Luminaires | Premium | FALSE | [9 empty] | 42634 |  |  | Yes |  | 3.1 | 15915 | 123.4 | 129 | 2.72 | 1 | 4000 | 70
P1NDV6QD | Eaton (formerly Cooper Lighting) | Mcgraw-Edison | GLEON-AF-04-LED-[E1 347 480]-T4FT-[AP BZ BK DP GM WH]-[ADJA ADJS ADJA-WM]-600-[P PER7 R HA ALL MS LWR SENSORS L90 R90 MT TH LCF CE] | Outdoor Luminaires | High Output | Architectural Flood and Spot Luminaires | Premium | FALSE | [9 empty] | 42634 |  |  | Yes |  | 3.1 | 15915 | 123.4 | 129 | 2.72 | 1 | 4000 | 70
PN5PUGZT | Eaton (formerly Cooper Lighting) | Mcgraw-Edison | GLEON-AF-04-LED-E1-SL3-[AP BZ BK DP GM WH]-[ADJA ADJS ADJA-WM]-600-[P PER7 R HA ALL MS LWR SENSORS L90 R90 MT TH LCF CE] | Outdoor Luminaires | High Output | Architectural Flood and Spot Luminaires | Premium | FALSE | [9 empty] | 42634 |  |  | Yes |  | 3.1 | 15821 | 122.6 | 129 | 2.72 | 1 | 4000 | 70
P3X3KT77 | Eaton (formerly Cooper Lighting) | Streetworks | GAN-AF-04-LED-U-SL3-[AP BZ BK DP GM WH]-[ADJA ADJS ADJA-WM]-600-[2L 3 P 4 4N7 HA ALL MS SENSORS DIMRF-LW DIMRF-LN L90 R90 MT TH LCF CE] | Outdoor Luminaires | High Output | Architectural Flood and Spot Luminaires | Premium | FALSE | [9 empty] | 42634 |  |  | Yes |  | 3.1 | 15821 | 122.6 | 129 | 2.72 | 1 | 4000 | 70
PVJ1774A | Eaton (formerly Cooper Lighting) | Mcgraw-Edison | GLEON-AF-04-LED-E1-T4W-[AP BZ BK DP GM WH]-[ADJA ADJS ADJA-WM]-600-[P PER7 R HA ALL MS LWR SENSORS L90 R90 MT TH LCF CE] | Outdoor Luminaires | High Output | Architectural Flood and Spot Luminaires | Premium | FALSE | [9 empty] | 42634 |  |  | Yes |  | 3.1 | 15710 | 121.8 | 129 | 2.72 | 1 | 4000 | 70
P14JAXXC | Eaton (formerly Cooper Lighting) | Streetworks | GAN-AF-04-LED-U-T4W-[AP BZ BK DP GM WH]-[ADJA ADJS ADJA-WM]-600-[2L 3 P 4 4N7 HA ALL MS SENSORS DIMRF-LW DIMRF-LN L90 R90 MT TH LCF CE] | Outdoor Luminaires | High Output | Architectural Flood and Spot Luminaires | Premium | FALSE | [9 empty] | 42634 |  |  | Yes |  | 3.1 | 15710 | 121.8 | 129 | 2.72 | 1 | 4000 | 70
PZ2UGD24 | Eaton (formerly Cooper Lighting) | Mcgraw-Edison | GLEON-AF-04-LED-E1-SL2-[AP BZ BK DP GM WH]-[ADJA ADJS ADJA-WM]-600-[P PER7 R HA ALL MS LWR SENSORS L90 R90 MT TH LCF CE] | Outdoor Luminaires | High Output | Architectural Flood and Spot Luminaires | Premium | FALSE | [9 empty] | 42634 |  |  | Yes |  | 3.1 | 15498 | 120.1 | 129 | 2.72 | 1 | 4000 | 70
PB2US891 | Eaton (formerly Cooper Lighting) | Streetworks | GAN-AF-04-LED-U-SL2-[AP BZ BK DP GM WH]-[ADJA ADJS ADJA-WM]-600-[2L 3 P 4 4N7 HA ALL MS SENSORS DIMRF-LW DIMRF-LN L90 R90 MT TH LCF CE] | Outdoor Luminaires | High Output | Architectural Flood and Spot Luminaires | Premium | FALSE | [9 empty] | 42634 |  |  | Yes |  | 3.1 | 15498 | 120.1 | 129 | 2.72 | 1 | 4000 | 70
PZ1P17Z9 | Eaton (formerly Cooper Lighting) | Mcgraw-Edison | GLEON-AF-04-LED-[E1 347 480]-[SLL SLR]-[AP BZ BK DP GM WH]-[ADJA ADJS ADJA-WM]-600-[P PER7 R HA ALL MS LWR SENSORS L90 R90 MT TH LCF CE] | Outdoor Luminaires | High Output | Architectural Flood and Spot Luminaires | Standard | FALSE | [9 empty] | 42634 |  |  | Yes |  | 3.1 | 13903 | 107.8 | 129 | 2.72 | 1 | 4000 | 70
P1K9YZWV | Eaton (formerly Cooper Lighting) | Streetworks | GAN-AF-04-LED-[U 8 9]-[SLL SLR]-[AP BZ BK DP GM WH]-[ADJA ADJS ADJA-WM]-600-[2L 3 P 4 4N7 HA ALL MS SENSORS DIMRF-LW DIMRF-LN L90 R90 MT TH LCF CE] | Outdoor Luminaires | High Output | Architectural Flood and Spot Luminaires | Standard | FALSE | [9 empty] | 42634 |  |  | Yes |  | 3.1 | 13903 | 107.8 | 129 | 2.72 | 1 | 4000 | 70
PGM2KG22 | Eaton (formerly Cooper Lighting) | Mcgraw-Edison | GLEON-AF-04-LED-[E1 347 480]-RW-[AP BZ BK DP GM WH]-[ADJA ADJS ADJA-WM]-1200-[P PER7 R ALL MS LWR SENSORS L90 R90 MT TH LCF CE] | Outdoor Luminaires | High Output | Architectural Flood and Spot Luminaires | Standard | FALSE | [9 empty] | 42634 |  |  | Yes |  | 3.1 | 26925 | 104.4 | 258 | 2.64 | 1 | 4000 | 70
P78NJA5R | Eaton (formerly Cooper Lighting) | Streetworks | GAN-AF-04-LED-[U 8 9]-RW-[AP BZ BK DP GM WH]-[ADJA ADJS ADJA-WM]-1200-[2L 3 P 4 4N7 HA ALL MS SENSORS DIMRF-LW DIMRF-LN L90 R90 MT TH LCF CE] | Outdoor Luminaires | High Output | Architectural Flood and Spot Luminaires | Standard | FALSE | [9 empty] | 42634 |  |  | Yes |  | 3.1 | 26925 | 104.4 | 258 | 2.64 | 1 | 4000 | 70
PBYTSAPC | Eaton (formerly Cooper Lighting) | Streetworks | GAN-AF-04-LED-[U 8 9]-T4FT-[AP BZ BK DP GM WH]-[ADJA ADJS ADJA-WM]-1200-[2L 3 P 4 4N7 HA ALL MS SENSORS DIMRF-LW DIMRF-LN L90 R90 MT TH LCF CE] | Outdoor Luminaires | High Output | Architectural Flood and Spot Luminaires | Standard | FALSE | [9 empty] | 42634 |  |  | Yes |  | 3.1 | 26499 | 102.7 | 258 | 2.64 | 1 | 4000 | 70
P2UHK5GZ | Eaton (formerly Cooper Lighting) | Mcgraw-Edison | GLEON-AF-04-LED-[E1 347 480]-T4FT-[AP BZ BK DP GM WH]-[ADJA ADJS ADJA-WM]-1200-[P PER7 R ALL MS LWR SENSORS L90 R90 MT TH LCF CE] | Outdoor Luminaires | High Output | Architectural Flood and Spot Luminaires | Standard | FALSE | [9 empty] | 42634 |  |  | Yes |  | 3.1 | 26499 | 102.7 | 258 | 2.64 | 1 | 4000 | 70
PMJC6EP4 | Eaton (formerly Cooper Lighting) | Streetworks | GAN-AF-04-LED-[U 8 9]-SL3-[AP BZ BK DP GM WH]-[ADJA ADJS ADJA-WM]-1200-[2L 3 P 4 4N7 HA ALL MS SENSORS DIMRF-LW DIMRF-LN L90 R90 MT TH LCF CE] | Outdoor Luminaires | High Output | Architectural Flood and Spot Luminaires | Standard | FALSE | [9 empty] | 42634 |  |  | Yes |  | 3.1 | 26342 | 102.1 | 258 | 2.64 | 1 | 4000 | 70
PKQRRFBA | Eaton (formerly Cooper Lighting) | Mcgraw-Edison | GLEON-AF-04-LED-[E1 347 480]-SL3-[AP BZ BK DP GM WH]-[ADJA ADJS ADJA-WM]-1200-[P PER7 R ALL MS LWR SENSORS L90 R90 MT TH LCF CE] | Outdoor Luminaires | High Output | Architectural Flood and Spot Luminaires | Standard | FALSE | [9 empty] | 42634 |  |  | Yes |  | 3.1 | 26342 | 102.1 | 258 | 2.64 | 1 | 4000 | 70
PF2M64RT | Eaton (formerly Cooper Lighting) | Streetworks | GAN-AF-04-LED-[U 8 9]-T4W-[AP BZ BK DP GM WH]-[ADJA ADJS ADJA-WM]-1200-[2L 3 P 4 4N7 HA ALL MS SENSORS DIMRF-LW DIMRF-LN L90 R90 MT TH LCF CE] | Outdoor Luminaires | High Output | Architectural Flood and Spot Luminaires | Standard | FALSE | [9 empty] | 42634 |  |  | Yes |  | 3.1 | 26156 | 101.4 | 258 | 2.64 | 1 | 4000 | 70
PAW5W2SR | Eaton (formerly Cooper Lighting) | Mcgraw-Edison | GLEON-AF-04-LED-[E1 347 480]-T4W-[AP BZ BK DP GM WH]-[ADJA ADJS ADJA-WM]-1200-[P PER7 R ALL MS LWR SENSORS L90 R90 MT TH LCF CE] | Outdoor Luminaires | High Output | Architectural Flood and Spot Luminaires | Standard | FALSE | [9 empty] | 42634 |  |  | Yes |  | 3.1 | 26156 | 101.4 | 258 | 2.64 | 1 | 4000 | 70
PU28MVXU | Eaton (formerly Cooper Lighting) | Mcgraw-Edison | GLEON-AF-04-LED-[E1 347 480]-SL2-[AP BZ BK DP GM WH]-[ADJA ADJS ADJA-WM]-1200-[P PER7 R ALL MS LWR SENSORS L90 R90 MT TH LCF CE] | Outdoor Luminaires | High Output | Architectural Flood and Spot Luminaires | Standard | FALSE | [9 empty] | 42634 |  |  | Yes |  | 3.1 | 25804 | 100 | 258 | 2.64 | 1 | 4000 | 70
PN7PEHVH | Eaton (formerly Cooper Lighting) | Streetworks | GAN-AF-04-LED-[U 8 9]-SL2-[AP BZ BK DP GM WH]-[ADJA ADJS ADJA-WM]-1200-[2L 3 P 4 4N7 HA ALL MS SENSORS DIMRF-LW DIMRF-LN L90 R90 MT TH LCF CE] | Outdoor Luminaires | High Output | Architectural Flood and Spot Luminaires | Standard | FALSE | [9 empty] | 42634 |  |  | Yes |  | 3.1 | 25804 | 100 | 258 | 2.64 | 1 | 4000 | 70
PEWXPXSN | Eaton (formerly Cooper Lighting) | Streetworks | GAN-AF-02-LED-[U 8 9]-RW-[AP BZ BK DP GM WH]-[ADJA ADJS ADJA-WM]-1200-[2L 3 P 4 4N7 HA ALL MS SENSORS DIMRF-LW DIMRF-LN L90 R90 MT TH LCF CE] | Outdoor Luminaires | High Output | Architectural Flood and Spot Luminaires | Standard | FALSE | [9 empty] | 42634 |  |  | Yes |  | 3.1 | 13657 | 105.9 | 129 | 2.64 | 1 | 4000 | 70
PCUHWTEH | Eaton (formerly Cooper Lighting) | Mcgraw-Edison | GLEON-AF-02-LED-[E1 347 480]-RW-[AP BZ BK DP GM WH]-[ADJA ADJS ADJA-WM]-1200-[P PER7 R ALL MS LWR SENSORS L90 R90 MT TH LCF CE] | Outdoor Luminaires | High Output | Architectural Flood and Spot Luminaires | Standard | FALSE | [9 empty] | 42634 |  |  | Yes |  | 3.1 | 13657 | 105.9 | 129 | 2.64 | 1 | 4000 | 70
P71BT3YK | Eaton (formerly Cooper Lighting) | Streetworks | GAN-AF-02-LED-[U 8 9]-T4FT-[AP BZ BK DP GM WH]-[ADJA ADJS ADJA-WM]-1200-[2L 3 P 4 4N7 HA ALL MS SENSORS DIMRF-LW DIMRF-LN L90 R90 MT TH LCF CE] | Outdoor Luminaires | High Output | Architectural Flood and Spot Luminaires | Standard | FALSE | [9 empty] | 42634 |  |  | Yes |  | 3.1 | 13440 | 104.2 | 129 | 2.64 | 1 | 4000 | 70
P6TH5QMJ | Eaton (formerly Cooper Lighting) | Mcgraw-Edison | GLEON-AF-02-LED-[E1 347 480]-T4FT-[AP BZ BK DP GM WH]-[ADJA ADJS ADJA-WM]-1200-[P PER7 R ALL MS LWR SENSORS L90 R90 MT TH LCF CE] | Outdoor Luminaires | High Output | Architectural Flood and Spot Luminaires | Standard | FALSE | [9 empty] | 42634 |  |  | Yes |  | 3.1 | 13440 | 104.2 | 129 | 2.64 | 1 | 4000 | 70
PCTDKN85 | Eaton (formerly Cooper Lighting) | Mcgraw-Edison | GLEON-AF-02-LED-[E1 347 480]-SL3-[AP BZ BK DP GM WH]-[ADJA ADJS ADJA-WM]-1200-[P PER7 R ALL MS LWR SENSORS L90 R90 MT TH LCF CE] | Outdoor Luminaires | High Output | Architectural Flood and Spot Luminaires | Standard | FALSE | [9 empty] | 42634 |  |  | Yes |  | 3.1 | 13361 | 103.6 | 129 | 2.64 | 1 | 4000 | 70
P5A1VC36 | Eaton (formerly Cooper Lighting) | Streetworks | GAN-AF-02-LED-[U 8 9]-SL3-[AP BZ BK DP GM WH]-[ADJA ADJS ADJA-WM]-1200-[2L 3 P 4 4N7 HA ALL MS SENSORS DIMRF-LW DIMRF-LN L90 R90 MT TH LCF CE] | Outdoor Luminaires | High Output | Architectural Flood and Spot Luminaires | Standard | FALSE | [9 empty] | 42634 |  |  | Yes |  | 3.1 | 13361 | 103.6 | 129 | 2.64 | 1 | 4000 | 70
PX535H9W | Eaton (formerly Cooper Lighting) | Mcgraw-Edison | GLEON-AF-02-LED-[E1 347 480]-T4W-[AP BZ BK DP GM WH]-[ADJA ADJS ADJA-WM]-1200-[P PER7 R ALL MS LWR SENSORS L90 R90 MT TH LCF CE] | Outdoor Luminaires | High Output | Architectural Flood and Spot Luminaires | Standard | FALSE | [9 empty] | 42634 |  |  | Yes |  | 3.1 | 13267 | 102.8 | 129 | 2.64 | 1 | 4000 | 70
PCKM72GG | Eaton (formerly Cooper Lighting) | Streetworks | GAN-AF-02-LED-[U 8 9]-T4W-[AP BZ BK DP GM WH]-[ADJA ADJS ADJA-WM]-1200-[2L 3 P 4 4N7 HA ALL MS SENSORS DIMRF-LW DIMRF-LN L90 R90 MT TH LCF CE] | Outdoor Luminaires | High Output | Architectural Flood and Spot Luminaires | Standard | FALSE | [9 empty] | 42634 |  |  | Yes |  | 3.1 | 13267 | 102.8 | 129 | 2.64 | 1 | 4000 | 70
PP361PJ2 | Eaton (formerly Cooper Lighting) | Streetworks | GAN-AF-02-LED-[U 8 9]-SL2-[AP BZ BK DP GM WH]-[ADJA ADJS ADJA-WM]-1200-[2L 3 P 4 4N7 HA ALL MS SENSORS DIMRF-LW DIMRF-LN L90 R90 MT TH LCF CE] | Outdoor Luminaires | High Output | Architectural Flood and Spot Luminaires | Standard | FALSE | [9 empty] | 42634 |  |  | Yes |  | 3.1 | 13088 | 101.5 | 129 | 2.64 | 1 | 4000 | 70
P5HNUH51 | Eaton (formerly Cooper Lighting) | Mcgraw-Edison | GLEON-AF-02-LED-[E1 347 480]-SL2-[AP BZ BK DP GM WH]-[ADJA ADJS ADJA-WM]-1200-[P PER7 R ALL MS LWR SENSORS L90 R90 MT TH LCF CE] | Outdoor Luminaires | High Output | Architectural Flood and Spot Luminaires | Standard | FALSE | [9 empty] | 42634 |  |  | Yes |  | 3.1 | 13088 | 101.5 | 129 | 2.64 | 1 | 4000 | 70
PR2VPU65 | Eaton (formerly Cooper Lighting) | Streetworks | GAN-AF-05-LED-[U 8 9]-T4FT-[AP BZ BK DP GM WH]-[ADJA ADJS ADJA-WM]-[2L 3 P 4 4N7 HA ALL MS SENSORS DIMRF-LW DIMRF-LN L90 R90 MT TH LCF CE] | Outdoor Luminaires | High Output | Architectural Flood and Spot Luminaires | Standard | FALSE | [9 empty] | 42634 |  |  | Yes |  | 3.1 | 29929 | 107.3 | 279 | 2.19 | 1 | 4000 | 70
PK66WN2F | Eaton (formerly Cooper Lighting) | Mcgraw-Edison | GLEON-AF-05-LED-[E1 347 480]-T4FT-[AP BZ BK DP GM WH]-[ADJA ADJS ADJA-WM]-[P PER7 R HA ALL MS LWR SENSORS L90 R90 MT TH LCF CE] | Outdoor Luminaires | High Output | Architectural Flood and Spot Luminaires | Standard | FALSE | [9 empty] | 42634 |  |  | Yes |  | 3.1 | 29929 | 107.3 | 279 | 2.19 | 1 | 4000 | 70
PFG1QSC7 | Eaton (formerly Cooper Lighting) | Streetworks | GAN-AF-05-LED-[U 8 9]-SL3-[AP BZ BK DP GM WH]-[ADJA ADJS ADJA-WM]-[2L 3 P 4 4N7 HA ALL MS SENSORS DIMRF-LW DIMRF-LN L90 R90 MT TH LCF CE] | Outdoor Luminaires | High Output | Architectural Flood and Spot Luminaires | Standard | FALSE | [9 empty] | 42634 |  |  | Yes |  | 3.1 | 29753 | 106.6 | 279 | 2.19 | 1 | 4000 | 70
PF2557PM | Eaton (formerly Cooper Lighting) | Mcgraw-Edison | GLEON-AF-05-LED-[E1 347 480]-SL3-[AP BZ BK DP GM WH]-[ADJA ADJS ADJA-WM]-[P PER7 R HA ALL MS LWR SENSORS L90 R90 MT TH LCF CE] | Outdoor Luminaires | High Output | Architectural Flood and Spot Luminaires | Standard | FALSE | [9 empty] | 42634 |  |  | Yes |  | 3.1 | 29753 | 106.6 | 279 | 2.19 | 1 | 4000 | 70
PWQ7Q751 | Eaton (formerly Cooper Lighting) | Streetworks | GAN-AF-05-LED-[U 8 9]-T4W-[AP BZ BK DP GM WH]-[ADJA ADJS ADJA-WM]-[2L 3 P 4 4N7 HA ALL MS SENSORS DIMRF-LW DIMRF-LN L90 R90 MT TH LCF CE] | Outdoor Luminaires | High Output | Architectural Flood and Spot Luminaires | Standard | FALSE | [9 empty] | 42634 |  |  | Yes |  | 3.1 | 29543 | 105.9 | 279 | 2.19 | 1 | 4000 | 70
P7H9ME4V | Eaton (formerly Cooper Lighting) | Mcgraw-Edison | GLEON-AF-05-LED-[E1 347 480]-T4W-[AP BZ BK DP GM WH]-[ADJA ADJS ADJA-WM]-[P PER7 R HA ALL MS LWR SENSORS L90 R90 MT TH LCF CE] | Outdoor Luminaires | High Output | Architectural Flood and Spot Luminaires | Standard | FALSE | [9 empty] | 42634 |  |  | Yes |  | 3.1 | 29543 | 105.9 | 279 | 2.19 | 1 | 4000 | 70
PP3MEEJG | Eaton (formerly Cooper Lighting) | Streetworks | GAN-AF-05-LED-[U 8 9]-SL2-[AP BZ BK DP GM WH]-[ADJA ADJS ADJA-WM]-[2L 3 P 4 4N7 HA ALL MS SENSORS DIMRF-LW DIMRF-LN L90 R90 MT TH LCF CE] | Outdoor Luminaires | High Output | Architectural Flood and Spot Luminaires | Standard | FALSE | [9 empty] | 42634 |  |  | Yes |  | 3.1 | 29144 | 104.5 | 279 | 2.19 | 1 | 4000 | 70
P19DG6U2 | Eaton (formerly Cooper Lighting) | Mcgraw-Edison | GLEON-AF-05-LED-[E1 347 480]-SL2-[AP BZ BK DP GM WH]-[ADJA ADJS ADJA-WM]-[P PER7 R HA ALL MS LWR SENSORS L90 R90 MT TH LCF CE] | Outdoor Luminaires | High Output | Architectural Flood and Spot Luminaires | Standard | FALSE | [9 empty] | 42634 |  |  | Yes |  | 3.1 | 29144 | 104.5 | 279 | 2.19 | 1 | 4000 | 70
PPUY93GA | Eaton (formerly Cooper Lighting) | Mcgraw-Edison | GLEON-AF-03-LED-[E1 347 480]-RW-[AP BZ BK DP GM WH]-[ADJA ADJS ADJA-WM]-[P PER7 R HA ALL MS LWR SENSORS L90 R90 MT TH LCF CE] | Outdoor Luminaires | High Output | Architectural Flood and Spot Luminaires | Standard | FALSE | [9 empty] | 42634 |  |  | Yes |  | 3.1 | 18576 | 111.9 | 166 | 2.19 | 1 | 4000 | 70
PC3EQM65 | Eaton (formerly Cooper Lighting) | Streetworks | GAN-AF-03-LED-[U 8 9]-RW-[AP BZ BK DP GM WH]-[ADJA ADJS ADJA-WM]-[2L 3 P 4 4N7 HA ALL MS SENSORS DIMRF-LW DIMRF-LN L90 R90 MT TH LCF CE] | Outdoor Luminaires | High Output | Architectural Flood and Spot Luminaires | Standard | FALSE | [9 empty] | 42634 |  |  | Yes |  | 3.1 | 18576 | 111.9 | 166 | 2.19 | 1 | 4000 | 70
PWERVEM4 | Eaton (formerly Cooper Lighting) | Streetworks | GAN-AF-03-LED-[U 8 9]-T4FT-[AP BZ BK DP GM WH]-[ADJA ADJS ADJA-WM]-[2L 3 P 4 4N7 HA ALL MS SENSORS DIMRF-LW DIMRF-LN L90 R90 MT TH LCF CE] | Outdoor Luminaires | High Output | Architectural Flood and Spot Luminaires | Standard | FALSE | [9 empty] | 42634 |  |  | Yes |  | 3.1 | 18282 | 110.1 | 166 | 2.19 | 1 | 4000 | 70
PAX4PRKF | Eaton (formerly Cooper Lighting) | Mcgraw-Edison | GLEON-AF-03-LED-[E1 347 480]-T4FT-[AP BZ BK DP GM WH]-[ADJA ADJS ADJA-WM]-[P PER7 R HA ALL MS LWR SENSORS L90 R90 MT TH LCF CE] | Outdoor Luminaires | High Output | Architectural Flood and Spot Luminaires | Standard | FALSE | [9 empty] | 42634 |  |  | Yes |  | 3.1 | 18282 | 110.1 | 166 | 2.19 | 1 | 4000 | 70
PW3DK4BE | Eaton (formerly Cooper Lighting) | Mcgraw-Edison | GLEON-AF-03-LED-[E1 347 480]-SL3-[AP BZ BK DP GM WH]-[ADJA ADJS ADJA-WM]-[P PER7 R HA ALL MS LWR SENSORS L90 R90 MT TH LCF CE] | Outdoor Luminaires | High Output | Architectural Flood and Spot Luminaires | Standard | FALSE | [9 empty] | 42634 |  |  | Yes |  | 3.1 | 18174 | 109.5 | 166 | 2.19 | 1 | 4000 | 70
PMTBTRGS | Eaton (formerly Cooper Lighting) | Streetworks | GAN-AF-03-LED-[U 8 9]-SL3-[AP BZ BK DP GM WH]-[ADJA ADJS ADJA-WM]-[2L 3 P 4 4N7 HA ALL MS SENSORS DIMRF-LW DIMRF-LN L90 R90 MT TH LCF CE] | Outdoor Luminaires | High Output | Architectural Flood and Spot Luminaires | Standard | FALSE | [9 empty] | 42634 |  |  | Yes |  | 3.1 | 18174 | 109.5 | 166 | 2.19 | 1 | 4000 | 70
PRXPFZJZ | Eaton (formerly Cooper Lighting) | Mcgraw-Edison | GLEON-AF-03-LED-[E1 347 480]-T4W-[AP BZ BK DP GM WH]-[ADJA ADJS ADJA-WM]-[P PER7 R HA ALL MS LWR SENSORS L90 R90 MT TH LCF CE] | Outdoor Luminaires | High Output | Architectural Flood and Spot Luminaires | Standard | FALSE | [9 empty] | 42634 |  |  | Yes |  | 3.1 | 18045 | 108.7 | 166 | 2.19 | 1 | 4000 | 70
P6HM9HNX | Eaton (formerly Cooper Lighting) | Streetworks | GAN-AF-03-LED-[U 8 9]-T4W-[AP BZ BK DP GM WH]-[ADJA ADJS ADJA-WM]-[2L 3 P 4 4N7 HA ALL MS SENSORS DIMRF-LW DIMRF-LN L90 R90 MT TH LCF CE] | Outdoor Luminaires | High Output | Architectural Flood and Spot Luminaires | Standard | FALSE | [9 empty] | 42634 |  |  | Yes |  | 3.1 | 18045 | 108.7 | 166 | 2.19 | 1 | 4000 | 70
PZ3K4V6R | Eaton (formerly Cooper Lighting) | Mcgraw-Edison | GLEON-AF-03-LED-[E1 347 480]-SL2-[AP BZ BK DP GM WH]-[ADJA ADJS ADJA-WM]-[P PER7 R HA ALL MS LWR SENSORS L90 R90 MT TH LCF CE] | Outdoor Luminaires | High Output | Architectural Flood and Spot Luminaires | Standard | FALSE | [9 empty] | 42634 |  |  | Yes |  | 3.1 | 17803 | 107.2 | 166 | 2.19 | 1 | 4000 | 70
P3H64SUY | Eaton (formerly Cooper Lighting) | Streetworks | GAN-AF-03-LED-[U 8 9]-SL2-[AP BZ BK DP GM WH]-[ADJA ADJS ADJA-WM]-[2L 3 P 4 4N7 HA ALL MS SENSORS DIMRF-LW DIMRF-LN L90 R90 MT TH LCF CE] | Outdoor Luminaires | High Output | Architectural Flood and Spot Luminaires | Standard | FALSE | [9 empty] | 42634 |  |  | Yes |  | 3.1 | 17803 | 107.2 | 166 | 2.19 | 1 | 4000 | 70
PNZM6X7C | Eaton (formerly Cooper Lighting) | Streetworks | GAN-AF-03-LED-U-RW-[AP BZ BK DP GM WH]-[ADJA ADJS ADJA-WM]-800-[2L 3 P 4 4N7 HA ALL MS SENSORS DIMRF-LW DIMRF-LN L90 R90 MT TH LCF CE] | Outdoor Luminaires | High Output | Architectural Flood and Spot Luminaires | Premium | FALSE | [9 empty] | 42634 |  |  | Yes |  | 3.1 | 15009 | 121 | 124 | 2.19 | 1 | 4000 | 70
P17UPXAW | Eaton (formerly Cooper Lighting) | Mcgraw-Edison | GLEON-AF-03-LED-E1-RW-[AP BZ BK DP GM WH]-[ADJA ADJS ADJA-WM]-800-[P PER7 R HA ALL MS LWR SENSORS L90 R90 MT TH LCF CE] | Outdoor Luminaires | High Output | Architectural Flood and Spot Luminaires | Premium | FALSE | [9 empty] | 42634 |  |  | Yes |  | 3.1 | 15009 | 121 | 124 | 2.19 | 1 | 4000 | 70
PW1D2778 | Eaton (formerly Cooper Lighting) | Streetworks | GAN-AF-03-LED-U-T4FT-[AP BZ BK DP GM WH]-[ADJA ADJS ADJA-WM]-800-[2L 3 P 4 4N7 HA ALL MS SENSORS DIMRF-LW DIMRF-LN L90 R90 MT TH LCF CE] | Outdoor Luminaires | High Output | Architectural Flood and Spot Luminaires | Premium | FALSE | [9 empty] | 42634 |  |  | Yes |  | 3.1 | 14770 | 119.1 | 124 | 2.19 | 1 | 4000 | 70
PS44R1TH | Eaton (formerly Cooper Lighting) | Mcgraw-Edison | GLEON-AF-03-LED-E1-T4FT-[AP BZ BK DP GM WH]-[ADJA ADJS ADJA-WM]-800-[P PER7 R HA ALL MS LWR SENSORS L90 R90 MT TH LCF CE] | Outdoor Luminaires | High Output | Architectural Flood and Spot Luminaires | Premium | FALSE | [9 empty] | 42634 |  |  | Yes |  | 3.1 | 14770 | 119.1 | 124 | 2.19 | 1 | 4000 | 70
PEY2RQ7U | Eaton (formerly Cooper Lighting) | Mcgraw-Edison | GLEON-AF-03-LED-E1-SL3-[AP BZ BK DP GM WH]-[ADJA ADJS ADJA-WM]-800-[P PER7 R HA ALL MS LWR SENSORS L90 R90 MT TH LCF CE] | Outdoor Luminaires | High Output | Architectural Flood and Spot Luminaires | Premium | FALSE | [9 empty] | 42634 |  |  | Yes |  | 3.1 | 14683 | 118.4 | 124 | 2.19 | 1 | 4000 | 70
PBU2HPSK | Eaton (formerly Cooper Lighting) | Streetworks | GAN-AF-03-LED-U-SL3-[AP BZ BK DP GM WH]-[ADJA ADJS ADJA-WM]-800-[2L 3 P 4 4N7 HA ALL MS SENSORS DIMRF-LW DIMRF-LN L90 R90 MT TH LCF CE] | Outdoor Luminaires | High Output | Architectural Flood and Spot Luminaires | Premium | FALSE | [9 empty] | 42634 |  |  | Yes |  | 3.1 | 14683 | 118.4 | 124 | 2.19 | 1 | 4000 | 70
PQQ72CFH | Eaton (formerly Cooper Lighting) | Streetworks | GAN-AF-03-LED-U-T4W-[AP BZ BK DP GM WH]-[ADJA ADJS ADJA-WM]-800-[2L 3 P 4 4N7 HA ALL MS SENSORS DIMRF-LW DIMRF-LN L90 R90 MT TH LCF CE] | Outdoor Luminaires | High Output | Architectural Flood and Spot Luminaires | Premium | FALSE | [9 empty] | 42634 |  |  | Yes |  | 3.1 | 14579 | 117.6 | 124 | 2.19 | 1 | 4000 | 70
P7AGCNUV | Eaton (formerly Cooper Lighting) | Mcgraw-Edison | GLEON-AF-03-LED-E1-T4W-[AP BZ BK DP GM WH]-[ADJA ADJS ADJA-WM]-800-[P PER7 R HA ALL MS LWR SENSORS L90 R90 MT TH LCF CE] | Outdoor Luminaires | High Output | Architectural Flood and Spot Luminaires | Premium | FALSE | [9 empty] | 42634 |  |  | Yes |  | 3.1 | 14579 | 117.6 | 124 | 2.19 | 1 | 4000 | 70
PUR3GBD6 | Eaton (formerly Cooper Lighting) | Streetworks | GAN-AF-03-LED-[U 8 9]-SL2-[AP BZ BK DP GM WH]-[ADJA ADJS ADJA-WM]-800-[2L 3 P 4 4N7 HA ALL MS SENSORS DIMRF-LW DIMRF-LN L90 R90 MT TH LCF CE] | Outdoor Luminaires | High Output | Architectural Flood and Spot Luminaires | Standard | FALSE | [9 empty] | 42634 |  |  | Yes |  | 3.1 | 14383 | 116 | 124 | 2.19 | 1 | 4000 | 70
PCYTUC7R | Eaton (formerly Cooper Lighting) | Mcgraw-Edison | GLEON-AF-03-LED-[E1 347 480]-SL2-[AP BZ BK DP GM WH]-[ADJA ADJS ADJA-WM]-800-[P PER7 R HA ALL MS LWR SENSORS L90 R90 MT TH LCF CE] | Outdoor Luminaires | High Output | Architectural Flood and Spot Luminaires | Standard | FALSE | [9 empty] | 42634 |  |  | Yes |  | 3.1 | 14383 | 116 | 124 | 2.19 | 1 | 4000 | 70
PYVXBRN3 | Eaton (formerly Cooper Lighting) | Streetworks | GAN-AF-03-LED-U-[SLL SLR]-[AP BZ BK DP GM WH]-[ADJA ADJS ADJA-WM]-800-[2L 3 P 4 4N7 HA ALL MS SENSORS DIMRF-LW DIMRF-LN L90 R90 MT TH LCF CE] | Outdoor Luminaires | High Output | Architectural Flood and Spot Luminaires | Standard | FALSE | [9 empty] | 42634 |  |  | Yes |  | 3.1 | 12903 | 104.1 | 124 | 2.19 | 1 | 4000 | 70
P4HFFSHT | Eaton (formerly Cooper Lighting) | Mcgraw-Edison | GLEON-AF-03-LED-E1-[SLL SLR]-[AP BZ BK DP GM WH]-[ADJA ADJS ADJA-WM]-800-[P PER7 R HA ALL MS LWR SENSORS L90 R90 MT TH LCF CE] | Outdoor Luminaires | High Output | Architectural Flood and Spot Luminaires | Standard | FALSE | [9 empty] | 42634 |  |  | Yes |  | 3.1 | 12903 | 104.1 | 124 | 2.19 | 1 | 4000 | 70
PYYGWDP9 | Eaton (formerly Cooper Lighting) | Streetworks | GAN-AF-03-LED-[U 8 9]-RW-[AP BZ BK DP GM WH]-[ADJA ADJS ADJA-WM]-1200-[2L 3 P 4 4N7 HA ALL MS SENSORS DIMRF-LW DIMRF-LN L90 R90 MT TH LCF CE] | Outdoor Luminaires | High Output | Architectural Flood and Spot Luminaires | Standard | FALSE | [9 empty] | 42634 |  |  | Yes |  | 3.1 | 20378 | 106.7 | 191 | 1.99 | 1 | 4000 | 70
PYYFBYN8 | Eaton (formerly Cooper Lighting) | Mcgraw-Edison | GLEON-AF-03-LED-[E1 347 480]-RW-[AP BZ BK DP GM WH]-[ADJA ADJS ADJA-WM]-1200-[P PER7 R ALL MS LWR SENSORS L90 R90 MT TH LCF CE] | Outdoor Luminaires | High Output | Architectural Flood and Spot Luminaires | Standard | FALSE | [9 empty] | 42634 |  |  | Yes |  | 3.1 | 20378 | 106.7 | 191 | 1.99 | 1 | 4000 | 70
P76SRU3T | Eaton (formerly Cooper Lighting) | Mcgraw-Edison | GLEON-AF-03-LED-[E1 347 480]-T4FT-[AP BZ BK DP GM WH]-[ADJA ADJS ADJA-WM]-1200-[P PER7 R ALL MS LWR SENSORS L90 R90 MT TH LCF CE] | Outdoor Luminaires | High Output | Architectural Flood and Spot Luminaires | Standard | FALSE | [9 empty] | 42634 |  |  | Yes |  | 3.1 | 20055 | 105 | 191 | 1.99 | 1 | 4000 | 70
P3DF5WJQ | Eaton (formerly Cooper Lighting) | Streetworks | GAN-AF-03-LED-[U 8 9]-T4FT-[AP BZ BK DP GM WH]-[ADJA ADJS ADJA-WM]-1200-[2L 3 P 4 4N7 HA ALL MS SENSORS DIMRF-LW DIMRF-LN L90 R90 MT TH LCF CE] | Outdoor Luminaires | High Output | Architectural Flood and Spot Luminaires | Standard | FALSE | [9 empty] | 42634 |  |  | Yes |  | 3.1 | 20055 | 105 | 191 | 1.99 | 1 | 4000 | 70
PBUFZQ1F | Eaton (formerly Cooper Lighting) | Streetworks | GAN-AF-03-LED-[U 8 9]-SL3-[AP BZ BK DP GM WH]-[ADJA ADJS ADJA-WM]-1200-[2L 3 P 4 4N7 HA ALL MS SENSORS DIMRF-LW DIMRF-LN L90 R90 MT TH LCF CE] | Outdoor Luminaires | High Output | Architectural Flood and Spot Luminaires | Standard | FALSE | [9 empty] | 42634 |  |  | Yes |  | 3.1 | 19936 | 104.4 | 191 | 1.99 | 1 | 4000 | 70
P6VBYT6E | Eaton (formerly Cooper Lighting) | Mcgraw-Edison | GLEON-AF-03-LED-[E1 347 480]-SL3-[AP BZ BK DP GM WH]-[ADJA ADJS ADJA-WM]-1200-[P PER7 R ALL MS LWR SENSORS L90 R90 MT TH LCF CE] | Outdoor Luminaires | High Output | Architectural Flood and Spot Luminaires | Standard | FALSE | [9 empty] | 42634 |  |  | Yes |  | 3.1 | 19936 | 104.4 | 191 | 1.99 | 1 | 4000 | 70
PH3S1MS5 | Eaton (formerly Cooper Lighting) | Streetworks | GAN-AF-03-LED-[U 8 9]-T4W-[AP BZ BK DP GM WH]-[ADJA ADJS ADJA-WM]-1200-[2L 3 P 4 4N7 HA ALL MS SENSORS DIMRF-LW DIMRF-LN L90 R90 MT TH LCF CE] | Outdoor Luminaires | High Output | Architectural Flood and Spot Luminaires | Standard | FALSE | [9 empty] | 42634 |  |  | Yes |  | 3.1 | 19795 | 103.6 | 191 | 1.99 | 1 | 4000 | 70
PEF2RQ5T | Eaton (formerly Cooper Lighting) | Mcgraw-Edison | GLEON-AF-03-LED-[E1 347 480]-T4W-[AP BZ BK DP GM WH]-[ADJA ADJS ADJA-WM]-1200-[P PER7 R ALL MS LWR SENSORS L90 R90 MT TH LCF CE] | Outdoor Luminaires | High Output | Architectural Flood and Spot Luminaires | Standard | FALSE | [9 empty] | 42634 |  |  | Yes |  | 3.1 | 19795 | 103.6 | 191 | 1.99 | 1 | 4000 | 70
PGSZA6VK | Eaton (formerly Cooper Lighting) | Mcgraw-Edison | GLEON-AF-03-LED-[E1 347 480]-SL2-[AP BZ BK DP GM WH]-[ADJA ADJS ADJA-WM]-1200-[P PER7 R ALL MS LWR SENSORS L90 R90 MT TH LCF CE] | Outdoor Luminaires | High Output | Architectural Flood and Spot Luminaires | Standard | FALSE | [9 empty] | 42634 |  |  | Yes |  | 3.1 | 19529 | 102.2 | 191 | 1.99 | 1 | 4000 | 70
P1TTX3GN | Eaton (formerly Cooper Lighting) | Streetworks | GAN-AF-03-LED-[U 8 9]-SL2-[AP BZ BK DP GM WH]-[ADJA ADJS ADJA-WM]-1200-[2L 3 P 4 4N7 HA ALL MS SENSORS DIMRF-LW DIMRF-LN L90 R90 MT TH LCF CE] | Outdoor Luminaires | High Output | Architectural Flood and Spot Luminaires | Standard | FALSE | [9 empty] | 42634 |  |  | Yes |  | 3.1 | 19529 | 102.2 | 191 | 1.99 | 1 | 4000 | 70
PPYZE513 | Eaton (formerly Cooper Lighting) | Streetworks | GAN-AF-04-LED-[U 8 9]-RW-[AP BZ BK DP GM WH]-[ADJA ADJS ADJA-WM]-[2L 3 P 4 4N7 HA ALL MS SENSORS DIMRF-LW DIMRF-LN L90 R90 MT TH LCF CE] | Outdoor Luminaires | High Output | Architectural Flood and Spot Luminaires | Standard | FALSE | [9 empty] | 42634 |  |  | Yes |  | 3.1 | 24544 | 109.1 | 225 | 1.65 | 1 | 4000 | 70
PNUX5GDJ | Eaton (formerly Cooper Lighting) | Mcgraw-Edison | GLEON-AF-04-LED-[E1 347 480]-RW-[AP BZ BK DP GM WH]-[ADJA ADJS ADJA-WM]-[P PER7 R HA ALL MS LWR SENSORS L90 R90 MT TH LCF CE] | Outdoor Luminaires | High Output | Architectural Flood and Spot Luminaires | Standard | FALSE | [9 empty] | 42634 |  |  | Yes |  | 3.1 | 24544 | 109.1 | 225 | 1.65 | 1 | 4000 | 70
PZT7AZWH | Eaton (formerly Cooper Lighting) | Mcgraw-Edison | GLEON-AF-04-LED-[E1 347 480]-T4FT-[AP BZ BK DP GM WH]-[ADJA ADJS ADJA-WM]-[P PER7 R HA ALL MS LWR SENSORS L90 R90 MT TH LCF CE] | Outdoor Luminaires | High Output | Architectural Flood and Spot Luminaires | Standard | FALSE | [9 empty] | 42634 |  |  | Yes |  | 3.1 | 24156 | 107.4 | 225 | 1.65 | 1 | 4000 | 70
PFJNM1EJ | Eaton (formerly Cooper Lighting) | Streetworks | GAN-AF-04-LED-[U 8 9]-T4FT-[AP BZ BK DP GM WH]-[ADJA ADJS ADJA-WM]-[2L 3 P 4 4N7 HA ALL MS SENSORS DIMRF-LW DIMRF-LN L90 R90 MT TH LCF CE] | Outdoor Luminaires | High Output | Architectural Flood and Spot Luminaires | Standard | FALSE | [9 empty] | 42634 |  |  | Yes |  | 3.1 | 24156 | 107.4 | 225 | 1.65 | 1 | 4000 | 70
PFNN5WTF | Eaton (formerly Cooper Lighting) | Mcgraw-Edison | GLEON-AF-04-LED-[E1 347 480]-SL3-[AP BZ BK DP GM WH]-[ADJA ADJS ADJA-WM]-[P PER7 R HA ALL MS LWR SENSORS L90 R90 MT TH LCF CE] | Outdoor Luminaires | High Output | Architectural Flood and Spot Luminaires | Standard | FALSE | [9 empty] | 42634 |  |  | Yes |  | 3.1 | 24013 | 106.7 | 225 | 1.65 | 1 | 4000 | 70
PA9ZX61W | Eaton (formerly Cooper Lighting) | Streetworks | GAN-AF-04-LED-[U 8 9]-SL3-[AP BZ BK DP GM WH]-[ADJA ADJS ADJA-WM]-[2L 3 P 4 4N7 HA ALL MS SENSORS DIMRF-LW DIMRF-LN L90 R90 MT TH LCF CE] | Outdoor Luminaires | High Output | Architectural Flood and Spot Luminaires | Standard | FALSE | [9 empty] | 42634 |  |  | Yes |  | 3.1 | 24013 | 106.7 | 225 | 1.65 | 1 | 4000 | 70
PHJYZ59H | Eaton (formerly Cooper Lighting) | Mcgraw-Edison | GLEON-AF-04-LED-E1-T4W-[AP BZ BK DP GM WH]-[ADJA ADJS ADJA-WM]-[P PER7 R HA ALL MS LWR SENSORS L90 R90 MT TH LCF CE] | Outdoor Luminaires | High Output | Architectural Flood and Spot Luminaires | Standard | FALSE | [9 empty] | 42634 |  |  | Yes |  | 3.1 | 23844 | 106 | 225 | 1.65 | 1 | 4000 | 70
PASQSFWH | Eaton (formerly Cooper Lighting) | Streetworks | GAN-AF-04-LED-U-T4W-[AP BZ BK DP GM WH]-[ADJA ADJS ADJA-WM]-[2L 3 P 4 4N7 HA ALL MS SENSORS DIMRF-LW DIMRF-LN L90 R90 MT TH LCF CE] | Outdoor Luminaires | High Output | Architectural Flood and Spot Luminaires | Standard | FALSE | [9 empty] | 42634 |  |  | Yes |  | 3.1 | 23844 | 106 | 225 | 1.65 | 1 | 4000 | 70
PWB3FFBC | Eaton (formerly Cooper Lighting) | Streetworks | GAN-AF-04-LED-U-SL2-[AP BZ BK DP GM WH]-[ADJA ADJS ADJA-WM]-[2L 3 P 4 4N7 HA ALL MS SENSORS DIMRF-LW DIMRF-LN L90 R90 MT TH LCF CE] | Outdoor Luminaires | High Output | Architectural Flood and Spot Luminaires | Standard | FALSE | [9 empty] | 42634 |  |  | Yes |  | 3.1 | 23522 | 104.5 | 225 | 1.65 | 1 | 4000 | 70
PN9YJPVY | Eaton (formerly Cooper Lighting) | Mcgraw-Edison | GLEON-AF-04-LED-E1-SL2-[AP BZ BK DP GM WH]-[ADJA ADJS ADJA-WM]-[P PER7 R HA ALL MS LWR SENSORS L90 R90 MT TH LCF CE] | Outdoor Luminaires | High Output | Architectural Flood and Spot Luminaires | Standard | FALSE | [9 empty] | 42634 |  |  | Yes |  | 3.1 | 23522 | 104.5 | 225 | 1.65 | 1 | 4000 | 70
P3T1C8CY | Eaton (formerly Cooper Lighting) | Mcgraw-Edison | GLEON-AF-02-LED-[E1 347 480]-RW-[AP BZ BK DP GM WH]-[ADJA ADJS ADJA-WM]-[P PER7 R HA ALL MS LWR SENSORS L90 R90 MT TH LCF CE] | Outdoor Luminaires | High Output | Architectural Flood and Spot Luminaires | Standard | FALSE | [9 empty] | 42634 |  |  | Yes |  | 3.1 | 12449 | 110.2 | 113 | 1.65 | 1 | 4000 | 70
P1AZFMNH | Eaton (formerly Cooper Lighting) | Streetworks | GAN-AF-02-LED-[U 8 9]-RW-[AP BZ BK DP GM WH]-[ADJA ADJS ADJA-WM]-[2L 3 P 4 4N7 HA ALL MS SENSORS DIMRF-LW DIMRF-LN L90 R90 MT TH LCF CE] | Outdoor Luminaires | High Output | Architectural Flood and Spot Luminaires | Standard | FALSE | [9 empty] | 42634 |  |  | Yes |  | 3.1 | 12449 | 110.2 | 113 | 1.65 | 1 | 4000 | 70
PY2TNJY5 | Eaton (formerly Cooper Lighting) | Mcgraw-Edison | GLEON-AF-02-LED-[E1 347 480]-T4FT-[AP BZ BK DP GM WH]-[ADJA ADJS ADJA-WM]-[P PER7 R HA ALL MS LWR SENSORS L90 R90 MT TH LCF CE] | Outdoor Luminaires | High Output | Architectural Flood and Spot Luminaires | Standard | FALSE | [9 empty] | 42634 |  |  | Yes |  | 3.1 | 12252 | 108.4 | 113 | 1.65 | 1 | 4000 | 70
P1MZUKTQ | Eaton (formerly Cooper Lighting) | Streetworks | GAN-AF-02-LED-[U 8 9]-T4FT-[AP BZ BK DP GM WH]-[ADJA ADJS ADJA-WM]-[2L 3 P 4 4N7 HA ALL MS SENSORS DIMRF-LW DIMRF-LN L90 R90 MT TH LCF CE] | Outdoor Luminaires | High Output | Architectural Flood and Spot Luminaires | Standard | FALSE | [9 empty] | 42634 |  |  | Yes |  | 3.1 | 12252 | 108.4 | 113 | 1.65 | 1 | 4000 | 70
P7T8P97J | Eaton (formerly Cooper Lighting) | Mcgraw-Edison | GLEON-AF-02-LED-[E1 347 480]-SL3-[AP BZ BK DP GM WH]-[ADJA ADJS ADJA-WM]-[P PER7 R HA ALL MS LWR SENSORS L90 R90 MT TH LCF CE] | Outdoor Luminaires | High Output | Architectural Flood and Spot Luminaires | Standard | FALSE | [9 empty] | 42634 |  |  | Yes |  | 3.1 | 12180 | 107.8 | 113 | 1.65 | 1 | 4000 | 70
P4UT9APC | Eaton (formerly Cooper Lighting) | Streetworks | GAN-AF-02-LED-[U 8 9]-SL3-[AP BZ BK DP GM WH]-[ADJA ADJS ADJA-WM]-[2L 3 P 4 4N7 HA ALL MS SENSORS DIMRF-LW DIMRF-LN L90 R90 MT TH LCF CE] | Outdoor Luminaires | High Output | Architectural Flood and Spot Luminaires | Standard | FALSE | [9 empty] | 42634 |  |  | Yes |  | 3.1 | 12180 | 107.8 | 113 | 1.65 | 1 | 4000 | 70
P858YJG3 | Eaton (formerly Cooper Lighting) | Mcgraw-Edison | GLEON-AF-02-LED-[E1 347 480]-T4W-[AP BZ BK DP GM WH]-[ADJA ADJS ADJA-WM]-[P PER7 R HA ALL MS LWR SENSORS L90 R90 MT TH LCF CE] | Outdoor Luminaires | High Output | Architectural Flood and Spot Luminaires | Standard | FALSE | [9 empty] | 42634 |  |  | Yes |  | 3.1 | 12094 | 107 | 113 | 1.65 | 1 | 4000 | 70
P2TCAC9R | Eaton (formerly Cooper Lighting) | Streetworks | GAN-AF-02-LED-[U 8 9]-T4W-[AP BZ BK DP GM WH]-[ADJA ADJS ADJA-WM]-[2L 3 P 4 4N7 HA ALL MS SENSORS DIMRF-LW DIMRF-LN L90 R90 MT TH LCF CE] | Outdoor Luminaires | High Output | Architectural Flood and Spot Luminaires | Standard | FALSE | [9 empty] | 42634 |  |  | Yes |  | 3.1 | 12094 | 107 | 113 | 1.65 | 1 | 4000 | 70
PV9QXPTQ | Eaton (formerly Cooper Lighting) | Mcgraw-Edison | GLEON-AF-02-LED-[E1 347 480]-SL2-[AP BZ BK DP GM WH]-[ADJA ADJS ADJA-WM]-[P PER7 R HA ALL MS LWR SENSORS L90 R90 MT TH LCF CE] | Outdoor Luminaires | High Output | Architectural Flood and Spot Luminaires | Standard | FALSE | [9 empty] | 42634 |  |  | Yes |  | 3.1 | 11931 | 105.6 | 113 | 1.65 | 1 | 4000 | 70
PGDW6ERN | Eaton (formerly Cooper Lighting) | Streetworks | GAN-AF-02-LED-[U 8 9]-SL2-[AP BZ BK DP GM WH]-[ADJA ADJS ADJA-WM]-[2L 3 P 4 4N7 HA ALL MS SENSORS DIMRF-LW DIMRF-LN L90 R90 MT TH LCF CE] | Outdoor Luminaires | High Output | Architectural Flood and Spot Luminaires | Standard | FALSE | [9 empty] | 42634 |  |  | Yes |  | 3.1 | 11931 | 105.6 | 113 | 1.65 | 1 | 4000 | 70
PJFMTBJZ | Eaton (formerly Cooper Lighting) | Streetworks | GAN-AF-02-LED-[U 8 9]-RW-[AP BZ BK DP GM WH]-[ADJA ADJS ADJA-WM]-600-[2L 3 P 4 4N7 HA ALL MS SENSORS DIMRF-LW DIMRF-LN L90 R90 MT TH LCF CE] | Outdoor Luminaires | Mid Output | Architectural Flood and Spot Luminaires | Premium | FALSE | [9 empty] | 42634 |  |  | Yes |  | 3.1 | 8202 | 124.3 | 66 | 1.24 | 1 | 4000 | 70
PJBJSPEA | Eaton (formerly Cooper Lighting) | Mcgraw-Edison | GLEON-AF-02-LED-[E1 347 480]-RW-[AP BZ BK DP GM WH]-[ADJA ADJS ADJA-WM]-600-[P PER7 R HA ALL MS LWR SENSORS L90 R90 MT TH LCF CE] | Outdoor Luminaires | Mid Output | Architectural Flood and Spot Luminaires | Premium | FALSE | [9 empty] | 42634 |  |  | Yes |  | 3.1 | 8202 | 124.3 | 66 | 1.24 | 1 | 4000 | 70
P7SUU9T3 | Eaton (formerly Cooper Lighting) | Streetworks | GAN-AF-02-LED-[U 8 9]-T4FT-[AP BZ BK DP GM WH]-[ADJA ADJS ADJA-WM]-600-[2L 3 P 4 4N7 HA ALL MS SENSORS DIMRF-LW DIMRF-LN L90 R90 MT TH LCF CE] | Outdoor Luminaires | Mid Output | Architectural Flood and Spot Luminaires | Premium | FALSE | [9 empty] | 42634 |  |  | Yes |  | 3.1 | 8072 | 122.3 | 66 | 1.24 | 1 | 4000 | 70
PSH5AB59 | Eaton (formerly Cooper Lighting) | Streetworks | GAN-AF-02-LED-U-SL3-[AP BZ BK DP GM WH]-[ADJA ADJS ADJA-WM]-600-[2L 3 P 4 4N7 HA ALL MS SENSORS DIMRF-LW DIMRF-LN L90 R90 MT TH LCF CE] | Outdoor Luminaires | Mid Output | Architectural Flood and Spot Luminaires | Premium | FALSE | [9 empty] | 42634 |  |  | Yes |  | 3.1 | 8025 | 121.6 | 66 | 1.24 | 1 | 4000 | 70
PSGNE33B | Eaton (formerly Cooper Lighting) | Mcgraw-Edison | GLEON-AF-02-LED-E1-SL3-[AP BZ BK DP GM WH]-[ADJA ADJS ADJA-WM]-600-[P PER7 R HA ALL MS LWR SENSORS L90 R90 MT TH LCF CE] | Outdoor Luminaires | Mid Output | Architectural Flood and Spot Luminaires | Premium | FALSE | [9 empty] | 42634 |  |  | Yes |  | 3.1 | 8025 | 121.6 | 66 | 1.24 | 1 | 4000 | 70
PCQU8RCH | Eaton (formerly Cooper Lighting) | Mcgraw-Edison | GLEON-AF-02-LED-E1-T4W-[AP BZ BK DP GM WH]-[ADJA ADJS ADJA-WM]-600-[P PER7 R HA ALL MS LWR SENSORS L90 R90 MT TH LCF CE] | Outdoor Luminaires | Mid Output | Architectural Flood and Spot Luminaires | Premium | FALSE | [9 empty] | 42634 |  |  | Yes |  | 3.1 | 7968 | 120.7 | 66 | 1.24 | 1 | 4000 | 70
P2TWQ6Z6 | Eaton (formerly Cooper Lighting) | Streetworks | GAN-AF-02-LED-U-T4W-[AP BZ BK DP GM WH]-[ADJA ADJS ADJA-WM]-600-[2L 3 P 4 4N7 HA ALL MS SENSORS DIMRF-LW DIMRF-LN L90 R90 MT TH LCF CE] | Outdoor Luminaires | Mid Output | Architectural Flood and Spot Luminaires | Premium | FALSE | [9 empty] | 42634 |  |  | Yes |  | 3.1 | 7968 | 120.7 | 66 | 1.24 | 1 | 4000 | 70
PYFUAH7Y | Eaton (formerly Cooper Lighting) | Mcgraw-Edison | GLEON-AF-02-LED-E1-SL2-[AP BZ BK DP GM WH]-[ADJA ADJS ADJA-WM]-600-[P PER7 R HA ALL MS LWR SENSORS L90 R90 MT TH LCF CE] | Outdoor Luminaires | Mid Output | Architectural Flood and Spot Luminaires | Premium | FALSE | [9 empty] | 42634 |  |  | Yes |  | 3.1 | 7861 | 119.1 | 66 | 1.24 | 1 | 4000 | 70
P7A9S7Y7 | Eaton (formerly Cooper Lighting) | Streetworks | GAN-AF-02-LED-U-SL2-[AP BZ BK DP GM WH]-[ADJA ADJS ADJA-WM]-600-[2L 3 P 4 4N7 HA ALL MS SENSORS DIMRF-LW DIMRF-LN L90 R90 MT TH LCF CE] | Outdoor Luminaires | Mid Output | Architectural Flood and Spot Luminaires | Premium | FALSE | [9 empty] | 42634 |  |  | Yes |  | 3.1 | 7861 | 119.1 | 66 | 1.24 | 1 | 4000 | 70
PV2QYZW4 | Eaton (formerly Cooper Lighting) | Mcgraw-Edison | GLEON-AF-02-LED-[E1 347 480]-[SLL SLR]-[AP BZ BK DP GM WH]-[ADJA ADJS ADJA-WM]-600-[P PER7 R HA ALL MS LWR SENSORS L90 R90 MT TH LCF CE] | Outdoor Luminaires | Mid Output | Architectural Flood and Spot Luminaires | Standard | FALSE | [9 empty] | 42634 |  |  | Yes |  | 3.1 | 7052 | 106.8 | 66 | 1.24 | 1 | 4000 | 70
PJ8U7QMR | Eaton (formerly Cooper Lighting) | Streetworks | GAN-AF-02-LED-[U 8 9]-[SLL SLR]-[AP BZ BK DP GM WH]-[ADJA ADJS ADJA-WM]-600-[2L 3 P 4 4N7 HA ALL MS SENSORS DIMRF-LW DIMRF-LN L90 R90 MT TH LCF CE] | Outdoor Luminaires | Mid Output | Architectural Flood and Spot Luminaires | Standard | FALSE | [9 empty] | 42634 |  |  | Yes |  | 3.1 | 7052 | 106.8 | 66 | 1.24 | 1 | 4000 | 70
PXMAPAZX | Eaton (formerly Cooper Lighting) | Mcgraw-Edison | GLEON-AF-02-LED-E1-T4FT-[AP BZ BK DP GM WH]-[ADJA ADJS ADJA-WM]-800-[P PER7 R HA ALL MS LWR SENSORS L90 R90 MT TH LCF CE] | Outdoor Luminaires | Mid Output | Architectural Flood and Spot Luminaires | Premium | FALSE | [9 empty] | 42634 |  |  | Yes |  | 3.1 | 9899 | 116.5 | 85 | 1.17 | 1 | 4000 | 70
P8NM49KK | Eaton (formerly Cooper Lighting) | Streetworks | GAN-AF-02-LED-U-T4FT-[AP BZ BK DP GM WH]-[ADJA ADJS ADJA-WM]-800-[2L 3 P 4 4N7 HA ALL MS SENSORS DIMRF-LW DIMRF-LN L90 R90 MT TH LCF CE] | Outdoor Luminaires | Mid Output | Architectural Flood and Spot Luminaires | Premium | FALSE | [9 empty] | 42634 |  |  | Yes |  | 3.1 | 9899 | 116.5 | 85 | 1.17 | 1 | 4000 | 70
PZVEPWA8 | Eaton (formerly Cooper Lighting) | Streetworks | GAN-AF-02-LED-U-SL3-[AP BZ BK DP GM WH]-[ADJA ADJS ADJA-WM]-800-[2L 3 P 4 4N7 HA ALL MS SENSORS DIMRF-LW DIMRF-LN L90 R90 MT TH LCF CE] | Outdoor Luminaires | Mid Output | Architectural Flood and Spot Luminaires | Standard | FALSE | [9 empty] | 42634 |  |  | Yes |  | 3.1 | 9841 | 115.8 | 85 | 1.17 | 1 | 4000 | 70
PY8H7YP7 | Eaton (formerly Cooper Lighting) | Mcgraw-Edison | GLEON-AF-02-LED-E1-SL3-[AP BZ BK DP GM WH]-[ADJA ADJS ADJA-WM]-800-[P PER7 R HA ALL MS LWR SENSORS L90 R90 MT TH LCF CE] | Outdoor Luminaires | Mid Output | Architectural Flood and Spot Luminaires | Standard | FALSE | [9 empty] | 42634 |  |  | Yes |  | 3.1 | 9841 | 115.8 | 85 | 1.17 | 1 | 4000 | 70
PFA4VQMS | Eaton (formerly Cooper Lighting) | Mcgraw-Edison | GLEON-AF-02-LED-E1-T4W-[AP BZ BK DP GM WH]-[ADJA ADJS ADJA-WM]-800-[P PER7 R HA ALL MS LWR SENSORS L90 R90 MT TH LCF CE] | Outdoor Luminaires | Mid Output | Architectural Flood and Spot Luminaires | Standard | FALSE | [9 empty] | 42634 |  |  | Yes |  | 3.1 | 9771 | 115 | 85 | 1.17 | 1 | 4000 | 70
P9U26C37 | Eaton (formerly Cooper Lighting) | Streetworks | GAN-AF-02-LED-U-T4W-[AP BZ BK DP GM WH]-[ADJA ADJS ADJA-WM]-800-[2L 3 P 4 4N7 HA ALL MS SENSORS DIMRF-LW DIMRF-LN L90 R90 MT TH LCF CE] | Outdoor Luminaires | Mid Output | Architectural Flood and Spot Luminaires | Standard | FALSE | [9 empty] | 42634 |  |  | Yes |  | 3.1 | 9771 | 115 | 85 | 1.17 | 1 | 4000 | 70
PBMMDWSJ | Eaton (formerly Cooper Lighting) | Streetworks | GAN-AF-02-LED-U-SL2-[AP BZ BK DP GM WH]-[ADJA ADJS ADJA-WM]-800-[2L 3 P 4 4N7 HA ALL MS SENSORS DIMRF-LW DIMRF-LN L90 R90 MT TH LCF CE] | Outdoor Luminaires | Mid Output | Architectural Flood and Spot Luminaires | Standard | FALSE | [9 empty] | 42634 |  |  | Yes |  | 3.1 | 9639 | 113.4 | 85 | 1.17 | 1 | 4000 | 70
P222KBX5 | Eaton (formerly Cooper Lighting) | Mcgraw-Edison | GLEON-AF-02-LED-E1-SL2-[AP BZ BK DP GM WH]-[ADJA ADJS ADJA-WM]-800-[P PER7 R HA ALL MS LWR SENSORS L90 R90 MT TH LCF CE] | Outdoor Luminaires | Mid Output | Architectural Flood and Spot Luminaires | Standard | FALSE | [9 empty] | 42634 |  |  | Yes |  | 3.1 | 9639 | 113.4 | 85 | 1.17 | 1 | 4000 | 70
PJ6RQT81 | Eaton (formerly Cooper Lighting) | Streetworks | GAN-AF-02-LED-U-[SLL SLR]-[AP BZ BK DP GM WH]-[ADJA ADJS ADJA-WM]-800-[2L 3 P 4 4N7 HA ALL MS SENSORS DIMRF-LW DIMRF-LN L90 R90 MT TH LCF CE] | Outdoor Luminaires | Mid Output | Architectural Flood and Spot Luminaires | Standard | FALSE | [9 empty] | 42634 |  |  | Yes |  | 3.1 | 8648 | 101.7 | 85 | 1.17 | 1 | 4000 | 70
PDDA4FEQ | Eaton (formerly Cooper Lighting) | Mcgraw-Edison | GLEON-AF-02-LED-E1-[SLL SLR]-[AP BZ BK DP GM WH]-[ADJA ADJS ADJA-WM]-800-[P PER7 R HA ALL MS LWR SENSORS L90 R90 MT TH LCF CE] | Outdoor Luminaires | Mid Output | Architectural Flood and Spot Luminaires | Standard | FALSE | [9 empty] | 42634 |  |  | Yes |  | 3.1 | 8648 | 101.7 | 85 | 1.17 | 1 | 4000 | 70
PDEHX5BC | Eaton (formerly Cooper Lighting) | Mcgraw-Edison | GLEON-AF-04-LED-[E1 347 480]-RW-[AP BZ BK DP GM WH]-[ADJA ADJS ADJA-WM]-800-[P PER7 R HA ALL MS LWR SENSORS L90 R90 MT TH LCF CE] | Outdoor Luminaires | High Output | Architectural Flood and Spot Luminaires | Standard | FALSE | [9 empty] | 42634 |  |  | Yes |  | 3.1 | 19830 | 116 | 171 | 1.17 | 1 | 4000 | 70
PBD8C43W | Eaton (formerly Cooper Lighting) | Streetworks | GAN-AF-04-LED-[U 8 9]-RW-[AP BZ BK DP GM WH]-[ADJA ADJS ADJA-WM]-800-[2L 3 P 4 4N7 HA ALL MS SENSORS DIMRF-LW DIMRF-LN L90 R90 MT TH LCF CE] | Outdoor Luminaires | High Output | Architectural Flood and Spot Luminaires | Standard | FALSE | [9 empty] | 42634 |  |  | Yes |  | 3.1 | 19830 | 116 | 171 | 1.17 | 1 | 4000 | 70
PF9D1EEZ | Eaton (formerly Cooper Lighting) | Mcgraw-Edison | GLEON-AF-04-LED-[E1 347 480]-T4FT-[AP BZ BK DP GM WH]-[ADJA ADJS ADJA-WM]-800-[P PER7 R HA ALL MS LWR SENSORS L90 R90 MT TH LCF CE] | Outdoor Luminaires | High Output | Architectural Flood and Spot Luminaires | Standard | FALSE | [9 empty] | 42634 |  |  | Yes |  | 3.1 | 19516 | 114.1 | 171 | 1.17 | 1 | 4000 | 70
PEU51QZG | Eaton (formerly Cooper Lighting) | Streetworks | GAN-AF-04-LED-[U 8 9]-T4FT-[AP BZ BK DP GM WH]-[ADJA ADJS ADJA-WM]-800-[2L 3 P 4 4N7 HA ALL MS SENSORS DIMRF-LW DIMRF-LN L90 R90 MT TH LCF CE] | Outdoor Luminaires | High Output | Architectural Flood and Spot Luminaires | Standard | FALSE | [9 empty] | 42634 |  |  | Yes |  | 3.1 | 19516 | 114.1 | 171 | 1.17 | 1 | 4000 | 70
PWQPU48K | Eaton (formerly Cooper Lighting) | Mcgraw-Edison | GLEON-AF-04-LED-[E1 347 480]-SL3-[AP BZ BK DP GM WH]-[ADJA ADJS ADJA-WM]-800-[P PER7 R HA ALL MS LWR SENSORS L90 R90 MT TH LCF CE] | Outdoor Luminaires | High Output | Architectural Flood and Spot Luminaires | Standard | FALSE | [9 empty] | 42634 |  |  | Yes |  | 3.1 | 19401 | 113.5 | 171 | 1.17 | 1 | 4000 | 70
PWM5MZWX | Eaton (formerly Cooper Lighting) | Streetworks | GAN-AF-04-LED-[U 8 9]-SL3-[AP BZ BK DP GM WH]-[ADJA ADJS ADJA-WM]-800-[2L 3 P 4 4N7 HA ALL MS SENSORS DIMRF-LW DIMRF-LN L90 R90 MT TH LCF CE] | Outdoor Luminaires | High Output | Architectural Flood and Spot Luminaires | Standard | FALSE | [9 empty] | 42634 |  |  | Yes |  | 3.1 | 19401 | 113.5 | 171 | 1.17 | 1 | 4000 | 70
PUF2KGBM | Eaton (formerly Cooper Lighting) | Mcgraw-Edison | GLEON-AF-04-LED-[E1 347 480]-T4W-[AP BZ BK DP GM WH]-[ADJA ADJS ADJA-WM]-800-[P PER7 R HA ALL MS LWR SENSORS L90 R90 MT TH LCF CE] | Outdoor Luminaires | High Output | Architectural Flood and Spot Luminaires | Standard | FALSE | [9 empty] | 42634 |  |  | Yes |  | 3.1 | 19264 | 112.7 | 171 | 1.17 | 1 | 4000 | 70
P84R85PG | Eaton (formerly Cooper Lighting) | Streetworks | GAN-AF-04-LED-[U 8 9]-T4W-[AP BZ BK DP GM WH]-[ADJA ADJS ADJA-WM]-800-[2L 3 P 4 4N7 HA ALL MS SENSORS DIMRF-LW DIMRF-LN L90 R90 MT TH LCF CE] | Outdoor Luminaires | High Output | Architectural Flood and Spot Luminaires | Standard | FALSE | [9 empty] | 42634 |  |  | Yes |  | 3.1 | 19264 | 112.7 | 171 | 1.17 | 1 | 4000 | 70
PW83VS25 | Eaton (formerly Cooper Lighting) | Mcgraw-Edison | GLEON-AF-04-LED-[E1 347 480]-SL2-[AP BZ BK DP GM WH]-[ADJA ADJS ADJA-WM]-800-[P PER7 R HA ALL MS LWR SENSORS L90 R90 MT TH LCF CE] | Outdoor Luminaires | High Output | Architectural Flood and Spot Luminaires | Standard | FALSE | [9 empty] | 42634 |  |  | Yes |  | 3.1 | 19005 | 111.1 | 171 | 1.17 | 1 | 4000 | 70
PMYJSDBJ | Eaton (formerly Cooper Lighting) | Streetworks | GAN-AF-04-LED-[U 8 9]-SL2-[AP BZ BK DP GM WH]-[ADJA ADJS ADJA-WM]-800-[2L 3 P 4 4N7 HA ALL MS SENSORS DIMRF-LW DIMRF-LN L90 R90 MT TH LCF CE] | Outdoor Luminaires | High Output | Architectural Flood and Spot Luminaires | Standard | FALSE | [9 empty] | 42634 |  |  | Yes |  | 3.1 | 19005 | 111.1 | 171 | 1.17 | 1 | 4000 | 70
PVZD8WN4 | Eaton (formerly Cooper Lighting) | Mcgraw-Edison | GLEON-AF-04-LED-E1-[SLL SLR]-[AP BZ BK DP GM WH]-[ADJA ADJS ADJA-WM]-800-[P PER7 R HA ALL MS LWR SENSORS L90 R90 MT TH LCF CE] | Outdoor Luminaires | High Output | Architectural Flood and Spot Luminaires | Standard | FALSE | [9 empty] | 42634 |  |  | Yes |  | 3.1 | 17049 | 99.7 | 171 | 1.17 | 1 | 4000 | 70
PVSSCJ8W | Eaton (formerly Cooper Lighting) | Streetworks | GAN-AF-04-LED-U-[SLL SLR]-[AP BZ BK DP GM WH]-[ADJA ADJS ADJA-WM]-800-[2L 3 P 4 4N7 HA ALL MS SENSORS DIMRF-LW DIMRF-LN L90 R90 MT TH LCF CE] | Outdoor Luminaires | High Output | Architectural Flood and Spot Luminaires | Standard | FALSE | [9 empty] | 42634 |  |  | Yes |  | 3.1 | 17049 | 99.7 | 171 | 1.17 | 1 | 4000 | 70
PWKDHF2N | Eaton (formerly Cooper Lighting) | Mcgraw-Edison | GLEON-AF-02-LED-E1-RW-[AP BZ BK DP GM WH]-[ADJA ADJS ADJA-WM]-800-[P PER7 R HA ALL MS LWR SENSORS L90 R90 MT TH LCF CE] | Outdoor Luminaires | High Output | Architectural Flood and Spot Luminaires | Premium | FALSE | [9 empty] | 42634 |  |  | Yes |  | 3.1 | 10058 | 118.3 | 85 | 1.17 | 1 | 4000 | 70
PSHZY4T3 | Eaton (formerly Cooper Lighting) | Streetworks | GAN-AF-02-LED-U-RW-[AP BZ BK DP GM WH]-[ADJA ADJS ADJA-WM]-800-[2L 3 P 4 4N7 HA ALL MS SENSORS DIMRF-LW DIMRF-LN L90 R90 MT TH LCF CE] | Outdoor Luminaires | High Output | Architectural Flood and Spot Luminaires | Premium | FALSE | [9 empty] | 42634 |  |  | Yes |  | 3.1 | 10058 | 118.3 | 85 | 1.17 | 1 | 4000 | 70
P3BJSUZ6 | Eaton (formerly Cooper Lighting) | Streetworks | GAN-AF-01-LED-[U 8 9]-RW-[AP BZ BK DP GM WH]-[ADJA ADJS ADJA-WM]-1200-[2L 3 P 4 4N7 HA ALL MS SENSORS DIMRF-LW DIMRF-LN L90 R90 MT TH LCF CE] | Outdoor Luminaires | Mid Output | Architectural Flood and Spot Luminaires | Standard | FALSE | [9 empty] | 42634 |  |  | Yes |  | 3.1 | 6989 | 104.3 | 67 | 0.96 | 0.96 | 4000 | 70
P2XHX5K4 | Eaton (formerly Cooper Lighting) | Mcgraw-Edison | GLEON-AF-01-LED-[E1 347 480]-RW-[AP BZ BK DP GM WH]-[ADJA ADJS ADJA-WM]-1200-[P PER7 R ALL MS LWR SENSORS L90 R90 MT TH LCF CE] | Outdoor Luminaires | Mid Output | Architectural Flood and Spot Luminaires | Standard | FALSE | [9 empty] | 42634 |  |  | Yes |  | 3.1 | 6989 | 104.3 | 67 | 0.96 | 0.96 | 4000 | 70
PTZUGCW4 | Eaton (formerly Cooper Lighting) | Mcgraw-Edison | GLEON-AF-01-LED-[E1 347 480]-T4FT-[AP BZ BK DP GM WH]-[ADJA ADJS ADJA-WM]-1200-[P PER7 R ALL MS LWR SENSORS L90 R90 MT TH LCF CE] | Outdoor Luminaires | Mid Output | Architectural Flood and Spot Luminaires | Standard | FALSE | [9 empty] | 42634 |  |  | Yes |  | 3.1 | 6878 | 102.7 | 67 | 0.96 | 0.96 | 4000 | 70
PF652YK4 | Eaton (formerly Cooper Lighting) | Streetworks | GAN-AF-01-LED-[U 8 9]-T4FT-[AP BZ BK DP GM WH]-[ADJA ADJS ADJA-WM]-1200-[2L 3 P 4 4N7 HA ALL MS SENSORS DIMRF-LW DIMRF-LN L90 R90 MT TH LCF CE] | Outdoor Luminaires | Mid Output | Architectural Flood and Spot Luminaires | Standard | FALSE | [9 empty] | 42634 |  |  | Yes |  | 3.1 | 6878 | 102.7 | 67 | 0.96 | 0.96 | 4000 | 70
PDBZ43JZ | Eaton (formerly Cooper Lighting) | Mcgraw-Edison | GLEON-AF-01-LED-[E1 347 480]-SL3-[AP BZ BK DP GM WH]-[ADJA ADJS ADJA-WM]-1200-[P PER7 R ALL MS LWR SENSORS L90 R90 MT TH LCF CE] | Outdoor Luminaires | Mid Output | Architectural Flood and Spot Luminaires | Standard | FALSE | [9 empty] | 42634 |  |  | Yes |  | 3.1 | 6837 | 102 | 67 | 0.96 | 0.96 | 4000 | 70
P5CGTRQW | Eaton (formerly Cooper Lighting) | Streetworks | GAN-AF-01-LED-[U 8 9]-SL3-[AP BZ BK DP GM WH]-[ADJA ADJS ADJA-WM]-1200-[2L 3 P 4 4N7 HA ALL MS SENSORS DIMRF-LW DIMRF-LN L90 R90 MT TH LCF CE] | Outdoor Luminaires | Mid Output | Architectural Flood and Spot Luminaires | Standard | FALSE | [9 empty] | 42634 |  |  | Yes |  | 3.1 | 6837 | 102 | 67 | 0.96 | 0.96 | 4000 | 70
PFDH983K | Eaton (formerly Cooper Lighting) | Mcgraw-Edison | GLEON-AF-01-LED-[E1 347 480]-T4W-[AP BZ BK DP GM WH]-[ADJA ADJS ADJA-WM]-1200-[P PER7 R ALL MS LWR SENSORS L90 R90 MT TH LCF CE] | Outdoor Luminaires | Mid Output | Architectural Flood and Spot Luminaires | Standard | FALSE | [9 empty] | 42634 |  |  | Yes |  | 3.1 | 6789 | 101.3 | 67 | 0.96 | 0.96 | 4000 | 70
PDPKSS1T | Eaton (formerly Cooper Lighting) | Streetworks | GAN-AF-01-LED-[U 8 9]-T4W-[AP BZ BK DP GM WH]-[ADJA ADJS ADJA-WM]-1200-[2L 3 P 4 4N7 HA ALL MS SENSORS DIMRF-LW DIMRF-LN L90 R90 MT TH LCF CE] | Outdoor Luminaires | Mid Output | Architectural Flood and Spot Luminaires | Standard | FALSE | [9 empty] | 42634 |  |  | Yes |  | 3.1 | 6789 | 101.3 | 67 | 0.96 | 0.96 | 4000 | 70
PMATK3XC | Eaton (formerly Cooper Lighting) | Streetworks | GAN-AF-01-LED-[U 8 9]-SL2-[AP BZ BK DP GM WH]-[ADJA ADJS ADJA-WM]-1200-[2L 3 P 4 4N7 HA ALL MS SENSORS DIMRF-LW DIMRF-LN L90 R90 MT TH LCF CE] | Outdoor Luminaires | Mid Output | Architectural Flood and Spot Luminaires | Standard | FALSE | [9 empty] | 42634 |  |  | Yes |  | 3.1 | 6697 | 100 | 67 | 0.96 | 0.96 | 4000 | 70
PZUF67UQ | Eaton (formerly Cooper Lighting) | Mcgraw-Edison | GLEON-AF-01-LED-[E1 347 480]-T2R-[AP BZ BK DP GM WH]-[ADJA ADJS ADJA-WM]-600-[P PER7 R HA ALL MS LWR SENSORS L90 R90 MT TH LCF CE] | Outdoor Luminaires | Low Output | Architectural Flood and Spot Luminaires | Premium | FALSE | [9 empty] | 42634 |  |  | Yes |  | 3.1 | 4278 | 125.8 | 34 | 6.42 | 1 | 4000 | 70
PBM9CH3B | Eaton (formerly Cooper Lighting) | Streetworks | GAN-AF-01-LED-[U 8 9]-T2R-[AP BZ BK DP GM WH]-[ADJA ADJS ADJA-WM]-600-[2L 3 P 4 4N7 HA ALL MS SENSORS DIMRF-LW DIMRF-LN L90 R90 MT TH LCF CE] | Outdoor Luminaires | Low Output | Architectural Flood and Spot Luminaires | Premium | FALSE | [9 empty] | 42634 |  |  | Yes |  | 3.1 | 4278 | 125.8 | 34 | 6.42 | 1 | 4000 | 70
PGMQMM1S | Eaton (formerly Cooper Lighting) | Streetworks | GAN-AF-01-LED-[U 8 9]-T3R-[AP BZ BK DP GM WH]-[ADJA ADJS ADJA-WM]-600-[2L 3 P 4 4N7 HA ALL MS SENSORS DIMRF-LW DIMRF-LN L90 R90 MT TH LCF CE] | Outdoor Luminaires | Low Output | Architectural Flood and Spot Luminaires | Premium | FALSE | [9 empty] | 42634 |  |  | Yes |  | 3.1 | 4198 | 123.5 | 34 | 6.42 | 1 | 4000 | 70
PE1T25U7 | Eaton (formerly Cooper Lighting) | Mcgraw-Edison | GLEON-AF-01-LED-[E1 347 480]-T3R-[AP BZ BK DP GM WH]-[ADJA ADJS ADJA-WM]-600-[P PER7 R HA ALL MS LWR SENSORS L90 R90 MT TH LCF CE] | Outdoor Luminaires | Low Output | Architectural Flood and Spot Luminaires | Premium | FALSE | [9 empty] | 42634 |  |  | Yes |  | 3.1 | 4198 | 123.5 | 34 | 6.42 | 1 | 4000 | 70
PKZ4A7QU | Eaton (formerly Cooper Lighting) | Mcgraw-Edison | GLEON-AF-01-LED-E1-T3-[AP BZ BK DP GM WH]-[ADJA ADJS ADJA-WM]-600-[P PER7 R HA ALL MS LWR SENSORS L90 R90 MT TH LCF CE] | Outdoor Luminaires | Low Output | Architectural Flood and Spot Luminaires | Premium | FALSE | [9 empty] | 42634 |  |  | Yes |  | 3.1 | 4107 | 120.8 | 34 | 6.42 | 1 | 4000 | 70
P7P2FMMS | Eaton (formerly Cooper Lighting) | Streetworks | GAN-AF-01-LED-U-T3-[AP BZ BK DP GM WH]-[ADJA ADJS ADJA-WM]-600-[2L 3 P 4 4N7 HA ALL MS SENSORS DIMRF-LW DIMRF-LN L90 R90 MT TH LCF CE] | Outdoor Luminaires | Low Output | Architectural Flood and Spot Luminaires | Premium | FALSE | [9 empty] | 42634 |  |  | Yes |  | 3.1 | 4107 | 120.8 | 34 | 6.42 | 1 | 4000 | 70
PGE1X7Z5 | Eaton (formerly Cooper Lighting) | Mcgraw-Edison | GLEON-AF-01-LED-E1-T2-[AP BZ BK DP GM WH]-[ADJA ADJS ADJA-WM]-600-[P PER7 R HA ALL MS LWR SENSORS L90 R90 MT TH LCF CE] | Outdoor Luminaires | Low Output | Architectural Flood and Spot Luminaires | Premium | FALSE | [9 empty] | 42634 |  |  | Yes |  | 3.1 | 4029 | 118.5 | 34 | 6.42 | 1 | 4000 | 70
P87AFQT2 | Eaton (formerly Cooper Lighting) | Streetworks | GAN-AF-01-LED-U-T2-[AP BZ BK DP GM WH]-[ADJA ADJS ADJA-WM]-600-[2L 3 P 4 4N7 HA ALL MS SENSORS DIMRF-LW DIMRF-LN L90 R90 MT TH LCF CE] | Outdoor Luminaires | Low Output | Architectural Flood and Spot Luminaires | Premium | FALSE | [9 empty] | 42634 |  |  | Yes |  | 3.1 | 4029 | 118.5 | 34 | 6.42 | 1 | 4000 | 70
PUJ54V3D | Eaton (formerly Cooper Lighting) | Mcgraw-Edison | GLEON-AF-01-LED-E1-SL4-[AP BZ BK DP GM WH]-[ADJA ADJS ADJA-WM]-600-[P PER7 R HA ALL MS LWR SENSORS L90 R90 MT TH LCF CE] | Outdoor Luminaires | Low Output | Architectural Flood and Spot Luminaires | Standard | FALSE | [9 empty] | 42634 |  |  | Yes |  | 3.1 | 3902 | 114.8 | 34 | 6.42 | 1 | 4000 | 70
PMWUB5HN | Eaton (formerly Cooper Lighting) | Streetworks | GAN-AF-01-LED-U-SL4-[AP BZ BK DP GM WH]-[ADJA ADJS ADJA-WM]-600-[2L 3 P 4 4N7 HA ALL MS SENSORS DIMRF-LW DIMRF-LN L90 R90 MT TH LCF CE] | Outdoor Luminaires | Low Output | Architectural Flood and Spot Luminaires | Standard | FALSE | [9 empty] | 42634 |  |  | Yes |  | 3.1 | 3902 | 114.8 | 34 | 6.42 | 1 | 4000 | 70
P6P51SSV | Eaton (formerly Cooper Lighting) | Mcgraw-Edison | GLEON-AF-01-LED-E1-T2R-[AP BZ BK DP GM WH]-[ADJA ADJS ADJA-WM]-800-[P PER7 R HA ALL MS LWR SENSORS L90 R90 MT TH LCF CE] | Outdoor Luminaires | Mid Output | Architectural Flood and Spot Luminaires | Premium | FALSE | [9 empty] | 42634 |  |  | Yes |  | 3.1 | 5246 | 119.2 | 44 | 5.13 | 1 | 4000 | 70
P5DSXBJ2 | Eaton (formerly Cooper Lighting) | Streetworks | GAN-AF-01-LED-U-T2R-[AP BZ BK DP GM WH]-[ADJA ADJS ADJA-WM]-800-[2L 3 P 4 4N7 HA ALL MS SENSORS DIMRF-LW DIMRF-LN L90 R90 MT TH LCF CE] | Outdoor Luminaires | Mid Output | Architectural Flood and Spot Luminaires | Premium | FALSE | [9 empty] | 42634 |  |  | Yes |  | 3.1 | 5246 | 119.2 | 44 | 5.13 | 1 | 4000 | 70
PPEBKGWT | Eaton (formerly Cooper Lighting) | Mcgraw-Edison | GLEON-AF-01-LED-E1-T3R-[AP BZ BK DP GM WH]-[ADJA ADJS ADJA-WM]-800-[P PER7 R HA ALL MS LWR SENSORS L90 R90 MT TH LCF CE] | Outdoor Luminaires | Mid Output | Architectural Flood and Spot Luminaires | Premium | FALSE | [9 empty] | 42634 |  |  | Yes |  | 3.1 | 5148 | 117 | 44 | 5.13 | 1 | 4000 | 70
PP6UBSRM | Eaton (formerly Cooper Lighting) | Streetworks | GAN-AF-01-LED-U-T3R-[AP BZ BK DP GM WH]-[ADJA ADJS ADJA-WM]-800-[2L 3 P 4 4N7 HA ALL MS SENSORS DIMRF-LW DIMRF-LN L90 R90 MT TH LCF CE] | Outdoor Luminaires | Mid Output | Architectural Flood and Spot Luminaires | Premium | FALSE | [9 empty] | 42634 |  |  | Yes |  | 3.1 | 5148 | 117 | 44 | 5.13 | 1 | 4000 | 70
PUKXV11F | Eaton (formerly Cooper Lighting) | Mcgraw-Edison | GLEON-AF-01-LED-E1-T3-[AP BZ BK DP GM WH]-[ADJA ADJS ADJA-WM]-800-[P PER7 R HA ALL MS LWR SENSORS L90 R90 MT TH LCF CE] | Outdoor Luminaires | Mid Output | Architectural Flood and Spot Luminaires | Standard | FALSE | [9 empty] | 42634 |  |  | Yes |  | 3.1 | 5037 | 114.5 | 44 | 5.13 | 1 | 4000 | 70
PEFTFSKC | Eaton (formerly Cooper Lighting) | Streetworks | GAN-AF-01-LED-U-T3-[AP BZ BK DP GM WH]-[ADJA ADJS ADJA-WM]-800-[2L 3 P 4 4N7 HA ALL MS SENSORS DIMRF-LW DIMRF-LN L90 R90 MT TH LCF CE] | Outdoor Luminaires | Mid Output | Architectural Flood and Spot Luminaires | Standard | FALSE | [9 empty] | 42634 |  |  | Yes |  | 3.1 | 5037 | 114.5 | 44 | 5.13 | 1 | 4000 | 70
PQ5J9GVF | Eaton (formerly Cooper Lighting) | Streetworks | GAN-AF-01-LED-U-T2-[AP BZ BK DP GM WH]-[ADJA ADJS ADJA-WM]-800-[2L 3 P 4 4N7 HA ALL MS SENSORS DIMRF-LW DIMRF-LN L90 R90 MT TH LCF CE] | Outdoor Luminaires | Low Output | Architectural Flood and Spot Luminaires | Standard | FALSE | [9 empty] | 42634 |  |  | Yes |  | 3.1 | 4941 | 112.3 | 44 | 5.13 | 1 | 4000 | 70
P3BFAWBM | Eaton (formerly Cooper Lighting) | Mcgraw-Edison | GLEON-AF-01-LED-E1-T2-[AP BZ BK DP GM WH]-[ADJA ADJS ADJA-WM]-800-[P PER7 R HA ALL MS LWR SENSORS L90 R90 MT TH LCF CE] | Outdoor Luminaires | Low Output | Architectural Flood and Spot Luminaires | Standard | FALSE | [9 empty] | 42634 |  |  | Yes |  | 3.1 | 4941 | 112.3 | 44 | 5.13 | 1 | 4000 | 70
PPTA8ZJZ | Eaton (formerly Cooper Lighting) | Streetworks | GAN-AF-01-LED-U-SL4-[AP BZ BK DP GM WH]-[ADJA ADJS ADJA-WM]-800-[2L 3 P 4 4N7 HA ALL MS SENSORS DIMRF-LW DIMRF-LN L90 R90 MT TH LCF CE] | Outdoor Luminaires | Low Output | Architectural Flood and Spot Luminaires | Standard | FALSE | [9 empty] | 42634 |  |  | Yes |  | 3.1 | 4784 | 108.7 | 44 | 5.13 | 1 | 4000 | 70
PKNK5R92 | Eaton (formerly Cooper Lighting) | Mcgraw-Edison | GLEON-AF-01-LED-E1-SL4-[AP BZ BK DP GM WH]-[ADJA ADJS ADJA-WM]-800-[P PER7 R HA ALL MS LWR SENSORS L90 R90 MT TH LCF CE] | Outdoor Luminaires | Low Output | Architectural Flood and Spot Luminaires | Standard | FALSE | [9 empty] | 42634 |  |  | Yes |  | 3.1 | 4784 | 108.7 | 44 | 5.13 | 1 | 4000 | 70
PJW93EJ9 | Eaton (formerly Cooper Lighting) | Mcgraw-Edison | GLEON-AF-01-LED-[E1 347 480]-T2R-[AP BZ BK DP GM WH]-[ADJA ADJS ADJA-WM]-[P PER7 R HA ALL MS LWR SENSORS L90 R90 MT TH LCF CE] | Outdoor Luminaires | Mid Output | Architectural Flood and Spot Luminaires | Standard | FALSE | [9 empty] | 42634 |  |  | Yes |  | 3.1 | 6493 | 110.1 | 59 | 4.12 | 1 | 4000 | 70
PDJ8ZK2A | Eaton (formerly Cooper Lighting) | Streetworks | GAN-AF-01-LED-[U 8 9]-T2R-[AP BZ BK DP GM WH]-[ADJA ADJS ADJA-WM]-[2L 3 P 4 4N7 HA ALL MS SENSORS DIMRF-LW DIMRF-LN L90 R90 MT TH LCF CE] | Outdoor Luminaires | Mid Output | Architectural Flood and Spot Luminaires | Standard | FALSE | [9 empty] | 42634 |  |  | Yes |  | 3.1 | 6493 | 110.1 | 59 | 4.12 | 1 | 4000 | 70
PR4434FV | Eaton (formerly Cooper Lighting) | Mcgraw-Edison | GLEON-AF-01-LED-[E1 347 480]-T3R-[AP BZ BK DP GM WH]-[ADJA ADJS ADJA-WM]-[P PER7 R HA ALL MS LWR SENSORS L90 R90 MT TH LCF CE] | Outdoor Luminaires | Mid Output | Architectural Flood and Spot Luminaires | Standard | FALSE | [9 empty] | 42634 |  |  | Yes |  | 3.1 | 6372 | 108 | 59 | 4.12 | 1 | 4000 | 70
PNA1GB7Z | Eaton (formerly Cooper Lighting) | Streetworks | GAN-AF-01-LED-[U 8 9]-T3R-[AP BZ BK DP GM WH]-[ADJA ADJS ADJA-WM]-[2L 3 P 4 4N7 HA ALL MS SENSORS DIMRF-LW DIMRF-LN L90 R90 MT TH LCF CE] | Outdoor Luminaires | Mid Output | Architectural Flood and Spot Luminaires | Standard | FALSE | [9 empty] | 42634 |  |  | Yes |  | 3.1 | 6372 | 108 | 59 | 4.12 | 1 | 4000 | 70
PFR5XV5K | Eaton (formerly Cooper Lighting) | Streetworks | GAN-AF-01-LED-[U 8 9]-T3-[AP BZ BK DP GM WH]-[ADJA ADJS ADJA-WM]-[2L 3 P 4 4N7 HA ALL MS SENSORS DIMRF-LW DIMRF-LN L90 R90 MT TH LCF CE] | Outdoor Luminaires | Mid Output | Architectural Flood and Spot Luminaires | Standard | FALSE | [9 empty] | 42634 |  |  | Yes |  | 3.1 | 6234 | 105.7 | 59 | 4.12 | 1 | 4000 | 70
P381SMXZ | Eaton (formerly Cooper Lighting) | Mcgraw-Edison | GLEON-AF-01-LED-[E1 347 480]-T3-[AP BZ BK DP GM WH]-[ADJA ADJS ADJA-WM]-[P PER7 R HA ALL MS LWR SENSORS L90 R90 MT TH LCF CE] | Outdoor Luminaires | Mid Output | Architectural Flood and Spot Luminaires | Standard | FALSE | [9 empty] | 42634 |  |  | Yes |  | 3.1 | 6234 | 105.7 | 59 | 4.12 | 1 | 4000 | 70
PH9WCA5X | Eaton (formerly Cooper Lighting) | Mcgraw-Edison | GLEON-AF-01-LED-[E1 347 480]-T2-[AP BZ BK DP GM WH]-[ADJA ADJS ADJA-WM]-[P PER7 R HA ALL MS LWR SENSORS L90 R90 MT TH LCF CE] | Outdoor Luminaires | Mid Output | Architectural Flood and Spot Luminaires | Standard | FALSE | [9 empty] | 42634 |  |  | Yes |  | 3.1 | 6116 | 103.7 | 59 | 4.12 | 1 | 4000 | 70
P5W2F6KK | Eaton (formerly Cooper Lighting) | Streetworks | GAN-AF-01-LED-[U 8 9]-T2-[AP BZ BK DP GM WH]-[ADJA ADJS ADJA-WM]-[2L 3 P 4 4N7 HA ALL MS SENSORS DIMRF-LW DIMRF-LN L90 R90 MT TH LCF CE] | Outdoor Luminaires | Mid Output | Architectural Flood and Spot Luminaires | Standard | FALSE | [9 empty] | 42634 |  |  | Yes |  | 3.1 | 6116 | 103.7 | 59 | 4.12 | 1 | 4000 | 70
PKUR4E95 | Eaton (formerly Cooper Lighting) | Mcgraw-Edison | GLEON-AF-01-LED-E1-SL4-[AP BZ BK DP GM WH]-[ADJA ADJS ADJA-WM]-[P PER7 R HA ALL MS LWR SENSORS L90 R90 MT TH LCF CE] | Outdoor Luminaires | Mid Output | Architectural Flood and Spot Luminaires | Standard | FALSE | [9 empty] | 42634 |  |  | Yes |  | 3.1 | 5922 | 100.4 | 59 | 4.12 | 1 | 4000 | 70
P1C46YAB | Eaton (formerly Cooper Lighting) | Streetworks | GAN-AF-01-LED-U-SL4-[AP BZ BK DP GM WH]-[ADJA ADJS ADJA-WM]-[2L 3 P 4 4N7 HA ALL MS SENSORS DIMRF-LW DIMRF-LN L90 R90 MT TH LCF CE] | Outdoor Luminaires | Mid Output | Architectural Flood and Spot Luminaires | Standard | FALSE | [9 empty] | 42634 |  |  | Yes |  | 3.1 | 5922 | 100.4 | 59 | 4.12 | 1 | 4000 | 70
PXUWTJ35 | Eaton (formerly Cooper Lighting) | Streetworks | GAN-AF-07-LED-[U 8 9]-T2R-[AP BZ BK DP GM WH]-[ADJA ADJS ADJA-WM]-600-[2L 3 P 4 4N7 HA ALL MS SENSORS DIMRF-LW DIMRF-LN L90 R90 MT TH LCF CE] | Outdoor Luminaires | High Output | Architectural Flood and Spot Luminaires | Premium | FALSE | [9 empty] | 42634 |  |  | Yes |  | 3.1 | 28900 | 127.9 | 226 | 3.49 | 1 | 4000 | 70
P8JBP6FN | Eaton (formerly Cooper Lighting) | Mcgraw-Edison | GLEON-AF-07-LED-[E1 347 480]-T2R-[AP BZ BK DP GM WH]-[ADJA ADJS ADJA-WM]-600-[P PER7 R HA ALL MS LWR SENSORS L90 R90 MT TH LCF CE] | Outdoor Luminaires | High Output | Architectural Flood and Spot Luminaires | Premium | FALSE | [9 empty] | 42634 |  |  | Yes |  | 3.1 | 28900 | 127.9 | 226 | 3.49 | 1 | 4000 | 70
PGNR1RSM | Eaton (formerly Cooper Lighting) | Streetworks | GAN-AF-07-LED-[U 8 9]-T3R-[AP BZ BK DP GM WH]-[ADJA ADJS ADJA-WM]-600-[2L 3 P 4 4N7 HA ALL MS SENSORS DIMRF-LW DIMRF-LN L90 R90 MT TH LCF CE] | Outdoor Luminaires | High Output | Architectural Flood and Spot Luminaires | Premium | FALSE | [9 empty] | 42634 |  |  | Yes |  | 3.1 | 28363 | 125.5 | 226 | 3.49 | 1 | 4000 | 70
P2PCWFC2 | Eaton (formerly Cooper Lighting) | Mcgraw-Edison | GLEON-AF-07-LED-[E1 347 480]-T3R-[AP BZ BK DP GM WH]-[ADJA ADJS ADJA-WM]-600-[P PER7 R HA ALL MS LWR SENSORS L90 R90 MT TH LCF CE] | Outdoor Luminaires | High Output | Architectural Flood and Spot Luminaires | Premium | FALSE | [9 empty] | 42634 |  |  | Yes |  | 3.1 | 28363 | 125.5 | 226 | 3.49 | 1 | 4000 | 70
PP9N5FUE | Eaton (formerly Cooper Lighting) | Mcgraw-Edison | GLEON-AF-07-LED-E1-T3-[AP BZ BK DP GM WH]-[ADJA ADJS ADJA-WM]-600-[P PER7 R HA ALL MS LWR SENSORS L90 R90 MT TH LCF CE] | Outdoor Luminaires | High Output | Architectural Flood and Spot Luminaires | Premium | FALSE | [9 empty] | 42634 |  |  | Yes |  | 3.1 | 27746 | 122.8 | 226 | 3.49 | 1 | 4000 | 70
P7WXR47X | Eaton (formerly Cooper Lighting) | Streetworks | GAN-AF-07-LED-U-T3-[AP BZ BK DP GM WH]-[ADJA ADJS ADJA-WM]-600-[2L 3 P 4 4N7 HA ALL MS SENSORS DIMRF-LW DIMRF-LN L90 R90 MT TH LCF CE] | Outdoor Luminaires | High Output | Architectural Flood and Spot Luminaires | Premium | FALSE | [9 empty] | 42634 |  |  | Yes |  | 3.1 | 27746 | 122.8 | 226 | 3.49 | 1 | 4000 | 70
PUWSY4MW | Eaton (formerly Cooper Lighting) | Streetworks | GAN-AF-07-LED-U-T2-[AP BZ BK DP GM WH]-[ADJA ADJS ADJA-WM]-600-[2L 3 P 4 4N7 HA ALL MS SENSORS DIMRF-LW DIMRF-LN L90 R90 MT TH LCF CE] | Outdoor Luminaires | High Output | Architectural Flood and Spot Luminaires | Premium | FALSE | [9 empty] | 42634 |  |  | Yes |  | 3.1 | 27222 | 120.5 | 226 | 3.49 | 1 | 4000 | 70
P9ZHY3NQ | Eaton (formerly Cooper Lighting) | Mcgraw-Edison | GLEON-AF-07-LED-E1-T2-[AP BZ BK DP GM WH]-[ADJA ADJS ADJA-WM]-600-[P PER7 R HA ALL MS LWR SENSORS L90 R90 MT TH LCF CE] | Outdoor Luminaires | High Output | Architectural Flood and Spot Luminaires | Premium | FALSE | [9 empty] | 42634 |  |  | Yes |  | 3.1 | 27222 | 120.5 | 226 | 3.49 | 1 | 4000 | 70
PNZSMC3N | Eaton (formerly Cooper Lighting) | Streetworks | GAN-AF-07-LED-U-SL4-[AP BZ BK DP GM WH]-[ADJA ADJS ADJA-WM]-600-[2L 3 P 4 4N7 HA ALL MS SENSORS DIMRF-LW DIMRF-LN L90 R90 MT TH LCF CE] | Outdoor Luminaires | High Output | Architectural Flood and Spot Luminaires | Premium | FALSE | [9 empty] | 42634 |  |  | Yes |  | 3.1 | 26359 | 116.6 | 226 | 3.49 | 1 | 4000 | 70
P3XW74TH | Eaton (formerly Cooper Lighting) | Mcgraw-Edison | GLEON-AF-07-LED-E1-SL4-[AP BZ BK DP GM WH]-[ADJA ADJS ADJA-WM]-600-[P PER7 R HA ALL MS LWR SENSORS L90 R90 MT TH LCF CE] | Outdoor Luminaires | High Output | Architectural Flood and Spot Luminaires | Premium | FALSE | [9 empty] | 42634 |  |  | Yes |  | 3.1 | 26359 | 116.6 | 226 | 3.49 | 1 | 4000 | 70
PZHFB5GK | Eaton (formerly Cooper Lighting) | Streetworks | GAN-AF-06-LED-[U 8 9]-T2R-[AP BZ BK DP GM WH]-[ADJA ADJS ADJA-WM]-600-[2L 3 P 4 4N7 HA ALL MS SENSORS DIMRF-LW DIMRF-LN L90 R90 MT TH LCF CE] | Outdoor Luminaires | High Output | Architectural Flood and Spot Luminaires | Premium | FALSE | [9 empty] | 42634 |  |  | Yes |  | 3.1 | 24437 | 126.6 | 193 | 3.49 | 1 | 4000 | 70
PYK9HHJA | Eaton (formerly Cooper Lighting) | Mcgraw-Edison | GLEON-AF-06-LED-[E1 347 480]-T2R-[AP BZ BK DP GM WH]-[ADJA ADJS ADJA-WM]-600-[P PER7 R HA ALL MS LWR SENSORS L90 R90 MT TH LCF CE] | Outdoor Luminaires | High Output | Architectural Flood and Spot Luminaires | Premium | FALSE | [9 empty] | 42634 |  |  | Yes |  | 3.1 | 24437 | 126.6 | 193 | 3.49 | 1 | 4000 | 70
P9U6A6DR | Eaton (formerly Cooper Lighting) | Mcgraw-Edison | GLEON-AF-06-LED-[E1 347 480]-T3R-[AP BZ BK DP GM WH]-[ADJA ADJS ADJA-WM]-600-[P PER7 R HA ALL MS LWR SENSORS L90 R90 MT TH LCF CE] | Outdoor Luminaires | High Output | Architectural Flood and Spot Luminaires | Premium | FALSE | [9 empty] | 42634 |  |  | Yes |  | 3.1 | 23982 | 124.3 | 193 | 3.49 | 1 | 4000 | 70
P2WTTWGE | Eaton (formerly Cooper Lighting) | Streetworks | GAN-AF-06-LED-[U 8 9]-T3R-[AP BZ BK DP GM WH]-[ADJA ADJS ADJA-WM]-600-[2L 3 P 4 4N7 HA ALL MS SENSORS DIMRF-LW DIMRF-LN L90 R90 MT TH LCF CE] | Outdoor Luminaires | High Output | Architectural Flood and Spot Luminaires | Premium | FALSE | [9 empty] | 42634 |  |  | Yes |  | 3.1 | 23982 | 124.3 | 193 | 3.49 | 1 | 4000 | 70
PX7DFBZS | Eaton (formerly Cooper Lighting) | Mcgraw-Edison | GLEON-AF-06-LED-E1-T3-[AP BZ BK DP GM WH]-[ADJA ADJS ADJA-WM]-600-[P PER7 R HA ALL MS LWR SENSORS L90 R90 MT TH LCF CE] | Outdoor Luminaires | High Output | Architectural Flood and Spot Luminaires | Premium | FALSE | [9 empty] | 42634 |  |  | Yes |  | 3.1 | 23461 | 121.6 | 193 | 3.49 | 1 | 4000 | 70
P6RQW7T2 | Eaton (formerly Cooper Lighting) | Streetworks | GAN-AF-06-LED-U-T3-[AP BZ BK DP GM WH]-[ADJA ADJS ADJA-WM]-600-[2L 3 P 4 4N7 HA ALL MS SENSORS DIMRF-LW DIMRF-LN L90 R90 MT TH LCF CE] | Outdoor Luminaires | High Output | Architectural Flood and Spot Luminaires | Premium | FALSE | [9 empty] | 42634 |  |  | Yes |  | 3.1 | 23461 | 121.6 | 193 | 3.49 | 1 | 4000 | 70
PQBMP7PE | Eaton (formerly Cooper Lighting) | Streetworks | GAN-AF-06-LED-U-T2-[AP BZ BK DP GM WH]-[ADJA ADJS ADJA-WM]-600-[2L 3 P 4 4N7 HA ALL MS SENSORS DIMRF-LW DIMRF-LN L90 R90 MT TH LCF CE] | Outdoor Luminaires | High Output | Architectural Flood and Spot Luminaires | Premium | FALSE | [9 empty] | 42634 |  |  | Yes |  | 3.1 | 23019 | 119.3 | 193 | 3.49 | 1 | 4000 | 70
PMZC1Q5M | Eaton (formerly Cooper Lighting) | Mcgraw-Edison | GLEON-AF-06-LED-E1-T2-[AP BZ BK DP GM WH]-[ADJA ADJS ADJA-WM]-600-[P PER7 R HA ALL MS LWR SENSORS L90 R90 MT TH LCF CE] | Outdoor Luminaires | High Output | Architectural Flood and Spot Luminaires | Premium | FALSE | [9 empty] | 42634 |  |  | Yes |  | 3.1 | 23019 | 119.3 | 193 | 3.49 | 1 | 4000 | 70
PZB539GT | Eaton (formerly Cooper Lighting) | Streetworks | GAN-AF-06-LED-[U 8 9]-SL4-[AP BZ BK DP GM WH]-[ADJA ADJS ADJA-WM]-600-[2L 3 P 4 4N7 HA ALL MS SENSORS DIMRF-LW DIMRF-LN L90 R90 MT TH LCF CE] | Outdoor Luminaires | High Output | Architectural Flood and Spot Luminaires | Standard | FALSE | [9 empty] | 42634 |  |  | Yes |  | 3.1 | 22289 | 115.5 | 193 | 3.49 | 1 | 4000 | 70
PZ4Y17QZ | Eaton (formerly Cooper Lighting) | Mcgraw-Edison | GLEON-AF-06-LED-[E1 347 480]-SL4-[AP BZ BK DP GM WH]-[ADJA ADJS ADJA-WM]-600-[P PER7 R HA ALL MS LWR SENSORS L90 R90 MT TH LCF CE] | Outdoor Luminaires | High Output | Architectural Flood and Spot Luminaires | Standard | FALSE | [9 empty] | 42634 |  |  | Yes |  | 3.1 | 22289 | 115.5 | 193 | 3.49 | 1 | 4000 | 70
PKSJJNTB | Eaton (formerly Cooper Lighting) | Mcgraw-Edison | GLEON-AF-05-LED-[E1 347 480]-T2R-[AP BZ BK DP GM WH]-[ADJA ADJS ADJA-WM]-600-[P PER7 R HA ALL MS LWR SENSORS L90 R90 MT TH LCF CE] | Outdoor Luminaires | High Output | Architectural Flood and Spot Luminaires | Premium | FALSE | [9 empty] | 42634 |  |  | Yes |  | 3.1 | 20421 | 126.1 | 162 | 3.49 | 1 | 4000 | 70
P39DBJ6G | Eaton (formerly Cooper Lighting) | Streetworks | GAN-AF-05-LED-[U 8 9]-T2R-[AP BZ BK DP GM WH]-[ADJA ADJS ADJA-WM]-600-[2L 3 P 4 4N7 HA ALL MS SENSORS DIMRF-LW DIMRF-LN L90 R90 MT TH LCF CE] | Outdoor Luminaires | High Output | Architectural Flood and Spot Luminaires | Premium | FALSE | [9 empty] | 42634 |  |  | Yes |  | 3.1 | 20421 | 126.1 | 162 | 3.49 | 1 | 4000 | 70
PXP9ZV8P | Eaton (formerly Cooper Lighting) | Streetworks | GAN-AF-05-LED-U-T3R-[AP BZ BK DP GM WH]-[ADJA ADJS ADJA-WM]-600-[2L 3 P 4 4N7 HA ALL MS SENSORS DIMRF-LW DIMRF-LN L90 R90 MT TH LCF CE] | Outdoor Luminaires | High Output | Architectural Flood and Spot Luminaires | Premium | FALSE | [9 empty] | 42634 |  |  | Yes |  | 3.1 | 20041 | 123.7 | 162 | 3.49 | 1 | 4000 | 70
P3Q91XWZ | Eaton (formerly Cooper Lighting) | Mcgraw-Edison | GLEON-AF-05-LED-E1-T3R-[AP BZ BK DP GM WH]-[ADJA ADJS ADJA-WM]-600-[P PER7 R HA ALL MS LWR SENSORS L90 R90 MT TH LCF CE] | Outdoor Luminaires | High Output | Architectural Flood and Spot Luminaires | Premium | FALSE | [9 empty] | 42634 |  |  | Yes |  | 3.1 | 20041 | 123.7 | 162 | 3.49 | 1 | 4000 | 70
PTE7D3YT | Eaton (formerly Cooper Lighting) | Mcgraw-Edison | GLEON-AF-05-LED-E1-T3-[AP BZ BK DP GM WH]-[ADJA ADJS ADJA-WM]-600-[P PER7 R HA ALL MS LWR SENSORS L90 R90 MT TH LCF CE] | Outdoor Luminaires | High Output | Architectural Flood and Spot Luminaires | Premium | FALSE | [9 empty] | 42634 |  |  | Yes |  | 3.1 | 19605 | 121 | 162 | 3.49 | 1 | 4000 | 70
PCQ2YXZ1 | Eaton (formerly Cooper Lighting) | Streetworks | GAN-AF-05-LED-U-T3-[AP BZ BK DP GM WH]-[ADJA ADJS ADJA-WM]-600-[2L 3 P 4 4N7 HA ALL MS SENSORS DIMRF-LW DIMRF-LN L90 R90 MT TH LCF CE] | Outdoor Luminaires | High Output | Architectural Flood and Spot Luminaires | Premium | FALSE | [9 empty] | 42634 |  |  | Yes |  | 3.1 | 19605 | 121 | 162 | 3.49 | 1 | 4000 | 70
PA6TFFHM | Eaton (formerly Cooper Lighting) | Streetworks | GAN-AF-05-LED-U-T2-[AP BZ BK DP GM WH]-[ADJA ADJS ADJA-WM]-600-[2L 3 P 4 4N7 HA ALL MS SENSORS DIMRF-LW DIMRF-LN L90 R90 MT TH LCF CE] | Outdoor Luminaires | High Output | Architectural Flood and Spot Luminaires | Premium | FALSE | [9 empty] | 42634 |  |  | Yes |  | 3.1 | 19235 | 118.7 | 162 | 3.49 | 1 | 4000 | 70
PA5GRR5H | Eaton (formerly Cooper Lighting) | Mcgraw-Edison | GLEON-AF-05-LED-E1-T2-[AP BZ BK DP GM WH]-[ADJA ADJS ADJA-WM]-600-[P PER7 R HA ALL MS LWR SENSORS L90 R90 MT TH LCF CE] | Outdoor Luminaires | High Output | Architectural Flood and Spot Luminaires | Premium | FALSE | [9 empty] | 42634 |  |  | Yes |  | 3.1 | 19235 | 118.7 | 162 | 3.49 | 1 | 4000 | 70
P8F56H95 | Eaton (formerly Cooper Lighting) | Mcgraw-Edison | GLEON-AF-05-LED-[E1 347 480]-SL4-[AP BZ BK DP GM WH]-[ADJA ADJS ADJA-WM]-600-[P PER7 R HA ALL MS LWR SENSORS L90 R90 MT TH LCF CE] | Outdoor Luminaires | High Output | Architectural Flood and Spot Luminaires | Standard | FALSE | [9 empty] | 42634 |  |  | Yes |  | 3.1 | 18626 | 115 | 162 | 3.49 | 1 | 4000 | 70
P3ZSV9RC | Eaton (formerly Cooper Lighting) | Streetworks | GAN-AF-05-LED-[U 8 9]-SL4-[AP BZ BK DP GM WH]-[ADJA ADJS ADJA-WM]-600-[2L 3 P 4 4N7 HA ALL MS SENSORS DIMRF-LW DIMRF-LN L90 R90 MT TH LCF CE] | Outdoor Luminaires | High Output | Architectural Flood and Spot Luminaires | Standard | FALSE | [9 empty] | 42634 |  |  | Yes |  | 3.1 | 18626 | 115 | 162 | 3.49 | 1 | 4000 | 70
PX7W8KKP | Eaton (formerly Cooper Lighting) | Mcgraw-Edison | GLEON-AF-03-LED-[E1 347 480]-T2R-[AP BZ BK DP GM WH]-[ADJA ADJS ADJA-WM]-600-[P PER7 R HA ALL MS LWR SENSORS L90 R90 MT TH LCF CE] | Outdoor Luminaires | High Output | Architectural Flood and Spot Luminaires | Premium | FALSE | [9 empty] | 42634 |  |  | Yes |  | 3.1 | 12474 | 129.9 | 96 | 3.49 | 1 | 4000 | 70
P6ZSVHQN | Eaton (formerly Cooper Lighting) | Streetworks | GAN-AF-03-LED-[U 8 9]-T2R-[AP BZ BK DP GM WH]-[ADJA ADJS ADJA-WM]-600-[2L 3 P 4 4N7 HA ALL MS SENSORS DIMRF-LW DIMRF-LN L90 R90 MT TH LCF CE] | Outdoor Luminaires | High Output | Architectural Flood and Spot Luminaires | Premium | FALSE | [9 empty] | 42634 |  |  | Yes |  | 3.1 | 12474 | 129.9 | 96 | 3.49 | 1 | 4000 | 70
PU3M6AYB | Eaton (formerly Cooper Lighting) | Mcgraw-Edison | GLEON-AF-03-LED-[E1 347 480]-T3R-[AP BZ BK DP GM WH]-[ADJA ADJS ADJA-WM]-600-[P PER7 R HA ALL MS LWR SENSORS L90 R90 MT TH LCF CE] | Outdoor Luminaires | High Output | Architectural Flood and Spot Luminaires | Premium | FALSE | [9 empty] | 42634 |  |  | Yes |  | 3.1 | 12242 | 127.5 | 96 | 3.49 | 1 | 4000 | 70
P5QYH48E | Eaton (formerly Cooper Lighting) | Streetworks | GAN-AF-03-LED-[U 8 9]-T3R-[AP BZ BK DP GM WH]-[ADJA ADJS ADJA-WM]-600-[2L 3 P 4 4N7 HA ALL MS SENSORS DIMRF-LW DIMRF-LN L90 R90 MT TH LCF CE] | Outdoor Luminaires | High Output | Architectural Flood and Spot Luminaires | Premium | FALSE | [9 empty] | 42634 |  |  | Yes |  | 3.1 | 12242 | 127.5 | 96 | 3.49 | 1 | 4000 | 70
PC2AFZ1A | Eaton (formerly Cooper Lighting) | Streetworks | GAN-AF-03-LED-[U 8 9]-T3-[AP BZ BK DP GM WH]-[ADJA ADJS ADJA-WM]-600-[2L 3 P 4 4N7 HA ALL MS SENSORS DIMRF-LW DIMRF-LN L90 R90 MT TH LCF CE] | Outdoor Luminaires | High Output | Architectural Flood and Spot Luminaires | Premium | FALSE | [9 empty] | 42634 |  |  | Yes |  | 3.1 | 11976 | 124.8 | 96 | 3.49 | 1 | 4000 | 70
P8QECRH4 | Eaton (formerly Cooper Lighting) | Mcgraw-Edison | GLEON-AF-03-LED-[E1 347 480]-T3-[AP BZ BK DP GM WH]-[ADJA ADJS ADJA-WM]-600-[P PER7 R HA ALL MS LWR SENSORS L90 R90 MT TH LCF CE] | Outdoor Luminaires | High Output | Architectural Flood and Spot Luminaires | Premium | FALSE | [9 empty] | 42634 |  |  | Yes |  | 3.1 | 11976 | 124.8 | 96 | 3.49 | 1 | 4000 | 70
PJ49M3VZ | Eaton (formerly Cooper Lighting) | Mcgraw-Edison | GLEON-AF-03-LED-E1-T2-[AP BZ BK DP GM WH]-[ADJA ADJS ADJA-WM]-600-[P PER7 R HA ALL MS LWR SENSORS L90 R90 MT TH LCF CE] | Outdoor Luminaires | High Output | Architectural Flood and Spot Luminaires | Premium | FALSE | [9 empty] | 42634 |  |  | Yes |  | 3.1 | 11749 | 122.4 | 96 | 3.49 | 1 | 4000 | 70
P76SSS89 | Eaton (formerly Cooper Lighting) | Streetworks | GAN-AF-03-LED-U-T2-[AP BZ BK DP GM WH]-[ADJA ADJS ADJA-WM]-600-[2L 3 P 4 4N7 HA ALL MS SENSORS DIMRF-LW DIMRF-LN L90 R90 MT TH LCF CE] | Outdoor Luminaires | High Output | Architectural Flood and Spot Luminaires | Premium | FALSE | [9 empty] | 42634 |  |  | Yes |  | 3.1 | 11749 | 122.4 | 96 | 3.49 | 1 | 4000 | 70
PF8WFUMW | Eaton (formerly Cooper Lighting) | Mcgraw-Edison | GLEON-AF-03-LED-E1-SL4-[AP BZ BK DP GM WH]-[ADJA ADJS ADJA-WM]-600-[P PER7 R HA ALL MS LWR SENSORS L90 R90 MT TH LCF CE] | Outdoor Luminaires | High Output | Architectural Flood and Spot Luminaires | Premium | FALSE | [9 empty] | 42634 |  |  | Yes |  | 3.1 | 11377 | 118.5 | 96 | 3.49 | 1 | 4000 | 70
PB7J31P9 | Eaton (formerly Cooper Lighting) | Streetworks | GAN-AF-03-LED-U-SL4-[AP BZ BK DP GM WH]-[ADJA ADJS ADJA-WM]-600-[2L 3 P 4 4N7 HA ALL MS SENSORS DIMRF-LW DIMRF-LN L90 R90 MT TH LCF CE] | Outdoor Luminaires | High Output | Architectural Flood and Spot Luminaires | Premium | FALSE | [9 empty] | 42634 |  |  | Yes |  | 3.1 | 11377 | 118.5 | 96 | 3.49 | 1 | 4000 | 70
PSNT3WFM | Eaton (formerly Cooper Lighting) | Streetworks | GAN-AF-06-LED-U-T2R-[AP BZ BK DP GM WH]-[ADJA ADJS ADJA-WM]-800-[2L 3 P 4 4N7 HA ALL MS SENSORS DIMRF-LW DIMRF-LN L90 R90 MT TH LCF CE] | Outdoor Luminaires | High Output | Architectural Flood and Spot Luminaires | Premium | FALSE | [9 empty] | 42634 |  |  | Yes |  | 3.1 | 29966 | 120.3 | 249 | 2.91 | 1 | 4000 | 70
PPUSP5QD | Eaton (formerly Cooper Lighting) | Mcgraw-Edison | GLEON-AF-06-LED-E1-T2R-[AP BZ BK DP GM WH]-[ADJA ADJS ADJA-WM]-800-[P PER7 R HA ALL MS LWR SENSORS L90 R90 MT TH LCF CE] | Outdoor Luminaires | High Output | Architectural Flood and Spot Luminaires | Premium | FALSE | [9 empty] | 42634 |  |  | Yes |  | 3.1 | 29966 | 120.3 | 249 | 2.91 | 1 | 4000 | 70
PUSX8HH2 | Eaton (formerly Cooper Lighting) | Streetworks | GAN-AF-06-LED-U-T3R-[AP BZ BK DP GM WH]-[ADJA ADJS ADJA-WM]-800-[2L 3 P 4 4N7 HA ALL MS SENSORS DIMRF-LW DIMRF-LN L90 R90 MT TH LCF CE] | Outdoor Luminaires | High Output | Architectural Flood and Spot Luminaires | Premium | FALSE | [9 empty] | 42634 |  |  | Yes |  | 3.1 | 29409 | 118.1 | 249 | 2.91 | 1 | 4000 | 70
PE4VXDCP | Eaton (formerly Cooper Lighting) | Mcgraw-Edison | GLEON-AF-06-LED-E1-T3R-[AP BZ BK DP GM WH]-[ADJA ADJS ADJA-WM]-800-[P PER7 R HA ALL MS LWR SENSORS L90 R90 MT TH LCF CE] | Outdoor Luminaires | High Output | Architectural Flood and Spot Luminaires | Premium | FALSE | [9 empty] | 42634 |  |  | Yes |  | 3.1 | 29409 | 118.1 | 249 | 2.91 | 1 | 4000 | 70
PH3KYMXE | Eaton (formerly Cooper Lighting) | Streetworks | GAN-AF-06-LED-[U 8 9]-T3-[AP BZ BK DP GM WH]-[ADJA ADJS ADJA-WM]-800-[2L 3 P 4 4N7 HA ALL MS SENSORS DIMRF-LW DIMRF-LN L90 R90 MT TH LCF CE] | Outdoor Luminaires | High Output | Architectural Flood and Spot Luminaires | Standard | FALSE | [9 empty] | 42634 |  |  | Yes |  | 3.1 | 28770 | 115.5 | 249 | 2.91 | 1 | 4000 | 70
P8XKP1UY | Eaton (formerly Cooper Lighting) | Mcgraw-Edison | GLEON-AF-06-LED-[E1 347 480]-T3-[AP BZ BK DP GM WH]-[ADJA ADJS ADJA-WM]-800-[P PER7 R HA ALL MS LWR SENSORS L90 R90 MT TH LCF CE] | Outdoor Luminaires | High Output | Architectural Flood and Spot Luminaires | Standard | FALSE | [9 empty] | 42634 |  |  | Yes |  | 3.1 | 28770 | 115.5 | 249 | 2.91 | 1 | 4000 | 70
P9HZG6CQ | Eaton (formerly Cooper Lighting) | Mcgraw-Edison | GLEON-AF-06-LED-[E1 347 480]-T2-[AP BZ BK DP GM WH]-[ADJA ADJS ADJA-WM]-800-[P PER7 R HA ALL MS LWR SENSORS L90 R90 MT TH LCF CE] | Outdoor Luminaires | High Output | Architectural Flood and Spot Luminaires | Standard | FALSE | [9 empty] | 42634 |  |  | Yes |  | 3.1 | 28227 | 113.4 | 249 | 2.91 | 1 | 4000 | 70
P66S514Q | Eaton (formerly Cooper Lighting) | Streetworks | GAN-AF-06-LED-[U 8 9]-T2-[AP BZ BK DP GM WH]-[ADJA ADJS ADJA-WM]-800-[2L 3 P 4 4N7 HA ALL MS SENSORS DIMRF-LW DIMRF-LN L90 R90 MT TH LCF CE] | Outdoor Luminaires | High Output | Architectural Flood and Spot Luminaires | Standard | FALSE | [9 empty] | 42634 |  |  | Yes |  | 3.1 | 28227 | 113.4 | 249 | 2.91 | 1 | 4000 | 70
PUXWERMR | Eaton (formerly Cooper Lighting) | Mcgraw-Edison | GLEON-AF-06-LED-[E1 347 480]-SL4-[AP BZ BK DP GM WH]-[ADJA ADJS ADJA-WM]-800-[P PER7 R HA ALL MS LWR SENSORS L90 R90 MT TH LCF CE] | Outdoor Luminaires | High Output | Architectural Flood and Spot Luminaires | Standard | FALSE | [9 empty] | 42634 |  |  | Yes |  | 3.1 | 27332 | 109.8 | 249 | 2.91 | 1 | 4000 | 70
P11DC7WW | Eaton (formerly Cooper Lighting) | Streetworks | GAN-AF-06-LED-[U 8 9]-SL4-[AP BZ BK DP GM WH]-[ADJA ADJS ADJA-WM]-800-[2L 3 P 4 4N7 HA ALL MS SENSORS DIMRF-LW DIMRF-LN L90 R90 MT TH LCF CE] | Outdoor Luminaires | High Output | Architectural Flood and Spot Luminaires | Standard | FALSE | [9 empty] | 42634 |  |  | Yes |  | 3.1 | 27332 | 109.8 | 249 | 2.91 | 1 | 4000 | 70
PRFSNHB6 | Eaton (formerly Cooper Lighting) | Streetworks | GAN-AF-05-LED-U-T2R-[AP BZ BK DP GM WH]-[ADJA ADJS ADJA-WM]-800-[2L 3 P 4 4N7 HA ALL MS SENSORS DIMRF-LW DIMRF-LN L90 R90 MT TH LCF CE] | Outdoor Luminaires | High Output | Architectural Flood and Spot Luminaires | Premium | FALSE | [9 empty] | 42634 |  |  | Yes |  | 3.1 | 25041 | 119.2 | 210 | 2.91 | 1 | 4000 | 70
P124GG4D | Eaton (formerly Cooper Lighting) | Mcgraw-Edison | GLEON-AF-05-LED-E1-T2R-[AP BZ BK DP GM WH]-[ADJA ADJS ADJA-WM]-800-[P PER7 R HA ALL MS LWR SENSORS L90 R90 MT TH LCF CE] | Outdoor Luminaires | High Output | Architectural Flood and Spot Luminaires | Premium | FALSE | [9 empty] | 42634 |  |  | Yes |  | 3.1 | 25041 | 119.2 | 210 | 2.91 | 1 | 4000 | 70
PPP2RKPR | Eaton (formerly Cooper Lighting) | Streetworks | GAN-AF-05-LED-U-T3R-[AP BZ BK DP GM WH]-[ADJA ADJS ADJA-WM]-800-[2L 3 P 4 4N7 HA ALL MS SENSORS DIMRF-LW DIMRF-LN L90 R90 MT TH LCF CE] | Outdoor Luminaires | High Output | Architectural Flood and Spot Luminaires | Premium | FALSE | [9 empty] | 42634 |  |  | Yes |  | 3.1 | 24576 | 117 | 210 | 2.91 | 1 | 4000 | 70
PAY73124 | Eaton (formerly Cooper Lighting) | Mcgraw-Edison | GLEON-AF-05-LED-E1-T3R-[AP BZ BK DP GM WH]-[ADJA ADJS ADJA-WM]-800-[P PER7 R HA ALL MS LWR SENSORS L90 R90 MT TH LCF CE] | Outdoor Luminaires | High Output | Architectural Flood and Spot Luminaires | Premium | FALSE | [9 empty] | 42634 |  |  | Yes |  | 3.1 | 24576 | 117 | 210 | 2.91 | 1 | 4000 | 70
PHV76EMV | Eaton (formerly Cooper Lighting) | Streetworks | GAN-AF-05-LED-[U 8 9]-T3-[AP BZ BK DP GM WH]-[ADJA ADJS ADJA-WM]-800-[2L 3 P 4 4N7 HA ALL MS SENSORS DIMRF-LW DIMRF-LN L90 R90 MT TH LCF CE] | Outdoor Luminaires | High Output | Architectural Flood and Spot Luminaires | Standard | FALSE | [9 empty] | 42634 |  |  | Yes |  | 3.1 | 24041 | 114.5 | 210 | 2.91 | 1 | 4000 | 70
PDURC1XX | Eaton (formerly Cooper Lighting) | Mcgraw-Edison | GLEON-AF-05-LED-[E1 347 480]-T3-[AP BZ BK DP GM WH]-[ADJA ADJS ADJA-WM]-800-[P PER7 R HA ALL MS LWR SENSORS L90 R90 MT TH LCF CE] | Outdoor Luminaires | High Output | Architectural Flood and Spot Luminaires | Standard | FALSE | [9 empty] | 42634 |  |  | Yes |  | 3.1 | 24041 | 114.5 | 210 | 2.91 | 1 | 4000 | 70
PS37NARV | Eaton (formerly Cooper Lighting) | Streetworks | GAN-AF-05-LED-[U 8 9]-T2-[AP BZ BK DP GM WH]-[ADJA ADJS ADJA-WM]-800-[2L 3 P 4 4N7 HA ALL MS SENSORS DIMRF-LW DIMRF-LN L90 R90 MT TH LCF CE] | Outdoor Luminaires | High Output | Architectural Flood and Spot Luminaires | Standard | FALSE | [9 empty] | 42634 |  |  | Yes |  | 3.1 | 23588 | 112.3 | 210 | 2.91 | 1 | 4000 | 70
PJ71MAQF | Eaton (formerly Cooper Lighting) | Mcgraw-Edison | GLEON-AF-05-LED-[E1 347 480]-T2-[AP BZ BK DP GM WH]-[ADJA ADJS ADJA-WM]-800-[P PER7 R HA ALL MS LWR SENSORS L90 R90 MT TH LCF CE] | Outdoor Luminaires | High Output | Architectural Flood and Spot Luminaires | Standard | FALSE | [9 empty] | 42634 |  |  | Yes |  | 3.1 | 23588 | 112.3 | 210 | 2.91 | 1 | 4000 | 70
PY5DXAQG | Eaton (formerly Cooper Lighting) | Streetworks | GAN-AF-05-LED-[U 8 9]-SL4-[AP BZ BK DP GM WH]-[ADJA ADJS ADJA-WM]-800-[2L 3 P 4 4N7 HA ALL MS SENSORS DIMRF-LW DIMRF-LN L90 R90 MT TH LCF CE] | Outdoor Luminaires | High Output | Architectural Flood and Spot Luminaires | Standard | FALSE | [9 empty] | 42634 |  |  | Yes |  | 3.1 | 22840 | 108.8 | 210 | 2.91 | 1 | 4000 | 70
PJ4UXBUW | Eaton (formerly Cooper Lighting) | Mcgraw-Edison | GLEON-AF-05-LED-[E1 347 480]-SL4-[AP BZ BK DP GM WH]-[ADJA ADJS ADJA-WM]-800-[P PER7 R HA ALL MS LWR SENSORS L90 R90 MT TH LCF CE] | Outdoor Luminaires | High Output | Architectural Flood and Spot Luminaires | Standard | FALSE | [9 empty] | 42634 |  |  | Yes |  | 3.1 | 22840 | 108.8 | 210 | 2.91 | 1 | 4000 | 70
PM74T1RP | Eaton (formerly Cooper Lighting) | Streetworks | GAN-AF-08-LED-[U 8 9]-SL4-[AP BZ BK DP GM WH]-[ADJA ADJS ADJA-WM]-600-[2L 3 P 4 4N7 HA ALL MS SENSORS DIMRF-LW DIMRF-LN L90 R90 MT TH LCF CE] | Outdoor Luminaires | High Output | Architectural Flood and Spot Luminaires | Standard | FALSE | [9 empty] | 42634 |  |  | Yes |  | 3.1 | 29867 | 116.2 | 257 | 2.72 | 1 | 4000 | 70
PFRNTBAU | Eaton (formerly Cooper Lighting) | Mcgraw-Edison | GLEON-AF-08-LED-[E1 347 480]-SL4-[AP BZ BK DP GM WH]-[ADJA ADJS ADJA-WM]-600-[P PER7 R HA ALL MS LWR SENSORS L90 R90 MT TH LCF CE] | Outdoor Luminaires | High Output | Architectural Flood and Spot Luminaires | Standard | FALSE | [9 empty] | 42634 |  |  | Yes |  | 3.1 | 29867 | 116.2 | 257 | 2.72 | 1 | 4000 | 70
PU282RJ4 | Eaton (formerly Cooper Lighting) | Streetworks | GAN-AF-04-LED-[U 8 9]-T2R-[AP BZ BK DP GM WH]-[ADJA ADJS ADJA-WM]-600-[2L 3 P 4 4N7 HA ALL MS SENSORS DIMRF-LW DIMRF-LN L90 R90 MT TH LCF CE] | Outdoor Luminaires | High Output | Architectural Flood and Spot Luminaires | Premium | FALSE | [9 empty] | 42634 |  |  | Yes |  | 3.1 | 16482 | 127.8 | 129 | 2.72 | 1 | 4000 | 70
PENZZZ6X | Eaton (formerly Cooper Lighting) | Mcgraw-Edison | GLEON-AF-04-LED-[E1 347 480]-T2R-[AP BZ BK DP GM WH]-[ADJA ADJS ADJA-WM]-600-[P PER7 R HA ALL MS LWR SENSORS L90 R90 MT TH LCF CE] | Outdoor Luminaires | High Output | Architectural Flood and Spot Luminaires | Premium | FALSE | [9 empty] | 42634 |  |  | Yes |  | 3.1 | 16482 | 127.8 | 129 | 2.72 | 1 | 4000 | 70
PK4TXBQX | Eaton (formerly Cooper Lighting) | Mcgraw-Edison | GLEON-AF-04-LED-[E1 347 480]-T3R-[AP BZ BK DP GM WH]-[ADJA ADJS ADJA-WM]-600-[P PER7 R HA ALL MS LWR SENSORS L90 R90 MT TH LCF CE] | Outdoor Luminaires | High Output | Architectural Flood and Spot Luminaires | Premium | FALSE | [9 empty] | 42634 |  |  | Yes |  | 3.1 | 16175 | 125.4 | 129 | 2.72 | 1 | 4000 | 70
P74GPE2X | Eaton (formerly Cooper Lighting) | Streetworks | GAN-AF-04-LED-[U 8 9]-T3R-[AP BZ BK DP GM WH]-[ADJA ADJS ADJA-WM]-600-[2L 3 P 4 4N7 HA ALL MS SENSORS DIMRF-LW DIMRF-LN L90 R90 MT TH LCF CE] | Outdoor Luminaires | High Output | Architectural Flood and Spot Luminaires | Premium | FALSE | [9 empty] | 42634 |  |  | Yes |  | 3.1 | 16175 | 125.4 | 129 | 2.72 | 1 | 4000 | 70
PYD24Z96 | Eaton (formerly Cooper Lighting) | Mcgraw-Edison | GLEON-AF-04-LED-E1-T3-[AP BZ BK DP GM WH]-[ADJA ADJS ADJA-WM]-600-[P PER7 R HA ALL MS LWR SENSORS L90 R90 MT TH LCF CE] | Outdoor Luminaires | High Output | Architectural Flood and Spot Luminaires | Premium | FALSE | [9 empty] | 42634 |  |  | Yes |  | 3.1 | 15824 | 122.7 | 129 | 2.72 | 1 | 4000 | 70
P599EUUZ | Eaton (formerly Cooper Lighting) | Streetworks | GAN-AF-04-LED-U-T3-[AP BZ BK DP GM WH]-[ADJA ADJS ADJA-WM]-600-[2L 3 P 4 4N7 HA ALL MS SENSORS DIMRF-LW DIMRF-LN L90 R90 MT TH LCF CE] | Outdoor Luminaires | High Output | Architectural Flood and Spot Luminaires | Premium | FALSE | [9 empty] | 42634 |  |  | Yes |  | 3.1 | 15824 | 122.7 | 129 | 2.72 | 1 | 4000 | 70
PY1GRXRU | Eaton (formerly Cooper Lighting) | Mcgraw-Edison | GLEON-AF-04-LED-E1-T2-[AP BZ BK DP GM WH]-[ADJA ADJS ADJA-WM]-600-[P PER7 R HA ALL MS LWR SENSORS L90 R90 MT TH LCF CE] | Outdoor Luminaires | High Output | Architectural Flood and Spot Luminaires | Premium | FALSE | [9 empty] | 42634 |  |  | Yes |  | 3.1 | 15525 | 120.3 | 129 | 2.72 | 1 | 4000 | 70
P2YY4A36 | Eaton (formerly Cooper Lighting) | Streetworks | GAN-AF-04-LED-U-T2-[AP BZ BK DP GM WH]-[ADJA ADJS ADJA-WM]-600-[2L 3 P 4 4N7 HA ALL MS SENSORS DIMRF-LW DIMRF-LN L90 R90 MT TH LCF CE] | Outdoor Luminaires | High Output | Architectural Flood and Spot Luminaires | Premium | FALSE | [9 empty] | 42634 |  |  | Yes |  | 3.1 | 15525 | 120.3 | 129 | 2.72 | 1 | 4000 | 70
PPDRXA38 | Eaton (formerly Cooper Lighting) | Streetworks | GAN-AF-04-LED-U-SL4-[AP BZ BK DP GM WH]-[ADJA ADJS ADJA-WM]-600-[2L 3 P 4 4N7 HA ALL MS SENSORS DIMRF-LW DIMRF-LN L90 R90 MT TH LCF CE] | Outdoor Luminaires | High Output | Architectural Flood and Spot Luminaires | Premium | FALSE | [9 empty] | 42634 |  |  | Yes |  | 3.1 | 15033 | 116.5 | 129 | 2.72 | 1 | 4000 | 70
PB5Q2PNU | Eaton (formerly Cooper Lighting) | Mcgraw-Edison | GLEON-AF-04-LED-[E1 347 480]-T2R-[AP BZ BK DP GM WH]-[ADJA ADJS ADJA-WM]-1200-[P PER7 R ALL MS LWR SENSORS L90 R90 MT TH LCF CE] | Outdoor Luminaires | High Output | Architectural Flood and Spot Luminaires | Standard | FALSE | [9 empty] | 42634 |  |  | Yes |  | 3.1 | 27442 | 106.4 | 258 | 2.64 | 1 | 4000 | 70
P2BFVE83 | Eaton (formerly Cooper Lighting) | Streetworks | GAN-AF-04-LED-[U 8 9]-T2R-[AP BZ BK DP GM WH]-[ADJA ADJS ADJA-WM]-1200-[2L 3 P 4 4N7 HA ALL MS SENSORS DIMRF-LW DIMRF-LN L90 R90 MT TH LCF CE] | Outdoor Luminaires | High Output | Architectural Flood and Spot Luminaires | Standard | FALSE | [9 empty] | 42634 |  |  | Yes |  | 3.1 | 27442 | 106.4 | 258 | 2.64 | 1 | 4000 | 70
PQ4R2VQC | Eaton (formerly Cooper Lighting) | Mcgraw-Edison | GLEON-AF-04-LED-[E1 347 480]-T3R-[AP BZ BK DP GM WH]-[ADJA ADJS ADJA-WM]-1200-[P PER7 R ALL MS LWR SENSORS L90 R90 MT TH LCF CE] | Outdoor Luminaires | High Output | Architectural Flood and Spot Luminaires | Standard | FALSE | [9 empty] | 42634 |  |  | Yes |  | 3.1 | 26931 | 104.4 | 258 | 2.64 | 1 | 4000 | 70
PJ11UKA6 | Eaton (formerly Cooper Lighting) | Streetworks | GAN-AF-04-LED-[U 8 9]-T3R-[AP BZ BK DP GM WH]-[ADJA ADJS ADJA-WM]-1200-[2L 3 P 4 4N7 HA ALL MS SENSORS DIMRF-LW DIMRF-LN L90 R90 MT TH LCF CE] | Outdoor Luminaires | High Output | Architectural Flood and Spot Luminaires | Standard | FALSE | [9 empty] | 42634 |  |  | Yes |  | 3.1 | 26931 | 104.4 | 258 | 2.64 | 1 | 4000 | 70
P9EMVDYG | Eaton (formerly Cooper Lighting) | Streetworks | GAN-AF-04-LED-[U 8 9]-T3-[AP BZ BK DP GM WH]-[ADJA ADJS ADJA-WM]-1200-[2L 3 P 4 4N7 HA ALL MS SENSORS DIMRF-LW DIMRF-LN L90 R90 MT TH LCF CE] | Outdoor Luminaires | High Output | Architectural Flood and Spot Luminaires | Standard | FALSE | [9 empty] | 42634 |  |  | Yes |  | 3.1 | 26346 | 102.1 | 258 | 2.64 | 1 | 4000 | 70
P6JD7G1F | Eaton (formerly Cooper Lighting) | Mcgraw-Edison | GLEON-AF-04-LED-[E1 347 480]-T3-[AP BZ BK DP GM WH]-[ADJA ADJS ADJA-WM]-1200-[P PER7 R ALL MS LWR SENSORS L90 R90 MT TH LCF CE] | Outdoor Luminaires | High Output | Architectural Flood and Spot Luminaires | Standard | FALSE | [9 empty] | 42634 |  |  | Yes |  | 3.1 | 26346 | 102.1 | 258 | 2.64 | 1 | 4000 | 70
PZQNDE53 | Eaton (formerly Cooper Lighting) | Mcgraw-Edison | GLEON-AF-04-LED-[E1 347 480]-T2-[AP BZ BK DP GM WH]-[ADJA ADJS ADJA-WM]-1200-[P PER7 R ALL MS LWR SENSORS L90 R90 MT TH LCF CE] | Outdoor Luminaires | High Output | Architectural Flood and Spot Luminaires | Standard | FALSE | [9 empty] | 42634 |  |  | Yes |  | 3.1 | 25848 | 100.2 | 258 | 2.64 | 1 | 4000 | 70
PKHX6SA1 | Eaton (formerly Cooper Lighting) | Streetworks | GAN-AF-04-LED-[U 8 9]-T2-[AP BZ BK DP GM WH]-[ADJA ADJS ADJA-WM]-1200-[2L 3 P 4 4N7 HA ALL MS SENSORS DIMRF-LW DIMRF-LN L90 R90 MT TH LCF CE] | Outdoor Luminaires | High Output | Architectural Flood and Spot Luminaires | Standard | FALSE | [9 empty] | 42634 |  |  | Yes |  | 3.1 | 25848 | 100.2 | 258 | 2.64 | 1 | 4000 | 70
P7AGBMTP | Eaton (formerly Cooper Lighting) | Mcgraw-Edison | GLEON-AF-02-LED-[E1 347 480]-T2R-[AP BZ BK DP GM WH]-[ADJA ADJS ADJA-WM]-1200-[P PER7 R ALL MS LWR SENSORS L90 R90 MT TH LCF CE] | Outdoor Luminaires | High Output | Architectural Flood and Spot Luminaires | Standard | FALSE | [9 empty] | 42634 |  |  | Yes |  | 3.1 | 13919 | 107.9 | 129 | 2.64 | 1 | 4000 | 70
P12Y9R53 | Eaton (formerly Cooper Lighting) | Streetworks | GAN-AF-02-LED-[U 8 9]-T2R-[AP BZ BK DP GM WH]-[ADJA ADJS ADJA-WM]-1200-[2L 3 P 4 4N7 HA ALL MS SENSORS DIMRF-LW DIMRF-LN L90 R90 MT TH LCF CE] | Outdoor Luminaires | High Output | Architectural Flood and Spot Luminaires | Standard | FALSE | [9 empty] | 42634 |  |  | Yes |  | 3.1 | 13919 | 107.9 | 129 | 2.64 | 1 | 4000 | 70
PWRWW98X | Eaton (formerly Cooper Lighting) | Mcgraw-Edison | GLEON-AF-02-LED-[E1 347 480]-T3R-[AP BZ BK DP GM WH]-[ADJA ADJS ADJA-WM]-1200-[P PER7 R ALL MS LWR SENSORS L90 R90 MT TH LCF CE] | Outdoor Luminaires | High Output | Architectural Flood and Spot Luminaires | Standard | FALSE | [9 empty] | 42634 |  |  | Yes |  | 3.1 | 13660 | 105.9 | 129 | 2.64 | 1 | 4000 | 70
P9PNDZS1 | Eaton (formerly Cooper Lighting) | Streetworks | GAN-AF-02-LED-[U 8 9]-T3R-[AP BZ BK DP GM WH]-[ADJA ADJS ADJA-WM]-1200-[2L 3 P 4 4N7 HA ALL MS SENSORS DIMRF-LW DIMRF-LN L90 R90 MT TH LCF CE] | Outdoor Luminaires | High Output | Architectural Flood and Spot Luminaires | Standard | FALSE | [9 empty] | 42634 |  |  | Yes |  | 3.1 | 13660 | 105.9 | 129 | 2.64 | 1 | 4000 | 70
PVC7F6DP | Eaton (formerly Cooper Lighting) | Mcgraw-Edison | GLEON-AF-02-LED-[E1 347 480]-T3-[AP BZ BK DP GM WH]-[ADJA ADJS ADJA-WM]-1200-[P PER7 R ALL MS LWR SENSORS L90 R90 MT TH LCF CE] | Outdoor Luminaires | High Output | Architectural Flood and Spot Luminaires | Standard | FALSE | [9 empty] | 42634 |  |  | Yes |  | 3.1 | 13363 | 103.6 | 129 | 2.64 | 1 | 4000 | 70
PT2YJH1G | Eaton (formerly Cooper Lighting) | Streetworks | GAN-AF-02-LED-[U 8 9]-T3-[AP BZ BK DP GM WH]-[ADJA ADJS ADJA-WM]-1200-[2L 3 P 4 4N7 HA ALL MS SENSORS DIMRF-LW DIMRF-LN L90 R90 MT TH LCF CE] | Outdoor Luminaires | High Output | Architectural Flood and Spot Luminaires | Standard | FALSE | [9 empty] | 42634 |  |  | Yes |  | 3.1 | 13363 | 103.6 | 129 | 2.64 | 1 | 4000 | 70
PSFSVEBY | Eaton (formerly Cooper Lighting) | Mcgraw-Edison | GLEON-AF-02-LED-[E1 347 480]-T2-[AP BZ BK DP GM WH]-[ADJA ADJS ADJA-WM]-1200-[P PER7 R ALL MS LWR SENSORS L90 R90 MT TH LCF CE] | Outdoor Luminaires | High Output | Architectural Flood and Spot Luminaires | Standard | FALSE | [9 empty] | 42634 |  |  | Yes |  | 3.1 | 13111 | 101.6 | 129 | 2.64 | 1 | 4000 | 70
P8THARWZ | Eaton (formerly Cooper Lighting) | Streetworks | GAN-AF-02-LED-[U 8 9]-T2-[AP BZ BK DP GM WH]-[ADJA ADJS ADJA-WM]-1200-[2L 3 P 4 4N7 HA ALL MS SENSORS DIMRF-LW DIMRF-LN L90 R90 MT TH LCF CE] | Outdoor Luminaires | High Output | Architectural Flood and Spot Luminaires | Standard | FALSE | [9 empty] | 42634 |  |  | Yes |  | 3.1 | 13111 | 101.6 | 129 | 2.64 | 1 | 4000 | 70
P56J57CM | Eaton (formerly Cooper Lighting) | Streetworks | GAN-AF-02-LED-[U 8 9]-SL4-[AP BZ BK DP GM WH]-[ADJA ADJS ADJA-WM]-1200-[2L 3 P 4 4N7 HA ALL MS SENSORS DIMRF-LW DIMRF-LN L90 R90 MT TH LCF CE] | Outdoor Luminaires | High Output | Architectural Flood and Spot Luminaires | Standard | FALSE | [9 empty] | 42634 |  |  | Yes |  | 3.1 | 12695 | 98.4 | 129 | 2.64 | 1 | 4000 | 70
PKKJC36Y | Eaton (formerly Cooper Lighting) | Streetworks | GAN-AF-05-LED-[U 8 9]-T3-[AP BZ BK DP GM WH]-[ADJA ADJS ADJA-WM]-[2L 3 P 4 4N7 HA ALL MS SENSORS DIMRF-LW DIMRF-LN L90 R90 MT TH LCF CE] | Outdoor Luminaires | High Output | Architectural Flood and Spot Luminaires | Standard | FALSE | [9 empty] | 42634 |  |  | Yes |  | 3.1 | 29756 | 106.7 | 279 | 2.19 | 1 | 4000 | 70
PGMT8ZYR | Eaton (formerly Cooper Lighting) | Mcgraw-Edison | GLEON-AF-05-LED-[E1 347 480]-T3-[AP BZ BK DP GM WH]-[ADJA ADJS ADJA-WM]-[P PER7 R HA ALL MS LWR SENSORS L90 R90 MT TH LCF CE] | Outdoor Luminaires | High Output | Architectural Flood and Spot Luminaires | Standard | FALSE | [9 empty] | 42634 |  |  | Yes |  | 3.1 | 29756 | 106.7 | 279 | 2.19 | 1 | 4000 | 70
PN1UZP8J | Eaton (formerly Cooper Lighting) | Mcgraw-Edison | GLEON-AF-05-LED-[E1 347 480]-T2-[AP BZ BK DP GM WH]-[ADJA ADJS ADJA-WM]-[P PER7 R HA ALL MS LWR SENSORS L90 R90 MT TH LCF CE] | Outdoor Luminaires | High Output | Architectural Flood and Spot Luminaires | Standard | FALSE | [9 empty] | 42634 |  |  | Yes |  | 3.1 | 29195 | 104.6 | 279 | 2.19 | 1 | 4000 | 70
P4BGMB13 | Eaton (formerly Cooper Lighting) | Streetworks | GAN-AF-05-LED-[U 8 9]-T2-[AP BZ BK DP GM WH]-[ADJA ADJS ADJA-WM]-[2L 3 P 4 4N7 HA ALL MS SENSORS DIMRF-LW DIMRF-LN L90 R90 MT TH LCF CE] | Outdoor Luminaires | High Output | Architectural Flood and Spot Luminaires | Standard | FALSE | [9 empty] | 42634 |  |  | Yes |  | 3.1 | 29195 | 104.6 | 279 | 2.19 | 1 | 4000 | 70
PS5V5GBT | Eaton (formerly Cooper Lighting) | Streetworks | GAN-AF-05-LED-U-SL4-[AP BZ BK DP GM WH]-[ADJA ADJS ADJA-WM]-[2L 3 P 4 4N7 HA ALL MS SENSORS DIMRF-LW DIMRF-LN L90 R90 MT TH LCF CE] | Outdoor Luminaires | High Output | Architectural Flood and Spot Luminaires | Standard | FALSE | [9 empty] | 42634 |  |  | Yes |  | 3.1 | 28269 | 101.3 | 279 | 2.19 | 1 | 4000 | 70
PPRR3AC3 | Eaton (formerly Cooper Lighting) | Mcgraw-Edison | GLEON-AF-05-LED-E1-SL4-[AP BZ BK DP GM WH]-[ADJA ADJS ADJA-WM]-[P PER7 R HA ALL MS LWR SENSORS L90 R90 MT TH LCF CE] | Outdoor Luminaires | High Output | Architectural Flood and Spot Luminaires | Standard | FALSE | [9 empty] | 42634 |  |  | Yes |  | 3.1 | 28269 | 101.3 | 279 | 2.19 | 1 | 4000 | 70
PUCZEMR4 | Eaton (formerly Cooper Lighting) | Streetworks | GAN-AF-03-LED-[U 8 9]-T2R-[AP BZ BK DP GM WH]-[ADJA ADJS ADJA-WM]-[2L 3 P 4 4N7 HA ALL MS SENSORS DIMRF-LW DIMRF-LN L90 R90 MT TH LCF CE] | Outdoor Luminaires | High Output | Architectural Flood and Spot Luminaires | Standard | FALSE | [9 empty] | 42634 |  |  | Yes |  | 3.1 | 18932 | 114 | 166 | 2.19 | 1 | 4000 | 70
P6U96EFY | Eaton (formerly Cooper Lighting) | Mcgraw-Edison | GLEON-AF-03-LED-[E1 347 480]-T2R-[AP BZ BK DP GM WH]-[ADJA ADJS ADJA-WM]-[P PER7 R HA ALL MS LWR SENSORS L90 R90 MT TH LCF CE] | Outdoor Luminaires | High Output | Architectural Flood and Spot Luminaires | Standard | FALSE | [9 empty] | 42634 |  |  | Yes |  | 3.1 | 18932 | 114 | 166 | 2.19 | 1 | 4000 | 70
PX2RABM5 | Eaton (formerly Cooper Lighting) | Mcgraw-Edison | GLEON-AF-03-LED-[E1 347 480]-T3R-[AP BZ BK DP GM WH]-[ADJA ADJS ADJA-WM]-[P PER7 R HA ALL MS LWR SENSORS L90 R90 MT TH LCF CE] | Outdoor Luminaires | High Output | Architectural Flood and Spot Luminaires | Standard | FALSE | [9 empty] | 42634 |  |  | Yes |  | 3.1 | 18580 | 111.9 | 166 | 2.19 | 1 | 4000 | 70
P6BSURW7 | Eaton (formerly Cooper Lighting) | Streetworks | GAN-AF-03-LED-[U 8 9]-T3R-[AP BZ BK DP GM WH]-[ADJA ADJS ADJA-WM]-[2L 3 P 4 4N7 HA ALL MS SENSORS DIMRF-LW DIMRF-LN L90 R90 MT TH LCF CE] | Outdoor Luminaires | High Output | Architectural Flood and Spot Luminaires | Standard | FALSE | [9 empty] | 42634 |  |  | Yes |  | 3.1 | 18580 | 111.9 | 166 | 2.19 | 1 | 4000 | 70
PUGF6SB1 | Eaton (formerly Cooper Lighting) | Mcgraw-Edison | GLEON-AF-03-LED-[E1 347 480]-T3-[AP BZ BK DP GM WH]-[ADJA ADJS ADJA-WM]-[P PER7 R HA ALL MS LWR SENSORS L90 R90 MT TH LCF CE] | Outdoor Luminaires | High Output | Architectural Flood and Spot Luminaires | Standard | FALSE | [9 empty] | 42634 |  |  | Yes |  | 3.1 | 18176 | 109.5 | 166 | 2.19 | 1 | 4000 | 70
P9BGG2DM | Eaton (formerly Cooper Lighting) | Streetworks | GAN-AF-03-LED-[U 8 9]-T3-[AP BZ BK DP GM WH]-[ADJA ADJS ADJA-WM]-[2L 3 P 4 4N7 HA ALL MS SENSORS DIMRF-LW DIMRF-LN L90 R90 MT TH LCF CE] | Outdoor Luminaires | High Output | Architectural Flood and Spot Luminaires | Standard | FALSE | [9 empty] | 42634 |  |  | Yes |  | 3.1 | 18176 | 109.5 | 166 | 2.19 | 1 | 4000 | 70
PBY6VAXJ | Eaton (formerly Cooper Lighting) | Mcgraw-Edison | GLEON-AF-03-LED-[E1 347 480]-T2-[AP BZ BK DP GM WH]-[ADJA ADJS ADJA-WM]-[P PER7 R HA ALL MS LWR SENSORS L90 R90 MT TH LCF CE] | Outdoor Luminaires | High Output | Architectural Flood and Spot Luminaires | Standard | FALSE | [9 empty] | 42634 |  |  | Yes |  | 3.1 | 17833 | 107.4 | 166 | 2.19 | 1 | 4000 | 70
P5ZUHQPP | Eaton (formerly Cooper Lighting) | Streetworks | GAN-AF-03-LED-[U 8 9]-T2-[AP BZ BK DP GM WH]-[ADJA ADJS ADJA-WM]-[2L 3 P 4 4N7 HA ALL MS SENSORS DIMRF-LW DIMRF-LN L90 R90 MT TH LCF CE] | Outdoor Luminaires | High Output | Architectural Flood and Spot Luminaires | Standard | FALSE | [9 empty] | 42634 |  |  | Yes |  | 3.1 | 17833 | 107.4 | 166 | 2.19 | 1 | 4000 | 70
PNXX4TJD | Eaton (formerly Cooper Lighting) | Mcgraw-Edison | GLEON-AF-03-LED-[E1 347 480]-SL4-[AP BZ BK DP GM WH]-[ADJA ADJS ADJA-WM]-[P PER7 R HA ALL MS LWR SENSORS L90 R90 MT TH LCF CE] | Outdoor Luminaires | High Output | Architectural Flood and Spot Luminaires | Standard | FALSE | [9 empty] | 42634 |  |  | Yes |  | 3.1 | 17268 | 104 | 166 | 2.19 | 1 | 4000 | 70
PC59ER8W | Eaton (formerly Cooper Lighting) | Streetworks | GAN-AF-03-LED-[U 8 9]-SL4-[AP BZ BK DP GM WH]-[ADJA ADJS ADJA-WM]-[2L 3 P 4 4N7 HA ALL MS SENSORS DIMRF-LW DIMRF-LN L90 R90 MT TH LCF CE] | Outdoor Luminaires | High Output | Architectural Flood and Spot Luminaires | Standard | FALSE | [9 empty] | 42634 |  |  | Yes |  | 3.1 | 17268 | 104 | 166 | 2.19 | 1 | 4000 | 70
PH15EXD6 | Eaton (formerly Cooper Lighting) | Mcgraw-Edison | GLEON-AF-03-LED-E1-T2R-[AP BZ BK DP GM WH]-[ADJA ADJS ADJA-WM]-800-[P PER7 R HA ALL MS LWR SENSORS L90 R90 MT TH LCF CE] | Outdoor Luminaires | High Output | Architectural Flood and Spot Luminaires | Premium | FALSE | [9 empty] | 42634 |  |  | Yes |  | 3.1 | 15296 | 123.4 | 124 | 2.19 | 1 | 4000 | 70
P7VR7C63 | Eaton (formerly Cooper Lighting) | Streetworks | GAN-AF-03-LED-U-T2R-[AP BZ BK DP GM WH]-[ADJA ADJS ADJA-WM]-800-[2L 3 P 4 4N7 HA ALL MS SENSORS DIMRF-LW DIMRF-LN L90 R90 MT TH LCF CE] | Outdoor Luminaires | High Output | Architectural Flood and Spot Luminaires | Premium | FALSE | [9 empty] | 42634 |  |  | Yes |  | 3.1 | 15296 | 123.4 | 124 | 2.19 | 1 | 4000 | 70
PUQ4624E | Eaton (formerly Cooper Lighting) | Streetworks | GAN-AF-03-LED-U-T3R-[AP BZ BK DP GM WH]-[ADJA ADJS ADJA-WM]-800-[2L 3 P 4 4N7 HA ALL MS SENSORS DIMRF-LW DIMRF-LN L90 R90 MT TH LCF CE] | Outdoor Luminaires | High Output | Architectural Flood and Spot Luminaires | Premium | FALSE | [9 empty] | 42634 |  |  | Yes |  | 3.1 | 15011 | 121.1 | 124 | 2.19 | 1 | 4000 | 70
P13VRPDM | Eaton (formerly Cooper Lighting) | Mcgraw-Edison | GLEON-AF-03-LED-E1-T3R-[AP BZ BK DP GM WH]-[ADJA ADJS ADJA-WM]-800-[P PER7 R HA ALL MS LWR SENSORS L90 R90 MT TH LCF CE] | Outdoor Luminaires | High Output | Architectural Flood and Spot Luminaires | Premium | FALSE | [9 empty] | 42634 |  |  | Yes |  | 3.1 | 15011 | 121.1 | 124 | 2.19 | 1 | 4000 | 70
PHZ5WB86 | Eaton (formerly Cooper Lighting) | Streetworks | GAN-AF-03-LED-U-T3-[AP BZ BK DP GM WH]-[ADJA ADJS ADJA-WM]-800-[2L 3 P 4 4N7 HA ALL MS SENSORS DIMRF-LW DIMRF-LN L90 R90 MT TH LCF CE] | Outdoor Luminaires | High Output | Architectural Flood and Spot Luminaires | Premium | FALSE | [9 empty] | 42634 |  |  | Yes |  | 3.1 | 14685 | 118.4 | 124 | 2.19 | 1 | 4000 | 70
P3D61G89 | Eaton (formerly Cooper Lighting) | Mcgraw-Edison | GLEON-AF-03-LED-E1-T3-[AP BZ BK DP GM WH]-[ADJA ADJS ADJA-WM]-800-[P PER7 R HA ALL MS LWR SENSORS L90 R90 MT TH LCF CE] | Outdoor Luminaires | High Output | Architectural Flood and Spot Luminaires | Premium | FALSE | [9 empty] | 42634 |  |  | Yes |  | 3.1 | 14685 | 118.4 | 124 | 2.19 | 1 | 4000 | 70
PP4JH39V | Eaton (formerly Cooper Lighting) | Streetworks | GAN-AF-03-LED-[U 8 9]-T2-[AP BZ BK DP GM WH]-[ADJA ADJS ADJA-WM]-800-[2L 3 P 4 4N7 HA ALL MS SENSORS DIMRF-LW DIMRF-LN L90 R90 MT TH LCF CE] | Outdoor Luminaires | High Output | Architectural Flood and Spot Luminaires | Standard | FALSE | [9 empty] | 42634 |  |  | Yes |  | 3.1 | 14408 | 116.2 | 124 | 2.19 | 1 | 4000 | 70
PM23SFUN | Eaton (formerly Cooper Lighting) | Mcgraw-Edison | GLEON-AF-03-LED-[E1 347 480]-T2-[AP BZ BK DP GM WH]-[ADJA ADJS ADJA-WM]-800-[P PER7 R HA ALL MS LWR SENSORS L90 R90 MT TH LCF CE] | Outdoor Luminaires | High Output | Architectural Flood and Spot Luminaires | Standard | FALSE | [9 empty] | 42634 |  |  | Yes |  | 3.1 | 14408 | 116.2 | 124 | 2.19 | 1 | 4000 | 70
P89MC7TU | Eaton (formerly Cooper Lighting) | Streetworks | GAN-AF-03-LED-[U 8 9]-SL4-[AP BZ BK DP GM WH]-[ADJA ADJS ADJA-WM]-800-[2L 3 P 4 4N7 HA ALL MS SENSORS DIMRF-LW DIMRF-LN L90 R90 MT TH LCF CE] | Outdoor Luminaires | High Output | Architectural Flood and Spot Luminaires | Standard | FALSE | [9 empty] | 42634 |  |  | Yes |  | 3.1 | 13951 | 112.5 | 124 | 2.19 | 1 | 4000 | 70
P16WM8HP | Eaton (formerly Cooper Lighting) | Mcgraw-Edison | GLEON-AF-03-LED-[E1 347 480]-SL4-[AP BZ BK DP GM WH]-[ADJA ADJS ADJA-WM]-800-[P PER7 R HA ALL MS LWR SENSORS L90 R90 MT TH LCF CE] | Outdoor Luminaires | High Output | Architectural Flood and Spot Luminaires | Standard | FALSE | [9 empty] | 42634 |  |  | Yes |  | 3.1 | 13951 | 112.5 | 124 | 2.19 | 1 | 4000 | 70
PWH36EZM | Eaton (formerly Cooper Lighting) | Mcgraw-Edison | GLEON-AF-03-LED-[E1 347 480]-T2R-[AP BZ BK DP GM WH]-[ADJA ADJS ADJA-WM]-1200-[P PER7 R ALL MS LWR SENSORS L90 R90 MT TH LCF CE] | Outdoor Luminaires | High Output | Architectural Flood and Spot Luminaires | Standard | FALSE | [9 empty] | 42634 |  |  | Yes |  | 3.1 | 20769 | 108.7 | 191 | 1.99 | 1 | 4000 | 70
P3ECEGRS | Eaton (formerly Cooper Lighting) | Streetworks | GAN-AF-03-LED-[U 8 9]-T2R-[AP BZ BK DP GM WH]-[ADJA ADJS ADJA-WM]-1200-[2L 3 P 4 4N7 HA ALL MS SENSORS DIMRF-LW DIMRF-LN L90 R90 MT TH LCF CE] | Outdoor Luminaires | High Output | Architectural Flood and Spot Luminaires | Standard | FALSE | [9 empty] | 42634 |  |  | Yes |  | 3.1 | 20769 | 108.7 | 191 | 1.99 | 1 | 4000 | 70
PUE1ZPNV | Eaton (formerly Cooper Lighting) | Streetworks | GAN-AF-03-LED-[U 8 9]-T3R-[AP BZ BK DP GM WH]-[ADJA ADJS ADJA-WM]-1200-[2L 3 P 4 4N7 HA ALL MS SENSORS DIMRF-LW DIMRF-LN L90 R90 MT TH LCF CE] | Outdoor Luminaires | High Output | Architectural Flood and Spot Luminaires | Standard | FALSE | [9 empty] | 42634 |  |  | Yes |  | 3.1 | 20382 | 106.7 | 191 | 1.99 | 1 | 4000 | 70
PSW68HAQ | Eaton (formerly Cooper Lighting) | Mcgraw-Edison | GLEON-AF-03-LED-[E1 347 480]-T3R-[AP BZ BK DP GM WH]-[ADJA ADJS ADJA-WM]-1200-[P PER7 R ALL MS LWR SENSORS L90 R90 MT TH LCF CE] | Outdoor Luminaires | High Output | Architectural Flood and Spot Luminaires | Standard | FALSE | [9 empty] | 42634 |  |  | Yes |  | 3.1 | 20382 | 106.7 | 191 | 1.99 | 1 | 4000 | 70
PYCHEDEW | Eaton (formerly Cooper Lighting) | Streetworks | GAN-AF-03-LED-[U 8 9]-T3-[AP BZ BK DP GM WH]-[ADJA ADJS ADJA-WM]-1200-[2L 3 P 4 4N7 HA ALL MS SENSORS DIMRF-LW DIMRF-LN L90 R90 MT TH LCF CE] | Outdoor Luminaires | High Output | Architectural Flood and Spot Luminaires | Standard | FALSE | [9 empty] | 42634 |  |  | Yes |  | 3.1 | 19939 | 104.4 | 191 | 1.99 | 1 | 4000 | 70
PN91GZDQ | Eaton (formerly Cooper Lighting) | Mcgraw-Edison | GLEON-AF-03-LED-[E1 347 480]-T3-[AP BZ BK DP GM WH]-[ADJA ADJS ADJA-WM]-1200-[P PER7 R ALL MS LWR SENSORS L90 R90 MT TH LCF CE] | Outdoor Luminaires | High Output | Architectural Flood and Spot Luminaires | Standard | FALSE | [9 empty] | 42634 |  |  | Yes |  | 3.1 | 19939 | 104.4 | 191 | 1.99 | 1 | 4000 | 70
PKBDETCN | Eaton (formerly Cooper Lighting) | Mcgraw-Edison | GLEON-AF-03-LED-[E1 347 480]-T2-[AP BZ BK DP GM WH]-[ADJA ADJS ADJA-WM]-1200-[P PER7 R ALL MS LWR SENSORS L90 R90 MT TH LCF CE] | Outdoor Luminaires | High Output | Architectural Flood and Spot Luminaires | Standard | FALSE | [9 empty] | 42634 |  |  | Yes |  | 3.1 | 19562 | 102.4 | 191 | 1.99 | 1 | 4000 | 70
PDQT4XHV | Eaton (formerly Cooper Lighting) | Streetworks | GAN-AF-03-LED-[U 8 9]-T2-[AP BZ BK DP GM WH]-[ADJA ADJS ADJA-WM]-1200-[2L 3 P 4 4N7 HA ALL MS SENSORS DIMRF-LW DIMRF-LN L90 R90 MT TH LCF CE] | Outdoor Luminaires | High Output | Architectural Flood and Spot Luminaires | Standard | FALSE | [9 empty] | 42634 |  |  | Yes |  | 3.1 | 19562 | 102.4 | 191 | 1.99 | 1 | 4000 | 70
PRXWEUG5 | Eaton (formerly Cooper Lighting) | Mcgraw-Edison | GLEON-AF-03-LED-[E1 347 480]-SL4-[AP BZ BK DP GM WH]-[ADJA ADJS ADJA-WM]-1200-[P PER7 R ALL MS LWR SENSORS L90 R90 MT TH LCF CE] | Outdoor Luminaires | High Output | Architectural Flood and Spot Luminaires | Standard | FALSE | [9 empty] | 42634 |  |  | Yes |  | 3.1 | 18943 | 99.2 | 191 | 1.99 | 1 | 4000 | 70
P4M937WZ | Eaton (formerly Cooper Lighting) | Streetworks | GAN-AF-03-LED-[U 8 9]-SL4-[AP BZ BK DP GM WH]-[ADJA ADJS ADJA-WM]-1200-[2L 3 P 4 4N7 HA ALL MS SENSORS DIMRF-LW DIMRF-LN L90 R90 MT TH LCF CE] | Outdoor Luminaires | High Output | Architectural Flood and Spot Luminaires | Standard | FALSE | [9 empty] | 42634 |  |  | Yes |  | 3.1 | 18943 | 99.2 | 191 | 1.99 | 1 | 4000 | 70
PR3HB3YC | Eaton (formerly Cooper Lighting) | Mcgraw-Edison | GLEON-AF-04-LED-[E1 347 480]-T2R-[AP BZ BK DP GM WH]-[ADJA ADJS ADJA-WM]-[P PER7 R HA ALL MS LWR SENSORS L90 R90 MT TH LCF CE] | Outdoor Luminaires | High Output | Architectural Flood and Spot Luminaires | Standard | FALSE | [9 empty] | 42634 |  |  | Yes |  | 3.1 | 25015 | 111.2 | 225 | 1.65 | 1 | 4000 | 70
PNKTA6CX | Eaton (formerly Cooper Lighting) | Streetworks | GAN-AF-04-LED-[U 8 9]-T2R-[AP BZ BK DP GM WH]-[ADJA ADJS ADJA-WM]-[2L 3 P 4 4N7 HA ALL MS SENSORS DIMRF-LW DIMRF-LN L90 R90 MT TH LCF CE] | Outdoor Luminaires | High Output | Architectural Flood and Spot Luminaires | Standard | FALSE | [9 empty] | 42634 |  |  | Yes |  | 3.1 | 25015 | 111.2 | 225 | 1.65 | 1 | 4000 | 70
PJ4PHWJK | Eaton (formerly Cooper Lighting) | Streetworks | GAN-AF-04-LED-[U 8 9]-T3R-[AP BZ BK DP GM WH]-[ADJA ADJS ADJA-WM]-[2L 3 P 4 4N7 HA ALL MS SENSORS DIMRF-LW DIMRF-LN L90 R90 MT TH LCF CE] | Outdoor Luminaires | High Output | Architectural Flood and Spot Luminaires | Standard | FALSE | [9 empty] | 42634 |  |  | Yes |  | 3.1 | 24550 | 109.1 | 225 | 1.65 | 1 | 4000 | 70
PFX6XFRB | Eaton (formerly Cooper Lighting) | Mcgraw-Edison | GLEON-AF-04-LED-[E1 347 480]-T3R-[AP BZ BK DP GM WH]-[ADJA ADJS ADJA-WM]-[P PER7 R HA ALL MS LWR SENSORS L90 R90 MT TH LCF CE] | Outdoor Luminaires | High Output | Architectural Flood and Spot Luminaires | Standard | FALSE | [9 empty] | 42634 |  |  | Yes |  | 3.1 | 24550 | 109.1 | 225 | 1.65 | 1 | 4000 | 70
PRERHH3B | Eaton (formerly Cooper Lighting) | Mcgraw-Edison | GLEON-AF-04-LED-[E1 347 480]-T3-[AP BZ BK DP GM WH]-[ADJA ADJS ADJA-WM]-[P PER7 R HA ALL MS LWR SENSORS L90 R90 MT TH LCF CE] | Outdoor Luminaires | High Output | Architectural Flood and Spot Luminaires | Standard | FALSE | [9 empty] | 42634 |  |  | Yes |  | 3.1 | 24017 | 106.7 | 225 | 1.65 | 1 | 4000 | 70
PJEQXEXU | Eaton (formerly Cooper Lighting) | Streetworks | GAN-AF-04-LED-[U 8 9]-T3-[AP BZ BK DP GM WH]-[ADJA ADJS ADJA-WM]-[2L 3 P 4 4N7 HA ALL MS SENSORS DIMRF-LW DIMRF-LN L90 R90 MT TH LCF CE] | Outdoor Luminaires | High Output | Architectural Flood and Spot Luminaires | Standard | FALSE | [9 empty] | 42634 |  |  | Yes |  | 3.1 | 24017 | 106.7 | 225 | 1.65 | 1 | 4000 | 70
PVV4WT66 | Eaton (formerly Cooper Lighting) | Streetworks | GAN-AF-04-LED-U-T2-[AP BZ BK DP GM WH]-[ADJA ADJS ADJA-WM]-[2L 3 P 4 4N7 HA ALL MS SENSORS DIMRF-LW DIMRF-LN L90 R90 MT TH LCF CE] | Outdoor Luminaires | High Output | Architectural Flood and Spot Luminaires | Standard | FALSE | [9 empty] | 42634 |  |  | Yes |  | 3.1 | 23563 | 104.7 | 225 | 1.65 | 1 | 4000 | 70
P95KSHU9 | Eaton (formerly Cooper Lighting) | Mcgraw-Edison | GLEON-AF-04-LED-E1-T2-[AP BZ BK DP GM WH]-[ADJA ADJS ADJA-WM]-[P PER7 R HA ALL MS LWR SENSORS L90 R90 MT TH LCF CE] | Outdoor Luminaires | High Output | Architectural Flood and Spot Luminaires | Standard | FALSE | [9 empty] | 42634 |  |  | Yes |  | 3.1 | 23563 | 104.7 | 225 | 1.65 | 1 | 4000 | 70
PRV5X3DA | Eaton (formerly Cooper Lighting) | Mcgraw-Edison | GLEON-AF-04-LED-E1-SL4-[AP BZ BK DP GM WH]-[ADJA ADJS ADJA-WM]-[P PER7 R HA ALL MS LWR SENSORS L90 R90 MT TH LCF CE] | Outdoor Luminaires | High Output | Architectural Flood and Spot Luminaires | Standard | FALSE | [9 empty] | 42634 |  |  | Yes |  | 3.1 | 22816 | 101.4 | 225 | 1.65 | 1 | 4000 | 70
PK8MKYB9 | Eaton (formerly Cooper Lighting) | Streetworks | GAN-AF-04-LED-U-SL4-[AP BZ BK DP GM WH]-[ADJA ADJS ADJA-WM]-[2L 3 P 4 4N7 HA ALL MS SENSORS DIMRF-LW DIMRF-LN L90 R90 MT TH LCF CE] | Outdoor Luminaires | High Output | Architectural Flood and Spot Luminaires | Standard | FALSE | [9 empty] | 42634 |  |  | Yes |  | 3.1 | 22816 | 101.4 | 225 | 1.65 | 1 | 4000 | 70
PYQRS7F7 | Eaton (formerly Cooper Lighting) | Streetworks | GAN-AF-02-LED-[U 8 9]-T2R-[AP BZ BK DP GM WH]-[ADJA ADJS ADJA-WM]-[2L 3 P 4 4N7 HA ALL MS SENSORS DIMRF-LW DIMRF-LN L90 R90 MT TH LCF CE] | Outdoor Luminaires | High Output | Architectural Flood and Spot Luminaires | Standard | FALSE | [9 empty] | 42634 |  |  | Yes |  | 3.1 | 12688 | 112.3 | 113 | 1.65 | 1 | 4000 | 70
PY26128H | Eaton (formerly Cooper Lighting) | Mcgraw-Edison | GLEON-AF-02-LED-[E1 347 480]-T2R-[AP BZ BK DP GM WH]-[ADJA ADJS ADJA-WM]-[P PER7 R HA ALL MS LWR SENSORS L90 R90 MT TH LCF CE] | Outdoor Luminaires | High Output | Architectural Flood and Spot Luminaires | Standard | FALSE | [9 empty] | 42634 |  |  | Yes |  | 3.1 | 12688 | 112.3 | 113 | 1.65 | 1 | 4000 | 70
P58KHMSE | Eaton (formerly Cooper Lighting) | Streetworks | GAN-AF-02-LED-[U 8 9]-T3R-[AP BZ BK DP GM WH]-[ADJA ADJS ADJA-WM]-[2L 3 P 4 4N7 HA ALL MS SENSORS DIMRF-LW DIMRF-LN L90 R90 MT TH LCF CE] | Outdoor Luminaires | High Output | Architectural Flood and Spot Luminaires | Standard | FALSE | [9 empty] | 42634 |  |  | Yes |  | 3.1 | 12453 | 110.2 | 113 | 1.65 | 1 | 4000 | 70
P2FNJ271 | Eaton (formerly Cooper Lighting) | Mcgraw-Edison | GLEON-AF-02-LED-[E1 347 480]-T3R-[AP BZ BK DP GM WH]-[ADJA ADJS ADJA-WM]-[P PER7 R HA ALL MS LWR SENSORS L90 R90 MT TH LCF CE] | Outdoor Luminaires | High Output | Architectural Flood and Spot Luminaires | Standard | FALSE | [9 empty] | 42634 |  |  | Yes |  | 3.1 | 12453 | 110.2 | 113 | 1.65 | 1 | 4000 | 70
PHSH35PQ | Eaton (formerly Cooper Lighting) | Mcgraw-Edison | GLEON-AF-02-LED-[E1 347 480]-T3-[AP BZ BK DP GM WH]-[ADJA ADJS ADJA-WM]-[P PER7 R HA ALL MS LWR SENSORS L90 R90 MT TH LCF CE] | Outdoor Luminaires | High Output | Architectural Flood and Spot Luminaires | Standard | FALSE | [9 empty] | 42634 |  |  | Yes |  | 3.1 | 12181 | 107.8 | 113 | 1.65 | 1 | 4000 | 70
P8YWY1QU | Eaton (formerly Cooper Lighting) | Streetworks | GAN-AF-02-LED-[U 8 9]-T3-[AP BZ BK DP GM WH]-[ADJA ADJS ADJA-WM]-[2L 3 P 4 4N7 HA ALL MS SENSORS DIMRF-LW DIMRF-LN L90 R90 MT TH LCF CE] | Outdoor Luminaires | High Output | Architectural Flood and Spot Luminaires | Standard | FALSE | [9 empty] | 42634 |  |  | Yes |  | 3.1 | 12181 | 107.8 | 113 | 1.65 | 1 | 4000 | 70
PU17X1VG | Eaton (formerly Cooper Lighting) | Streetworks | GAN-AF-02-LED-[U 8 9]-T2-[AP BZ BK DP GM WH]-[ADJA ADJS ADJA-WM]-[2L 3 P 4 4N7 HA ALL MS SENSORS DIMRF-LW DIMRF-LN L90 R90 MT TH LCF CE] | Outdoor Luminaires | High Output | Architectural Flood and Spot Luminaires | Standard | FALSE | [9 empty] | 42634 |  |  | Yes |  | 3.1 | 11951 | 105.8 | 113 | 1.65 | 1 | 4000 | 70
PJDUKW9H | Eaton (formerly Cooper Lighting) | Mcgraw-Edison | GLEON-AF-02-LED-[E1 347 480]-T2-[AP BZ BK DP GM WH]-[ADJA ADJS ADJA-WM]-[P PER7 R HA ALL MS LWR SENSORS L90 R90 MT TH LCF CE] | Outdoor Luminaires | High Output | Architectural Flood and Spot Luminaires | Standard | FALSE | [9 empty] | 42634 |  |  | Yes |  | 3.1 | 11951 | 105.8 | 113 | 1.65 | 1 | 4000 | 70
PUUWFGXS | Eaton (formerly Cooper Lighting) | Streetworks | GAN-AF-02-LED-U-SL4-[AP BZ BK DP GM WH]-[ADJA ADJS ADJA-WM]-[2L 3 P 4 4N7 HA ALL MS SENSORS DIMRF-LW DIMRF-LN L90 R90 MT TH LCF CE] | Outdoor Luminaires | High Output | Architectural Flood and Spot Luminaires | Standard | FALSE | [9 empty] | 42634 |  |  | Yes |  | 3.1 | 11572 | 102.4 | 113 | 1.65 | 1 | 4000 | 70
PKX33YXR | Eaton (formerly Cooper Lighting) | Mcgraw-Edison | GLEON-AF-02-LED-E1-SL4-[AP BZ BK DP GM WH]-[ADJA ADJS ADJA-WM]-[P PER7 R HA ALL MS LWR SENSORS L90 R90 MT TH LCF CE] | Outdoor Luminaires | High Output | Architectural Flood and Spot Luminaires | Standard | FALSE | [9 empty] | 42634 |  |  | Yes |  | 3.1 | 11572 | 102.4 | 113 | 1.65 | 1 | 4000 | 70
PNMFW126 | Eaton (formerly Cooper Lighting) | Mcgraw-Edison | GLEON-AF-02-LED-[E1 347 480]-T2R-[AP BZ BK DP GM WH]-[ADJA ADJS ADJA-WM]-600-[P PER7 R HA ALL MS LWR SENSORS L90 R90 MT TH LCF CE] | Outdoor Luminaires | Mid Output | Architectural Flood and Spot Luminaires | Premium | FALSE | [9 empty] | 42634 |  |  | Yes |  | 3.1 | 8360 | 126.7 | 66 | 1.24 | 1 | 4000 | 70
P4XV6DZA | Eaton (formerly Cooper Lighting) | Streetworks | GAN-AF-02-LED-[U 8 9]-T2R-[AP BZ BK DP GM WH]-[ADJA ADJS ADJA-WM]-600-[2L 3 P 4 4N7 HA ALL MS SENSORS DIMRF-LW DIMRF-LN L90 R90 MT TH LCF CE] | Outdoor Luminaires | Mid Output | Architectural Flood and Spot Luminaires | Premium | FALSE | [9 empty] | 42634 |  |  | Yes |  | 3.1 | 8360 | 126.7 | 66 | 1.24 | 1 | 4000 | 70
PYQU7J39 | Eaton (formerly Cooper Lighting) | Mcgraw-Edison | GLEON-AF-02-LED-[E1 347 480]-T3R-[AP BZ BK DP GM WH]-[ADJA ADJS ADJA-WM]-600-[P PER7 R HA ALL MS LWR SENSORS L90 R90 MT TH LCF CE] | Outdoor Luminaires | Mid Output | Architectural Flood and Spot Luminaires | Premium | FALSE | [9 empty] | 42634 |  |  | Yes |  | 3.1 | 8205 | 124.3 | 66 | 1.24 | 1 | 4000 | 70
PT8QJJN3 | Eaton (formerly Cooper Lighting) | Streetworks | GAN-AF-02-LED-[U 8 9]-T3R-[AP BZ BK DP GM WH]-[ADJA ADJS ADJA-WM]-600-[2L 3 P 4 4N7 HA ALL MS SENSORS DIMRF-LW DIMRF-LN L90 R90 MT TH LCF CE] | Outdoor Luminaires | Mid Output | Architectural Flood and Spot Luminaires | Premium | FALSE | [9 empty] | 42634 |  |  | Yes |  | 3.1 | 8205 | 124.3 | 66 | 1.24 | 1 | 4000 | 70
PWYPGZJH | Eaton (formerly Cooper Lighting) | Streetworks | GAN-AF-02-LED-U-T3-[AP BZ BK DP GM WH]-[ADJA ADJS ADJA-WM]-600-[2L 3 P 4 4N7 HA ALL MS SENSORS DIMRF-LW DIMRF-LN L90 R90 MT TH LCF CE] | Outdoor Luminaires | Mid Output | Architectural Flood and Spot Luminaires | Premium | FALSE | [9 empty] | 42634 |  |  | Yes |  | 3.1 | 8026 | 121.6 | 66 | 1.24 | 1 | 4000 | 70
PD9RTF9D | Eaton (formerly Cooper Lighting) | Mcgraw-Edison | GLEON-AF-02-LED-E1-T3-[AP BZ BK DP GM WH]-[ADJA ADJS ADJA-WM]-600-[P PER7 R HA ALL MS LWR SENSORS L90 R90 MT TH LCF CE] | Outdoor Luminaires | Mid Output | Architectural Flood and Spot Luminaires | Premium | FALSE | [9 empty] | 42634 |  |  | Yes |  | 3.1 | 8026 | 121.6 | 66 | 1.24 | 1 | 4000 | 70
PHP362UY | Eaton (formerly Cooper Lighting) | Streetworks | GAN-AF-02-LED-U-T2-[AP BZ BK DP GM WH]-[ADJA ADJS ADJA-WM]-600-[2L 3 P 4 4N7 HA ALL MS SENSORS DIMRF-LW DIMRF-LN L90 R90 MT TH LCF CE] | Outdoor Luminaires | Mid Output | Architectural Flood and Spot Luminaires | Premium | FALSE | [9 empty] | 42634 |  |  | Yes |  | 3.1 | 7874 | 119.3 | 66 | 1.24 | 1 | 4000 | 70
P9Y2HUZN | Eaton (formerly Cooper Lighting) | Mcgraw-Edison | GLEON-AF-02-LED-E1-T2-[AP BZ BK DP GM WH]-[ADJA ADJS ADJA-WM]-600-[P PER7 R HA ALL MS LWR SENSORS L90 R90 MT TH LCF CE] | Outdoor Luminaires | Mid Output | Architectural Flood and Spot Luminaires | Premium | FALSE | [9 empty] | 42634 |  |  | Yes |  | 3.1 | 7874 | 119.3 | 66 | 1.24 | 1 | 4000 | 70
PQSBVQGP | Eaton (formerly Cooper Lighting) | Streetworks | GAN-AF-02-LED-U-SL4-[AP BZ BK DP GM WH]-[ADJA ADJS ADJA-WM]-600-[2L 3 P 4 4N7 HA ALL MS SENSORS DIMRF-LW DIMRF-LN L90 R90 MT TH LCF CE] | Outdoor Luminaires | Mid Output | Architectural Flood and Spot Luminaires | Standard | FALSE | [9 empty] | 42634 |  |  | Yes |  | 3.1 | 7624 | 115.5 | 66 | 1.24 | 1 | 4000 | 70
PE133AVU | Eaton (formerly Cooper Lighting) | Mcgraw-Edison | GLEON-AF-02-LED-E1-SL4-[AP BZ BK DP GM WH]-[ADJA ADJS ADJA-WM]-600-[P PER7 R HA ALL MS LWR SENSORS L90 R90 MT TH LCF CE] | Outdoor Luminaires | Mid Output | Architectural Flood and Spot Luminaires | Standard | FALSE | [9 empty] | 42634 |  |  | Yes |  | 3.1 | 7624 | 115.5 | 66 | 1.24 | 1 | 4000 | 70
PZFH825V | Eaton (formerly Cooper Lighting) | Mcgraw-Edison | GLEON-AF-02-LED-E1-T3-[AP BZ BK DP GM WH]-[ADJA ADJS ADJA-WM]-800-[P PER7 R HA ALL MS LWR SENSORS L90 R90 MT TH LCF CE] | Outdoor Luminaires | Mid Output | Architectural Flood and Spot Luminaires | Standard | FALSE | [9 empty] | 42634 |  |  | Yes |  | 3.1 | 9842 | 115.8 | 85 | 1.17 | 1 | 4000 | 70
PVAVA3WH | Eaton (formerly Cooper Lighting) | Streetworks | GAN-AF-02-LED-U-T3-[AP BZ BK DP GM WH]-[ADJA ADJS ADJA-WM]-800-[2L 3 P 4 4N7 HA ALL MS SENSORS DIMRF-LW DIMRF-LN L90 R90 MT TH LCF CE] | Outdoor Luminaires | Mid Output | Architectural Flood and Spot Luminaires | Standard | FALSE | [9 empty] | 42634 |  |  | Yes |  | 3.1 | 9842 | 115.8 | 85 | 1.17 | 1 | 4000 | 70
PVYQ3E29 | Eaton (formerly Cooper Lighting) | Streetworks | GAN-AF-02-LED-U-T2-[AP BZ BK DP GM WH]-[ADJA ADJS ADJA-WM]-800-[2L 3 P 4 4N7 HA ALL MS SENSORS DIMRF-LW DIMRF-LN L90 R90 MT TH LCF CE] | Outdoor Luminaires | Mid Output | Architectural Flood and Spot Luminaires | Standard | FALSE | [9 empty] | 42634 |  |  | Yes |  | 3.1 | 9656 | 113.6 | 85 | 1.17 | 1 | 4000 | 70
PUBBA72Y | Eaton (formerly Cooper Lighting) | Mcgraw-Edison | GLEON-AF-02-LED-E1-T2-[AP BZ BK DP GM WH]-[ADJA ADJS ADJA-WM]-800-[P PER7 R HA ALL MS LWR SENSORS L90 R90 MT TH LCF CE] | Outdoor Luminaires | Mid Output | Architectural Flood and Spot Luminaires | Standard | FALSE | [9 empty] | 42634 |  |  | Yes |  | 3.1 | 9656 | 113.6 | 85 | 1.17 | 1 | 4000 | 70
PV22HQPD | Eaton (formerly Cooper Lighting) | Mcgraw-Edison | GLEON-AF-02-LED-[E1 347 480]-SL4-[AP BZ BK DP GM WH]-[ADJA ADJS ADJA-WM]-800-[P PER7 R HA ALL MS LWR SENSORS L90 R90 MT TH LCF CE] | Outdoor Luminaires | Mid Output | Architectural Flood and Spot Luminaires | Standard | FALSE | [9 empty] | 42634 |  |  | Yes |  | 3.1 | 9350 | 110 | 85 | 1.17 | 1 | 4000 | 70
PT5YKPWV | Eaton (formerly Cooper Lighting) | Streetworks | GAN-AF-02-LED-[U 8 9]-SL4-[AP BZ BK DP GM WH]-[ADJA ADJS ADJA-WM]-800-[2L 3 P 4 4N7 HA ALL MS SENSORS DIMRF-LW DIMRF-LN L90 R90 MT TH LCF CE] | Outdoor Luminaires | Mid Output | Architectural Flood and Spot Luminaires | Standard | FALSE | [9 empty] | 42634 |  |  | Yes |  | 3.1 | 9350 | 110 | 85 | 1.17 | 1 | 4000 | 70
PZ68NF6P | Eaton (formerly Cooper Lighting) | Streetworks | GAN-AF-04-LED-U-T2R-[AP BZ BK DP GM WH]-[ADJA ADJS ADJA-WM]-800-[2L 3 P 4 4N7 HA ALL MS SENSORS DIMRF-LW DIMRF-LN L90 R90 MT TH LCF CE] | Outdoor Luminaires | High Output | Architectural Flood and Spot Luminaires | Premium | FALSE | [9 empty] | 42634 |  |  | Yes |  | 3.1 | 20211 | 118.2 | 171 | 1.17 | 1 | 4000 | 70
PAPDXEU2 | Eaton (formerly Cooper Lighting) | Mcgraw-Edison | GLEON-AF-04-LED-E1-T2R-[AP BZ BK DP GM WH]-[ADJA ADJS ADJA-WM]-800-[P PER7 R HA ALL MS LWR SENSORS L90 R90 MT TH LCF CE] | Outdoor Luminaires | High Output | Architectural Flood and Spot Luminaires | Premium | FALSE | [9 empty] | 42634 |  |  | Yes |  | 3.1 | 20211 | 118.2 | 171 | 1.17 | 1 | 4000 | 70
PW2H31E8 | Eaton (formerly Cooper Lighting) | Streetworks | GAN-AF-04-LED-[U 8 9]-T3R-[AP BZ BK DP GM WH]-[ADJA ADJS ADJA-WM]-800-[2L 3 P 4 4N7 HA ALL MS SENSORS DIMRF-LW DIMRF-LN L90 R90 MT TH LCF CE] | Outdoor Luminaires | High Output | Architectural Flood and Spot Luminaires | Standard | FALSE | [9 empty] | 42634 |  |  | Yes |  | 3.1 | 19835 | 116 | 171 | 1.17 | 1 | 4000 | 70
P95945Z9 | Eaton (formerly Cooper Lighting) | Mcgraw-Edison | GLEON-AF-04-LED-[E1 347 480]-T3R-[AP BZ BK DP GM WH]-[ADJA ADJS ADJA-WM]-800-[P PER7 R HA ALL MS LWR SENSORS L90 R90 MT TH LCF CE] | Outdoor Luminaires | High Output | Architectural Flood and Spot Luminaires | Standard | FALSE | [9 empty] | 42634 |  |  | Yes |  | 3.1 | 19835 | 116 | 171 | 1.17 | 1 | 4000 | 70
PDU9KV7M | Eaton (formerly Cooper Lighting) | Mcgraw-Edison | GLEON-AF-04-LED-[E1 347 480]-T3-[AP BZ BK DP GM WH]-[ADJA ADJS ADJA-WM]-800-[P PER7 R HA ALL MS LWR SENSORS L90 R90 MT TH LCF CE] | Outdoor Luminaires | High Output | Architectural Flood and Spot Luminaires | Standard | FALSE | [9 empty] | 42634 |  |  | Yes |  | 3.1 | 19404 | 113.5 | 171 | 1.17 | 1 | 4000 | 70
P43CCDFS | Eaton (formerly Cooper Lighting) | Streetworks | GAN-AF-04-LED-[U 8 9]-T3-[AP BZ BK DP GM WH]-[ADJA ADJS ADJA-WM]-800-[2L 3 P 4 4N7 HA ALL MS SENSORS DIMRF-LW DIMRF-LN L90 R90 MT TH LCF CE] | Outdoor Luminaires | High Output | Architectural Flood and Spot Luminaires | Standard | FALSE | [9 empty] | 42634 |  |  | Yes |  | 3.1 | 19404 | 113.5 | 171 | 1.17 | 1 | 4000 | 70
PTT1B2BB | Eaton (formerly Cooper Lighting) | Mcgraw-Edison | GLEON-AF-04-LED-[E1 347 480]-T2-[AP BZ BK DP GM WH]-[ADJA ADJS ADJA-WM]-800-[P PER7 R HA ALL MS LWR SENSORS L90 R90 MT TH LCF CE] | Outdoor Luminaires | High Output | Architectural Flood and Spot Luminaires | Standard | FALSE | [9 empty] | 42634 |  |  | Yes |  | 3.1 | 19038 | 111.3 | 171 | 1.17 | 1 | 4000 | 70
PHDJJN3P | Eaton (formerly Cooper Lighting) | Streetworks | GAN-AF-04-LED-[U 8 9]-T2-[AP BZ BK DP GM WH]-[ADJA ADJS ADJA-WM]-800-[2L 3 P 4 4N7 HA ALL MS SENSORS DIMRF-LW DIMRF-LN L90 R90 MT TH LCF CE] | Outdoor Luminaires | High Output | Architectural Flood and Spot Luminaires | Standard | FALSE | [9 empty] | 42634 |  |  | Yes |  | 3.1 | 19038 | 111.3 | 171 | 1.17 | 1 | 4000 | 70
PBYU659V | Eaton (formerly Cooper Lighting) | Mcgraw-Edison | GLEON-AF-04-LED-E1-SL4-[AP BZ BK DP GM WH]-[ADJA ADJS ADJA-WM]-800-[P PER7 R HA ALL MS LWR SENSORS L90 R90 MT TH LCF CE] | Outdoor Luminaires | High Output | Architectural Flood and Spot Luminaires | Standard | FALSE | [9 empty] | 42634 |  |  | Yes |  | 3.1 | 18434 | 107.8 | 171 | 1.17 | 1 | 4000 | 70
P6KYGNW8 | Eaton (formerly Cooper Lighting) | Streetworks | GAN-AF-04-LED-U-SL4-[AP BZ BK DP GM WH]-[ADJA ADJS ADJA-WM]-800-[2L 3 P 4 4N7 HA ALL MS SENSORS DIMRF-LW DIMRF-LN L90 R90 MT TH LCF CE] | Outdoor Luminaires | High Output | Architectural Flood and Spot Luminaires | Standard | FALSE | [9 empty] | 42634 |  |  | Yes |  | 3.1 | 18434 | 107.8 | 171 | 1.17 | 1 | 4000 | 70
PJWC6ZWE | Eaton (formerly Cooper Lighting) | Streetworks | GAN-AF-02-LED-U-T2R-[AP BZ BK DP GM WH]-[ADJA ADJS ADJA-WM]-800-[2L 3 P 4 4N7 HA ALL MS SENSORS DIMRF-LW DIMRF-LN L90 R90 MT TH LCF CE] | Outdoor Luminaires | High Output | Architectural Flood and Spot Luminaires | Premium | FALSE | [9 empty] | 42634 |  |  | Yes |  | 3.1 | 10251 | 120.6 | 85 | 1.17 | 1 | 4000 | 70
PC52GTP3 | Eaton (formerly Cooper Lighting) | Mcgraw-Edison | GLEON-AF-02-LED-E1-T2R-[AP BZ BK DP GM WH]-[ADJA ADJS ADJA-WM]-800-[P PER7 R HA ALL MS LWR SENSORS L90 R90 MT TH LCF CE] | Outdoor Luminaires | High Output | Architectural Flood and Spot Luminaires | Premium | FALSE | [9 empty] | 42634 |  |  | Yes |  | 3.1 | 10251 | 120.6 | 85 | 1.17 | 1 | 4000 | 70
PWXBYMT4 | Eaton (formerly Cooper Lighting) | Streetworks | GAN-AF-02-LED-U-T3R-[AP BZ BK DP GM WH]-[ADJA ADJS ADJA-WM]-800-[2L 3 P 4 4N7 HA ALL MS SENSORS DIMRF-LW DIMRF-LN L90 R90 MT TH LCF CE] | Outdoor Luminaires | High Output | Architectural Flood and Spot Luminaires | Premium | FALSE | [9 empty] | 42634 |  |  | Yes |  | 3.1 | 10061 | 118.4 | 85 | 1.17 | 1 | 4000 | 70
PAD6JZ1F | Eaton (formerly Cooper Lighting) | Mcgraw-Edison | GLEON-AF-02-LED-E1-T3R-[AP BZ BK DP GM WH]-[ADJA ADJS ADJA-WM]-800-[P PER7 R HA ALL MS LWR SENSORS L90 R90 MT TH LCF CE] | Outdoor Luminaires | High Output | Architectural Flood and Spot Luminaires | Premium | FALSE | [9 empty] | 42634 |  |  | Yes |  | 3.1 | 10061 | 118.4 | 85 | 1.17 | 1 | 4000 | 70
PZJ243SV | Eaton (formerly Cooper Lighting) | Streetworks | GAN-AF-01-LED-[U 8 9]-T2R-[AP BZ BK DP GM WH]-[ADJA ADJS ADJA-WM]-1200-[2L 3 P 4 4N7 HA ALL MS SENSORS DIMRF-LW DIMRF-LN L90 R90 MT TH LCF CE] | Outdoor Luminaires | Mid Output | Architectural Flood and Spot Luminaires | Standard | FALSE | [9 empty] | 42634 |  |  | Yes |  | 3.1 | 7122 | 106.3 | 67 | 0.96 | 0.96 | 4000 | 70
PU6S8NMP | Eaton (formerly Cooper Lighting) | Mcgraw-Edison | GLEON-AF-01-LED-[E1 347 480]-T2R-[AP BZ BK DP GM WH]-[ADJA ADJS ADJA-WM]-1200-[P PER7 R ALL MS LWR SENSORS L90 R90 MT TH LCF CE] | Outdoor Luminaires | Mid Output | Architectural Flood and Spot Luminaires | Standard | FALSE | [9 empty] | 42634 |  |  | Yes |  | 3.1 | 7122 | 106.3 | 67 | 0.96 | 0.96 | 4000 | 70
PEPDT3PR | Eaton (formerly Cooper Lighting) | Streetworks | GAN-AF-01-LED-[U 8 9]-T3R-[AP BZ BK DP GM WH]-[ADJA ADJS ADJA-WM]-1200-[2L 3 P 4 4N7 HA ALL MS SENSORS DIMRF-LW DIMRF-LN L90 R90 MT TH LCF CE] | Outdoor Luminaires | Mid Output | Architectural Flood and Spot Luminaires | Standard | FALSE | [9 empty] | 42634 |  |  | Yes |  | 3.1 | 6990 | 104.3 | 67 | 0.96 | 0.96 | 4000 | 70
P2QK518J | Eaton (formerly Cooper Lighting) | Mcgraw-Edison | GLEON-AF-01-LED-[E1 347 480]-T3R-[AP BZ BK DP GM WH]-[ADJA ADJS ADJA-WM]-1200-[P PER7 R ALL MS LWR SENSORS L90 R90 MT TH LCF CE] | Outdoor Luminaires | Mid Output | Architectural Flood and Spot Luminaires | Standard | FALSE | [9 empty] | 42634 |  |  | Yes |  | 3.1 | 6990 | 104.3 | 67 | 0.96 | 0.96 | 4000 | 70
PRKCEZ9H | Eaton (formerly Cooper Lighting) | Streetworks | GAN-AF-01-LED-[U 8 9]-T3-[AP BZ BK DP GM WH]-[ADJA ADJS ADJA-WM]-1200-[2L 3 P 4 4N7 HA ALL MS SENSORS DIMRF-LW DIMRF-LN L90 R90 MT TH LCF CE] | Outdoor Luminaires | Mid Output | Architectural Flood and Spot Luminaires | Standard | FALSE | [9 empty] | 42634 |  |  | Yes |  | 3.1 | 6838 | 102.1 | 67 | 0.96 | 0.96 | 4000 | 70
P86UNT3D | Eaton (formerly Cooper Lighting) | Mcgraw-Edison | GLEON-AF-01-LED-[E1 347 480]-T3-[AP BZ BK DP GM WH]-[ADJA ADJS ADJA-WM]-1200-[P PER7 R ALL MS LWR SENSORS L90 R90 MT TH LCF CE] | Outdoor Luminaires | Mid Output | Architectural Flood and Spot Luminaires | Standard | FALSE | [9 empty] | 42634 |  |  | Yes |  | 3.1 | 6838 | 102.1 | 67 | 0.96 | 0.96 | 4000 | 70
PH35GWF9 | Eaton (formerly Cooper Lighting) | Mcgraw-Edison | GLEON-AF-01-LED-[E1 347 480]-T2-[AP BZ BK DP GM WH]-[ADJA ADJS ADJA-WM]-1200-[P PER7 R ALL MS LWR SENSORS L90 R90 MT TH LCF CE] | Outdoor Luminaires | Mid Output | Architectural Flood and Spot Luminaires | Standard | FALSE | [9 empty] | 42634 |  |  | Yes |  | 3.1 | 6709 | 100.1 | 67 | 0.96 | 0.96 | 4000 | 70
P2JZNAR5 | Eaton (formerly Cooper Lighting) | Streetworks | GAN-AF-01-LED-[U 8 9]-T2-[AP BZ BK DP GM WH]-[ADJA ADJS ADJA-WM]-1200-[2L 3 P 4 4N7 HA ALL MS SENSORS DIMRF-LW DIMRF-LN L90 R90 MT TH LCF CE] | Outdoor Luminaires | Mid Output | Architectural Flood and Spot Luminaires | Standard | FALSE | [9 empty] | 42634 |  |  | Yes |  | 3.1 | 6709 | 100.1 | 67 | 0.96 | 0.96 | 4000 | 70
PP8W25QE | Eaton (formerly Cooper Lighting) | Streetworks | GAN-AF-01-LED-[U 8 9]-SL4-[AP BZ BK DP GM WH]-[ADJA ADJS ADJA-WM]-1200-[2L 3 P 4 4N7 HA ALL MS SENSORS DIMRF-LW DIMRF-LN L90 R90 MT TH LCF CE] | Outdoor Luminaires | Mid Output | Architectural Flood and Spot Luminaires | Standard | FALSE | [9 empty] | 42634 |  |  | Yes |  | 3.1 | 6496 | 97 | 67 | 0.96 | 0.96 | 4000 | 70
P9D5M482 | Eaton (formerly Cooper Lighting) | Mcgraw-Edison | GLEON-AF-01-LED-[E1 347 480]-SL4-[AP BZ BK DP GM WH]-[ADJA ADJS ADJA-WM]-1200-[P PER7 R ALL MS LWR SENSORS L90 R90 MT TH LCF CE] | Outdoor Luminaires | Mid Output | Architectural Flood and Spot Luminaires | Standard | FALSE | [9 empty] | 42634 |  |  | Yes |  | 3.1 | 6496 | 97 | 67 | 0.96 | 0.96 | 4000 | 70
PYJR97U4 | Eaton (formerly Cooper Lighting) | Mcgraw-Edison | GLEON-AF-01-LED-[E1 347 480]-AFL-[AP BZ BK DP GM WH]-[ADJA ADJS ADJA-WM]-600-[P PER7 R HA ALL MS LWR SENSORS L90 R90 MT TH LCF CE] | Outdoor Luminaires | Low Output | Architectural Flood and Spot Luminaires | Premium | FALSE | [9 empty] | 42634 |  |  | Yes |  | 3.1 | 4213 | 123.9 | 34 | 6.42 | 1 | 4000 | 70
PMV9JKGY | Eaton (formerly Cooper Lighting) | Streetworks | GAN-AF-01-LED-[U 8 9]-AFL-[AP BZ BK DP GM WH]-[ADJA ADJS ADJA-WM]-600-[2L 3 P 4 4N7 HA ALL MS SENSORS DIMRF-LW DIMRF-LN L90 R90 MT TH LCF CE] | Outdoor Luminaires | Low Output | Architectural Flood and Spot Luminaires | Premium | FALSE | [9 empty] | 42634 |  |  | Yes |  | 3.1 | 4213 | 123.9 | 34 | 6.42 | 1 | 4000 | 70
PUESUAU5 | Eaton (formerly Cooper Lighting) | Streetworks | GAN-AF-01-LED-U-AFL-[AP BZ BK DP GM WH]-[ADJA ADJS ADJA-WM]-800-[2L 3 P 4 4N7 HA ALL MS SENSORS DIMRF-LW DIMRF-LN L90 R90 MT TH LCF CE] | Outdoor Luminaires | Mid Output | Architectural Flood and Spot Luminaires | Premium | FALSE | [9 empty] | 42634 |  |  | Yes |  | 3.1 | 5166 | 117.4 | 44 | 5.13 | 1 | 4000 | 70
PR4FQSDD | Eaton (formerly Cooper Lighting) | Mcgraw-Edison | GLEON-AF-01-LED-E1-AFL-[AP BZ BK DP GM WH]-[ADJA ADJS ADJA-WM]-800-[P PER7 R HA ALL MS LWR SENSORS L90 R90 MT TH LCF CE] | Outdoor Luminaires | Mid Output | Architectural Flood and Spot Luminaires | Premium | FALSE | [9 empty] | 42634 |  |  | Yes |  | 3.1 | 5166 | 117.4 | 44 | 5.13 | 1 | 4000 | 70
PZWSM1US | Eaton (formerly Cooper Lighting) | Mcgraw-Edison | GLEON-AF-01-LED-[E1 347 480]-AFL-[AP BZ BK DP GM WH]-[ADJA ADJS ADJA-WM]-[P PER7 R HA ALL MS LWR SENSORS L90 R90 MT TH LCF CE] | Outdoor Luminaires | Mid Output | Architectural Flood and Spot Luminaires | Standard | FALSE | [9 empty] | 42634 |  |  | Yes |  | 3.1 | 6394 | 108.4 | 59 | 4.12 | 1 | 4000 | 70
P7DVVYQZ | Eaton (formerly Cooper Lighting) | Streetworks | GAN-AF-01-LED-[U 8 9]-AFL-[AP BZ BK DP GM WH]-[ADJA ADJS ADJA-WM]-[2L 3 P 4 4N7 HA ALL MS SENSORS DIMRF-LW DIMRF-LN L90 R90 MT TH LCF CE] | Outdoor Luminaires | Mid Output | Architectural Flood and Spot Luminaires | Standard | FALSE | [9 empty] | 42634 |  |  | Yes |  | 3.1 | 6394 | 108.4 | 59 | 4.12 | 1 | 4000 | 70
PU6NRSRB | Eaton (formerly Cooper Lighting) | Mcgraw-Edison | GLEON-AF-07-LED-[E1 347 480]-AFL-[AP BZ BK DP GM WH]-[ADJA ADJS ADJA-WM]-600-[P PER7 R HA ALL MS LWR SENSORS L90 R90 MT TH LCF CE] | Outdoor Luminaires | High Output | Architectural Flood and Spot Luminaires | Premium | FALSE | [9 empty] | 42634 |  |  | Yes |  | 3.1 | 28459 | 125.9 | 226 | 3.49 | 1 | 4000 | 70
PP1PCJDB | Eaton (formerly Cooper Lighting) | Streetworks | GAN-AF-07-LED-[U 8 9]-AFL-[AP BZ BK DP GM WH]-[ADJA ADJS ADJA-WM]-600-[2L 3 P 4 4N7 HA ALL MS SENSORS DIMRF-LW DIMRF-LN L90 R90 MT TH LCF CE] | Outdoor Luminaires | High Output | Architectural Flood and Spot Luminaires | Premium | FALSE | [9 empty] | 42634 |  |  | Yes |  | 3.1 | 28459 | 125.9 | 226 | 3.49 | 1 | 4000 | 70
PMKZBCP5 | Eaton (formerly Cooper Lighting) | Streetworks | GAN-AF-06-LED-[U 8 9]-AFL-[AP BZ BK DP GM WH]-[ADJA ADJS ADJA-WM]-600-[2L 3 P 4 4N7 HA ALL MS SENSORS DIMRF-LW DIMRF-LN L90 R90 MT TH LCF CE] | Outdoor Luminaires | High Output | Architectural Flood and Spot Luminaires | Premium | FALSE | [9 empty] | 42634 |  |  | Yes |  | 3.1 | 24064 | 124.7 | 193 | 3.49 | 1 | 4000 | 70
P5HG87ZB | Eaton (formerly Cooper Lighting) | Mcgraw-Edison | GLEON-AF-06-LED-[E1 347 480]-AFL-[AP BZ BK DP GM WH]-[ADJA ADJS ADJA-WM]-600-[P PER7 R HA ALL MS LWR SENSORS L90 R90 MT TH LCF CE] | Outdoor Luminaires | High Output | Architectural Flood and Spot Luminaires | Premium | FALSE | [9 empty] | 42634 |  |  | Yes |  | 3.1 | 24064 | 124.7 | 193 | 3.49 | 1 | 4000 | 70
PVDN8QWB | Eaton (formerly Cooper Lighting) | Streetworks | GAN-AF-05-LED-U-AFL-[AP BZ BK DP GM WH]-[ADJA ADJS ADJA-WM]-600-[2L 3 P 4 4N7 HA ALL MS SENSORS DIMRF-LW DIMRF-LN L90 R90 MT TH LCF CE] | Outdoor Luminaires | High Output | Architectural Flood and Spot Luminaires | Premium | FALSE | [9 empty] | 42634 |  |  | Yes |  | 3.1 | 20109 | 124.1 | 162 | 3.49 | 1 | 4000 | 70
PNHT66BC | Eaton (formerly Cooper Lighting) | Mcgraw-Edison | GLEON-AF-05-LED-E1-AFL-[AP BZ BK DP GM WH]-[ADJA ADJS ADJA-WM]-600-[P PER7 R HA ALL MS LWR SENSORS L90 R90 MT TH LCF CE] | Outdoor Luminaires | High Output | Architectural Flood and Spot Luminaires | Premium | FALSE | [9 empty] | 42634 |  |  | Yes |  | 3.1 | 20109 | 124.1 | 162 | 3.49 | 1 | 4000 | 70
PMW625EE | Eaton (formerly Cooper Lighting) | Streetworks | GAN-AF-03-LED-[U 8 9]-AFL-[AP BZ BK DP GM WH]-[ADJA ADJS ADJA-WM]-600-[2L 3 P 4 4N7 HA ALL MS SENSORS DIMRF-LW DIMRF-LN L90 R90 MT TH LCF CE] | Outdoor Luminaires | High Output | Architectural Flood and Spot Luminaires | Premium | FALSE | [9 empty] | 42634 |  |  | Yes |  | 3.1 | 12284 | 128 | 96 | 3.49 | 1 | 4000 | 70
PDVFRBRF | Eaton (formerly Cooper Lighting) | Mcgraw-Edison | GLEON-AF-03-LED-[E1 347 480]-AFL-[AP BZ BK DP GM WH]-[ADJA ADJS ADJA-WM]-600-[P PER7 R HA ALL MS LWR SENSORS L90 R90 MT TH LCF CE] | Outdoor Luminaires | High Output | Architectural Flood and Spot Luminaires | Premium | FALSE | [9 empty] | 42634 |  |  | Yes |  | 3.1 | 12284 | 128 | 96 | 3.49 | 1 | 4000 | 70
PYPMXHYT | Eaton (formerly Cooper Lighting) | Mcgraw-Edison | GLEON-AF-06-LED-E1-AFL-[AP BZ BK DP GM WH]-[ADJA ADJS ADJA-WM]-800-[P PER7 R HA ALL MS LWR SENSORS L90 R90 MT TH LCF CE] | Outdoor Luminaires | High Output | Architectural Flood and Spot Luminaires | Premium | FALSE | [9 empty] | 42634 |  |  | Yes |  | 3.1 | 29509 | 118.5 | 249 | 2.91 | 1 | 4000 | 70
PE2JQKYY | Eaton (formerly Cooper Lighting) | Streetworks | GAN-AF-06-LED-U-AFL-[AP BZ BK DP GM WH]-[ADJA ADJS ADJA-WM]-800-[2L 3 P 4 4N7 HA ALL MS SENSORS DIMRF-LW DIMRF-LN L90 R90 MT TH LCF CE] | Outdoor Luminaires | High Output | Architectural Flood and Spot Luminaires | Premium | FALSE | [9 empty] | 42634 |  |  | Yes |  | 3.1 | 29509 | 118.5 | 249 | 2.91 | 1 | 4000 | 70
PS9DTHBV | Eaton (formerly Cooper Lighting) | Streetworks | GAN-AF-05-LED-U-AFL-[AP BZ BK DP GM WH]-[ADJA ADJS ADJA-WM]-800-[2L 3 P 4 4N7 HA ALL MS SENSORS DIMRF-LW DIMRF-LN L90 R90 MT TH LCF CE] | Outdoor Luminaires | High Output | Architectural Flood and Spot Luminaires | Premium | FALSE | [9 empty] | 42634 |  |  | Yes |  | 3.1 | 24659 | 117.4 | 210 | 2.91 | 1 | 4000 | 70
PMTMM2TY | Eaton (formerly Cooper Lighting) | Mcgraw-Edison | GLEON-AF-05-LED-E1-AFL-[AP BZ BK DP GM WH]-[ADJA ADJS ADJA-WM]-800-[P PER7 R HA ALL MS LWR SENSORS L90 R90 MT TH LCF CE] | Outdoor Luminaires | High Output | Architectural Flood and Spot Luminaires | Premium | FALSE | [9 empty] | 42634 |  |  | Yes |  | 3.1 | 24659 | 117.4 | 210 | 2.91 | 1 | 4000 | 70
P7DJRUGW | Eaton (formerly Cooper Lighting) | Streetworks | GAN-AF-04-LED-[U 8 9]-AFL-[AP BZ BK DP GM WH]-[ADJA ADJS ADJA-WM]-600-[2L 3 P 4 4N7 HA ALL MS SENSORS DIMRF-LW DIMRF-LN L90 R90 MT TH LCF CE] | Outdoor Luminaires | High Output | Architectural Flood and Spot Luminaires | Premium | FALSE | [9 empty] | 42634 |  |  | Yes |  | 3.1 | 16230 | 125.8 | 129 | 2.72 | 1 | 4000 | 70
P3W11AY9 | Eaton (formerly Cooper Lighting) | Mcgraw-Edison | GLEON-AF-04-LED-[E1 347 480]-AFL-[AP BZ BK DP GM WH]-[ADJA ADJS ADJA-WM]-600-[P PER7 R HA ALL MS LWR SENSORS L90 R90 MT TH LCF CE] | Outdoor Luminaires | High Output | Architectural Flood and Spot Luminaires | Premium | FALSE | [9 empty] | 42634 |  |  | Yes |  | 3.1 | 16230 | 125.8 | 129 | 2.72 | 1 | 4000 | 70
PUD2KP4D | Eaton (formerly Cooper Lighting) | Mcgraw-Edison | GLEON-AF-04-LED-[E1 347 480]-AFL-[AP BZ BK DP GM WH]-[ADJA ADJS ADJA-WM]-1200-[P PER7 R ALL MS LWR SENSORS L90 R90 MT TH LCF CE] | Outdoor Luminaires | High Output | Architectural Flood and Spot Luminaires | Standard | FALSE | [9 empty] | 42634 |  |  | Yes |  | 3.1 | 27023 | 104.7 | 258 | 2.64 | 1 | 4000 | 70
PHYYAE9T | Eaton (formerly Cooper Lighting) | Streetworks | GAN-AF-04-LED-[U 8 9]-AFL-[AP BZ BK DP GM WH]-[ADJA ADJS ADJA-WM]-1200-[2L 3 P 4 4N7 HA ALL MS SENSORS DIMRF-LW DIMRF-LN L90 R90 MT TH LCF CE] | Outdoor Luminaires | High Output | Architectural Flood and Spot Luminaires | Standard | FALSE | [9 empty] | 42634 |  |  | Yes |  | 3.1 | 27023 | 104.7 | 258 | 2.64 | 1 | 4000 | 70
PH2EVGG9 | Eaton (formerly Cooper Lighting) | Mcgraw-Edison | GLEON-AF-02-LED-[E1 347 480]-AFL-[AP BZ BK DP GM WH]-[ADJA ADJS ADJA-WM]-1200-[P PER7 R ALL MS LWR SENSORS L90 R90 MT TH LCF CE] | Outdoor Luminaires | High Output | Architectural Flood and Spot Luminaires | Standard | FALSE | [9 empty] | 42634 |  |  | Yes |  | 3.1 | 13706 | 106.2 | 129 | 2.64 | 1 | 4000 | 70
P2WBZ8BK | Eaton (formerly Cooper Lighting) | Streetworks | GAN-AF-02-LED-[U 8 9]-AFL-[AP BZ BK DP GM WH]-[ADJA ADJS ADJA-WM]-1200-[2L 3 P 4 4N7 HA ALL MS SENSORS DIMRF-LW DIMRF-LN L90 R90 MT TH LCF CE] | Outdoor Luminaires | High Output | Architectural Flood and Spot Luminaires | Standard | FALSE | [9 empty] | 42634 |  |  | Yes |  | 3.1 | 13706 | 106.2 | 129 | 2.64 | 1 | 4000 | 70
PFRSA6RU | Eaton (formerly Cooper Lighting) | Mcgraw-Edison | GLEON-AF-03-LED-[E1 347 480]-AFL-[AP BZ BK DP GM WH]-[ADJA ADJS ADJA-WM]-[P PER7 R HA ALL MS LWR SENSORS L90 R90 MT TH LCF CE] | Outdoor Luminaires | High Output | Architectural Flood and Spot Luminaires | Standard | FALSE | [9 empty] | 42634 |  |  | Yes |  | 3.1 | 18644 | 112.3 | 166 | 2.19 | 1 | 4000 | 70
P523XENR | Eaton (formerly Cooper Lighting) | Streetworks | GAN-AF-03-LED-[U 8 9]-AFL-[AP BZ BK DP GM WH]-[ADJA ADJS ADJA-WM]-[2L 3 P 4 4N7 HA ALL MS SENSORS DIMRF-LW DIMRF-LN L90 R90 MT TH LCF CE] | Outdoor Luminaires | High Output | Architectural Flood and Spot Luminaires | Standard | FALSE | [9 empty] | 42634 |  |  | Yes |  | 3.1 | 18644 | 112.3 | 166 | 2.19 | 1 | 4000 | 70
PSPHKZCF | Eaton (formerly Cooper Lighting) | Streetworks | GAN-AF-03-LED-U-AFL-[AP BZ BK DP GM WH]-[ADJA ADJS ADJA-WM]-800-[2L 3 P 4 4N7 HA ALL MS SENSORS DIMRF-LW DIMRF-LN L90 R90 MT TH LCF CE] | Outdoor Luminaires | High Output | Architectural Flood and Spot Luminaires | Premium | FALSE | [9 empty] | 42634 |  |  | Yes |  | 3.1 | 15063 | 121.5 | 124 | 2.19 | 1 | 4000 | 70
PRW9WF5N | Eaton (formerly Cooper Lighting) | Mcgraw-Edison | GLEON-AF-03-LED-E1-AFL-[AP BZ BK DP GM WH]-[ADJA ADJS ADJA-WM]-800-[P PER7 R HA ALL MS LWR SENSORS L90 R90 MT TH LCF CE] | Outdoor Luminaires | High Output | Architectural Flood and Spot Luminaires | Premium | FALSE | [9 empty] | 42634 |  |  | Yes |  | 3.1 | 15063 | 121.5 | 124 | 2.19 | 1 | 4000 | 70
PT1RRH5J | Eaton (formerly Cooper Lighting) | Mcgraw-Edison | GLEON-AF-03-LED-[E1 347 480]-AFL-[AP BZ BK DP GM WH]-[ADJA ADJS ADJA-WM]-1200-[P PER7 R ALL MS LWR SENSORS L90 R90 MT TH LCF CE] | Outdoor Luminaires | High Output | Architectural Flood and Spot Luminaires | Standard | FALSE | [9 empty] | 42634 |  |  | Yes |  | 3.1 | 20452 | 107.1 | 191 | 1.99 | 1 | 4000 | 70
PAHFR3FT | Eaton (formerly Cooper Lighting) | Streetworks | GAN-AF-03-LED-[U 8 9]-AFL-[AP BZ BK DP GM WH]-[ADJA ADJS ADJA-WM]-1200-[2L 3 P 4 4N7 HA ALL MS SENSORS DIMRF-LW DIMRF-LN L90 R90 MT TH LCF CE] | Outdoor Luminaires | High Output | Architectural Flood and Spot Luminaires | Standard | FALSE | [9 empty] | 42634 |  |  | Yes |  | 3.1 | 20452 | 107.1 | 191 | 1.99 | 1 | 4000 | 70
PPKYS14Y | Eaton (formerly Cooper Lighting) | Streetworks | GAN-AF-04-LED-[U 8 9]-AFL-[AP BZ BK DP GM WH]-[ADJA ADJS ADJA-WM]-[2L 3 P 4 4N7 HA ALL MS SENSORS DIMRF-LW DIMRF-LN L90 R90 MT TH LCF CE] | Outdoor Luminaires | High Output | Architectural Flood and Spot Luminaires | Standard | FALSE | [9 empty] | 42634 |  |  | Yes |  | 3.1 | 24634 | 109.5 | 225 | 1.65 | 1 | 4000 | 70
P27V8W9M | Eaton (formerly Cooper Lighting) | Mcgraw-Edison | GLEON-AF-04-LED-[E1 347 480]-AFL-[AP BZ BK DP GM WH]-[ADJA ADJS ADJA-WM]-[P PER7 R HA ALL MS LWR SENSORS L90 R90 MT TH LCF CE] | Outdoor Luminaires | High Output | Architectural Flood and Spot Luminaires | Standard | FALSE | [9 empty] | 42634 |  |  | Yes |  | 3.1 | 24634 | 109.5 | 225 | 1.65 | 1 | 4000 | 70
PYA8EME1 | Eaton (formerly Cooper Lighting) | Mcgraw-Edison | GLEON-AF-02-LED-[E1 347 480]-AFL-[AP BZ BK DP GM WH]-[ADJA ADJS ADJA-WM]-[P PER7 R HA ALL MS LWR SENSORS L90 R90 MT TH LCF CE] | Outdoor Luminaires | High Output | Architectural Flood and Spot Luminaires | Standard | FALSE | [9 empty] | 42634 |  |  | Yes |  | 3.1 | 12494 | 110.6 | 113 | 1.65 | 1 | 4000 | 70
PRAZDP2S | Eaton (formerly Cooper Lighting) | Streetworks | GAN-AF-02-LED-[U 8 9]-AFL-[AP BZ BK DP GM WH]-[ADJA ADJS ADJA-WM]-[2L 3 P 4 4N7 HA ALL MS SENSORS DIMRF-LW DIMRF-LN L90 R90 MT TH LCF CE] | Outdoor Luminaires | High Output | Architectural Flood and Spot Luminaires | Standard | FALSE | [9 empty] | 42634 |  |  | Yes |  | 3.1 | 12494 | 110.6 | 113 | 1.65 | 1 | 4000 | 70
PFW2XY9W | Eaton (formerly Cooper Lighting) | Mcgraw-Edison | GLEON-AF-02-LED-[E1 347 480]-AFL-[AP BZ BK DP GM WH]-[ADJA ADJS ADJA-WM]-600-[P PER7 R HA ALL MS LWR SENSORS L90 R90 MT TH LCF CE] | Outdoor Luminaires | Mid Output | Architectural Flood and Spot Luminaires | Premium | FALSE | [9 empty] | 42634 |  |  | Yes |  | 3.1 | 8232 | 124.7 | 66 | 1.24 | 1 | 4000 | 70
P2G2RVCY | Eaton (formerly Cooper Lighting) | Streetworks | GAN-AF-02-LED-[U 8 9]-AFL-[AP BZ BK DP GM WH]-[ADJA ADJS ADJA-WM]-600-[2L 3 P 4 4N7 HA ALL MS SENSORS DIMRF-LW DIMRF-LN L90 R90 MT TH LCF CE] | Outdoor Luminaires | Mid Output | Architectural Flood and Spot Luminaires | Premium | FALSE | [9 empty] | 42634 |  |  | Yes |  | 3.1 | 8232 | 124.7 | 66 | 1.24 | 1 | 4000 | 70
PZYQ7B79 | Eaton (formerly Cooper Lighting) | Mcgraw-Edison | GLEON-AF-04-LED-[E1 347 480]-AFL-[AP BZ BK DP GM WH]-[ADJA ADJS ADJA-WM]-800-[P PER7 R HA ALL MS LWR SENSORS L90 R90 MT TH LCF CE] | Outdoor Luminaires | High Output | Architectural Flood and Spot Luminaires | Standard | FALSE | [9 empty] | 42634 |  |  | Yes |  | 3.1 | 19903 | 116.4 | 171 | 1.17 | 1 | 4000 | 70
P7DDAANQ | Eaton (formerly Cooper Lighting) | Streetworks | GAN-AF-04-LED-[U 8 9]-AFL-[AP BZ BK DP GM WH]-[ADJA ADJS ADJA-WM]-800-[2L 3 P 4 4N7 HA ALL MS SENSORS DIMRF-LW DIMRF-LN L90 R90 MT TH LCF CE] | Outdoor Luminaires | High Output | Architectural Flood and Spot Luminaires | Standard | FALSE | [9 empty] | 42634 |  |  | Yes |  | 3.1 | 19903 | 116.4 | 171 | 1.17 | 1 | 4000 | 70
PYC13HAJ | Eaton (formerly Cooper Lighting) | Mcgraw-Edison | GLEON-AF-02-LED-E1-AFL-[AP BZ BK DP GM WH]-[ADJA ADJS ADJA-WM]-800-[P PER7 R HA ALL MS LWR SENSORS L90 R90 MT TH LCF CE] | Outdoor Luminaires | High Output | Architectural Flood and Spot Luminaires | Premium | FALSE | [9 empty] | 42634 |  |  | Yes |  | 3.1 | 10095 | 118.8 | 85 | 1.17 | 1 | 4000 | 70
P9W14GDV | Eaton (formerly Cooper Lighting) | Streetworks | GAN-AF-02-LED-U-AFL-[AP BZ BK DP GM WH]-[ADJA ADJS ADJA-WM]-800-[2L 3 P 4 4N7 HA ALL MS SENSORS DIMRF-LW DIMRF-LN L90 R90 MT TH LCF CE] | Outdoor Luminaires | High Output | Architectural Flood and Spot Luminaires | Premium | FALSE | [9 empty] | 42634 |  |  | Yes |  | 3.1 | 10095 | 118.8 | 85 | 1.17 | 1 | 4000 | 70
PV5RHJUR | Eaton (formerly Cooper Lighting) | Mcgraw-Edison | GLEON-AF-01-LED-[E1 347 480]-AFL-[AP BZ BK DP GM WH]-[ADJA ADJS ADJA-WM]-1200-[P PER7 R ALL MS LWR SENSORS L90 R90 MT TH LCF CE] | Outdoor Luminaires | Mid Output | Architectural Flood and Spot Luminaires | Standard | FALSE | [9 empty] | 42634 |  |  | Yes |  | 3.1 | 7014 | 104.7 | 67 | 0.96 | 0.96 | 4000 | 70
PGBDQB7D | Eaton (formerly Cooper Lighting) | Streetworks | GAN-AF-01-LED-[U 8 9]-AFL-[AP BZ BK DP GM WH]-[ADJA ADJS ADJA-WM]-1200-[2L 3 P 4 4N7 HA ALL MS SENSORS DIMRF-LW DIMRF-LN L90 R90 MT TH LCF CE] | Outdoor Luminaires | Mid Output | Architectural Flood and Spot Luminaires | Standard | FALSE | [9 empty] | 42634 |  |  | Yes |  | 3.1 | 7014 | 104.7 | 67 | 0.96 | 0.96 | 4000 | 70
PKR9EUXQ | Eaton (formerly Cooper Lighting) | Mcgraw-Edison | GLEON-AF-10-LED-E1-5WQ-[AP BZ BK DP GM WH]-[ADJA ADJS ADJA-WM]-800-[P PER7 R HA ALL MS LWR SENSORS L90 R90 MT TH LCF CE] | Outdoor Luminaires | Very High Output | Architectural Flood and Spot Luminaires | Premium | FALSE | [9 empty] | 42634 |  |  | Yes |  | 3.1 | 50139 | 119.7 | 419 | 3.74 | 1 | 4000 | 70
PJ7ZDJ6Q | Eaton (formerly Cooper Lighting) | Streetworks | GAN-AF-10-LED-U-5WQ-[AP BZ BK DP GM WH]-[ADJA ADJS ADJA-WM]-800-[2L 3 P 4 4N7 HA ALL MS SENSORS DIMRF-LW DIMRF-LN L90 R90 MT TH LCF CE] | Outdoor Luminaires | Very High Output | Architectural Flood and Spot Luminaires | Premium | FALSE | [9 empty] | 42634 |  |  | Yes |  | 3.1 | 50139 | 119.7 | 419 | 3.74 | 1 | 4000 | 70
PHW1TBD5 | Eaton (formerly Cooper Lighting) | Mcgraw-Edison | GLEON-AF-10-LED-E1-5MQ-[AP BZ BK DP GM WH]-[ADJA ADJS ADJA-WM]-800-[P PER7 R HA ALL MS LWR SENSORS L90 R90 MT TH LCF CE] | Outdoor Luminaires | Very High Output | Architectural Flood and Spot Luminaires | Premium | FALSE | [9 empty] | 42634 |  |  | Yes |  | 3.1 | 50006 | 119.3 | 419 | 3.74 | 1 | 4000 | 70
PCFZ8XKV | Eaton (formerly Cooper Lighting) | Streetworks | GAN-AF-10-LED-U-5MQ-[AP BZ BK DP GM WH]-[ADJA ADJS ADJA-WM]-800-[2L 3 P 4 4N7 HA ALL MS SENSORS DIMRF-LW DIMRF-LN L90 R90 MT TH LCF CE] | Outdoor Luminaires | Very High Output | Architectural Flood and Spot Luminaires | Premium | FALSE | [9 empty] | 42634 |  |  | Yes |  | 3.1 | 50006 | 119.3 | 419 | 3.74 | 1 | 4000 | 70
PTD29HJF | Eaton (formerly Cooper Lighting) | Streetworks | GAN-AF-10-LED-U-T2R-[AP BZ BK DP GM WH]-[ADJA ADJS ADJA-WM]-800-[2L 3 P 4 4N7 HA ALL MS SENSORS DIMRF-LW DIMRF-LN L90 R90 MT TH LCF CE] | Outdoor Luminaires | Very High Output | Architectural Flood and Spot Luminaires | Premium | FALSE | [9 empty] | 42634 |  |  | Yes |  | 3.1 | 49592 | 118.4 | 419 | 3.74 | 1 | 4000 | 70
P8T3NN3K | Eaton (formerly Cooper Lighting) | Mcgraw-Edison | GLEON-AF-10-LED-E1-T2R-[AP BZ BK DP GM WH]-[ADJA ADJS ADJA-WM]-800-[P PER7 R HA ALL MS LWR SENSORS L90 R90 MT TH LCF CE] | Outdoor Luminaires | Very High Output | Architectural Flood and Spot Luminaires | Premium | FALSE | [9 empty] | 42634 |  |  | Yes |  | 3.1 | 49592 | 118.4 | 419 | 3.74 | 1 | 4000 | 70
PRD82YKH | Eaton (formerly Cooper Lighting) | Streetworks | GAN-AF-10-LED-U-5NQ-[AP BZ BK DP GM WH]-[ADJA ADJS ADJA-WM]-800-[2L 3 P 4 4N7 HA ALL MS SENSORS DIMRF-LW DIMRF-LN L90 R90 MT TH LCF CE] | Outdoor Luminaires | Very High Output | Architectural Flood and Spot Luminaires | Premium | FALSE | [9 empty] | 42634 |  |  | Yes |  | 3.1 | 49102 | 117.2 | 419 | 3.74 | 1 | 4000 | 70
PAYZEH3E | Eaton (formerly Cooper Lighting) | Mcgraw-Edison | GLEON-AF-10-LED-E1-5NQ-[AP BZ BK DP GM WH]-[ADJA ADJS ADJA-WM]-800-[P PER7 R HA ALL MS LWR SENSORS L90 R90 MT TH LCF CE] | Outdoor Luminaires | Very High Output | Architectural Flood and Spot Luminaires | Premium | FALSE | [9 empty] | 42634 |  |  | Yes |  | 3.1 | 49102 | 117.2 | 419 | 3.74 | 1 | 4000 | 70
PNBAVW3R | Eaton (formerly Cooper Lighting) | Mcgraw-Edison | GLEON-AF-10-LED-E1-AFL-[AP BZ BK DP GM WH]-[ADJA ADJS ADJA-WM]-800-[P PER7 R HA ALL MS LWR SENSORS L90 R90 MT TH LCF CE] | Outdoor Luminaires | Very High Output | Architectural Flood and Spot Luminaires | Premium | FALSE | [9 empty] | 42634 |  |  | Yes |  | 3.1 | 48835 | 116.6 | 419 | 3.74 | 1 | 4000 | 70
PG3Q79DT | Eaton (formerly Cooper Lighting) | Streetworks | GAN-AF-10-LED-U-AFL-[AP BZ BK DP GM WH]-[ADJA ADJS ADJA-WM]-800-[2L 3 P 4 4N7 HA ALL MS SENSORS DIMRF-LW DIMRF-LN L90 R90 MT TH LCF CE] | Outdoor Luminaires | Very High Output | Architectural Flood and Spot Luminaires | Premium | FALSE | [9 empty] | 42634 |  |  | Yes |  | 3.1 | 48835 | 116.6 | 419 | 3.74 | 1 | 4000 | 70
PTMJBQD5 | Eaton (formerly Cooper Lighting) | Mcgraw-Edison | GLEON-AF-10-LED-[E1 347 480]-T3R-[AP BZ BK DP GM WH]-[ADJA ADJS ADJA-WM]-800-[P PER7 R HA ALL MS LWR SENSORS L90 R90 MT TH LCF CE] | Outdoor Luminaires | Very High Output | Architectural Flood and Spot Luminaires | Standard | FALSE | [9 empty] | 42634 |  |  | Yes |  | 3.1 | 48669 | 116.2 | 419 | 3.74 | 1 | 4000 | 70
PSR6N56B | Eaton (formerly Cooper Lighting) | Streetworks | GAN-AF-10-LED-[U 8 9]-T3R-[AP BZ BK DP GM WH]-[ADJA ADJS ADJA-WM]-800-[2L 3 P 4 4N7 HA ALL MS SENSORS DIMRF-LW DIMRF-LN L90 R90 MT TH LCF CE] | Outdoor Luminaires | Very High Output | Architectural Flood and Spot Luminaires | Standard | FALSE | [9 empty] | 42634 |  |  | Yes |  | 3.1 | 48669 | 116.2 | 419 | 3.74 | 1 | 4000 | 70
PV8UV3SQ | Eaton (formerly Cooper Lighting) | Streetworks | GAN-AF-10-LED-[U 8 9]-RW-[AP BZ BK DP GM WH]-[ADJA ADJS ADJA-WM]-800-[2L 3 P 4 4N7 HA ALL MS SENSORS DIMRF-LW DIMRF-LN L90 R90 MT TH LCF CE] | Outdoor Luminaires | Very High Output | Architectural Flood and Spot Luminaires | Standard | FALSE | [9 empty] | 42634 |  |  | Yes |  | 3.1 | 48658 | 116.1 | 419 | 3.74 | 1 | 4000 | 70
PFAC37VG | Eaton (formerly Cooper Lighting) | Mcgraw-Edison | GLEON-AF-10-LED-[E1 347 480]-RW-[AP BZ BK DP GM WH]-[ADJA ADJS ADJA-WM]-800-[P PER7 R HA ALL MS LWR SENSORS L90 R90 MT TH LCF CE] | Outdoor Luminaires | Very High Output | Architectural Flood and Spot Luminaires | Standard | FALSE | [9 empty] | 42634 |  |  | Yes |  | 3.1 | 48658 | 116.1 | 419 | 3.74 | 1 | 4000 | 70
PQ6GGWVQ | Eaton (formerly Cooper Lighting) | Streetworks | GAN-AF-10-LED-[U 8 9]-T4FT-[AP BZ BK DP GM WH]-[ADJA ADJS ADJA-WM]-800-[2L 3 P 4 4N7 HA ALL MS SENSORS DIMRF-LW DIMRF-LN L90 R90 MT TH LCF CE] | Outdoor Luminaires | Very High Output | Architectural Flood and Spot Luminaires | Standard | FALSE | [9 empty] | 42634 |  |  | Yes |  | 3.1 | 47888 | 114.3 | 419 | 3.74 | 1 | 4000 | 70
P8H9M4D3 | Eaton (formerly Cooper Lighting) | Mcgraw-Edison | GLEON-AF-10-LED-[E1 347 480]-T4FT-[AP BZ BK DP GM WH]-[ADJA ADJS ADJA-WM]-800-[P PER7 R HA ALL MS LWR SENSORS L90 R90 MT TH LCF CE] | Outdoor Luminaires | Very High Output | Architectural Flood and Spot Luminaires | Standard | FALSE | [9 empty] | 42634 |  |  | Yes |  | 3.1 | 47888 | 114.3 | 419 | 3.74 | 1 | 4000 | 70
PSUQ23TT | Eaton (formerly Cooper Lighting) | Mcgraw-Edison | GLEON-AF-10-LED-[E1 347 480]-T3-[AP BZ BK DP GM WH]-[ADJA ADJS ADJA-WM]-800-[P PER7 R HA ALL MS LWR SENSORS L90 R90 MT TH LCF CE] | Outdoor Luminaires | Very High Output | Architectural Flood and Spot Luminaires | Standard | FALSE | [9 empty] | 42634 |  |  | Yes |  | 3.1 | 47612 | 113.6 | 419 | 3.74 | 1 | 4000 | 70
P9Q8RJMS | Eaton (formerly Cooper Lighting) | Streetworks | GAN-AF-10-LED-[U 8 9]-T3-[AP BZ BK DP GM WH]-[ADJA ADJS ADJA-WM]-800-[2L 3 P 4 4N7 HA ALL MS SENSORS DIMRF-LW DIMRF-LN L90 R90 MT TH LCF CE] | Outdoor Luminaires | Very High Output | Architectural Flood and Spot Luminaires | Standard | FALSE | [9 empty] | 42634 |  |  | Yes |  | 3.1 | 47612 | 113.6 | 419 | 3.74 | 1 | 4000 | 70
PWHTK769 | Eaton (formerly Cooper Lighting) | Mcgraw-Edison | GLEON-AF-10-LED-[E1 347 480]-SL3-[AP BZ BK DP GM WH]-[ADJA ADJS ADJA-WM]-800-[P PER7 R HA ALL MS LWR SENSORS L90 R90 MT TH LCF CE] | Outdoor Luminaires | Very High Output | Architectural Flood and Spot Luminaires | Standard | FALSE | [9 empty] | 42634 |  |  | Yes |  | 3.1 | 47605 | 113.6 | 419 | 3.74 | 1 | 4000 | 70
PBUYPBUG | Eaton (formerly Cooper Lighting) | Streetworks | GAN-AF-10-LED-[U 8 9]-SL3-[AP BZ BK DP GM WH]-[ADJA ADJS ADJA-WM]-800-[2L 3 P 4 4N7 HA ALL MS SENSORS DIMRF-LW DIMRF-LN L90 R90 MT TH LCF CE] | Outdoor Luminaires | Very High Output | Architectural Flood and Spot Luminaires | Standard | FALSE | [9 empty] | 42634 |  |  | Yes |  | 3.1 | 47605 | 113.6 | 419 | 3.74 | 1 | 4000 | 70
PVH62T2U | Eaton (formerly Cooper Lighting) | Streetworks | GAN-AF-10-LED-[U 8 9]-T4W-[AP BZ BK DP GM WH]-[ADJA ADJS ADJA-WM]-800-[2L 3 P 4 4N7 HA ALL MS SENSORS DIMRF-LW DIMRF-LN L90 R90 MT TH LCF CE] | Outdoor Luminaires | Very High Output | Architectural Flood and Spot Luminaires | Standard | FALSE | [9 empty] | 42634 |  |  | Yes |  | 3.1 | 47269 | 112.8 | 419 | 3.74 | 1 | 4000 | 70
PKQQAPJ4 | Eaton (formerly Cooper Lighting) | Mcgraw-Edison | GLEON-AF-10-LED-[E1 347 480]-T4W-[AP BZ BK DP GM WH]-[ADJA ADJS ADJA-WM]-800-[P PER7 R HA ALL MS LWR SENSORS L90 R90 MT TH LCF CE] | Outdoor Luminaires | Very High Output | Architectural Flood and Spot Luminaires | Standard | FALSE | [9 empty] | 42634 |  |  | Yes |  | 3.1 | 47269 | 112.8 | 419 | 3.74 | 1 | 4000 | 70
P4EJJ8QG | Eaton (formerly Cooper Lighting) | Mcgraw-Edison | GLEON-AF-10-LED-[E1 347 480]-T2-[AP BZ BK DP GM WH]-[ADJA ADJS ADJA-WM]-800-[P PER7 R HA ALL MS LWR SENSORS L90 R90 MT TH LCF CE] | Outdoor Luminaires | Very High Output | Architectural Flood and Spot Luminaires | Standard | FALSE | [9 empty] | 42634 |  |  | Yes |  | 3.1 | 46713 | 111.5 | 419 | 3.74 | 1 | 4000 | 70
P1PN1HBY | Eaton (formerly Cooper Lighting) | Streetworks | GAN-AF-10-LED-[U 8 9]-T2-[AP BZ BK DP GM WH]-[ADJA ADJS ADJA-WM]-800-[2L 3 P 4 4N7 HA ALL MS SENSORS DIMRF-LW DIMRF-LN L90 R90 MT TH LCF CE] | Outdoor Luminaires | Very High Output | Architectural Flood and Spot Luminaires | Standard | FALSE | [9 empty] | 42634 |  |  | Yes |  | 3.1 | 46713 | 111.5 | 419 | 3.74 | 1 | 4000 | 70
PYHDDARM | Eaton (formerly Cooper Lighting) | Mcgraw-Edison | GLEON-AF-10-LED-[E1 347 480]-SL2-[AP BZ BK DP GM WH]-[ADJA ADJS ADJA-WM]-800-[P PER7 R HA ALL MS LWR SENSORS L90 R90 MT TH LCF CE] | Outdoor Luminaires | Very High Output | Architectural Flood and Spot Luminaires | Standard | FALSE | [9 empty] | 42634 |  |  | Yes |  | 3.1 | 46632 | 111.3 | 419 | 3.74 | 1 | 4000 | 70
PMNH8KUA | Eaton (formerly Cooper Lighting) | Streetworks | GAN-AF-10-LED-[U 8 9]-SL2-[AP BZ BK DP GM WH]-[ADJA ADJS ADJA-WM]-800-[2L 3 P 4 4N7 HA ALL MS SENSORS DIMRF-LW DIMRF-LN L90 R90 MT TH LCF CE] | Outdoor Luminaires | Very High Output | Architectural Flood and Spot Luminaires | Standard | FALSE | [9 empty] | 42634 |  |  | Yes |  | 3.1 | 46632 | 111.3 | 419 | 3.74 | 1 | 4000 | 70
PNH1E7DA | Eaton (formerly Cooper Lighting) | Streetworks | GAN-AF-09-LED-U-5WQ-[AP BZ BK DP GM WH]-[ADJA ADJS ADJA-WM]-800-[2L 3 P 4 4N7 HA ALL MS SENSORS DIMRF-LW DIMRF-LN L90 R90 MT TH LCF CE] | Outdoor Luminaires | Very High Output | Architectural Flood and Spot Luminaires | Premium | FALSE | [9 empty] | 42634 |  |  | Yes |  | 3.1 | 45286 | 121.1 | 374 | 3.74 | 1 | 4000 | 70
P3ZWKQ72 | Eaton (formerly Cooper Lighting) | Mcgraw-Edison | GLEON-AF-09-LED-E1-5WQ-[AP BZ BK DP GM WH]-[ADJA ADJS ADJA-WM]-800-[P PER7 R HA ALL MS LWR SENSORS L90 R90 MT TH LCF CE] | Outdoor Luminaires | Very High Output | Architectural Flood and Spot Luminaires | Premium | FALSE | [9 empty] | 42634 |  |  | Yes |  | 3.1 | 45286 | 121.1 | 374 | 3.74 | 1 | 4000 | 70
PRDN11T9 | Eaton (formerly Cooper Lighting) | Streetworks | GAN-AF-10-LED-[U 8 9]-SL4-[AP BZ BK DP GM WH]-[ADJA ADJS ADJA-WM]-800-[2L 3 P 4 4N7 HA ALL MS SENSORS DIMRF-LW DIMRF-LN L90 R90 MT TH LCF CE] | Outdoor Luminaires | Very High Output | Architectural Flood and Spot Luminaires | Standard | FALSE | [9 empty] | 42634 |  |  | Yes |  | 3.1 | 45232 | 108 | 419 | 3.74 | 1 | 4000 | 70
PDZSYRW3 | Eaton (formerly Cooper Lighting) | Mcgraw-Edison | GLEON-AF-10-LED-[E1 347 480]-SL4-[AP BZ BK DP GM WH]-[ADJA ADJS ADJA-WM]-800-[P PER7 R HA ALL MS LWR SENSORS L90 R90 MT TH LCF CE] | Outdoor Luminaires | Very High Output | Architectural Flood and Spot Luminaires | Standard | FALSE | [9 empty] | 42634 |  |  | Yes |  | 3.1 | 45232 | 108 | 419 | 3.74 | 1 | 4000 | 70
PXMTNCG8 | Eaton (formerly Cooper Lighting) | Streetworks | GAN-AF-09-LED-U-5MQ-[AP BZ BK DP GM WH]-[ADJA ADJS ADJA-WM]-800-[2L 3 P 4 4N7 HA ALL MS SENSORS DIMRF-LW DIMRF-LN L90 R90 MT TH LCF CE] | Outdoor Luminaires | Very High Output | Architectural Flood and Spot Luminaires | Premium | FALSE | [9 empty] | 42634 |  |  | Yes |  | 3.1 | 45165 | 120.8 | 374 | 3.74 | 1 | 4000 | 70
PBUA3A5C | Eaton (formerly Cooper Lighting) | Mcgraw-Edison | GLEON-AF-09-LED-E1-5MQ-[AP BZ BK DP GM WH]-[ADJA ADJS ADJA-WM]-800-[P PER7 R HA ALL MS LWR SENSORS L90 R90 MT TH LCF CE] | Outdoor Luminaires | Very High Output | Architectural Flood and Spot Luminaires | Premium | FALSE | [9 empty] | 42634 |  |  | Yes |  | 3.1 | 45165 | 120.8 | 374 | 3.74 | 1 | 4000 | 70
PQ8EX422 | Eaton (formerly Cooper Lighting) | Mcgraw-Edison | GLEON-AF-09-LED-E1-T2R-[AP BZ BK DP GM WH]-[ADJA ADJS ADJA-WM]-800-[P PER7 R HA ALL MS LWR SENSORS L90 R90 MT TH LCF CE] | Outdoor Luminaires | Very High Output | Architectural Flood and Spot Luminaires | Premium | FALSE | [9 empty] | 42634 |  |  | Yes |  | 3.1 | 44791 | 119.8 | 374 | 3.74 | 1 | 4000 | 70
P3D1H4FP | Eaton (formerly Cooper Lighting) | Streetworks | GAN-AF-09-LED-U-T2R-[AP BZ BK DP GM WH]-[ADJA ADJS ADJA-WM]-800-[2L 3 P 4 4N7 HA ALL MS SENSORS DIMRF-LW DIMRF-LN L90 R90 MT TH LCF CE] | Outdoor Luminaires | Very High Output | Architectural Flood and Spot Luminaires | Premium | FALSE | [9 empty] | 42634 |  |  | Yes |  | 3.1 | 44791 | 119.8 | 374 | 3.74 | 1 | 4000 | 70
PZFAMGXS | Eaton (formerly Cooper Lighting) | Streetworks | GAN-AF-09-LED-U-5NQ-[AP BZ BK DP GM WH]-[ADJA ADJS ADJA-WM]-800-[2L 3 P 4 4N7 HA ALL MS SENSORS DIMRF-LW DIMRF-LN L90 R90 MT TH LCF CE] | Outdoor Luminaires | Very High Output | Architectural Flood and Spot Luminaires | Premium | FALSE | [9 empty] | 42634 |  |  | Yes |  | 3.1 | 44349 | 118.6 | 374 | 3.74 | 1 | 4000 | 70
P6MWPB6X | Eaton (formerly Cooper Lighting) | Mcgraw-Edison | GLEON-AF-09-LED-E1-5NQ-[AP BZ BK DP GM WH]-[ADJA ADJS ADJA-WM]-800-[P PER7 R HA ALL MS LWR SENSORS L90 R90 MT TH LCF CE] | Outdoor Luminaires | Very High Output | Architectural Flood and Spot Luminaires | Premium | FALSE | [9 empty] | 42634 |  |  | Yes |  | 3.1 | 44349 | 118.6 | 374 | 3.74 | 1 | 4000 | 70
PQ4H22JH | Eaton (formerly Cooper Lighting) | Mcgraw-Edison | GLEON-AF-09-LED-E1-AFL-[AP BZ BK DP GM WH]-[ADJA ADJS ADJA-WM]-800-[P PER7 R HA ALL MS LWR SENSORS L90 R90 MT TH LCF CE] | Outdoor Luminaires | Very High Output | Architectural Flood and Spot Luminaires | Premium | FALSE | [9 empty] | 42634 |  |  | Yes |  | 3.1 | 44108 | 117.9 | 374 | 3.74 | 1 | 4000 | 70
P1S2WMHF | Eaton (formerly Cooper Lighting) | Streetworks | GAN-AF-09-LED-U-AFL-[AP BZ BK DP GM WH]-[ADJA ADJS ADJA-WM]-800-[2L 3 P 4 4N7 HA ALL MS SENSORS DIMRF-LW DIMRF-LN L90 R90 MT TH LCF CE] | Outdoor Luminaires | Very High Output | Architectural Flood and Spot Luminaires | Premium | FALSE | [9 empty] | 42634 |  |  | Yes |  | 3.1 | 44108 | 117.9 | 374 | 3.74 | 1 | 4000 | 70
PH64NCHC | Eaton (formerly Cooper Lighting) | Mcgraw-Edison | GLEON-AF-09-LED-E1-T3R-[AP BZ BK DP GM WH]-[ADJA ADJS ADJA-WM]-800-[P PER7 R HA ALL MS LWR SENSORS L90 R90 MT TH LCF CE] | Outdoor Luminaires | Very High Output | Architectural Flood and Spot Luminaires | Premium | FALSE | [9 empty] | 42634 |  |  | Yes |  | 3.1 | 43959 | 117.5 | 374 | 3.74 | 1 | 4000 | 70
PG8WD48Z | Eaton (formerly Cooper Lighting) | Streetworks | GAN-AF-09-LED-U-T3R-[AP BZ BK DP GM WH]-[ADJA ADJS ADJA-WM]-800-[2L 3 P 4 4N7 HA ALL MS SENSORS DIMRF-LW DIMRF-LN L90 R90 MT TH LCF CE] | Outdoor Luminaires | Very High Output | Architectural Flood and Spot Luminaires | Premium | FALSE | [9 empty] | 42634 |  |  | Yes |  | 3.1 | 43959 | 117.5 | 374 | 3.74 | 1 | 4000 | 70
PRUPPUWH | Eaton (formerly Cooper Lighting) | Mcgraw-Edison | GLEON-AF-09-LED-E1-RW-[AP BZ BK DP GM WH]-[ADJA ADJS ADJA-WM]-800-[P PER7 R HA ALL MS LWR SENSORS L90 R90 MT TH LCF CE] | Outdoor Luminaires | Very High Output | Architectural Flood and Spot Luminaires | Premium | FALSE | [9 empty] | 42634 |  |  | Yes |  | 3.1 | 43949 | 117.5 | 374 | 3.74 | 1 | 4000 | 70
PMDPQB53 | Eaton (formerly Cooper Lighting) | Streetworks | GAN-AF-09-LED-U-RW-[AP BZ BK DP GM WH]-[ADJA ADJS ADJA-WM]-800-[2L 3 P 4 4N7 HA ALL MS SENSORS DIMRF-LW DIMRF-LN L90 R90 MT TH LCF CE] | Outdoor Luminaires | Very High Output | Architectural Flood and Spot Luminaires | Premium | FALSE | [9 empty] | 42634 |  |  | Yes |  | 3.1 | 43949 | 117.5 | 374 | 3.74 | 1 | 4000 | 70
PAQSR9JP | Eaton (formerly Cooper Lighting) | Streetworks | GAN-AF-09-LED-[U 8 9]-T4FT-[AP BZ BK DP GM WH]-[ADJA ADJS ADJA-WM]-800-[2L 3 P 4 4N7 HA ALL MS SENSORS DIMRF-LW DIMRF-LN L90 R90 MT TH LCF CE] | Outdoor Luminaires | Very High Output | Architectural Flood and Spot Luminaires | Standard | FALSE | [9 empty] | 42634 |  |  | Yes |  | 3.1 | 43252 | 115.6 | 374 | 3.74 | 1 | 4000 | 70
P9SR89GJ | Eaton (formerly Cooper Lighting) | Mcgraw-Edison | GLEON-AF-09-LED-[E1 347 480]-T4FT-[AP BZ BK DP GM WH]-[ADJA ADJS ADJA-WM]-800-[P PER7 R HA ALL MS LWR SENSORS L90 R90 MT TH LCF CE] | Outdoor Luminaires | Very High Output | Architectural Flood and Spot Luminaires | Standard | FALSE | [9 empty] | 42634 |  |  | Yes |  | 3.1 | 43252 | 115.6 | 374 | 3.74 | 1 | 4000 | 70
PMW2THTK | Eaton (formerly Cooper Lighting) | Mcgraw-Edison | GLEON-AF-09-LED-[E1 347 480]-T3-[AP BZ BK DP GM WH]-[ADJA ADJS ADJA-WM]-800-[P PER7 R HA ALL MS LWR SENSORS L90 R90 MT TH LCF CE] | Outdoor Luminaires | Very High Output | Architectural Flood and Spot Luminaires | Standard | FALSE | [9 empty] | 42634 |  |  | Yes |  | 3.1 | 43003 | 115 | 374 | 3.74 | 1 | 4000 | 70
PM3RGF61 | Eaton (formerly Cooper Lighting) | Streetworks | GAN-AF-09-LED-[U 8 9]-T3-[AP BZ BK DP GM WH]-[ADJA ADJS ADJA-WM]-800-[2L 3 P 4 4N7 HA ALL MS SENSORS DIMRF-LW DIMRF-LN L90 R90 MT TH LCF CE] | Outdoor Luminaires | Very High Output | Architectural Flood and Spot Luminaires | Standard | FALSE | [9 empty] | 42634 |  |  | Yes |  | 3.1 | 43003 | 115 | 374 | 3.74 | 1 | 4000 | 70
PYEFUJFW | Eaton (formerly Cooper Lighting) | Streetworks | GAN-AF-09-LED-[U 8 9]-SL3-[AP BZ BK DP GM WH]-[ADJA ADJS ADJA-WM]-800-[2L 3 P 4 4N7 HA ALL MS SENSORS DIMRF-LW DIMRF-LN L90 R90 MT TH LCF CE] | Outdoor Luminaires | Very High Output | Architectural Flood and Spot Luminaires | Standard | FALSE | [9 empty] | 42634 |  |  | Yes |  | 3.1 | 42997 | 115 | 374 | 3.74 | 1 | 4000 | 70
P2Z2S87B | Eaton (formerly Cooper Lighting) | Mcgraw-Edison | GLEON-AF-09-LED-[E1 347 480]-SL3-[AP BZ BK DP GM WH]-[ADJA ADJS ADJA-WM]-800-[P PER7 R HA ALL MS LWR SENSORS L90 R90 MT TH LCF CE] | Outdoor Luminaires | Very High Output | Architectural Flood and Spot Luminaires | Standard | FALSE | [9 empty] | 42634 |  |  | Yes |  | 3.1 | 42997 | 115 | 374 | 3.74 | 1 | 4000 | 70
PW111Q3D | Eaton (formerly Cooper Lighting) | Streetworks | GAN-AF-09-LED-[U 8 9]-T4W-[AP BZ BK DP GM WH]-[ADJA ADJS ADJA-WM]-800-[2L 3 P 4 4N7 HA ALL MS SENSORS DIMRF-LW DIMRF-LN L90 R90 MT TH LCF CE] | Outdoor Luminaires | Very High Output | Architectural Flood and Spot Luminaires | Standard | FALSE | [9 empty] | 42634 |  |  | Yes |  | 3.1 | 42694 | 114.2 | 374 | 3.74 | 1 | 4000 | 70
P7WZHJTG | Eaton (formerly Cooper Lighting) | Mcgraw-Edison | GLEON-AF-09-LED-[E1 347 480]-T4W-[AP BZ BK DP GM WH]-[ADJA ADJS ADJA-WM]-800-[P PER7 R HA ALL MS LWR SENSORS L90 R90 MT TH LCF CE] | Outdoor Luminaires | Very High Output | Architectural Flood and Spot Luminaires | Standard | FALSE | [9 empty] | 42634 |  |  | Yes |  | 3.1 | 42694 | 114.2 | 374 | 3.74 | 1 | 4000 | 70
P4FWMYU1 | Eaton (formerly Cooper Lighting) | Mcgraw-Edison | GLEON-AF-09-LED-[E1 347 480]-T2-[AP BZ BK DP GM WH]-[ADJA ADJS ADJA-WM]-800-[P PER7 R HA ALL MS LWR SENSORS L90 R90 MT TH LCF CE] | Outdoor Luminaires | Very High Output | Architectural Flood and Spot Luminaires | Standard | FALSE | [9 empty] | 42634 |  |  | Yes |  | 3.1 | 42191 | 112.8 | 374 | 3.74 | 1 | 4000 | 70
P2246KEW | Eaton (formerly Cooper Lighting) | Streetworks | GAN-AF-09-LED-[U 8 9]-T2-[AP BZ BK DP GM WH]-[ADJA ADJS ADJA-WM]-800-[2L 3 P 4 4N7 HA ALL MS SENSORS DIMRF-LW DIMRF-LN L90 R90 MT TH LCF CE] | Outdoor Luminaires | Very High Output | Architectural Flood and Spot Luminaires | Standard | FALSE | [9 empty] | 42634 |  |  | Yes |  | 3.1 | 42191 | 112.8 | 374 | 3.74 | 1 | 4000 | 70
PA62BH49 | Eaton (formerly Cooper Lighting) | Mcgraw-Edison | GLEON-AF-09-LED-[E1 347 480]-SL2-[AP BZ BK DP GM WH]-[ADJA ADJS ADJA-WM]-800-[P PER7 R HA ALL MS LWR SENSORS L90 R90 MT TH LCF CE] | Outdoor Luminaires | Very High Output | Architectural Flood and Spot Luminaires | Standard | FALSE | [9 empty] | 42634 |  |  | Yes |  | 3.1 | 42118 | 112.6 | 374 | 3.74 | 1 | 4000 | 70
P6YRXQBG | Eaton (formerly Cooper Lighting) | Streetworks | GAN-AF-09-LED-[U 8 9]-SL2-[AP BZ BK DP GM WH]-[ADJA ADJS ADJA-WM]-800-[2L 3 P 4 4N7 HA ALL MS SENSORS DIMRF-LW DIMRF-LN L90 R90 MT TH LCF CE] | Outdoor Luminaires | Very High Output | Architectural Flood and Spot Luminaires | Standard | FALSE | [9 empty] | 42634 |  |  | Yes |  | 3.1 | 42118 | 112.6 | 374 | 3.74 | 1 | 4000 | 70
PZG4ZZUZ | Eaton (formerly Cooper Lighting) | Mcgraw-Edison | GLEON-AF-10-LED-E1-[SLL SLR]-[AP BZ BK DP GM WH]-[ADJA ADJS ADJA-WM]-800-[P PER7 R HA ALL MS LWR SENSORS L90 R90 MT TH LCF CE] | Outdoor Luminaires | Very High Output | Architectural Flood and Spot Luminaires | Standard | FALSE | [9 empty] | 42634 |  |  | Yes |  | 3.1 | 41832 | 99.8 | 419 | 3.74 | 1 | 4000 | 70
P598VCXV | Eaton (formerly Cooper Lighting) | Streetworks | GAN-AF-10-LED-U-[SLL SLR]-[AP BZ BK DP GM WH]-[ADJA ADJS ADJA-WM]-800-[2L 3 P 4 4N7 HA ALL MS SENSORS DIMRF-LW DIMRF-LN L90 R90 MT TH LCF CE] | Outdoor Luminaires | Very High Output | Architectural Flood and Spot Luminaires | Standard | FALSE | [9 empty] | 42634 |  |  | Yes |  | 3.1 | 41832 | 99.8 | 419 | 3.74 | 1 | 4000 | 70
P6DCTF8U | Eaton (formerly Cooper Lighting) | Streetworks | GAN-AF-09-LED-[U 8 9]-SL4-[AP BZ BK DP GM WH]-[ADJA ADJS ADJA-WM]-800-[2L 3 P 4 4N7 HA ALL MS SENSORS DIMRF-LW DIMRF-LN L90 R90 MT TH LCF CE] | Outdoor Luminaires | Very High Output | Architectural Flood and Spot Luminaires | Standard | FALSE | [9 empty] | 42634 |  |  | Yes |  | 3.1 | 40854 | 109.2 | 374 | 3.74 | 1 | 4000 | 70
P2SM53Y9 | Eaton (formerly Cooper Lighting) | Mcgraw-Edison | GLEON-AF-09-LED-[E1 347 480]-SL4-[AP BZ BK DP GM WH]-[ADJA ADJS ADJA-WM]-800-[P PER7 R HA ALL MS LWR SENSORS L90 R90 MT TH LCF CE] | Outdoor Luminaires | Very High Output | Architectural Flood and Spot Luminaires | Standard | FALSE | [9 empty] | 42634 |  |  | Yes |  | 3.1 | 40854 | 109.2 | 374 | 3.74 | 1 | 4000 | 70
PYVBQ4SB | Eaton (formerly Cooper Lighting) | Mcgraw-Edison | GLEON-AF-09-LED-E1-[SLL SLR]-[AP BZ BK DP GM WH]-[ADJA ADJS ADJA-WM]-800-[P PER7 R HA ALL MS LWR SENSORS L90 R90 MT TH LCF CE] | Outdoor Luminaires | Very High Output | Architectural Flood and Spot Luminaires | Standard | FALSE | [9 empty] | 42634 |  |  | Yes |  | 3.1 | 37784 | 101 | 374 | 3.74 | 1 | 4000 | 70
PCXFFRX2 | Eaton (formerly Cooper Lighting) | Streetworks | GAN-AF-09-LED-U-[SLL SLR]-[AP BZ BK DP GM WH]-[ADJA ADJS ADJA-WM]-800-[2L 3 P 4 4N7 HA ALL MS SENSORS DIMRF-LW DIMRF-LN L90 R90 MT TH LCF CE] | Outdoor Luminaires | Very High Output | Architectural Flood and Spot Luminaires | Standard | FALSE | [9 empty] | 42634 |  |  | Yes |  | 3.1 | 37784 | 101 | 374 | 3.74 | 1 | 4000 | 70
PNGD16HU | Eaton (formerly Cooper Lighting) | Mcgraw-Edison | GLEON-AF-10-LED-[E1 347 480]-5WQ-[AP BZ BK DP GM WH]-[ADJA ADJS ADJA-WM]-600-[P PER7 R HA ALL MS LWR SENSORS L90 R90 MT TH LCF CE] | Outdoor Luminaires | Very High Output | Architectural Flood and Spot Luminaires | Premium | FALSE | [9 empty] | 42634 |  |  | Yes |  | 3.1 | 40888 | 126.6 | 323 | 3.49 | 1 | 4000 | 70
P557QEMA | Eaton (formerly Cooper Lighting) | Streetworks | GAN-AF-10-LED-[U 8 9]-5WQ-[AP BZ BK DP GM WH]-[ADJA ADJS ADJA-WM]-600-[2L 3 P 4 4N7 HA ALL MS SENSORS DIMRF-LW DIMRF-LN L90 R90 MT TH LCF CE] | Outdoor Luminaires | Very High Output | Architectural Flood and Spot Luminaires | Premium | FALSE | [9 empty] | 42634 |  |  | Yes |  | 3.1 | 40888 | 126.6 | 323 | 3.49 | 1 | 4000 | 70
PACGJARF | Eaton (formerly Cooper Lighting) | Streetworks | GAN-AF-10-LED-[U 8 9]-5MQ-[AP BZ BK DP GM WH]-[ADJA ADJS ADJA-WM]-600-[2L 3 P 4 4N7 HA ALL MS SENSORS DIMRF-LW DIMRF-LN L90 R90 MT TH LCF CE] | Outdoor Luminaires | Very High Output | Architectural Flood and Spot Luminaires | Premium | FALSE | [9 empty] | 42634 |  |  | Yes |  | 3.1 | 40779 | 126.3 | 323 | 3.49 | 1 | 4000 | 70
P8VAAU7D | Eaton (formerly Cooper Lighting) | Mcgraw-Edison | GLEON-AF-10-LED-[E1 347 480]-5MQ-[AP BZ BK DP GM WH]-[ADJA ADJS ADJA-WM]-600-[P PER7 R HA ALL MS LWR SENSORS L90 R90 MT TH LCF CE] | Outdoor Luminaires | Very High Output | Architectural Flood and Spot Luminaires | Premium | FALSE | [9 empty] | 42634 |  |  | Yes |  | 3.1 | 40779 | 126.3 | 323 | 3.49 | 1 | 4000 | 70
PNTY11Y1 | Eaton (formerly Cooper Lighting) | Streetworks | GAN-AF-10-LED-[U 8 9]-T2R-[AP BZ BK DP GM WH]-[ADJA ADJS ADJA-WM]-600-[2L 3 P 4 4N7 HA ALL MS SENSORS DIMRF-LW DIMRF-LN L90 R90 MT TH LCF CE] | Outdoor Luminaires | Very High Output | Architectural Flood and Spot Luminaires | Premium | FALSE | [9 empty] | 42634 |  |  | Yes |  | 3.1 | 40441 | 125.2 | 323 | 3.49 | 1 | 4000 | 70
PK8HHFBR | Eaton (formerly Cooper Lighting) | Mcgraw-Edison | GLEON-AF-10-LED-[E1 347 480]-T2R-[AP BZ BK DP GM WH]-[ADJA ADJS ADJA-WM]-600-[P PER7 R HA ALL MS LWR SENSORS L90 R90 MT TH LCF CE] | Outdoor Luminaires | Very High Output | Architectural Flood and Spot Luminaires | Premium | FALSE | [9 empty] | 42634 |  |  | Yes |  | 3.1 | 40441 | 125.2 | 323 | 3.49 | 1 | 4000 | 70
PSCV1EFT | Eaton (formerly Cooper Lighting) | Streetworks | GAN-AF-10-LED-[U 8 9]-5NQ-[AP BZ BK DP GM WH]-[ADJA ADJS ADJA-WM]-600-[2L 3 P 4 4N7 HA ALL MS SENSORS DIMRF-LW DIMRF-LN L90 R90 MT TH LCF CE] | Outdoor Luminaires | Very High Output | Architectural Flood and Spot Luminaires | Premium | FALSE | [9 empty] | 42634 |  |  | Yes |  | 3.1 | 40042 | 124 | 323 | 3.49 | 1 | 4000 | 70
PMTAE7VC | Eaton (formerly Cooper Lighting) | Mcgraw-Edison | GLEON-AF-10-LED-[E1 347 480]-5NQ-[AP BZ BK DP GM WH]-[ADJA ADJS ADJA-WM]-600-[P PER7 R HA ALL MS LWR SENSORS L90 R90 MT TH LCF CE] | Outdoor Luminaires | Very High Output | Architectural Flood and Spot Luminaires | Premium | FALSE | [9 empty] | 42634 |  |  | Yes |  | 3.1 | 40042 | 124 | 323 | 3.49 | 1 | 4000 | 70
PG3NJP6B | Eaton (formerly Cooper Lighting) | Mcgraw-Edison | GLEON-AF-10-LED-[E1 347 480]-AFL-[AP BZ BK DP GM WH]-[ADJA ADJS ADJA-WM]-600-[P PER7 R HA ALL MS LWR SENSORS L90 R90 MT TH LCF CE] | Outdoor Luminaires | Very High Output | Architectural Flood and Spot Luminaires | Premium | FALSE | [9 empty] | 42634 |  |  | Yes |  | 3.1 | 39824 | 123.3 | 323 | 3.49 | 1 | 4000 | 70
PEXGTSR1 | Eaton (formerly Cooper Lighting) | Streetworks | GAN-AF-10-LED-[U 8 9]-AFL-[AP BZ BK DP GM WH]-[ADJA ADJS ADJA-WM]-600-[2L 3 P 4 4N7 HA ALL MS SENSORS DIMRF-LW DIMRF-LN L90 R90 MT TH LCF CE] | Outdoor Luminaires | Very High Output | Architectural Flood and Spot Luminaires | Premium | FALSE | [9 empty] | 42634 |  |  | Yes |  | 3.1 | 39824 | 123.3 | 323 | 3.49 | 1 | 4000 | 70
PZYAC8XB | Eaton (formerly Cooper Lighting) | Streetworks | GAN-AF-10-LED-U-T3R-[AP BZ BK DP GM WH]-[ADJA ADJS ADJA-WM]-600-[2L 3 P 4 4N7 HA ALL MS SENSORS DIMRF-LW DIMRF-LN L90 R90 MT TH LCF CE] | Outdoor Luminaires | Very High Output | Architectural Flood and Spot Luminaires | Premium | FALSE | [9 empty] | 42634 |  |  | Yes |  | 3.1 | 39689 | 122.9 | 323 | 3.49 | 1 | 4000 | 70
PY5WCCVW | Eaton (formerly Cooper Lighting) | Mcgraw-Edison | GLEON-AF-10-LED-E1-T3R-[AP BZ BK DP GM WH]-[ADJA ADJS ADJA-WM]-600-[P PER7 R HA ALL MS LWR SENSORS L90 R90 MT TH LCF CE] | Outdoor Luminaires | Very High Output | Architectural Flood and Spot Luminaires | Premium | FALSE | [9 empty] | 42634 |  |  | Yes |  | 3.1 | 39689 | 122.9 | 323 | 3.49 | 1 | 4000 | 70
PXT6WHFX | Eaton (formerly Cooper Lighting) | Streetworks | GAN-AF-10-LED-U-RW-[AP BZ BK DP GM WH]-[ADJA ADJS ADJA-WM]-600-[2L 3 P 4 4N7 HA ALL MS SENSORS DIMRF-LW DIMRF-LN L90 R90 MT TH LCF CE] | Outdoor Luminaires | Very High Output | Architectural Flood and Spot Luminaires | Premium | FALSE | [9 empty] | 42634 |  |  | Yes |  | 3.1 | 39680 | 122.8 | 323 | 3.49 | 1 | 4000 | 70
P5B28A4Q | Eaton (formerly Cooper Lighting) | Mcgraw-Edison | GLEON-AF-10-LED-E1-RW-[AP BZ BK DP GM WH]-[ADJA ADJS ADJA-WM]-600-[P PER7 R HA ALL MS LWR SENSORS L90 R90 MT TH LCF CE] | Outdoor Luminaires | Very High Output | Architectural Flood and Spot Luminaires | Premium | FALSE | [9 empty] | 42634 |  |  | Yes |  | 3.1 | 39680 | 122.8 | 323 | 3.49 | 1 | 4000 | 70
PY8MKW6F | Eaton (formerly Cooper Lighting) | Streetworks | GAN-AF-10-LED-U-T4FT-[AP BZ BK DP GM WH]-[ADJA ADJS ADJA-WM]-600-[2L 3 P 4 4N7 HA ALL MS SENSORS DIMRF-LW DIMRF-LN L90 R90 MT TH LCF CE] | Outdoor Luminaires | Very High Output | Architectural Flood and Spot Luminaires | Premium | FALSE | [9 empty] | 42634 |  |  | Yes |  | 3.1 | 39052 | 120.9 | 323 | 3.49 | 1 | 4000 | 70
PGTK4W9U | Eaton (formerly Cooper Lighting) | Mcgraw-Edison | GLEON-AF-10-LED-E1-T4FT-[AP BZ BK DP GM WH]-[ADJA ADJS ADJA-WM]-600-[P PER7 R HA ALL MS LWR SENSORS L90 R90 MT TH LCF CE] | Outdoor Luminaires | Very High Output | Architectural Flood and Spot Luminaires | Premium | FALSE | [9 empty] | 42634 |  |  | Yes |  | 3.1 | 39052 | 120.9 | 323 | 3.49 | 1 | 4000 | 70
P9ARJTPE | Eaton (formerly Cooper Lighting) | Streetworks | GAN-AF-10-LED-U-T3-[AP BZ BK DP GM WH]-[ADJA ADJS ADJA-WM]-600-[2L 3 P 4 4N7 HA ALL MS SENSORS DIMRF-LW DIMRF-LN L90 R90 MT TH LCF CE] | Outdoor Luminaires | Very High Output | Architectural Flood and Spot Luminaires | Premium | FALSE | [9 empty] | 42634 |  |  | Yes |  | 3.1 | 38827 | 120.2 | 323 | 3.49 | 1 | 4000 | 70
P23T54KK | Eaton (formerly Cooper Lighting) | Mcgraw-Edison | GLEON-AF-10-LED-E1-T3-[AP BZ BK DP GM WH]-[ADJA ADJS ADJA-WM]-600-[P PER7 R HA ALL MS LWR SENSORS L90 R90 MT TH LCF CE] | Outdoor Luminaires | Very High Output | Architectural Flood and Spot Luminaires | Premium | FALSE | [9 empty] | 42634 |  |  | Yes |  | 3.1 | 38827 | 120.2 | 323 | 3.49 | 1 | 4000 | 70
PVG4YFTM | Eaton (formerly Cooper Lighting) | Mcgraw-Edison | GLEON-AF-10-LED-E1-SL3-[AP BZ BK DP GM WH]-[ADJA ADJS ADJA-WM]-600-[P PER7 R HA ALL MS LWR SENSORS L90 R90 MT TH LCF CE] | Outdoor Luminaires | Very High Output | Architectural Flood and Spot Luminaires | Premium | FALSE | [9 empty] | 42634 |  |  | Yes |  | 3.1 | 38821 | 120.2 | 323 | 3.49 | 1 | 4000 | 70
PN67Y9K6 | Eaton (formerly Cooper Lighting) | Streetworks | GAN-AF-10-LED-U-SL3-[AP BZ BK DP GM WH]-[ADJA ADJS ADJA-WM]-600-[2L 3 P 4 4N7 HA ALL MS SENSORS DIMRF-LW DIMRF-LN L90 R90 MT TH LCF CE] | Outdoor Luminaires | Very High Output | Architectural Flood and Spot Luminaires | Premium | FALSE | [9 empty] | 42634 |  |  | Yes |  | 3.1 | 38821 | 120.2 | 323 | 3.49 | 1 | 4000 | 70
PRBB5N1Y | Eaton (formerly Cooper Lighting) | Mcgraw-Edison | GLEON-AF-10-LED-E1-T4W-[AP BZ BK DP GM WH]-[ADJA ADJS ADJA-WM]-600-[P PER7 R HA ALL MS LWR SENSORS L90 R90 MT TH LCF CE] | Outdoor Luminaires | Very High Output | Architectural Flood and Spot Luminaires | Premium | FALSE | [9 empty] | 42634 |  |  | Yes |  | 3.1 | 38547 | 119.3 | 323 | 3.49 | 1 | 4000 | 70
PJAMRV6H | Eaton (formerly Cooper Lighting) | Streetworks | GAN-AF-10-LED-U-T4W-[AP BZ BK DP GM WH]-[ADJA ADJS ADJA-WM]-600-[2L 3 P 4 4N7 HA ALL MS SENSORS DIMRF-LW DIMRF-LN L90 R90 MT TH LCF CE] | Outdoor Luminaires | Very High Output | Architectural Flood and Spot Luminaires | Premium | FALSE | [9 empty] | 42634 |  |  | Yes |  | 3.1 | 38547 | 119.3 | 323 | 3.49 | 1 | 4000 | 70
PXTVPB2M | Eaton (formerly Cooper Lighting) | Streetworks | GAN-AF-10-LED-U-T2-[AP BZ BK DP GM WH]-[ADJA ADJS ADJA-WM]-600-[2L 3 P 4 4N7 HA ALL MS SENSORS DIMRF-LW DIMRF-LN L90 R90 MT TH LCF CE] | Outdoor Luminaires | Very High Output | Architectural Flood and Spot Luminaires | Premium | FALSE | [9 empty] | 42634 |  |  | Yes |  | 3.1 | 38093 | 117.9 | 323 | 3.49 | 1 | 4000 | 70
PNBWMPKK | Eaton (formerly Cooper Lighting) | Mcgraw-Edison | GLEON-AF-10-LED-E1-T2-[AP BZ BK DP GM WH]-[ADJA ADJS ADJA-WM]-600-[P PER7 R HA ALL MS LWR SENSORS L90 R90 MT TH LCF CE] | Outdoor Luminaires | Very High Output | Architectural Flood and Spot Luminaires | Premium | FALSE | [9 empty] | 42634 |  |  | Yes |  | 3.1 | 38093 | 117.9 | 323 | 3.49 | 1 | 4000 | 70
PRXMZWRT | Eaton (formerly Cooper Lighting) | Streetworks | GAN-AF-10-LED-U-SL2-[AP BZ BK DP GM WH]-[ADJA ADJS ADJA-WM]-600-[2L 3 P 4 4N7 HA ALL MS SENSORS DIMRF-LW DIMRF-LN L90 R90 MT TH LCF CE] | Outdoor Luminaires | Very High Output | Architectural Flood and Spot Luminaires | Premium | FALSE | [9 empty] | 42634 |  |  | Yes |  | 3.1 | 38028 | 117.7 | 323 | 3.49 | 1 | 4000 | 70
PMUSXPWM | Eaton (formerly Cooper Lighting) | Mcgraw-Edison | GLEON-AF-10-LED-E1-SL2-[AP BZ BK DP GM WH]-[ADJA ADJS ADJA-WM]-600-[P PER7 R HA ALL MS LWR SENSORS L90 R90 MT TH LCF CE] | Outdoor Luminaires | Very High Output | Architectural Flood and Spot Luminaires | Premium | FALSE | [9 empty] | 42634 |  |  | Yes |  | 3.1 | 38028 | 117.7 | 323 | 3.49 | 1 | 4000 | 70
P87T11EN | Eaton (formerly Cooper Lighting) | Streetworks | GAN-AF-09-LED-[U 8 9]-5WQ-[AP BZ BK DP GM WH]-[ADJA ADJS ADJA-WM]-600-[2L 3 P 4 4N7 HA ALL MS SENSORS DIMRF-LW DIMRF-LN L90 R90 MT TH LCF CE] | Outdoor Luminaires | Very High Output | Architectural Flood and Spot Luminaires | Premium | FALSE | [9 empty] | 42634 |  |  | Yes |  | 3.1 | 36930 | 127.3 | 290 | 3.49 | 1 | 4000 | 70
P6TH62US | Eaton (formerly Cooper Lighting) | Mcgraw-Edison | GLEON-AF-09-LED-[E1 347 480]-5WQ-[AP BZ BK DP GM WH]-[ADJA ADJS ADJA-WM]-600-[P PER7 R HA ALL MS LWR SENSORS L90 R90 MT TH LCF CE] | Outdoor Luminaires | Very High Output | Architectural Flood and Spot Luminaires | Premium | FALSE | [9 empty] | 42634 |  |  | Yes |  | 3.1 | 36930 | 127.3 | 290 | 3.49 | 1 | 4000 | 70
PZ6D5GTF | Eaton (formerly Cooper Lighting) | Mcgraw-Edison | GLEON-AF-10-LED-[E1 347 480]-SL4-[AP BZ BK DP GM WH]-[ADJA ADJS ADJA-WM]-600-[P PER7 R HA ALL MS LWR SENSORS L90 R90 MT TH LCF CE] | Outdoor Luminaires | Very High Output | Architectural Flood and Spot Luminaires | Standard | FALSE | [9 empty] | 42634 |  |  | Yes |  | 3.1 | 36886 | 114.2 | 323 | 3.49 | 1 | 4000 | 70
P3PGJY8P | Eaton (formerly Cooper Lighting) | Streetworks | GAN-AF-10-LED-[U 8 9]-SL4-[AP BZ BK DP GM WH]-[ADJA ADJS ADJA-WM]-600-[2L 3 P 4 4N7 HA ALL MS SENSORS DIMRF-LW DIMRF-LN L90 R90 MT TH LCF CE] | Outdoor Luminaires | Very High Output | Architectural Flood and Spot Luminaires | Standard | FALSE | [9 empty] | 42634 |  |  | Yes |  | 3.1 | 36886 | 114.2 | 323 | 3.49 | 1 | 4000 | 70
PA9XRG5P | Eaton (formerly Cooper Lighting) | Mcgraw-Edison | GLEON-AF-09-LED-[E1 347 480]-5MQ-[AP BZ BK DP GM WH]-[ADJA ADJS ADJA-WM]-600-[P PER7 R HA ALL MS LWR SENSORS L90 R90 MT TH LCF CE] | Outdoor Luminaires | Very High Output | Architectural Flood and Spot Luminaires | Premium | FALSE | [9 empty] | 42634 |  |  | Yes |  | 3.1 | 36832 | 127 | 290 | 3.49 | 1 | 4000 | 70
P9XHZAXP | Eaton (formerly Cooper Lighting) | Streetworks | GAN-AF-09-LED-[U 8 9]-5MQ-[AP BZ BK DP GM WH]-[ADJA ADJS ADJA-WM]-600-[2L 3 P 4 4N7 HA ALL MS SENSORS DIMRF-LW DIMRF-LN L90 R90 MT TH LCF CE] | Outdoor Luminaires | Very High Output | Architectural Flood and Spot Luminaires | Premium | FALSE | [9 empty] | 42634 |  |  | Yes |  | 3.1 | 36832 | 127 | 290 | 3.49 | 1 | 4000 | 70
P6QUKGY6 | Eaton (formerly Cooper Lighting) | Streetworks | GAN-AF-09-LED-[U 8 9]-T2R-[AP BZ BK DP GM WH]-[ADJA ADJS ADJA-WM]-600-[2L 3 P 4 4N7 HA ALL MS SENSORS DIMRF-LW DIMRF-LN L90 R90 MT TH LCF CE] | Outdoor Luminaires | Very High Output | Architectural Flood and Spot Luminaires | Premium | FALSE | [9 empty] | 42634 |  |  | Yes |  | 3.1 | 36527 | 126 | 290 | 3.49 | 1 | 4000 | 70
P2K4QEHN | Eaton (formerly Cooper Lighting) | Mcgraw-Edison | GLEON-AF-09-LED-[E1 347 480]-T2R-[AP BZ BK DP GM WH]-[ADJA ADJS ADJA-WM]-600-[P PER7 R HA ALL MS LWR SENSORS L90 R90 MT TH LCF CE] | Outdoor Luminaires | Very High Output | Architectural Flood and Spot Luminaires | Premium | FALSE | [9 empty] | 42634 |  |  | Yes |  | 3.1 | 36527 | 126 | 290 | 3.49 | 1 | 4000 | 70
PEME81ET | Eaton (formerly Cooper Lighting) | Streetworks | GAN-AF-09-LED-[U 8 9]-5NQ-[AP BZ BK DP GM WH]-[ADJA ADJS ADJA-WM]-600-[2L 3 P 4 4N7 HA ALL MS SENSORS DIMRF-LW DIMRF-LN L90 R90 MT TH LCF CE] | Outdoor Luminaires | Very High Output | Architectural Flood and Spot Luminaires | Premium | FALSE | [9 empty] | 42634 |  |  | Yes |  | 3.1 | 36166 | 124.7 | 290 | 3.49 | 1 | 4000 | 70
P6ENUE9R | Eaton (formerly Cooper Lighting) | Mcgraw-Edison | GLEON-AF-09-LED-[E1 347 480]-5NQ-[AP BZ BK DP GM WH]-[ADJA ADJS ADJA-WM]-600-[P PER7 R HA ALL MS LWR SENSORS L90 R90 MT TH LCF CE] | Outdoor Luminaires | Very High Output | Architectural Flood and Spot Luminaires | Premium | FALSE | [9 empty] | 42634 |  |  | Yes |  | 3.1 | 36166 | 124.7 | 290 | 3.49 | 1 | 4000 | 70
PYYQNRFJ | Eaton (formerly Cooper Lighting) | Streetworks | GAN-AF-09-LED-[U 8 9]-AFL-[AP BZ BK DP GM WH]-[ADJA ADJS ADJA-WM]-600-[2L 3 P 4 4N7 HA ALL MS SENSORS DIMRF-LW DIMRF-LN L90 R90 MT TH LCF CE] | Outdoor Luminaires | Very High Output | Architectural Flood and Spot Luminaires | Premium | FALSE | [9 empty] | 42634 |  |  | Yes |  | 3.1 | 35969 | 124 | 290 | 3.49 | 1 | 4000 | 70
P7HHK24T | Eaton (formerly Cooper Lighting) | Mcgraw-Edison | GLEON-AF-09-LED-[E1 347 480]-AFL-[AP BZ BK DP GM WH]-[ADJA ADJS ADJA-WM]-600-[P PER7 R HA ALL MS LWR SENSORS L90 R90 MT TH LCF CE] | Outdoor Luminaires | Very High Output | Architectural Flood and Spot Luminaires | Premium | FALSE | [9 empty] | 42634 |  |  | Yes |  | 3.1 | 35969 | 124 | 290 | 3.49 | 1 | 4000 | 70
PKQ8A3HV | Eaton (formerly Cooper Lighting) | Streetworks | GAN-AF-09-LED-U-T3R-[AP BZ BK DP GM WH]-[ADJA ADJS ADJA-WM]-600-[2L 3 P 4 4N7 HA ALL MS SENSORS DIMRF-LW DIMRF-LN L90 R90 MT TH LCF CE] | Outdoor Luminaires | Very High Output | Architectural Flood and Spot Luminaires | Premium | FALSE | [9 empty] | 42634 |  |  | Yes |  | 3.1 | 35848 | 123.6 | 290 | 3.49 | 1 | 4000 | 70
P16EZDTN | Eaton (formerly Cooper Lighting) | Mcgraw-Edison | GLEON-AF-09-LED-E1-T3R-[AP BZ BK DP GM WH]-[ADJA ADJS ADJA-WM]-600-[P PER7 R HA ALL MS LWR SENSORS L90 R90 MT TH LCF CE] | Outdoor Luminaires | Very High Output | Architectural Flood and Spot Luminaires | Premium | FALSE | [9 empty] | 42634 |  |  | Yes |  | 3.1 | 35848 | 123.6 | 290 | 3.49 | 1 | 4000 | 70
P7679V8W | Eaton (formerly Cooper Lighting) | Mcgraw-Edison | GLEON-AF-09-LED-E1-RW-[AP BZ BK DP GM WH]-[ADJA ADJS ADJA-WM]-600-[P PER7 R HA ALL MS LWR SENSORS L90 R90 MT TH LCF CE] | Outdoor Luminaires | Very High Output | Architectural Flood and Spot Luminaires | Premium | FALSE | [9 empty] | 42634 |  |  | Yes |  | 3.1 | 35839 | 123.6 | 290 | 3.49 | 1 | 4000 | 70
P32WNE3Z | Eaton (formerly Cooper Lighting) | Streetworks | GAN-AF-09-LED-U-RW-[AP BZ BK DP GM WH]-[ADJA ADJS ADJA-WM]-600-[2L 3 P 4 4N7 HA ALL MS SENSORS DIMRF-LW DIMRF-LN L90 R90 MT TH LCF CE] | Outdoor Luminaires | Very High Output | Architectural Flood and Spot Luminaires | Premium | FALSE | [9 empty] | 42634 |  |  | Yes |  | 3.1 | 35839 | 123.6 | 290 | 3.49 | 1 | 4000 | 70
PM21J4BU | Eaton (formerly Cooper Lighting) | Mcgraw-Edison | GLEON-AF-09-LED-E1-T4FT-[AP BZ BK DP GM WH]-[ADJA ADJS ADJA-WM]-600-[P PER7 R HA ALL MS LWR SENSORS L90 R90 MT TH LCF CE] | Outdoor Luminaires | Very High Output | Architectural Flood and Spot Luminaires | Premium | FALSE | [9 empty] | 42634 |  |  | Yes |  | 3.1 | 35272 | 121.6 | 290 | 3.49 | 1 | 4000 | 70
PBQ78MWN | Eaton (formerly Cooper Lighting) | Streetworks | GAN-AF-09-LED-U-T4FT-[AP BZ BK DP GM WH]-[ADJA ADJS ADJA-WM]-600-[2L 3 P 4 4N7 HA ALL MS SENSORS DIMRF-LW DIMRF-LN L90 R90 MT TH LCF CE] | Outdoor Luminaires | Very High Output | Architectural Flood and Spot Luminaires | Premium | FALSE | [9 empty] | 42634 |  |  | Yes |  | 3.1 | 35272 | 121.6 | 290 | 3.49 | 1 | 4000 | 70
PP2MB8QS | Eaton (formerly Cooper Lighting) | Streetworks | GAN-AF-09-LED-U-T3-[AP BZ BK DP GM WH]-[ADJA ADJS ADJA-WM]-600-[2L 3 P 4 4N7 HA ALL MS SENSORS DIMRF-LW DIMRF-LN L90 R90 MT TH LCF CE] | Outdoor Luminaires | Very High Output | Architectural Flood and Spot Luminaires | Premium | FALSE | [9 empty] | 42634 |  |  | Yes |  | 3.1 | 35068 | 120.9 | 290 | 3.49 | 1 | 4000 | 70
P4J41MKY | Eaton (formerly Cooper Lighting) | Mcgraw-Edison | GLEON-AF-09-LED-E1-T3-[AP BZ BK DP GM WH]-[ADJA ADJS ADJA-WM]-600-[P PER7 R HA ALL MS LWR SENSORS L90 R90 MT TH LCF CE] | Outdoor Luminaires | Very High Output | Architectural Flood and Spot Luminaires | Premium | FALSE | [9 empty] | 42634 |  |  | Yes |  | 3.1 | 35068 | 120.9 | 290 | 3.49 | 1 | 4000 | 70
PRFYTBHH | Eaton (formerly Cooper Lighting) | Streetworks | GAN-AF-09-LED-U-SL3-[AP BZ BK DP GM WH]-[ADJA ADJS ADJA-WM]-600-[2L 3 P 4 4N7 HA ALL MS SENSORS DIMRF-LW DIMRF-LN L90 R90 MT TH LCF CE] | Outdoor Luminaires | Very High Output | Architectural Flood and Spot Luminaires | Premium | FALSE | [9 empty] | 42634 |  |  | Yes |  | 3.1 | 35064 | 120.9 | 290 | 3.49 | 1 | 4000 | 70
PJ7NWQJY | Eaton (formerly Cooper Lighting) | Mcgraw-Edison | GLEON-AF-09-LED-E1-SL3-[AP BZ BK DP GM WH]-[ADJA ADJS ADJA-WM]-600-[P PER7 R HA ALL MS LWR SENSORS L90 R90 MT TH LCF CE] | Outdoor Luminaires | Very High Output | Architectural Flood and Spot Luminaires | Premium | FALSE | [9 empty] | 42634 |  |  | Yes |  | 3.1 | 35064 | 120.9 | 290 | 3.49 | 1 | 4000 | 70
PU3NVZ24 | Eaton (formerly Cooper Lighting) | Mcgraw-Edison | GLEON-AF-09-LED-E1-T4W-[AP BZ BK DP GM WH]-[ADJA ADJS ADJA-WM]-600-[P PER7 R HA ALL MS LWR SENSORS L90 R90 MT TH LCF CE] | Outdoor Luminaires | Very High Output | Architectural Flood and Spot Luminaires | Premium | FALSE | [9 empty] | 42634 |  |  | Yes |  | 3.1 | 34816 | 120.1 | 290 | 3.49 | 1 | 4000 | 70
PJNWG698 | Eaton (formerly Cooper Lighting) | Streetworks | GAN-AF-09-LED-U-T4W-[AP BZ BK DP GM WH]-[ADJA ADJS ADJA-WM]-600-[2L 3 P 4 4N7 HA ALL MS SENSORS DIMRF-LW DIMRF-LN L90 R90 MT TH LCF CE] | Outdoor Luminaires | Very High Output | Architectural Flood and Spot Luminaires | Premium | FALSE | [9 empty] | 42634 |  |  | Yes |  | 3.1 | 34816 | 120.1 | 290 | 3.49 | 1 | 4000 | 70
PJMGTXDF | Eaton (formerly Cooper Lighting) | Mcgraw-Edison | GLEON-AF-09-LED-E1-T2-[AP BZ BK DP GM WH]-[ADJA ADJS ADJA-WM]-600-[P PER7 R HA ALL MS LWR SENSORS L90 R90 MT TH LCF CE] | Outdoor Luminaires | Very High Output | Architectural Flood and Spot Luminaires | Premium | FALSE | [9 empty] | 42634 |  |  | Yes |  | 3.1 | 34406 | 118.6 | 290 | 3.49 | 1 | 4000 | 70
P9G296MW | Eaton (formerly Cooper Lighting) | Streetworks | GAN-AF-09-LED-U-T2-[AP BZ BK DP GM WH]-[ADJA ADJS ADJA-WM]-600-[2L 3 P 4 4N7 HA ALL MS SENSORS DIMRF-LW DIMRF-LN L90 R90 MT TH LCF CE] | Outdoor Luminaires | Very High Output | Architectural Flood and Spot Luminaires | Premium | FALSE | [9 empty] | 42634 |  |  | Yes |  | 3.1 | 34406 | 118.6 | 290 | 3.49 | 1 | 4000 | 70
PYHTGMAF | Eaton (formerly Cooper Lighting) | Mcgraw-Edison | GLEON-AF-09-LED-E1-SL2-[AP BZ BK DP GM WH]-[ADJA ADJS ADJA-WM]-600-[P PER7 R HA ALL MS LWR SENSORS L90 R90 MT TH LCF CE] | Outdoor Luminaires | Very High Output | Architectural Flood and Spot Luminaires | Premium | FALSE | [9 empty] | 42634 |  |  | Yes |  | 3.1 | 34347 | 118.4 | 290 | 3.49 | 1 | 4000 | 70
P5VPS17Q | Eaton (formerly Cooper Lighting) | Streetworks | GAN-AF-09-LED-U-SL2-[AP BZ BK DP GM WH]-[ADJA ADJS ADJA-WM]-600-[2L 3 P 4 4N7 HA ALL MS SENSORS DIMRF-LW DIMRF-LN L90 R90 MT TH LCF CE] | Outdoor Luminaires | Very High Output | Architectural Flood and Spot Luminaires | Premium | FALSE | [9 empty] | 42634 |  |  | Yes |  | 3.1 | 34347 | 118.4 | 290 | 3.49 | 1 | 4000 | 70
PP8Y7TGX | Eaton (formerly Cooper Lighting) | Streetworks | GAN-AF-10-LED-[U 8 9]-[SLL SLR]-[AP BZ BK DP GM WH]-[ADJA ADJS ADJA-WM]-600-[2L 3 P 4 4N7 HA ALL MS SENSORS DIMRF-LW DIMRF-LN L90 R90 MT TH LCF CE] | Outdoor Luminaires | Very High Output | Architectural Flood and Spot Luminaires | Standard | FALSE | [9 empty] | 42634 |  |  | Yes |  | 3.1 | 34114 | 105.6 | 323 | 3.49 | 1 | 4000 | 70
PFJM7C5R | Eaton (formerly Cooper Lighting) | Mcgraw-Edison | GLEON-AF-10-LED-[E1 347 480]-[SLL SLR]-[AP BZ BK DP GM WH]-[ADJA ADJS ADJA-WM]-600-[P PER7 R HA ALL MS LWR SENSORS L90 R90 MT TH LCF CE] | Outdoor Luminaires | Very High Output | Architectural Flood and Spot Luminaires | Standard | FALSE | [9 empty] | 42634 |  |  | Yes |  | 3.1 | 34114 | 105.6 | 323 | 3.49 | 1 | 4000 | 70
PTMPAAAY | Eaton (formerly Cooper Lighting) | Streetworks | GAN-AF-09-LED-[U 8 9]-SL4-[AP BZ BK DP GM WH]-[ADJA ADJS ADJA-WM]-600-[2L 3 P 4 4N7 HA ALL MS SENSORS DIMRF-LW DIMRF-LN L90 R90 MT TH LCF CE] | Outdoor Luminaires | Very High Output | Architectural Flood and Spot Luminaires | Standard | FALSE | [9 empty] | 42634 |  |  | Yes |  | 3.1 | 33316 | 114.9 | 290 | 3.49 | 1 | 4000 | 70
P9G9PH6F | Eaton (formerly Cooper Lighting) | Mcgraw-Edison | GLEON-AF-09-LED-[E1 347 480]-SL4-[AP BZ BK DP GM WH]-[ADJA ADJS ADJA-WM]-600-[P PER7 R HA ALL MS LWR SENSORS L90 R90 MT TH LCF CE] | Outdoor Luminaires | Very High Output | Architectural Flood and Spot Luminaires | Standard | FALSE | [9 empty] | 42634 |  |  | Yes |  | 3.1 | 33316 | 114.9 | 290 | 3.49 | 1 | 4000 | 70
PWMCP52B | Eaton (formerly Cooper Lighting) | Mcgraw-Edison | GLEON-AF-09-LED-[E1 347 480]-[SLL SLR]-[AP BZ BK DP GM WH]-[ADJA ADJS ADJA-WM]-600-[P PER7 R HA ALL MS LWR SENSORS L90 R90 MT TH LCF CE] | Outdoor Luminaires | Very High Output | Architectural Flood and Spot Luminaires | Standard | FALSE | [9 empty] | 42634 |  |  | Yes |  | 3.1 | 30812 | 106.2 | 290 | 3.49 | 1 | 4000 | 70
PW4CSEX2 | Eaton (formerly Cooper Lighting) | Streetworks | GAN-AF-09-LED-[U 8 9]-[SLL SLR]-[AP BZ BK DP GM WH]-[ADJA ADJS ADJA-WM]-600-[2L 3 P 4 4N7 HA ALL MS SENSORS DIMRF-LW DIMRF-LN L90 R90 MT TH LCF CE] | Outdoor Luminaires | Very High Output | Architectural Flood and Spot Luminaires | Standard | FALSE | [9 empty] | 42634 |  |  | Yes |  | 3.1 | 30812 | 106.2 | 290 | 3.49 | 1 | 4000 | 70
PBQYSWS2 | Eaton (formerly Cooper Lighting) | Streetworks | GAN-AF-10-LED-[U 8 9]-5WQ-[AP BZ BK DP GM WH]-[ADJA ADJS ADJA-WM]-[2L 3 P 4 4N7 HA ALL MS SENSORS DIMRF-LW DIMRF-LN L90 R90 MT TH LCF CE] | Outdoor Luminaires | Very High Output | Architectural Flood and Spot Luminaires | Standard | FALSE | [9 empty] | 42634 |  |  | Yes |  | 3.1 | 62058 | 111.2 | 558 | 2.99 | 1 | 4000 | 70
P9P8WC6H | Eaton (formerly Cooper Lighting) | Mcgraw-Edison | GLEON-AF-10-LED-[E1 347 480]-5WQ-[AP BZ BK DP GM WH]-[ADJA ADJS ADJA-WM]-[P PER7 R HA ALL MS LWR SENSORS L90 R90 MT TH LCF CE] | Outdoor Luminaires | Very High Output | Architectural Flood and Spot Luminaires | Standard | FALSE | [9 empty] | 42634 |  |  | Yes |  | 3.1 | 62058 | 111.2 | 558 | 2.99 | 1 | 4000 | 70
PH52WM2E | Eaton (formerly Cooper Lighting) | Streetworks | GAN-AF-10-LED-[U 8 9]-5MQ-[AP BZ BK DP GM WH]-[ADJA ADJS ADJA-WM]-[2L 3 P 4 4N7 HA ALL MS SENSORS DIMRF-LW DIMRF-LN L90 R90 MT TH LCF CE] | Outdoor Luminaires | Very High Output | Architectural Flood and Spot Luminaires | Standard | FALSE | [9 empty] | 42634 |  |  | Yes |  | 3.1 | 61893 | 110.9 | 558 | 2.99 | 1 | 4000 | 70
PG62X323 | Eaton (formerly Cooper Lighting) | Mcgraw-Edison | GLEON-AF-10-LED-[E1 347 480]-5MQ-[AP BZ BK DP GM WH]-[ADJA ADJS ADJA-WM]-[P PER7 R HA ALL MS LWR SENSORS L90 R90 MT TH LCF CE] | Outdoor Luminaires | Very High Output | Architectural Flood and Spot Luminaires | Standard | FALSE | [9 empty] | 42634 |  |  | Yes |  | 3.1 | 61893 | 110.9 | 558 | 2.99 | 1 | 4000 | 70
PX29ZDF1 | Eaton (formerly Cooper Lighting) | Mcgraw-Edison | GLEON-AF-10-LED-[E1 347 480]-T2R-[AP BZ BK DP GM WH]-[ADJA ADJS ADJA-WM]-[P PER7 R HA ALL MS LWR SENSORS L90 R90 MT TH LCF CE] | Outdoor Luminaires | Very High Output | Architectural Flood and Spot Luminaires | Standard | FALSE | [9 empty] | 42634 |  |  | Yes |  | 3.1 | 61380 | 110 | 558 | 2.99 | 1 | 4000 | 70
PS6CYXHT | Eaton (formerly Cooper Lighting) | Streetworks | GAN-AF-10-LED-[U 8 9]-T2R-[AP BZ BK DP GM WH]-[ADJA ADJS ADJA-WM]-[2L 3 P 4 4N7 HA ALL MS SENSORS DIMRF-LW DIMRF-LN L90 R90 MT TH LCF CE] | Outdoor Luminaires | Very High Output | Architectural Flood and Spot Luminaires | Standard | FALSE | [9 empty] | 42634 |  |  | Yes |  | 3.1 | 61380 | 110 | 558 | 2.99 | 1 | 4000 | 70
PP6BVRCJ | Eaton (formerly Cooper Lighting) | Streetworks | GAN-AF-10-LED-[U 8 9]-5NQ-[AP BZ BK DP GM WH]-[ADJA ADJS ADJA-WM]-[2L 3 P 4 4N7 HA ALL MS SENSORS DIMRF-LW DIMRF-LN L90 R90 MT TH LCF CE] | Outdoor Luminaires | Very High Output | Architectural Flood and Spot Luminaires | Standard | FALSE | [9 empty] | 42634 |  |  | Yes |  | 3.1 | 60775 | 108.9 | 558 | 2.99 | 1 | 4000 | 70
PK15RX7H | Eaton (formerly Cooper Lighting) | Mcgraw-Edison | GLEON-AF-10-LED-[E1 347 480]-5NQ-[AP BZ BK DP GM WH]-[ADJA ADJS ADJA-WM]-[P PER7 R HA ALL MS LWR SENSORS L90 R90 MT TH LCF CE] | Outdoor Luminaires | Very High Output | Architectural Flood and Spot Luminaires | Standard | FALSE | [9 empty] | 42634 |  |  | Yes |  | 3.1 | 60775 | 108.9 | 558 | 2.99 | 1 | 4000 | 70
P5XDBBU4 | Eaton (formerly Cooper Lighting) | Mcgraw-Edison | GLEON-AF-10-LED-[E1 347 480]-AFL-[AP BZ BK DP GM WH]-[ADJA ADJS ADJA-WM]-[P PER7 R HA ALL MS LWR SENSORS L90 R90 MT TH LCF CE] | Outdoor Luminaires | Very High Output | Architectural Flood and Spot Luminaires | Standard | FALSE | [9 empty] | 42634 |  |  | Yes |  | 3.1 | 60444 | 108.3 | 558 | 2.99 | 1 | 4000 | 70
P2SS68SU | Eaton (formerly Cooper Lighting) | Streetworks | GAN-AF-10-LED-[U 8 9]-AFL-[AP BZ BK DP GM WH]-[ADJA ADJS ADJA-WM]-[2L 3 P 4 4N7 HA ALL MS SENSORS DIMRF-LW DIMRF-LN L90 R90 MT TH LCF CE] | Outdoor Luminaires | Very High Output | Architectural Flood and Spot Luminaires | Standard | FALSE | [9 empty] | 42634 |  |  | Yes |  | 3.1 | 60444 | 108.3 | 558 | 2.99 | 1 | 4000 | 70
PT6T6TE7 | Eaton (formerly Cooper Lighting) | Streetworks | GAN-AF-10-LED-[U 8 9]-T3R-[AP BZ BK DP GM WH]-[ADJA ADJS ADJA-WM]-[2L 3 P 4 4N7 HA ALL MS SENSORS DIMRF-LW DIMRF-LN L90 R90 MT TH LCF CE] | Outdoor Luminaires | Very High Output | Architectural Flood and Spot Luminaires | Standard | FALSE | [9 empty] | 42634 |  |  | Yes |  | 3.1 | 60239 | 108 | 558 | 2.99 | 1 | 4000 | 70
PA17FHGV | Eaton (formerly Cooper Lighting) | Mcgraw-Edison | GLEON-AF-10-LED-[E1 347 480]-T3R-[AP BZ BK DP GM WH]-[ADJA ADJS ADJA-WM]-[P PER7 R HA ALL MS LWR SENSORS L90 R90 MT TH LCF CE] | Outdoor Luminaires | Very High Output | Architectural Flood and Spot Luminaires | Standard | FALSE | [9 empty] | 42634 |  |  | Yes |  | 3.1 | 60239 | 108 | 558 | 2.99 | 1 | 4000 | 70
PZBY19R7 | Eaton (formerly Cooper Lighting) | Mcgraw-Edison | GLEON-AF-10-LED-[E1 347 480]-RW-[AP BZ BK DP GM WH]-[ADJA ADJS ADJA-WM]-[P PER7 R HA ALL MS LWR SENSORS L90 R90 MT TH LCF CE] | Outdoor Luminaires | Very High Output | Architectural Flood and Spot Luminaires | Standard | FALSE | [9 empty] | 42634 |  |  | Yes |  | 3.1 | 60225 | 107.9 | 558 | 2.99 | 1 | 4000 | 70
P8EBNNRE | Eaton (formerly Cooper Lighting) | Streetworks | GAN-AF-10-LED-[U 8 9]-RW-[AP BZ BK DP GM WH]-[ADJA ADJS ADJA-WM]-[2L 3 P 4 4N7 HA ALL MS SENSORS DIMRF-LW DIMRF-LN L90 R90 MT TH LCF CE] | Outdoor Luminaires | Very High Output | Architectural Flood and Spot Luminaires | Standard | FALSE | [9 empty] | 42634 |  |  | Yes |  | 3.1 | 60225 | 107.9 | 558 | 2.99 | 1 | 4000 | 70
PJEB3KJY | Eaton (formerly Cooper Lighting) | Streetworks | GAN-AF-10-LED-[U 8 9]-T4FT-[AP BZ BK DP GM WH]-[ADJA ADJS ADJA-WM]-[2L 3 P 4 4N7 HA ALL MS SENSORS DIMRF-LW DIMRF-LN L90 R90 MT TH LCF CE] | Outdoor Luminaires | Very High Output | Architectural Flood and Spot Luminaires | Standard | FALSE | [9 empty] | 42634 |  |  | Yes |  | 3.1 | 59271 | 106.2 | 558 | 2.99 | 1 | 4000 | 70
PBT9HBVA | Eaton (formerly Cooper Lighting) | Mcgraw-Edison | GLEON-AF-10-LED-[E1 347 480]-T4FT-[AP BZ BK DP GM WH]-[ADJA ADJS ADJA-WM]-[P PER7 R HA ALL MS LWR SENSORS L90 R90 MT TH LCF CE] | Outdoor Luminaires | Very High Output | Architectural Flood and Spot Luminaires | Standard | FALSE | [9 empty] | 42634 |  |  | Yes |  | 3.1 | 59271 | 106.2 | 558 | 2.99 | 1 | 4000 | 70
PT5XT1J1 | Eaton (formerly Cooper Lighting) | Streetworks | GAN-AF-10-LED-[U 8 9]-T3-[AP BZ BK DP GM WH]-[ADJA ADJS ADJA-WM]-[2L 3 P 4 4N7 HA ALL MS SENSORS DIMRF-LW DIMRF-LN L90 R90 MT TH LCF CE] | Outdoor Luminaires | Very High Output | Architectural Flood and Spot Luminaires | Standard | FALSE | [9 empty] | 42634 |  |  | Yes |  | 3.1 | 58930 | 105.6 | 558 | 2.99 | 1 | 4000 | 70
P8SXWD5P | Eaton (formerly Cooper Lighting) | Mcgraw-Edison | GLEON-AF-10-LED-[E1 347 480]-T3-[AP BZ BK DP GM WH]-[ADJA ADJS ADJA-WM]-[P PER7 R HA ALL MS LWR SENSORS L90 R90 MT TH LCF CE] | Outdoor Luminaires | Very High Output | Architectural Flood and Spot Luminaires | Standard | FALSE | [9 empty] | 42634 |  |  | Yes |  | 3.1 | 58930 | 105.6 | 558 | 2.99 | 1 | 4000 | 70
PB35GXHX | Eaton (formerly Cooper Lighting) | Mcgraw-Edison | GLEON-AF-10-LED-[E1 347 480]-SL3-[AP BZ BK DP GM WH]-[ADJA ADJS ADJA-WM]-[P PER7 R HA ALL MS LWR SENSORS L90 R90 MT TH LCF CE] | Outdoor Luminaires | Very High Output | Architectural Flood and Spot Luminaires | Standard | FALSE | [9 empty] | 42634 |  |  | Yes |  | 3.1 | 58921 | 105.6 | 558 | 2.99 | 1 | 4000 | 70
P85W439V | Eaton (formerly Cooper Lighting) | Streetworks | GAN-AF-10-LED-[U 8 9]-SL3-[AP BZ BK DP GM WH]-[ADJA ADJS ADJA-WM]-[2L 3 P 4 4N7 HA ALL MS SENSORS DIMRF-LW DIMRF-LN L90 R90 MT TH LCF CE] | Outdoor Luminaires | Very High Output | Architectural Flood and Spot Luminaires | Standard | FALSE | [9 empty] | 42634 |  |  | Yes |  | 3.1 | 58921 | 105.6 | 558 | 2.99 | 1 | 4000 | 70
PAVMJHBM | Eaton (formerly Cooper Lighting) | Streetworks | GAN-AF-10-LED-[U 8 9]-T4W-[AP BZ BK DP GM WH]-[ADJA ADJS ADJA-WM]-[2L 3 P 4 4N7 HA ALL MS SENSORS DIMRF-LW DIMRF-LN L90 R90 MT TH LCF CE] | Outdoor Luminaires | Very High Output | Architectural Flood and Spot Luminaires | Standard | FALSE | [9 empty] | 42634 |  |  | Yes |  | 3.1 | 58506 | 104.8 | 558 | 2.99 | 1 | 4000 | 70
P8VYN4BK | Eaton (formerly Cooper Lighting) | Mcgraw-Edison | GLEON-AF-10-LED-[E1 347 480]-T4W-[AP BZ BK DP GM WH]-[ADJA ADJS ADJA-WM]-[P PER7 R HA ALL MS LWR SENSORS L90 R90 MT TH LCF CE] | Outdoor Luminaires | Very High Output | Architectural Flood and Spot Luminaires | Standard | FALSE | [9 empty] | 42634 |  |  | Yes |  | 3.1 | 58506 | 104.8 | 558 | 2.99 | 1 | 4000 | 70
PTTMUQYF | Eaton (formerly Cooper Lighting) | Mcgraw-Edison | GLEON-AF-10-LED-E1-T2-[AP BZ BK DP GM WH]-[ADJA ADJS ADJA-WM]-[P PER7 R HA ALL MS LWR SENSORS L90 R90 MT TH LCF CE] | Outdoor Luminaires | Very High Output | Architectural Flood and Spot Luminaires | Standard | FALSE | [9 empty] | 42634 |  |  | Yes |  | 3.1 | 57817 | 103.6 | 558 | 2.99 | 1 | 4000 | 70
P5UBZ293 | Eaton (formerly Cooper Lighting) | Streetworks | GAN-AF-10-LED-U-T2-[AP BZ BK DP GM WH]-[ADJA ADJS ADJA-WM]-[2L 3 P 4 4N7 HA ALL MS SENSORS DIMRF-LW DIMRF-LN L90 R90 MT TH LCF CE] | Outdoor Luminaires | Very High Output | Architectural Flood and Spot Luminaires | Standard | FALSE | [9 empty] | 42634 |  |  | Yes |  | 3.1 | 57817 | 103.6 | 558 | 2.99 | 1 | 4000 | 70
P522K1R7 | Eaton (formerly Cooper Lighting) | Streetworks | GAN-AF-10-LED-U-SL2-[AP BZ BK DP GM WH]-[ADJA ADJS ADJA-WM]-[2L 3 P 4 4N7 HA ALL MS SENSORS DIMRF-LW DIMRF-LN L90 R90 MT TH LCF CE] | Outdoor Luminaires | Very High Output | Architectural Flood and Spot Luminaires | Standard | FALSE | [9 empty] | 42634 |  |  | Yes |  | 3.1 | 57717 | 103.4 | 558 | 2.99 | 1 | 4000 | 70
P49Z9BCT | Eaton (formerly Cooper Lighting) | Mcgraw-Edison | GLEON-AF-10-LED-E1-SL2-[AP BZ BK DP GM WH]-[ADJA ADJS ADJA-WM]-[P PER7 R HA ALL MS LWR SENSORS L90 R90 MT TH LCF CE] | Outdoor Luminaires | Very High Output | Architectural Flood and Spot Luminaires | Standard | FALSE | [9 empty] | 42634 |  |  | Yes |  | 3.1 | 57717 | 103.4 | 558 | 2.99 | 1 | 4000 | 70
PMXE3XUS | Eaton (formerly Cooper Lighting) | Mcgraw-Edison | GLEON-AF-10-LED-E1-SL4-[AP BZ BK DP GM WH]-[ADJA ADJS ADJA-WM]-[P PER7 R HA ALL MS LWR SENSORS L90 R90 MT TH LCF CE] | Outdoor Luminaires | Very High Output | Architectural Flood and Spot Luminaires | Standard | FALSE | [9 empty] | 42634 |  |  | Yes |  | 3.1 | 55984 | 100.3 | 558 | 2.99 | 1 | 4000 | 70
P5WQMZFJ | Eaton (formerly Cooper Lighting) | Streetworks | GAN-AF-10-LED-U-SL4-[AP BZ BK DP GM WH]-[ADJA ADJS ADJA-WM]-[2L 3 P 4 4N7 HA ALL MS SENSORS DIMRF-LW DIMRF-LN L90 R90 MT TH LCF CE] | Outdoor Luminaires | Very High Output | Architectural Flood and Spot Luminaires | Standard | FALSE | [9 empty] | 42634 |  |  | Yes |  | 3.1 | 55984 | 100.3 | 558 | 2.99 | 1 | 4000 | 70
PG3NJ2VZ | Eaton (formerly Cooper Lighting) | Mcgraw-Edison | GLEON-AF-08-LED-E1-5WQ-[AP BZ BK DP GM WH]-[ADJA ADJS ADJA-WM]-800-[P PER7 R HA ALL MS LWR SENSORS L90 R90 MT TH LCF CE] | Outdoor Luminaires | Very High Output | Architectural Flood and Spot Luminaires | Premium | FALSE | [9 empty] | 42634 |  |  | Yes |  | 3.1 | 40597 | 121.5 | 334 | 2.91 | 1 | 4000 | 70
P2YJVFT5 | Eaton (formerly Cooper Lighting) | Streetworks | GAN-AF-08-LED-U-5WQ-[AP BZ BK DP GM WH]-[ADJA ADJS ADJA-WM]-800-[2L 3 P 4 4N7 HA ALL MS SENSORS DIMRF-LW DIMRF-LN L90 R90 MT TH LCF CE] | Outdoor Luminaires | Very High Output | Architectural Flood and Spot Luminaires | Premium | FALSE | [9 empty] | 42634 |  |  | Yes |  | 3.1 | 40597 | 121.5 | 334 | 2.91 | 1 | 4000 | 70
PKXQPHJ5 | Eaton (formerly Cooper Lighting) | Mcgraw-Edison | GLEON-AF-08-LED-E1-5MQ-[AP BZ BK DP GM WH]-[ADJA ADJS ADJA-WM]-800-[P PER7 R HA ALL MS LWR SENSORS L90 R90 MT TH LCF CE] | Outdoor Luminaires | Very High Output | Architectural Flood and Spot Luminaires | Premium | FALSE | [9 empty] | 42634 |  |  | Yes |  | 3.1 | 40489 | 121.2 | 334 | 2.91 | 1 | 4000 | 70
P8QVDXT4 | Eaton (formerly Cooper Lighting) | Streetworks | GAN-AF-08-LED-U-5MQ-[AP BZ BK DP GM WH]-[ADJA ADJS ADJA-WM]-800-[2L 3 P 4 4N7 HA ALL MS SENSORS DIMRF-LW DIMRF-LN L90 R90 MT TH LCF CE] | Outdoor Luminaires | Very High Output | Architectural Flood and Spot Luminaires | Premium | FALSE | [9 empty] | 42634 |  |  | Yes |  | 3.1 | 40489 | 121.2 | 334 | 2.91 | 1 | 4000 | 70
PZBS6P7W | Eaton (formerly Cooper Lighting) | Streetworks | GAN-AF-08-LED-U-T2R-[AP BZ BK DP GM WH]-[ADJA ADJS ADJA-WM]-800-[2L 3 P 4 4N7 HA ALL MS SENSORS DIMRF-LW DIMRF-LN L90 R90 MT TH LCF CE] | Outdoor Luminaires | Very High Output | Architectural Flood and Spot Luminaires | Premium | FALSE | [9 empty] | 42634 |  |  | Yes |  | 3.1 | 40154 | 120.2 | 334 | 2.91 | 1 | 4000 | 70
PDH3KBEP | Eaton (formerly Cooper Lighting) | Mcgraw-Edison | GLEON-AF-08-LED-E1-T2R-[AP BZ BK DP GM WH]-[ADJA ADJS ADJA-WM]-800-[P PER7 R HA ALL MS LWR SENSORS L90 R90 MT TH LCF CE] | Outdoor Luminaires | Very High Output | Architectural Flood and Spot Luminaires | Premium | FALSE | [9 empty] | 42634 |  |  | Yes |  | 3.1 | 40154 | 120.2 | 334 | 2.91 | 1 | 4000 | 70
PJKU1CSR | Eaton (formerly Cooper Lighting) | Streetworks | GAN-AF-08-LED-U-5NQ-[AP BZ BK DP GM WH]-[ADJA ADJS ADJA-WM]-800-[2L 3 P 4 4N7 HA ALL MS SENSORS DIMRF-LW DIMRF-LN L90 R90 MT TH LCF CE] | Outdoor Luminaires | Very High Output | Architectural Flood and Spot Luminaires | Premium | FALSE | [9 empty] | 42634 |  |  | Yes |  | 3.1 | 39757 | 119 | 334 | 2.91 | 1 | 4000 | 70
PAZYGX23 | Eaton (formerly Cooper Lighting) | Mcgraw-Edison | GLEON-AF-08-LED-E1-5NQ-[AP BZ BK DP GM WH]-[ADJA ADJS ADJA-WM]-800-[P PER7 R HA ALL MS LWR SENSORS L90 R90 MT TH LCF CE] | Outdoor Luminaires | Very High Output | Architectural Flood and Spot Luminaires | Premium | FALSE | [9 empty] | 42634 |  |  | Yes |  | 3.1 | 39757 | 119 | 334 | 2.91 | 1 | 4000 | 70
PXY4RA9P | Eaton (formerly Cooper Lighting) | Streetworks | GAN-AF-08-LED-U-AFL-[AP BZ BK DP GM WH]-[ADJA ADJS ADJA-WM]-800-[2L 3 P 4 4N7 HA ALL MS SENSORS DIMRF-LW DIMRF-LN L90 R90 MT TH LCF CE] | Outdoor Luminaires | Very High Output | Architectural Flood and Spot Luminaires | Premium | FALSE | [9 empty] | 42634 |  |  | Yes |  | 3.1 | 39542 | 118.4 | 334 | 2.91 | 1 | 4000 | 70
PMGQBACQ | Eaton (formerly Cooper Lighting) | Mcgraw-Edison | GLEON-AF-08-LED-E1-AFL-[AP BZ BK DP GM WH]-[ADJA ADJS ADJA-WM]-800-[P PER7 R HA ALL MS LWR SENSORS L90 R90 MT TH LCF CE] | Outdoor Luminaires | Very High Output | Architectural Flood and Spot Luminaires | Premium | FALSE | [9 empty] | 42634 |  |  | Yes |  | 3.1 | 39542 | 118.4 | 334 | 2.91 | 1 | 4000 | 70
PH2US1VZ | Eaton (formerly Cooper Lighting) | Streetworks | GAN-AF-08-LED-U-T3R-[AP BZ BK DP GM WH]-[ADJA ADJS ADJA-WM]-800-[2L 3 P 4 4N7 HA ALL MS SENSORS DIMRF-LW DIMRF-LN L90 R90 MT TH LCF CE] | Outdoor Luminaires | Very High Output | Architectural Flood and Spot Luminaires | Premium | FALSE | [9 empty] | 42634 |  |  | Yes |  | 3.1 | 39408 | 118 | 334 | 2.91 | 1 | 4000 | 70
PFZ7HJ4P | Eaton (formerly Cooper Lighting) | Mcgraw-Edison | GLEON-AF-08-LED-E1-T3R-[AP BZ BK DP GM WH]-[ADJA ADJS ADJA-WM]-800-[P PER7 R HA ALL MS LWR SENSORS L90 R90 MT TH LCF CE] | Outdoor Luminaires | Very High Output | Architectural Flood and Spot Luminaires | Premium | FALSE | [9 empty] | 42634 |  |  | Yes |  | 3.1 | 39408 | 118 | 334 | 2.91 | 1 | 4000 | 70
PJMCA6BQ | Eaton (formerly Cooper Lighting) | Streetworks | GAN-AF-08-LED-U-RW-[AP BZ BK DP GM WH]-[ADJA ADJS ADJA-WM]-800-[2L 3 P 4 4N7 HA ALL MS SENSORS DIMRF-LW DIMRF-LN L90 R90 MT TH LCF CE] | Outdoor Luminaires | Very High Output | Architectural Flood and Spot Luminaires | Premium | FALSE | [9 empty] | 42634 |  |  | Yes |  | 3.1 | 39399 | 118 | 334 | 2.91 | 1 | 4000 | 70
PF2JRGT2 | Eaton (formerly Cooper Lighting) | Mcgraw-Edison | GLEON-AF-08-LED-E1-RW-[AP BZ BK DP GM WH]-[ADJA ADJS ADJA-WM]-800-[P PER7 R HA ALL MS LWR SENSORS L90 R90 MT TH LCF CE] | Outdoor Luminaires | Very High Output | Architectural Flood and Spot Luminaires | Premium | FALSE | [9 empty] | 42634 |  |  | Yes |  | 3.1 | 39399 | 118 | 334 | 2.91 | 1 | 4000 | 70
PKHUSMH6 | Eaton (formerly Cooper Lighting) | Mcgraw-Edison | GLEON-AF-08-LED-[E1 347 480]-T4FT-[AP BZ BK DP GM WH]-[ADJA ADJS ADJA-WM]-800-[P PER7 R HA ALL MS LWR SENSORS L90 R90 MT TH LCF CE] | Outdoor Luminaires | Very High Output | Architectural Flood and Spot Luminaires | Standard | FALSE | [9 empty] | 42634 |  |  | Yes |  | 3.1 | 38774 | 116.1 | 334 | 2.91 | 1 | 4000 | 70
P7V7VEFK | Eaton (formerly Cooper Lighting) | Streetworks | GAN-AF-08-LED-[U 8 9]-T4FT-[AP BZ BK DP GM WH]-[ADJA ADJS ADJA-WM]-800-[2L 3 P 4 4N7 HA ALL MS SENSORS DIMRF-LW DIMRF-LN L90 R90 MT TH LCF CE] | Outdoor Luminaires | Very High Output | Architectural Flood and Spot Luminaires | Standard | FALSE | [9 empty] | 42634 |  |  | Yes |  | 3.1 | 38774 | 116.1 | 334 | 2.91 | 1 | 4000 | 70
PZ6BFFNU | Eaton (formerly Cooper Lighting) | Mcgraw-Edison | GLEON-AF-08-LED-[E1 347 480]-T3-[AP BZ BK DP GM WH]-[ADJA ADJS ADJA-WM]-800-[P PER7 R HA ALL MS LWR SENSORS L90 R90 MT TH LCF CE] | Outdoor Luminaires | Very High Output | Architectural Flood and Spot Luminaires | Standard | FALSE | [9 empty] | 42634 |  |  | Yes |  | 3.1 | 38551 | 115.4 | 334 | 2.91 | 1 | 4000 | 70
PEUF8J1N | Eaton (formerly Cooper Lighting) | Streetworks | GAN-AF-08-LED-[U 8 9]-T3-[AP BZ BK DP GM WH]-[ADJA ADJS ADJA-WM]-800-[2L 3 P 4 4N7 HA ALL MS SENSORS DIMRF-LW DIMRF-LN L90 R90 MT TH LCF CE] | Outdoor Luminaires | Very High Output | Architectural Flood and Spot Luminaires | Standard | FALSE | [9 empty] | 42634 |  |  | Yes |  | 3.1 | 38551 | 115.4 | 334 | 2.91 | 1 | 4000 | 70
PXF5B1T3 | Eaton (formerly Cooper Lighting) | Streetworks | GAN-AF-08-LED-[U 8 9]-SL3-[AP BZ BK DP GM WH]-[ADJA ADJS ADJA-WM]-800-[2L 3 P 4 4N7 HA ALL MS SENSORS DIMRF-LW DIMRF-LN L90 R90 MT TH LCF CE] | Outdoor Luminaires | Very High Output | Architectural Flood and Spot Luminaires | Standard | FALSE | [9 empty] | 42634 |  |  | Yes |  | 3.1 | 38546 | 115.4 | 334 | 2.91 | 1 | 4000 | 70
PBCJV187 | Eaton (formerly Cooper Lighting) | Mcgraw-Edison | GLEON-AF-08-LED-[E1 347 480]-SL3-[AP BZ BK DP GM WH]-[ADJA ADJS ADJA-WM]-800-[P PER7 R HA ALL MS LWR SENSORS L90 R90 MT TH LCF CE] | Outdoor Luminaires | Very High Output | Architectural Flood and Spot Luminaires | Standard | FALSE | [9 empty] | 42634 |  |  | Yes |  | 3.1 | 38546 | 115.4 | 334 | 2.91 | 1 | 4000 | 70
PEMS1WSZ | Eaton (formerly Cooper Lighting) | Streetworks | GAN-AF-08-LED-[U 8 9]-T4W-[AP BZ BK DP GM WH]-[ADJA ADJS ADJA-WM]-800-[2L 3 P 4 4N7 HA ALL MS SENSORS DIMRF-LW DIMRF-LN L90 R90 MT TH LCF CE] | Outdoor Luminaires | Very High Output | Architectural Flood and Spot Luminaires | Standard | FALSE | [9 empty] | 42634 |  |  | Yes |  | 3.1 | 38274 | 114.6 | 334 | 2.91 | 1 | 4000 | 70
PCXWWRUC | Eaton (formerly Cooper Lighting) | Mcgraw-Edison | GLEON-AF-08-LED-[E1 347 480]-T4W-[AP BZ BK DP GM WH]-[ADJA ADJS ADJA-WM]-800-[P PER7 R HA ALL MS LWR SENSORS L90 R90 MT TH LCF CE] | Outdoor Luminaires | Very High Output | Architectural Flood and Spot Luminaires | Standard | FALSE | [9 empty] | 42634 |  |  | Yes |  | 3.1 | 38274 | 114.6 | 334 | 2.91 | 1 | 4000 | 70
PXJNJXYY | Eaton (formerly Cooper Lighting) | Mcgraw-Edison | GLEON-AF-08-LED-[E1 347 480]-T2-[AP BZ BK DP GM WH]-[ADJA ADJS ADJA-WM]-800-[P PER7 R HA ALL MS LWR SENSORS L90 R90 MT TH LCF CE] | Outdoor Luminaires | Very High Output | Architectural Flood and Spot Luminaires | Standard | FALSE | [9 empty] | 42634 |  |  | Yes |  | 3.1 | 37823 | 113.2 | 334 | 2.91 | 1 | 4000 | 70
P3ZTFZYG | Eaton (formerly Cooper Lighting) | Streetworks | GAN-AF-08-LED-[U 8 9]-T2-[AP BZ BK DP GM WH]-[ADJA ADJS ADJA-WM]-800-[2L 3 P 4 4N7 HA ALL MS SENSORS DIMRF-LW DIMRF-LN L90 R90 MT TH LCF CE] | Outdoor Luminaires | Very High Output | Architectural Flood and Spot Luminaires | Standard | FALSE | [9 empty] | 42634 |  |  | Yes |  | 3.1 | 37823 | 113.2 | 334 | 2.91 | 1 | 4000 | 70
PJMD1PY8 | Eaton (formerly Cooper Lighting) | Streetworks | GAN-AF-08-LED-[U 8 9]-SL2-[AP BZ BK DP GM WH]-[ADJA ADJS ADJA-WM]-800-[2L 3 P 4 4N7 HA ALL MS SENSORS DIMRF-LW DIMRF-LN L90 R90 MT TH LCF CE] | Outdoor Luminaires | Very High Output | Architectural Flood and Spot Luminaires | Standard | FALSE | [9 empty] | 42634 |  |  | Yes |  | 3.1 | 37758 | 113 | 334 | 2.91 | 1 | 4000 | 70
P1AN4NWY | Eaton (formerly Cooper Lighting) | Mcgraw-Edison | GLEON-AF-08-LED-[E1 347 480]-SL2-[AP BZ BK DP GM WH]-[ADJA ADJS ADJA-WM]-800-[P PER7 R HA ALL MS LWR SENSORS L90 R90 MT TH LCF CE] | Outdoor Luminaires | Very High Output | Architectural Flood and Spot Luminaires | Standard | FALSE | [9 empty] | 42634 |  |  | Yes |  | 3.1 | 37758 | 113 | 334 | 2.91 | 1 | 4000 | 70
PPZ99CE7 | Eaton (formerly Cooper Lighting) | Streetworks | GAN-AF-08-LED-[U 8 9]-SL4-[AP BZ BK DP GM WH]-[ADJA ADJS ADJA-WM]-800-[2L 3 P 4 4N7 HA ALL MS SENSORS DIMRF-LW DIMRF-LN L90 R90 MT TH LCF CE] | Outdoor Luminaires | Very High Output | Architectural Flood and Spot Luminaires | Standard | FALSE | [9 empty] | 42634 |  |  | Yes |  | 3.1 | 36624 | 109.7 | 334 | 2.91 | 1 | 4000 | 70
P8TWZ99C | Eaton (formerly Cooper Lighting) | Mcgraw-Edison | GLEON-AF-08-LED-[E1 347 480]-SL4-[AP BZ BK DP GM WH]-[ADJA ADJS ADJA-WM]-800-[P PER7 R HA ALL MS LWR SENSORS L90 R90 MT TH LCF CE] | Outdoor Luminaires | Very High Output | Architectural Flood and Spot Luminaires | Standard | FALSE | [9 empty] | 42634 |  |  | Yes |  | 3.1 | 36624 | 109.7 | 334 | 2.91 | 1 | 4000 | 70
PEZSUGSW | Eaton (formerly Cooper Lighting) | Mcgraw-Edison | GLEON-AF-07-LED-E1-5WQ-[AP BZ BK DP GM WH]-[ADJA ADJS ADJA-WM]-800-[P PER7 R HA ALL MS LWR SENSORS L90 R90 MT TH LCF CE] | Outdoor Luminaires | Very High Output | Architectural Flood and Spot Luminaires | Premium | FALSE | [9 empty] | 42634 |  |  | Yes |  | 3.1 | 35830 | 121.5 | 295 | 2.91 | 1 | 4000 | 70
P235KAEC | Eaton (formerly Cooper Lighting) | Streetworks | GAN-AF-07-LED-U-5WQ-[AP BZ BK DP GM WH]-[ADJA ADJS ADJA-WM]-800-[2L 3 P 4 4N7 HA ALL MS SENSORS DIMRF-LW DIMRF-LN L90 R90 MT TH LCF CE] | Outdoor Luminaires | Very High Output | Architectural Flood and Spot Luminaires | Premium | FALSE | [9 empty] | 42634 |  |  | Yes |  | 3.1 | 35830 | 121.5 | 295 | 2.91 | 1 | 4000 | 70
PZY445SD | Eaton (formerly Cooper Lighting) | Streetworks | GAN-AF-07-LED-U-5MQ-[AP BZ BK DP GM WH]-[ADJA ADJS ADJA-WM]-800-[2L 3 P 4 4N7 HA ALL MS SENSORS DIMRF-LW DIMRF-LN L90 R90 MT TH LCF CE] | Outdoor Luminaires | Very High Output | Architectural Flood and Spot Luminaires | Premium | FALSE | [9 empty] | 42634 |  |  | Yes |  | 3.1 | 35734 | 121.1 | 295 | 2.91 | 1 | 4000 | 70
PTUQX4WW | Eaton (formerly Cooper Lighting) | Mcgraw-Edison | GLEON-AF-07-LED-E1-5MQ-[AP BZ BK DP GM WH]-[ADJA ADJS ADJA-WM]-800-[P PER7 R HA ALL MS LWR SENSORS L90 R90 MT TH LCF CE] | Outdoor Luminaires | Very High Output | Architectural Flood and Spot Luminaires | Premium | FALSE | [9 empty] | 42634 |  |  | Yes |  | 3.1 | 35734 | 121.1 | 295 | 2.91 | 1 | 4000 | 70
PHC2MM5U | Eaton (formerly Cooper Lighting) | Streetworks | GAN-AF-07-LED-U-T2R-[AP BZ BK DP GM WH]-[ADJA ADJS ADJA-WM]-800-[2L 3 P 4 4N7 HA ALL MS SENSORS DIMRF-LW DIMRF-LN L90 R90 MT TH LCF CE] | Outdoor Luminaires | Very High Output | Architectural Flood and Spot Luminaires | Premium | FALSE | [9 empty] | 42634 |  |  | Yes |  | 3.1 | 35439 | 120.1 | 295 | 2.91 | 1 | 4000 | 70
PBA8DZW4 | Eaton (formerly Cooper Lighting) | Mcgraw-Edison | GLEON-AF-07-LED-E1-T2R-[AP BZ BK DP GM WH]-[ADJA ADJS ADJA-WM]-800-[P PER7 R HA ALL MS LWR SENSORS L90 R90 MT TH LCF CE] | Outdoor Luminaires | Very High Output | Architectural Flood and Spot Luminaires | Premium | FALSE | [9 empty] | 42634 |  |  | Yes |  | 3.1 | 35439 | 120.1 | 295 | 2.91 | 1 | 4000 | 70
PB4M325Z | Eaton (formerly Cooper Lighting) | Mcgraw-Edison | GLEON-AF-07-LED-E1-5NQ-[AP BZ BK DP GM WH]-[ADJA ADJS ADJA-WM]-800-[P PER7 R HA ALL MS LWR SENSORS L90 R90 MT TH LCF CE] | Outdoor Luminaires | Very High Output | Architectural Flood and Spot Luminaires | Premium | FALSE | [9 empty] | 42634 |  |  | Yes |  | 3.1 | 35088 | 118.9 | 295 | 2.91 | 1 | 4000 | 70
P77NJ23J | Eaton (formerly Cooper Lighting) | Streetworks | GAN-AF-07-LED-U-5NQ-[AP BZ BK DP GM WH]-[ADJA ADJS ADJA-WM]-800-[2L 3 P 4 4N7 HA ALL MS SENSORS DIMRF-LW DIMRF-LN L90 R90 MT TH LCF CE] | Outdoor Luminaires | Very High Output | Architectural Flood and Spot Luminaires | Premium | FALSE | [9 empty] | 42634 |  |  | Yes |  | 3.1 | 35088 | 118.9 | 295 | 2.91 | 1 | 4000 | 70
PY92BCBN | Eaton (formerly Cooper Lighting) | Streetworks | GAN-AF-07-LED-U-AFL-[AP BZ BK DP GM WH]-[ADJA ADJS ADJA-WM]-800-[2L 3 P 4 4N7 HA ALL MS SENSORS DIMRF-LW DIMRF-LN L90 R90 MT TH LCF CE] | Outdoor Luminaires | Very High Output | Architectural Flood and Spot Luminaires | Premium | FALSE | [9 empty] | 42634 |  |  | Yes |  | 3.1 | 34898 | 118.3 | 295 | 2.91 | 1 | 4000 | 70
P61D5QM6 | Eaton (formerly Cooper Lighting) | Mcgraw-Edison | GLEON-AF-07-LED-E1-AFL-[AP BZ BK DP GM WH]-[ADJA ADJS ADJA-WM]-800-[P PER7 R HA ALL MS LWR SENSORS L90 R90 MT TH LCF CE] | Outdoor Luminaires | Very High Output | Architectural Flood and Spot Luminaires | Premium | FALSE | [9 empty] | 42634 |  |  | Yes |  | 3.1 | 34898 | 118.3 | 295 | 2.91 | 1 | 4000 | 70
PQXF5C34 | Eaton (formerly Cooper Lighting) | Mcgraw-Edison | GLEON-AF-07-LED-E1-T3R-[AP BZ BK DP GM WH]-[ADJA ADJS ADJA-WM]-800-[P PER7 R HA ALL MS LWR SENSORS L90 R90 MT TH LCF CE] | Outdoor Luminaires | Very High Output | Architectural Flood and Spot Luminaires | Premium | FALSE | [9 empty] | 42634 |  |  | Yes |  | 3.1 | 34780 | 117.9 | 295 | 2.91 | 1 | 4000 | 70
PHU79QU6 | Eaton (formerly Cooper Lighting) | Streetworks | GAN-AF-07-LED-U-T3R-[AP BZ BK DP GM WH]-[ADJA ADJS ADJA-WM]-800-[2L 3 P 4 4N7 HA ALL MS SENSORS DIMRF-LW DIMRF-LN L90 R90 MT TH LCF CE] | Outdoor Luminaires | Very High Output | Architectural Flood and Spot Luminaires | Premium | FALSE | [9 empty] | 42634 |  |  | Yes |  | 3.1 | 34780 | 117.9 | 295 | 2.91 | 1 | 4000 | 70
PG9V8SCA | Eaton (formerly Cooper Lighting) | Mcgraw-Edison | GLEON-AF-07-LED-E1-RW-[AP BZ BK DP GM WH]-[ADJA ADJS ADJA-WM]-800-[P PER7 R HA ALL MS LWR SENSORS L90 R90 MT TH LCF CE] | Outdoor Luminaires | Very High Output | Architectural Flood and Spot Luminaires | Premium | FALSE | [9 empty] | 42634 |  |  | Yes |  | 3.1 | 34771 | 117.9 | 295 | 2.91 | 1 | 4000 | 70
PE9P4NRZ | Eaton (formerly Cooper Lighting) | Streetworks | GAN-AF-07-LED-U-RW-[AP BZ BK DP GM WH]-[ADJA ADJS ADJA-WM]-800-[2L 3 P 4 4N7 HA ALL MS SENSORS DIMRF-LW DIMRF-LN L90 R90 MT TH LCF CE] | Outdoor Luminaires | Very High Output | Architectural Flood and Spot Luminaires | Premium | FALSE | [9 empty] | 42634 |  |  | Yes |  | 3.1 | 34771 | 117.9 | 295 | 2.91 | 1 | 4000 | 70
PQCHYBBH | Eaton (formerly Cooper Lighting) | Mcgraw-Edison | GLEON-AF-07-LED-[E1 347 480]-T4FT-[AP BZ BK DP GM WH]-[ADJA ADJS ADJA-WM]-800-[P PER7 R HA ALL MS LWR SENSORS L90 R90 MT TH LCF CE] | Outdoor Luminaires | Very High Output | Architectural Flood and Spot Luminaires | Standard | FALSE | [9 empty] | 42634 |  |  | Yes |  | 3.1 | 34221 | 116 | 295 | 2.91 | 1 | 4000 | 70
PBNZ3TRE | Eaton (formerly Cooper Lighting) | Streetworks | GAN-AF-07-LED-[U 8 9]-T4FT-[AP BZ BK DP GM WH]-[ADJA ADJS ADJA-WM]-800-[2L 3 P 4 4N7 HA ALL MS SENSORS DIMRF-LW DIMRF-LN L90 R90 MT TH LCF CE] | Outdoor Luminaires | Very High Output | Architectural Flood and Spot Luminaires | Standard | FALSE | [9 empty] | 42634 |  |  | Yes |  | 3.1 | 34221 | 116 | 295 | 2.91 | 1 | 4000 | 70
PV5DSHXQ | Eaton (formerly Cooper Lighting) | Streetworks | GAN-AF-07-LED-[U 8 9]-T3-[AP BZ BK DP GM WH]-[ADJA ADJS ADJA-WM]-800-[2L 3 P 4 4N7 HA ALL MS SENSORS DIMRF-LW DIMRF-LN L90 R90 MT TH LCF CE] | Outdoor Luminaires | Very High Output | Architectural Flood and Spot Luminaires | Standard | FALSE | [9 empty] | 42634 |  |  | Yes |  | 3.1 | 34024 | 115.3 | 295 | 2.91 | 1 | 4000 | 70
PDEEFNDQ | Eaton (formerly Cooper Lighting) | Mcgraw-Edison | GLEON-AF-07-LED-[E1 347 480]-T3-[AP BZ BK DP GM WH]-[ADJA ADJS ADJA-WM]-800-[P PER7 R HA ALL MS LWR SENSORS L90 R90 MT TH LCF CE] | Outdoor Luminaires | Very High Output | Architectural Flood and Spot Luminaires | Standard | FALSE | [9 empty] | 42634 |  |  | Yes |  | 3.1 | 34024 | 115.3 | 295 | 2.91 | 1 | 4000 | 70
PV8Y3Z7H | Eaton (formerly Cooper Lighting) | Mcgraw-Edison | GLEON-AF-07-LED-[E1 347 480]-SL3-[AP BZ BK DP GM WH]-[ADJA ADJS ADJA-WM]-800-[P PER7 R HA ALL MS LWR SENSORS L90 R90 MT TH LCF CE] | Outdoor Luminaires | Very High Output | Architectural Flood and Spot Luminaires | Standard | FALSE | [9 empty] | 42634 |  |  | Yes |  | 3.1 | 34019 | 115.3 | 295 | 2.91 | 1 | 4000 | 70
PP46V77A | Eaton (formerly Cooper Lighting) | Streetworks | GAN-AF-07-LED-[U 8 9]-SL3-[AP BZ BK DP GM WH]-[ADJA ADJS ADJA-WM]-800-[2L 3 P 4 4N7 HA ALL MS SENSORS DIMRF-LW DIMRF-LN L90 R90 MT TH LCF CE] | Outdoor Luminaires | Very High Output | Architectural Flood and Spot Luminaires | Standard | FALSE | [9 empty] | 42634 |  |  | Yes |  | 3.1 | 34019 | 115.3 | 295 | 2.91 | 1 | 4000 | 70
PU19XG5V | Eaton (formerly Cooper Lighting) | Streetworks | GAN-AF-08-LED-U-[SLL SLR]-[AP BZ BK DP GM WH]-[ADJA ADJS ADJA-WM]-800-[2L 3 P 4 4N7 HA ALL MS SENSORS DIMRF-LW DIMRF-LN L90 R90 MT TH LCF CE] | Outdoor Luminaires | Very High Output | Architectural Flood and Spot Luminaires | Standard | FALSE | [9 empty] | 42634 |  |  | Yes |  | 3.1 | 33872 | 101.4 | 334 | 2.91 | 1 | 4000 | 70
PRNVD4J7 | Eaton (formerly Cooper Lighting) | Mcgraw-Edison | GLEON-AF-08-LED-E1-[SLL SLR]-[AP BZ BK DP GM WH]-[ADJA ADJS ADJA-WM]-800-[P PER7 R HA ALL MS LWR SENSORS L90 R90 MT TH LCF CE] | Outdoor Luminaires | Very High Output | Architectural Flood and Spot Luminaires | Standard | FALSE | [9 empty] | 42634 |  |  | Yes |  | 3.1 | 33872 | 101.4 | 334 | 2.91 | 1 | 4000 | 70
PK6ZGGCZ | Eaton (formerly Cooper Lighting) | Streetworks | GAN-AF-07-LED-[U 8 9]-T4W-[AP BZ BK DP GM WH]-[ADJA ADJS ADJA-WM]-800-[2L 3 P 4 4N7 HA ALL MS SENSORS DIMRF-LW DIMRF-LN L90 R90 MT TH LCF CE] | Outdoor Luminaires | Very High Output | Architectural Flood and Spot Luminaires | Standard | FALSE | [9 empty] | 42634 |  |  | Yes |  | 3.1 | 33779 | 114.5 | 295 | 2.91 | 1 | 4000 | 70
P3KP3RUK | Eaton (formerly Cooper Lighting) | Mcgraw-Edison | GLEON-AF-07-LED-[E1 347 480]-T4W-[AP BZ BK DP GM WH]-[ADJA ADJS ADJA-WM]-800-[P PER7 R HA ALL MS LWR SENSORS L90 R90 MT TH LCF CE] | Outdoor Luminaires | Very High Output | Architectural Flood and Spot Luminaires | Standard | FALSE | [9 empty] | 42634 |  |  | Yes |  | 3.1 | 33779 | 114.5 | 295 | 2.91 | 1 | 4000 | 70
PR3V14H3 | Eaton (formerly Cooper Lighting) | Mcgraw-Edison | GLEON-AF-07-LED-[E1 347 480]-T2-[AP BZ BK DP GM WH]-[ADJA ADJS ADJA-WM]-800-[P PER7 R HA ALL MS LWR SENSORS L90 R90 MT TH LCF CE] | Outdoor Luminaires | Very High Output | Architectural Flood and Spot Luminaires | Standard | FALSE | [9 empty] | 42634 |  |  | Yes |  | 3.1 | 33382 | 113.2 | 295 | 2.91 | 1 | 4000 | 70
PHQRVG8G | Eaton (formerly Cooper Lighting) | Streetworks | GAN-AF-07-LED-[U 8 9]-T2-[AP BZ BK DP GM WH]-[ADJA ADJS ADJA-WM]-800-[2L 3 P 4 4N7 HA ALL MS SENSORS DIMRF-LW DIMRF-LN L90 R90 MT TH LCF CE] | Outdoor Luminaires | Very High Output | Architectural Flood and Spot Luminaires | Standard | FALSE | [9 empty] | 42634 |  |  | Yes |  | 3.1 | 33382 | 113.2 | 295 | 2.91 | 1 | 4000 | 70
PYMX3ZUC | Eaton (formerly Cooper Lighting) | Mcgraw-Edison | GLEON-AF-07-LED-[E1 347 480]-SL2-[AP BZ BK DP GM WH]-[ADJA ADJS ADJA-WM]-800-[P PER7 R HA ALL MS LWR SENSORS L90 R90 MT TH LCF CE] | Outdoor Luminaires | Very High Output | Architectural Flood and Spot Luminaires | Standard | FALSE | [9 empty] | 42634 |  |  | Yes |  | 3.1 | 33324 | 113 | 295 | 2.91 | 1 | 4000 | 70
PKDNMVGR | Eaton (formerly Cooper Lighting) | Streetworks | GAN-AF-07-LED-[U 8 9]-SL2-[AP BZ BK DP GM WH]-[ADJA ADJS ADJA-WM]-800-[2L 3 P 4 4N7 HA ALL MS SENSORS DIMRF-LW DIMRF-LN L90 R90 MT TH LCF CE] | Outdoor Luminaires | Very High Output | Architectural Flood and Spot Luminaires | Standard | FALSE | [9 empty] | 42634 |  |  | Yes |  | 3.1 | 33324 | 113 | 295 | 2.91 | 1 | 4000 | 70
PKJUHCKQ | Eaton (formerly Cooper Lighting) | Mcgraw-Edison | GLEON-AF-07-LED-[E1 347 480]-SL4-[AP BZ BK DP GM WH]-[ADJA ADJS ADJA-WM]-800-[P PER7 R HA ALL MS LWR SENSORS L90 R90 MT TH LCF CE] | Outdoor Luminaires | Very High Output | Architectural Flood and Spot Luminaires | Standard | FALSE | [9 empty] | 42634 |  |  | Yes |  | 3.1 | 32323 | 109.6 | 295 | 2.91 | 1 | 4000 | 70
P5QYBQS7 | Eaton (formerly Cooper Lighting) | Streetworks | GAN-AF-07-LED-[U 8 9]-SL4-[AP BZ BK DP GM WH]-[ADJA ADJS ADJA-WM]-800-[2L 3 P 4 4N7 HA ALL MS SENSORS DIMRF-LW DIMRF-LN L90 R90 MT TH LCF CE] | Outdoor Luminaires | Very High Output | Architectural Flood and Spot Luminaires | Standard | FALSE | [9 empty] | 42634 |  |  | Yes |  | 3.1 | 32323 | 109.6 | 295 | 2.91 | 1 | 4000 | 70
PYEUXQVB | Eaton (formerly Cooper Lighting) | Mcgraw-Edison | GLEON-AF-06-LED-E1-5WQ-[AP BZ BK DP GM WH]-[ADJA ADJS ADJA-WM]-800-[P PER7 R HA ALL MS LWR SENSORS L90 R90 MT TH LCF CE] | Outdoor Luminaires | Very High Output | Architectural Flood and Spot Luminaires | Premium | FALSE | [9 empty] | 42634 |  |  | Yes |  | 3.1 | 30297 | 121.7 | 249 | 2.91 | 1 | 4000 | 70
PCYCYPRK | Eaton (formerly Cooper Lighting) | Streetworks | GAN-AF-06-LED-U-5WQ-[AP BZ BK DP GM WH]-[ADJA ADJS ADJA-WM]-800-[2L 3 P 4 4N7 HA ALL MS SENSORS DIMRF-LW DIMRF-LN L90 R90 MT TH LCF CE] | Outdoor Luminaires | Very High Output | Architectural Flood and Spot Luminaires | Premium | FALSE | [9 empty] | 42634 |  |  | Yes |  | 3.1 | 30297 | 121.7 | 249 | 2.91 | 1 | 4000 | 70
PVHQPVJK | Eaton (formerly Cooper Lighting) | Streetworks | GAN-AF-06-LED-U-5MQ-[AP BZ BK DP GM WH]-[ADJA ADJS ADJA-WM]-800-[2L 3 P 4 4N7 HA ALL MS SENSORS DIMRF-LW DIMRF-LN L90 R90 MT TH LCF CE] | Outdoor Luminaires | Very High Output | Architectural Flood and Spot Luminaires | Premium | FALSE | [9 empty] | 42634 |  |  | Yes |  | 3.1 | 30217 | 121.4 | 249 | 2.91 | 1 | 4000 | 70
PTAT1CPQ | Eaton (formerly Cooper Lighting) | Mcgraw-Edison | GLEON-AF-06-LED-E1-5MQ-[AP BZ BK DP GM WH]-[ADJA ADJS ADJA-WM]-800-[P PER7 R HA ALL MS LWR SENSORS L90 R90 MT TH LCF CE] | Outdoor Luminaires | Very High Output | Architectural Flood and Spot Luminaires | Premium | FALSE | [9 empty] | 42634 |  |  | Yes |  | 3.1 | 30217 | 121.4 | 249 | 2.91 | 1 | 4000 | 70
PKEV5Y7G | Eaton (formerly Cooper Lighting) | Streetworks | GAN-AF-08-LED-[U 8 9]-5WQ-[AP BZ BK DP GM WH]-[ADJA ADJS ADJA-WM]-600-[2L 3 P 4 4N7 HA ALL MS SENSORS DIMRF-LW DIMRF-LN L90 R90 MT TH LCF CE] | Outdoor Luminaires | Very High Output | Architectural Flood and Spot Luminaires | Premium | FALSE | [9 empty] | 42634 |  |  | Yes |  | 3.1 | 33106 | 128.8 | 257 | 2.72 | 1 | 4000 | 70
P6MKFUEC | Eaton (formerly Cooper Lighting) | Mcgraw-Edison | GLEON-AF-08-LED-[E1 347 480]-5WQ-[AP BZ BK DP GM WH]-[ADJA ADJS ADJA-WM]-600-[P PER7 R HA ALL MS LWR SENSORS L90 R90 MT TH LCF CE] | Outdoor Luminaires | Very High Output | Architectural Flood and Spot Luminaires | Premium | FALSE | [9 empty] | 42634 |  |  | Yes |  | 3.1 | 33106 | 128.8 | 257 | 2.72 | 1 | 4000 | 70
PTFQ3B3J | Eaton (formerly Cooper Lighting) | Mcgraw-Edison | GLEON-AF-08-LED-[E1 347 480]-5MQ-[AP BZ BK DP GM WH]-[ADJA ADJS ADJA-WM]-600-[P PER7 R HA ALL MS LWR SENSORS L90 R90 MT TH LCF CE] | Outdoor Luminaires | Very High Output | Architectural Flood and Spot Luminaires | Premium | FALSE | [9 empty] | 42634 |  |  | Yes |  | 3.1 | 33019 | 128.5 | 257 | 2.72 | 1 | 4000 | 70
PD26CNUT | Eaton (formerly Cooper Lighting) | Streetworks | GAN-AF-08-LED-[U 8 9]-5MQ-[AP BZ BK DP GM WH]-[ADJA ADJS ADJA-WM]-600-[2L 3 P 4 4N7 HA ALL MS SENSORS DIMRF-LW DIMRF-LN L90 R90 MT TH LCF CE] | Outdoor Luminaires | Very High Output | Architectural Flood and Spot Luminaires | Premium | FALSE | [9 empty] | 42634 |  |  | Yes |  | 3.1 | 33019 | 128.5 | 257 | 2.72 | 1 | 4000 | 70
PCNY3S6Z | Eaton (formerly Cooper Lighting) | Mcgraw-Edison | GLEON-AF-08-LED-[E1 347 480]-T2R-[AP BZ BK DP GM WH]-[ADJA ADJS ADJA-WM]-600-[P PER7 R HA ALL MS LWR SENSORS L90 R90 MT TH LCF CE] | Outdoor Luminaires | Very High Output | Architectural Flood and Spot Luminaires | Premium | FALSE | [9 empty] | 42634 |  |  | Yes |  | 3.1 | 32745 | 127.4 | 257 | 2.72 | 1 | 4000 | 70
PANQH4TM | Eaton (formerly Cooper Lighting) | Streetworks | GAN-AF-08-LED-[U 8 9]-T2R-[AP BZ BK DP GM WH]-[ADJA ADJS ADJA-WM]-600-[2L 3 P 4 4N7 HA ALL MS SENSORS DIMRF-LW DIMRF-LN L90 R90 MT TH LCF CE] | Outdoor Luminaires | Very High Output | Architectural Flood and Spot Luminaires | Premium | FALSE | [9 empty] | 42634 |  |  | Yes |  | 3.1 | 32745 | 127.4 | 257 | 2.72 | 1 | 4000 | 70
PGWK3VSD | Eaton (formerly Cooper Lighting) | Mcgraw-Edison | GLEON-AF-08-LED-[E1 347 480]-5NQ-[AP BZ BK DP GM WH]-[ADJA ADJS ADJA-WM]-600-[P PER7 R HA ALL MS LWR SENSORS L90 R90 MT TH LCF CE] | Outdoor Luminaires | Very High Output | Architectural Flood and Spot Luminaires | Premium | FALSE | [9 empty] | 42634 |  |  | Yes |  | 3.1 | 32422 | 126.2 | 257 | 2.72 | 1 | 4000 | 70
P4C2WN4D | Eaton (formerly Cooper Lighting) | Streetworks | GAN-AF-08-LED-[U 8 9]-5NQ-[AP BZ BK DP GM WH]-[ADJA ADJS ADJA-WM]-600-[2L 3 P 4 4N7 HA ALL MS SENSORS DIMRF-LW DIMRF-LN L90 R90 MT TH LCF CE] | Outdoor Luminaires | Very High Output | Architectural Flood and Spot Luminaires | Premium | FALSE | [9 empty] | 42634 |  |  | Yes |  | 3.1 | 32422 | 126.2 | 257 | 2.72 | 1 | 4000 | 70
PNR141Q7 | Eaton (formerly Cooper Lighting) | Mcgraw-Edison | GLEON-AF-08-LED-[E1 347 480]-AFL-[AP BZ BK DP GM WH]-[ADJA ADJS ADJA-WM]-600-[P PER7 R HA ALL MS LWR SENSORS L90 R90 MT TH LCF CE] | Outdoor Luminaires | Very High Output | Architectural Flood and Spot Luminaires | Premium | FALSE | [9 empty] | 42634 |  |  | Yes |  | 3.1 | 32246 | 125.5 | 257 | 2.72 | 1 | 4000 | 70
PC12WFYC | Eaton (formerly Cooper Lighting) | Streetworks | GAN-AF-08-LED-[U 8 9]-AFL-[AP BZ BK DP GM WH]-[ADJA ADJS ADJA-WM]-600-[2L 3 P 4 4N7 HA ALL MS SENSORS DIMRF-LW DIMRF-LN L90 R90 MT TH LCF CE] | Outdoor Luminaires | Very High Output | Architectural Flood and Spot Luminaires | Premium | FALSE | [9 empty] | 42634 |  |  | Yes |  | 3.1 | 32246 | 125.5 | 257 | 2.72 | 1 | 4000 | 70
PA4USQTB | Eaton (formerly Cooper Lighting) | Streetworks | GAN-AF-08-LED-[U 8 9]-T3R-[AP BZ BK DP GM WH]-[ADJA ADJS ADJA-WM]-600-[2L 3 P 4 4N7 HA ALL MS SENSORS DIMRF-LW DIMRF-LN L90 R90 MT TH LCF CE] | Outdoor Luminaires | Very High Output | Architectural Flood and Spot Luminaires | Premium | FALSE | [9 empty] | 42634 |  |  | Yes |  | 3.1 | 32137 | 125 | 257 | 2.72 | 1 | 4000 | 70
P82CBNBC | Eaton (formerly Cooper Lighting) | Mcgraw-Edison | GLEON-AF-08-LED-[E1 347 480]-T3R-[AP BZ BK DP GM WH]-[ADJA ADJS ADJA-WM]-600-[P PER7 R HA ALL MS LWR SENSORS L90 R90 MT TH LCF CE] | Outdoor Luminaires | Very High Output | Architectural Flood and Spot Luminaires | Premium | FALSE | [9 empty] | 42634 |  |  | Yes |  | 3.1 | 32137 | 125 | 257 | 2.72 | 1 | 4000 | 70
PMTW5P18 | Eaton (formerly Cooper Lighting) | Streetworks | GAN-AF-08-LED-[U 8 9]-RW-[AP BZ BK DP GM WH]-[ADJA ADJS ADJA-WM]-600-[2L 3 P 4 4N7 HA ALL MS SENSORS DIMRF-LW DIMRF-LN L90 R90 MT TH LCF CE] | Outdoor Luminaires | Very High Output | Architectural Flood and Spot Luminaires | Premium | FALSE | [9 empty] | 42634 |  |  | Yes |  | 3.1 | 32129 | 125 | 257 | 2.72 | 1 | 4000 | 70
P5XUBQTS | Eaton (formerly Cooper Lighting) | Mcgraw-Edison | GLEON-AF-08-LED-[E1 347 480]-RW-[AP BZ BK DP GM WH]-[ADJA ADJS ADJA-WM]-600-[P PER7 R HA ALL MS LWR SENSORS L90 R90 MT TH LCF CE] | Outdoor Luminaires | Very High Output | Architectural Flood and Spot Luminaires | Premium | FALSE | [9 empty] | 42634 |  |  | Yes |  | 3.1 | 32129 | 125 | 257 | 2.72 | 1 | 4000 | 70
PFTSP5T7 | Eaton (formerly Cooper Lighting) | Mcgraw-Edison | GLEON-AF-08-LED-E1-T4FT-[AP BZ BK DP GM WH]-[ADJA ADJS ADJA-WM]-600-[P PER7 R HA ALL MS LWR SENSORS L90 R90 MT TH LCF CE] | Outdoor Luminaires | Very High Output | Architectural Flood and Spot Luminaires | Premium | FALSE | [9 empty] | 42634 |  |  | Yes |  | 3.1 | 31620 | 123 | 257 | 2.72 | 1 | 4000 | 70
P9T6Y4DH | Eaton (formerly Cooper Lighting) | Streetworks | GAN-AF-08-LED-U-T4FT-[AP BZ BK DP GM WH]-[ADJA ADJS ADJA-WM]-600-[2L 3 P 4 4N7 HA ALL MS SENSORS DIMRF-LW DIMRF-LN L90 R90 MT TH LCF CE] | Outdoor Luminaires | Very High Output | Architectural Flood and Spot Luminaires | Premium | FALSE | [9 empty] | 42634 |  |  | Yes |  | 3.1 | 31620 | 123 | 257 | 2.72 | 1 | 4000 | 70
PSZBVCFV | Eaton (formerly Cooper Lighting) | Mcgraw-Edison | GLEON-AF-08-LED-E1-T3-[AP BZ BK DP GM WH]-[ADJA ADJS ADJA-WM]-600-[P PER7 R HA ALL MS LWR SENSORS L90 R90 MT TH LCF CE] | Outdoor Luminaires | Very High Output | Architectural Flood and Spot Luminaires | Premium | FALSE | [9 empty] | 42634 |  |  | Yes |  | 3.1 | 31438 | 122.3 | 257 | 2.72 | 1 | 4000 | 70
PQT75R47 | Eaton (formerly Cooper Lighting) | Streetworks | GAN-AF-08-LED-U-T3-[AP BZ BK DP GM WH]-[ADJA ADJS ADJA-WM]-600-[2L 3 P 4 4N7 HA ALL MS SENSORS DIMRF-LW DIMRF-LN L90 R90 MT TH LCF CE] | Outdoor Luminaires | Very High Output | Architectural Flood and Spot Luminaires | Premium | FALSE | [9 empty] | 42634 |  |  | Yes |  | 3.1 | 31438 | 122.3 | 257 | 2.72 | 1 | 4000 | 70
PPPUNP3A | Eaton (formerly Cooper Lighting) | Mcgraw-Edison | GLEON-AF-08-LED-E1-SL3-[AP BZ BK DP GM WH]-[ADJA ADJS ADJA-WM]-600-[P PER7 R HA ALL MS LWR SENSORS L90 R90 MT TH LCF CE] | Outdoor Luminaires | Very High Output | Architectural Flood and Spot Luminaires | Premium | FALSE | [9 empty] | 42634 |  |  | Yes |  | 3.1 | 31433 | 122.3 | 257 | 2.72 | 1 | 4000 | 70
PMQNXNSS | Eaton (formerly Cooper Lighting) | Streetworks | GAN-AF-08-LED-U-SL3-[AP BZ BK DP GM WH]-[ADJA ADJS ADJA-WM]-600-[2L 3 P 4 4N7 HA ALL MS SENSORS DIMRF-LW DIMRF-LN L90 R90 MT TH LCF CE] | Outdoor Luminaires | Very High Output | Architectural Flood and Spot Luminaires | Premium | FALSE | [9 empty] | 42634 |  |  | Yes |  | 3.1 | 31433 | 122.3 | 257 | 2.72 | 1 | 4000 | 70
PT3JHE1U | Eaton (formerly Cooper Lighting) | Mcgraw-Edison | GLEON-AF-08-LED-E1-T4W-[AP BZ BK DP GM WH]-[ADJA ADJS ADJA-WM]-600-[P PER7 R HA ALL MS LWR SENSORS L90 R90 MT TH LCF CE] | Outdoor Luminaires | Very High Output | Architectural Flood and Spot Luminaires | Premium | FALSE | [9 empty] | 42634 |  |  | Yes |  | 3.1 | 31212 | 121.4 | 257 | 2.72 | 1 | 4000 | 70
PP4WYH9Q | Eaton (formerly Cooper Lighting) | Streetworks | GAN-AF-08-LED-U-T4W-[AP BZ BK DP GM WH]-[ADJA ADJS ADJA-WM]-600-[2L 3 P 4 4N7 HA ALL MS SENSORS DIMRF-LW DIMRF-LN L90 R90 MT TH LCF CE] | Outdoor Luminaires | Very High Output | Architectural Flood and Spot Luminaires | Premium | FALSE | [9 empty] | 42634 |  |  | Yes |  | 3.1 | 31212 | 121.4 | 257 | 2.72 | 1 | 4000 | 70
PA7FJTTG | Eaton (formerly Cooper Lighting) | Streetworks | GAN-AF-08-LED-U-T2-[AP BZ BK DP GM WH]-[ADJA ADJS ADJA-WM]-600-[2L 3 P 4 4N7 HA ALL MS SENSORS DIMRF-LW DIMRF-LN L90 R90 MT TH LCF CE] | Outdoor Luminaires | Very High Output | Architectural Flood and Spot Luminaires | Premium | FALSE | [9 empty] | 42634 |  |  | Yes |  | 3.1 | 30844 | 120 | 257 | 2.72 | 1 | 4000 | 70
P3S3T96T | Eaton (formerly Cooper Lighting) | Mcgraw-Edison | GLEON-AF-08-LED-E1-T2-[AP BZ BK DP GM WH]-[ADJA ADJS ADJA-WM]-600-[P PER7 R HA ALL MS LWR SENSORS L90 R90 MT TH LCF CE] | Outdoor Luminaires | Very High Output | Architectural Flood and Spot Luminaires | Premium | FALSE | [9 empty] | 42634 |  |  | Yes |  | 3.1 | 30844 | 120 | 257 | 2.72 | 1 | 4000 | 70
PXUJA6HK | Eaton (formerly Cooper Lighting) | Streetworks | GAN-AF-08-LED-U-SL2-[AP BZ BK DP GM WH]-[ADJA ADJS ADJA-WM]-600-[2L 3 P 4 4N7 HA ALL MS SENSORS DIMRF-LW DIMRF-LN L90 R90 MT TH LCF CE] | Outdoor Luminaires | Very High Output | Architectural Flood and Spot Luminaires | Premium | FALSE | [9 empty] | 42634 |  |  | Yes |  | 3.1 | 30791 | 119.8 | 257 | 2.72 | 1 | 4000 | 70
PFQUJ6QN | Eaton (formerly Cooper Lighting) | Mcgraw-Edison | GLEON-AF-08-LED-E1-SL2-[AP BZ BK DP GM WH]-[ADJA ADJS ADJA-WM]-600-[P PER7 R HA ALL MS LWR SENSORS L90 R90 MT TH LCF CE] | Outdoor Luminaires | Very High Output | Architectural Flood and Spot Luminaires | Premium | FALSE | [9 empty] | 42634 |  |  | Yes |  | 3.1 | 30791 | 119.8 | 257 | 2.72 | 1 | 4000 | 70
PSSRGQP7 | Eaton (formerly Cooper Lighting) | Mcgraw-Edison | GLEON-AF-10-LED-[E1 347 480]-5WQ-[AP BZ BK DP GM WH]-[ADJA ADJS ADJA-WM]-1200-[P PER7 R ALL MS LWR SENSORS L90 R90 MT TH LCF CE] | Outdoor Luminaires | Very High Output | Architectural Flood and Spot Luminaires | Standard | FALSE | [9 empty] | 42634 |  |  | Yes |  | 3.1 | 68077 | 106.4 | 640 | 2.64 | 1 | 4000 | 70
P8FM1C5V | Eaton (formerly Cooper Lighting) | Streetworks | GAN-AF-10-LED-[U 8 9]-5WQ-[AP BZ BK DP GM WH]-[ADJA ADJS ADJA-WM]-1200-[2L 3 P 4 4N7 HA ALL MS SENSORS DIMRF-LW DIMRF-LN L90 R90 MT TH LCF CE] | Outdoor Luminaires | Very High Output | Architectural Flood and Spot Luminaires | Standard | FALSE | [9 empty] | 42634 |  |  | Yes |  | 3.1 | 68077 | 106.4 | 640 | 2.64 | 1 | 4000 | 70
PV1YRAE8 | Eaton (formerly Cooper Lighting) | Mcgraw-Edison | GLEON-AF-10-LED-[E1 347 480]-5MQ-[AP BZ BK DP GM WH]-[ADJA ADJS ADJA-WM]-1200-[P PER7 R ALL MS LWR SENSORS L90 R90 MT TH LCF CE] | Outdoor Luminaires | Very High Output | Architectural Flood and Spot Luminaires | Standard | FALSE | [9 empty] | 42634 |  |  | Yes |  | 3.1 | 67896 | 106.1 | 640 | 2.64 | 1 | 4000 | 70
PKXZC2KD | Eaton (formerly Cooper Lighting) | Streetworks | GAN-AF-10-LED-[U 8 9]-5MQ-[AP BZ BK DP GM WH]-[ADJA ADJS ADJA-WM]-1200-[2L 3 P 4 4N7 HA ALL MS SENSORS DIMRF-LW DIMRF-LN L90 R90 MT TH LCF CE] | Outdoor Luminaires | Very High Output | Architectural Flood and Spot Luminaires | Standard | FALSE | [9 empty] | 42634 |  |  | Yes |  | 3.1 | 67896 | 106.1 | 640 | 2.64 | 1 | 4000 | 70
PM2SB8YH | Eaton (formerly Cooper Lighting) | Streetworks | GAN-AF-10-LED-[U 8 9]-T2R-[AP BZ BK DP GM WH]-[ADJA ADJS ADJA-WM]-1200-[2L 3 P 4 4N7 HA ALL MS SENSORS DIMRF-LW DIMRF-LN L90 R90 MT TH LCF CE] | Outdoor Luminaires | Very High Output | Architectural Flood and Spot Luminaires | Standard | FALSE | [9 empty] | 42634 |  |  | Yes |  | 3.1 | 67333 | 105.2 | 640 | 2.64 | 1 | 4000 | 70
P8WF9H17 | Eaton (formerly Cooper Lighting) | Mcgraw-Edison | GLEON-AF-10-LED-[E1 347 480]-T2R-[AP BZ BK DP GM WH]-[ADJA ADJS ADJA-WM]-1200-[P PER7 R ALL MS LWR SENSORS L90 R90 MT TH LCF CE] | Outdoor Luminaires | Very High Output | Architectural Flood and Spot Luminaires | Standard | FALSE | [9 empty] | 42634 |  |  | Yes |  | 3.1 | 67333 | 105.2 | 640 | 2.64 | 1 | 4000 | 70
P9PFC1YW | Eaton (formerly Cooper Lighting) | Mcgraw-Edison | GLEON-AF-10-LED-[E1 347 480]-5NQ-[AP BZ BK DP GM WH]-[ADJA ADJS ADJA-WM]-1200-[P PER7 R ALL MS LWR SENSORS L90 R90 MT TH LCF CE] | Outdoor Luminaires | Very High Output | Architectural Flood and Spot Luminaires | Standard | FALSE | [9 empty] | 42634 |  |  | Yes |  | 3.1 | 66669 | 104.2 | 640 | 2.64 | 1 | 4000 | 70
P587FVAU | Eaton (formerly Cooper Lighting) | Streetworks | GAN-AF-10-LED-[U 8 9]-5NQ-[AP BZ BK DP GM WH]-[ADJA ADJS ADJA-WM]-1200-[2L 3 P 4 4N7 HA ALL MS SENSORS DIMRF-LW DIMRF-LN L90 R90 MT TH LCF CE] | Outdoor Luminaires | Very High Output | Architectural Flood and Spot Luminaires | Standard | FALSE | [9 empty] | 42634 |  |  | Yes |  | 3.1 | 66669 | 104.2 | 640 | 2.64 | 1 | 4000 | 70
PV3XACKW | Eaton (formerly Cooper Lighting) | Mcgraw-Edison | GLEON-AF-10-LED-[E1 347 480]-AFL-[AP BZ BK DP GM WH]-[ADJA ADJS ADJA-WM]-1200-[P PER7 R ALL MS LWR SENSORS L90 R90 MT TH LCF CE] | Outdoor Luminaires | Very High Output | Architectural Flood and Spot Luminaires | Standard | FALSE | [9 empty] | 42634 |  |  | Yes |  | 3.1 | 66306 | 103.6 | 640 | 2.64 | 1 | 4000 | 70
PDJ2297F | Eaton (formerly Cooper Lighting) | Streetworks | GAN-AF-10-LED-[U 8 9]-AFL-[AP BZ BK DP GM WH]-[ADJA ADJS ADJA-WM]-1200-[2L 3 P 4 4N7 HA ALL MS SENSORS DIMRF-LW DIMRF-LN L90 R90 MT TH LCF CE] | Outdoor Luminaires | Very High Output | Architectural Flood and Spot Luminaires | Standard | FALSE | [9 empty] | 42634 |  |  | Yes |  | 3.1 | 66306 | 103.6 | 640 | 2.64 | 1 | 4000 | 70
PTZ9NS8S | Eaton (formerly Cooper Lighting) | Mcgraw-Edison | GLEON-AF-10-LED-[E1 347 480]-T3R-[AP BZ BK DP GM WH]-[ADJA ADJS ADJA-WM]-1200-[P PER7 R ALL MS LWR SENSORS L90 R90 MT TH LCF CE] | Outdoor Luminaires | Very High Output | Architectural Flood and Spot Luminaires | Standard | FALSE | [9 empty] | 42634 |  |  | Yes |  | 3.1 | 66081 | 103.3 | 640 | 2.64 | 1 | 4000 | 70
PQ23JN26 | Eaton (formerly Cooper Lighting) | Streetworks | GAN-AF-10-LED-[U 8 9]-T3R-[AP BZ BK DP GM WH]-[ADJA ADJS ADJA-WM]-1200-[2L 3 P 4 4N7 HA ALL MS SENSORS DIMRF-LW DIMRF-LN L90 R90 MT TH LCF CE] | Outdoor Luminaires | Very High Output | Architectural Flood and Spot Luminaires | Standard | FALSE | [9 empty] | 42634 |  |  | Yes |  | 3.1 | 66081 | 103.3 | 640 | 2.64 | 1 | 4000 | 70
PQRQ8G7H | Eaton (formerly Cooper Lighting) | Mcgraw-Edison | GLEON-AF-10-LED-[E1 347 480]-RW-[AP BZ BK DP GM WH]-[ADJA ADJS ADJA-WM]-1200-[P PER7 R ALL MS LWR SENSORS L90 R90 MT TH LCF CE] | Outdoor Luminaires | Very High Output | Architectural Flood and Spot Luminaires | Standard | FALSE | [9 empty] | 42634 |  |  | Yes |  | 3.1 | 66066 | 103.2 | 640 | 2.64 | 1 | 4000 | 70
PB342EGS | Eaton (formerly Cooper Lighting) | Streetworks | GAN-AF-10-LED-[U 8 9]-RW-[AP BZ BK DP GM WH]-[ADJA ADJS ADJA-WM]-1200-[2L 3 P 4 4N7 HA ALL MS SENSORS DIMRF-LW DIMRF-LN L90 R90 MT TH LCF CE] | Outdoor Luminaires | Very High Output | Architectural Flood and Spot Luminaires | Standard | FALSE | [9 empty] | 42634 |  |  | Yes |  | 3.1 | 66066 | 103.2 | 640 | 2.64 | 1 | 4000 | 70
PZBX9ESQ | Eaton (formerly Cooper Lighting) | Streetworks | GAN-AF-10-LED-[U 8 9]-T4FT-[AP BZ BK DP GM WH]-[ADJA ADJS ADJA-WM]-1200-[2L 3 P 4 4N7 HA ALL MS SENSORS DIMRF-LW DIMRF-LN L90 R90 MT TH LCF CE] | Outdoor Luminaires | Very High Output | Architectural Flood and Spot Luminaires | Standard | FALSE | [9 empty] | 42634 |  |  | Yes |  | 3.1 | 65020 | 101.6 | 640 | 2.64 | 1 | 4000 | 70
P79JMZDW | Eaton (formerly Cooper Lighting) | Mcgraw-Edison | GLEON-AF-10-LED-[E1 347 480]-T4FT-[AP BZ BK DP GM WH]-[ADJA ADJS ADJA-WM]-1200-[P PER7 R ALL MS LWR SENSORS L90 R90 MT TH LCF CE] | Outdoor Luminaires | Very High Output | Architectural Flood and Spot Luminaires | Standard | FALSE | [9 empty] | 42634 |  |  | Yes |  | 3.1 | 65020 | 101.6 | 640 | 2.64 | 1 | 4000 | 70
PVZ7N8QZ | Eaton (formerly Cooper Lighting) | Streetworks | GAN-AF-10-LED-[U 8 9]-T3-[AP BZ BK DP GM WH]-[ADJA ADJS ADJA-WM]-1200-[2L 3 P 4 4N7 HA ALL MS SENSORS DIMRF-LW DIMRF-LN L90 R90 MT TH LCF CE] | Outdoor Luminaires | Very High Output | Architectural Flood and Spot Luminaires | Standard | FALSE | [9 empty] | 42634 |  |  | Yes |  | 3.1 | 64646 | 101 | 640 | 2.64 | 1 | 4000 | 70
P5D8BQ6G | Eaton (formerly Cooper Lighting) | Mcgraw-Edison | GLEON-AF-10-LED-[E1 347 480]-T3-[AP BZ BK DP GM WH]-[ADJA ADJS ADJA-WM]-1200-[P PER7 R ALL MS LWR SENSORS L90 R90 MT TH LCF CE] | Outdoor Luminaires | Very High Output | Architectural Flood and Spot Luminaires | Standard | FALSE | [9 empty] | 42634 |  |  | Yes |  | 3.1 | 64646 | 101 | 640 | 2.64 | 1 | 4000 | 70
PX2946DH | Eaton (formerly Cooper Lighting) | Streetworks | GAN-AF-10-LED-[U 8 9]-SL3-[AP BZ BK DP GM WH]-[ADJA ADJS ADJA-WM]-1200-[2L 3 P 4 4N7 HA ALL MS SENSORS DIMRF-LW DIMRF-LN L90 R90 MT TH LCF CE] | Outdoor Luminaires | Very High Output | Architectural Flood and Spot Luminaires | Standard | FALSE | [9 empty] | 42634 |  |  | Yes |  | 3.1 | 64636 | 101 | 640 | 2.64 | 1 | 4000 | 70
PKVNGXSQ | Eaton (formerly Cooper Lighting) | Mcgraw-Edison | GLEON-AF-10-LED-[E1 347 480]-SL3-[AP BZ BK DP GM WH]-[ADJA ADJS ADJA-WM]-1200-[P PER7 R ALL MS LWR SENSORS L90 R90 MT TH LCF CE] | Outdoor Luminaires | Very High Output | Architectural Flood and Spot Luminaires | Standard | FALSE | [9 empty] | 42634 |  |  | Yes |  | 3.1 | 64636 | 101 | 640 | 2.64 | 1 | 4000 | 70
PX31KU93 | Eaton (formerly Cooper Lighting) | Mcgraw-Edison | GLEON-AF-10-LED-[E1 347 480]-T4W-[AP BZ BK DP GM WH]-[ADJA ADJS ADJA-WM]-1200-[P PER7 R ALL MS LWR SENSORS L90 R90 MT TH LCF CE] | Outdoor Luminaires | Very High Output | Architectural Flood and Spot Luminaires | Standard | FALSE | [9 empty] | 42634 |  |  | Yes |  | 3.1 | 64180 | 100.3 | 640 | 2.64 | 1 | 4000 | 70
PHWJCKB7 | Eaton (formerly Cooper Lighting) | Streetworks | GAN-AF-10-LED-[U 8 9]-T4W-[AP BZ BK DP GM WH]-[ADJA ADJS ADJA-WM]-1200-[2L 3 P 4 4N7 HA ALL MS SENSORS DIMRF-LW DIMRF-LN L90 R90 MT TH LCF CE] | Outdoor Luminaires | Very High Output | Architectural Flood and Spot Luminaires | Standard | FALSE | [9 empty] | 42634 |  |  | Yes |  | 3.1 | 64180 | 100.3 | 640 | 2.64 | 1 | 4000 | 70
PP7T4Q9E | Eaton (formerly Cooper Lighting) | Mcgraw-Edison | GLEON-AF-10-LED-[E1 347 480]-T2-[AP BZ BK DP GM WH]-[ADJA ADJS ADJA-WM]-1200-[P PER7 R ALL MS LWR SENSORS L90 R90 MT TH LCF CE] | Outdoor Luminaires | Very High Output | Architectural Flood and Spot Luminaires | Standard | FALSE | [9 empty] | 42634 |  |  | Yes |  | 3.1 | 63424 | 99.1 | 640 | 2.64 | 1 | 4000 | 70
P9PGCYJS | Eaton (formerly Cooper Lighting) | Streetworks | GAN-AF-10-LED-[U 8 9]-T2-[AP BZ BK DP GM WH]-[ADJA ADJS ADJA-WM]-1200-[2L 3 P 4 4N7 HA ALL MS SENSORS DIMRF-LW DIMRF-LN L90 R90 MT TH LCF CE] | Outdoor Luminaires | Very High Output | Architectural Flood and Spot Luminaires | Standard | FALSE | [9 empty] | 42634 |  |  | Yes |  | 3.1 | 63424 | 99.1 | 640 | 2.64 | 1 | 4000 | 70
PVN9RKJA | Eaton (formerly Cooper Lighting) | Mcgraw-Edison | GLEON-AF-10-LED-[E1 347 480]-SL2-[AP BZ BK DP GM WH]-[ADJA ADJS ADJA-WM]-1200-[P PER7 R ALL MS LWR SENSORS L90 R90 MT TH LCF CE] | Outdoor Luminaires | Very High Output | Architectural Flood and Spot Luminaires | Standard | FALSE | [9 empty] | 42634 |  |  | Yes |  | 3.1 | 63315 | 98.9 | 640 | 2.64 | 1 | 4000 | 70
PRTPF2H6 | Eaton (formerly Cooper Lighting) | Streetworks | GAN-AF-10-LED-[U 8 9]-SL2-[AP BZ BK DP GM WH]-[ADJA ADJS ADJA-WM]-1200-[2L 3 P 4 4N7 HA ALL MS SENSORS DIMRF-LW DIMRF-LN L90 R90 MT TH LCF CE] | Outdoor Luminaires | Very High Output | Architectural Flood and Spot Luminaires | Standard | FALSE | [9 empty] | 42634 |  |  | Yes |  | 3.1 | 63315 | 98.9 | 640 | 2.64 | 1 | 4000 | 70
PQMB52TY | Eaton (formerly Cooper Lighting) | Mcgraw-Edison | GLEON-AF-07-LED-[E1 347 480]-5WQ-[AP BZ BK DP GM WH]-[ADJA ADJS ADJA-WM]-1200-[P PER7 R ALL MS LWR SENSORS L90 R90 MT TH LCF CE] | Outdoor Luminaires | Very High Output | Architectural Flood and Spot Luminaires | Standard | FALSE | [9 empty] | 42634 |  |  | Yes |  | 3.1 | 48648 | 108.6 | 448 | 2.64 | 1 | 4000 | 70
PNPRF9DR | Eaton (formerly Cooper Lighting) | Streetworks | GAN-AF-07-LED-[U 8 9]-5WQ-[AP BZ BK DP GM WH]-[ADJA ADJS ADJA-WM]-1200-[2L 3 P 4 4N7 HA ALL MS SENSORS DIMRF-LW DIMRF-LN L90 R90 MT TH LCF CE] | Outdoor Luminaires | Very High Output | Architectural Flood and Spot Luminaires | Standard | FALSE | [9 empty] | 42634 |  |  | Yes |  | 3.1 | 48648 | 108.6 | 448 | 2.64 | 1 | 4000 | 70
PWRGE75W | Eaton (formerly Cooper Lighting) | Streetworks | GAN-AF-07-LED-[U 8 9]-5MQ-[AP BZ BK DP GM WH]-[ADJA ADJS ADJA-WM]-1200-[2L 3 P 4 4N7 HA ALL MS SENSORS DIMRF-LW DIMRF-LN L90 R90 MT TH LCF CE] | Outdoor Luminaires | Very High Output | Architectural Flood and Spot Luminaires | Standard | FALSE | [9 empty] | 42634 |  |  | Yes |  | 3.1 | 48518 | 108.3 | 448 | 2.64 | 1 | 4000 | 70
PKCDUM78 | Eaton (formerly Cooper Lighting) | Mcgraw-Edison | GLEON-AF-07-LED-[E1 347 480]-5MQ-[AP BZ BK DP GM WH]-[ADJA ADJS ADJA-WM]-1200-[P PER7 R ALL MS LWR SENSORS L90 R90 MT TH LCF CE] | Outdoor Luminaires | Very High Output | Architectural Flood and Spot Luminaires | Standard | FALSE | [9 empty] | 42634 |  |  | Yes |  | 3.1 | 48518 | 108.3 | 448 | 2.64 | 1 | 4000 | 70
PRSM6QMG | Eaton (formerly Cooper Lighting) | Mcgraw-Edison | GLEON-AF-07-LED-[E1 347 480]-T2R-[AP BZ BK DP GM WH]-[ADJA ADJS ADJA-WM]-1200-[P PER7 R ALL MS LWR SENSORS L90 R90 MT TH LCF CE] | Outdoor Luminaires | Very High Output | Architectural Flood and Spot Luminaires | Standard | FALSE | [9 empty] | 42634 |  |  | Yes |  | 3.1 | 48117 | 107.4 | 448 | 2.64 | 1 | 4000 | 70
P2WNMGCB | Eaton (formerly Cooper Lighting) | Streetworks | GAN-AF-07-LED-[U 8 9]-T2R-[AP BZ BK DP GM WH]-[ADJA ADJS ADJA-WM]-1200-[2L 3 P 4 4N7 HA ALL MS SENSORS DIMRF-LW DIMRF-LN L90 R90 MT TH LCF CE] | Outdoor Luminaires | Very High Output | Architectural Flood and Spot Luminaires | Standard | FALSE | [9 empty] | 42634 |  |  | Yes |  | 3.1 | 48117 | 107.4 | 448 | 2.64 | 1 | 4000 | 70
PQFW8GTQ | Eaton (formerly Cooper Lighting) | Mcgraw-Edison | GLEON-AF-07-LED-[E1 347 480]-5NQ-[AP BZ BK DP GM WH]-[ADJA ADJS ADJA-WM]-1200-[P PER7 R ALL MS LWR SENSORS L90 R90 MT TH LCF CE] | Outdoor Luminaires | Very High Output | Architectural Flood and Spot Luminaires | Standard | FALSE | [9 empty] | 42634 |  |  | Yes |  | 3.1 | 47641 | 106.3 | 448 | 2.64 | 1 | 4000 | 70
P2NST9N5 | Eaton (formerly Cooper Lighting) | Streetworks | GAN-AF-07-LED-[U 8 9]-5NQ-[AP BZ BK DP GM WH]-[ADJA ADJS ADJA-WM]-1200-[2L 3 P 4 4N7 HA ALL MS SENSORS DIMRF-LW DIMRF-LN L90 R90 MT TH LCF CE] | Outdoor Luminaires | Very High Output | Architectural Flood and Spot Luminaires | Standard | FALSE | [9 empty] | 42634 |  |  | Yes |  | 3.1 | 47641 | 106.3 | 448 | 2.64 | 1 | 4000 | 70
PAUX3K29 | Eaton (formerly Cooper Lighting) | Mcgraw-Edison | GLEON-AF-07-LED-[E1 347 480]-AFL-[AP BZ BK DP GM WH]-[ADJA ADJS ADJA-WM]-1200-[P PER7 R ALL MS LWR SENSORS L90 R90 MT TH LCF CE] | Outdoor Luminaires | Very High Output | Architectural Flood and Spot Luminaires | Standard | FALSE | [9 empty] | 42634 |  |  | Yes |  | 3.1 | 47383 | 105.8 | 448 | 2.64 | 1 | 4000 | 70
P2XFV17J | Eaton (formerly Cooper Lighting) | Streetworks | GAN-AF-07-LED-[U 8 9]-AFL-[AP BZ BK DP GM WH]-[ADJA ADJS ADJA-WM]-1200-[2L 3 P 4 4N7 HA ALL MS SENSORS DIMRF-LW DIMRF-LN L90 R90 MT TH LCF CE] | Outdoor Luminaires | Very High Output | Architectural Flood and Spot Luminaires | Standard | FALSE | [9 empty] | 42634 |  |  | Yes |  | 3.1 | 47383 | 105.8 | 448 | 2.64 | 1 | 4000 | 70
PCM5WW3Y | Eaton (formerly Cooper Lighting) | Streetworks | GAN-AF-07-LED-[U 8 9]-T3R-[AP BZ BK DP GM WH]-[ADJA ADJS ADJA-WM]-1200-[2L 3 P 4 4N7 HA ALL MS SENSORS DIMRF-LW DIMRF-LN L90 R90 MT TH LCF CE] | Outdoor Luminaires | Very High Output | Architectural Flood and Spot Luminaires | Standard | FALSE | [9 empty] | 42634 |  |  | Yes |  | 3.1 | 47223 | 105.4 | 448 | 2.64 | 1 | 4000 | 70
P1YS975H | Eaton (formerly Cooper Lighting) | Mcgraw-Edison | GLEON-AF-07-LED-[E1 347 480]-T3R-[AP BZ BK DP GM WH]-[ADJA ADJS ADJA-WM]-1200-[P PER7 R ALL MS LWR SENSORS L90 R90 MT TH LCF CE] | Outdoor Luminaires | Very High Output | Architectural Flood and Spot Luminaires | Standard | FALSE | [9 empty] | 42634 |  |  | Yes |  | 3.1 | 47223 | 105.4 | 448 | 2.64 | 1 | 4000 | 70
PNADE11W | Eaton (formerly Cooper Lighting) | Streetworks | GAN-AF-07-LED-[U 8 9]-RW-[AP BZ BK DP GM WH]-[ADJA ADJS ADJA-WM]-1200-[2L 3 P 4 4N7 HA ALL MS SENSORS DIMRF-LW DIMRF-LN L90 R90 MT TH LCF CE] | Outdoor Luminaires | Very High Output | Architectural Flood and Spot Luminaires | Standard | FALSE | [9 empty] | 42634 |  |  | Yes |  | 3.1 | 47211 | 105.4 | 448 | 2.64 | 1 | 4000 | 70
PC8Y6A27 | Eaton (formerly Cooper Lighting) | Mcgraw-Edison | GLEON-AF-07-LED-[E1 347 480]-RW-[AP BZ BK DP GM WH]-[ADJA ADJS ADJA-WM]-1200-[P PER7 R ALL MS LWR SENSORS L90 R90 MT TH LCF CE] | Outdoor Luminaires | Very High Output | Architectural Flood and Spot Luminaires | Standard | FALSE | [9 empty] | 42634 |  |  | Yes |  | 3.1 | 47211 | 105.4 | 448 | 2.64 | 1 | 4000 | 70
PT95B3RP | Eaton (formerly Cooper Lighting) | Mcgraw-Edison | GLEON-AF-07-LED-[E1 347 480]-T4FT-[AP BZ BK DP GM WH]-[ADJA ADJS ADJA-WM]-1200-[P PER7 R ALL MS LWR SENSORS L90 R90 MT TH LCF CE] | Outdoor Luminaires | Very High Output | Architectural Flood and Spot Luminaires | Standard | FALSE | [9 empty] | 42634 |  |  | Yes |  | 3.1 | 46464 | 103.7 | 448 | 2.64 | 1 | 4000 | 70
PFRX3PCA | Eaton (formerly Cooper Lighting) | Streetworks | GAN-AF-07-LED-[U 8 9]-T4FT-[AP BZ BK DP GM WH]-[ADJA ADJS ADJA-WM]-1200-[2L 3 P 4 4N7 HA ALL MS SENSORS DIMRF-LW DIMRF-LN L90 R90 MT TH LCF CE] | Outdoor Luminaires | Very High Output | Architectural Flood and Spot Luminaires | Standard | FALSE | [9 empty] | 42634 |  |  | Yes |  | 3.1 | 46464 | 103.7 | 448 | 2.64 | 1 | 4000 | 70
PF2MC6QK | Eaton (formerly Cooper Lighting) | Mcgraw-Edison | GLEON-AF-07-LED-[E1 347 480]-T3-[AP BZ BK DP GM WH]-[ADJA ADJS ADJA-WM]-1200-[P PER7 R ALL MS LWR SENSORS L90 R90 MT TH LCF CE] | Outdoor Luminaires | Very High Output | Architectural Flood and Spot Luminaires | Standard | FALSE | [9 empty] | 42634 |  |  | Yes |  | 3.1 | 46196 | 103.1 | 448 | 2.64 | 1 | 4000 | 70
P5BYC4F9 | Eaton (formerly Cooper Lighting) | Streetworks | GAN-AF-07-LED-[U 8 9]-T3-[AP BZ BK DP GM WH]-[ADJA ADJS ADJA-WM]-1200-[2L 3 P 4 4N7 HA ALL MS SENSORS DIMRF-LW DIMRF-LN L90 R90 MT TH LCF CE] | Outdoor Luminaires | Very High Output | Architectural Flood and Spot Luminaires | Standard | FALSE | [9 empty] | 42634 |  |  | Yes |  | 3.1 | 46196 | 103.1 | 448 | 2.64 | 1 | 4000 | 70
PJ3C7ARM | Eaton (formerly Cooper Lighting) | Streetworks | GAN-AF-07-LED-[U 8 9]-SL3-[AP BZ BK DP GM WH]-[ADJA ADJS ADJA-WM]-1200-[2L 3 P 4 4N7 HA ALL MS SENSORS DIMRF-LW DIMRF-LN L90 R90 MT TH LCF CE] | Outdoor Luminaires | Very High Output | Architectural Flood and Spot Luminaires | Standard | FALSE | [9 empty] | 42634 |  |  | Yes |  | 3.1 | 46189 | 103.1 | 448 | 2.64 | 1 | 4000 | 70
P1U2YXT7 | Eaton (formerly Cooper Lighting) | Mcgraw-Edison | GLEON-AF-07-LED-[E1 347 480]-SL3-[AP BZ BK DP GM WH]-[ADJA ADJS ADJA-WM]-1200-[P PER7 R ALL MS LWR SENSORS L90 R90 MT TH LCF CE] | Outdoor Luminaires | Very High Output | Architectural Flood and Spot Luminaires | Standard | FALSE | [9 empty] | 42634 |  |  | Yes |  | 3.1 | 46189 | 103.1 | 448 | 2.64 | 1 | 4000 | 70
PZF6KCFD | Eaton (formerly Cooper Lighting) | Mcgraw-Edison | GLEON-AF-07-LED-[E1 347 480]-T4W-[AP BZ BK DP GM WH]-[ADJA ADJS ADJA-WM]-1200-[P PER7 R ALL MS LWR SENSORS L90 R90 MT TH LCF CE] | Outdoor Luminaires | Very High Output | Architectural Flood and Spot Luminaires | Standard | FALSE | [9 empty] | 42634 |  |  | Yes |  | 3.1 | 45864 | 102.4 | 448 | 2.64 | 1 | 4000 | 70
P4SCB4CK | Eaton (formerly Cooper Lighting) | Streetworks | GAN-AF-07-LED-[U 8 9]-T4W-[AP BZ BK DP GM WH]-[ADJA ADJS ADJA-WM]-1200-[2L 3 P 4 4N7 HA ALL MS SENSORS DIMRF-LW DIMRF-LN L90 R90 MT TH LCF CE] | Outdoor Luminaires | Very High Output | Architectural Flood and Spot Luminaires | Standard | FALSE | [9 empty] | 42634 |  |  | Yes |  | 3.1 | 45864 | 102.4 | 448 | 2.64 | 1 | 4000 | 70
PWVAQT2R | Eaton (formerly Cooper Lighting) | Streetworks | GAN-AF-07-LED-[U 8 9]-T2-[AP BZ BK DP GM WH]-[ADJA ADJS ADJA-WM]-1200-[2L 3 P 4 4N7 HA ALL MS SENSORS DIMRF-LW DIMRF-LN L90 R90 MT TH LCF CE] | Outdoor Luminaires | Very High Output | Architectural Flood and Spot Luminaires | Standard | FALSE | [9 empty] | 42634 |  |  | Yes |  | 3.1 | 45324 | 101.2 | 448 | 2.64 | 1 | 4000 | 70
PRVMPE56 | Eaton (formerly Cooper Lighting) | Mcgraw-Edison | GLEON-AF-07-LED-[E1 347 480]-T2-[AP BZ BK DP GM WH]-[ADJA ADJS ADJA-WM]-1200-[P PER7 R ALL MS LWR SENSORS L90 R90 MT TH LCF CE] | Outdoor Luminaires | Very High Output | Architectural Flood and Spot Luminaires | Standard | FALSE | [9 empty] | 42634 |  |  | Yes |  | 3.1 | 45324 | 101.2 | 448 | 2.64 | 1 | 4000 | 70
PZUVN9J1 | Eaton (formerly Cooper Lighting) | Streetworks | GAN-AF-07-LED-[U 8 9]-SL2-[AP BZ BK DP GM WH]-[ADJA ADJS ADJA-WM]-1200-[2L 3 P 4 4N7 HA ALL MS SENSORS DIMRF-LW DIMRF-LN L90 R90 MT TH LCF CE] | Outdoor Luminaires | Very High Output | Architectural Flood and Spot Luminaires | Standard | FALSE | [9 empty] | 42634 |  |  | Yes |  | 3.1 | 45245 | 101 | 448 | 2.64 | 1 | 4000 | 70
PH5PMRH9 | Eaton (formerly Cooper Lighting) | Mcgraw-Edison | GLEON-AF-07-LED-[E1 347 480]-SL2-[AP BZ BK DP GM WH]-[ADJA ADJS ADJA-WM]-1200-[P PER7 R ALL MS LWR SENSORS L90 R90 MT TH LCF CE] | Outdoor Luminaires | Very High Output | Architectural Flood and Spot Luminaires | Standard | FALSE | [9 empty] | 42634 |  |  | Yes |  | 3.1 | 45245 | 101 | 448 | 2.64 | 1 | 4000 | 70
PCVGNRZC | Eaton (formerly Cooper Lighting) | Mcgraw-Edison | GLEON-AF-05-LED-[E1 347 480]-5WQ-[AP BZ BK DP GM WH]-[ADJA ADJS ADJA-WM]-1200-[P PER7 R ALL MS LWR SENSORS L90 R90 MT TH LCF CE] | Outdoor Luminaires | Very High Output | Architectural Flood and Spot Luminaires | Standard | FALSE | [9 empty] | 42634 |  |  | Yes |  | 3.1 | 34375 | 107.4 | 320 | 2.64 | 1 | 4000 | 70
PC9KPSVC | Eaton (formerly Cooper Lighting) | Streetworks | GAN-AF-05-LED-[U 8 9]-5WQ-[AP BZ BK DP GM WH]-[ADJA ADJS ADJA-WM]-1200-[2L 3 P 4 4N7 HA ALL MS SENSORS DIMRF-LW DIMRF-LN L90 R90 MT TH LCF CE] | Outdoor Luminaires | Very High Output | Architectural Flood and Spot Luminaires | Standard | FALSE | [9 empty] | 42634 |  |  | Yes |  | 3.1 | 34375 | 107.4 | 320 | 2.64 | 1 | 4000 | 70
PMZA8566 | Eaton (formerly Cooper Lighting) | Streetworks | GAN-AF-05-LED-[U 8 9]-5MQ-[AP BZ BK DP GM WH]-[ADJA ADJS ADJA-WM]-1200-[2L 3 P 4 4N7 HA ALL MS SENSORS DIMRF-LW DIMRF-LN L90 R90 MT TH LCF CE] | Outdoor Luminaires | Very High Output | Architectural Flood and Spot Luminaires | Standard | FALSE | [9 empty] | 42634 |  |  | Yes |  | 3.1 | 34284 | 107.1 | 320 | 2.64 | 1 | 4000 | 70
P9NN666P | Eaton (formerly Cooper Lighting) | Mcgraw-Edison | GLEON-AF-05-LED-[E1 347 480]-5MQ-[AP BZ BK DP GM WH]-[ADJA ADJS ADJA-WM]-1200-[P PER7 R ALL MS LWR SENSORS L90 R90 MT TH LCF CE] | Outdoor Luminaires | Very High Output | Architectural Flood and Spot Luminaires | Standard | FALSE | [9 empty] | 42634 |  |  | Yes |  | 3.1 | 34284 | 107.1 | 320 | 2.64 | 1 | 4000 | 70
PPU4AW2F | Eaton (formerly Cooper Lighting) | Streetworks | GAN-AF-05-LED-[U 8 9]-T2R-[AP BZ BK DP GM WH]-[ADJA ADJS ADJA-WM]-1200-[2L 3 P 4 4N7 HA ALL MS SENSORS DIMRF-LW DIMRF-LN L90 R90 MT TH LCF CE] | Outdoor Luminaires | Very High Output | Architectural Flood and Spot Luminaires | Standard | FALSE | [9 empty] | 42634 |  |  | Yes |  | 3.1 | 34000 | 106.3 | 320 | 2.64 | 1 | 4000 | 70
PGS2398F | Eaton (formerly Cooper Lighting) | Mcgraw-Edison | GLEON-AF-05-LED-[E1 347 480]-T2R-[AP BZ BK DP GM WH]-[ADJA ADJS ADJA-WM]-1200-[P PER7 R ALL MS LWR SENSORS L90 R90 MT TH LCF CE] | Outdoor Luminaires | Very High Output | Architectural Flood and Spot Luminaires | Standard | FALSE | [9 empty] | 42634 |  |  | Yes |  | 3.1 | 34000 | 106.3 | 320 | 2.64 | 1 | 4000 | 70
PSJMA9T4 | Eaton (formerly Cooper Lighting) | Streetworks | GAN-AF-05-LED-[U 8 9]-5NQ-[AP BZ BK DP GM WH]-[ADJA ADJS ADJA-WM]-1200-[2L 3 P 4 4N7 HA ALL MS SENSORS DIMRF-LW DIMRF-LN L90 R90 MT TH LCF CE] | Outdoor Luminaires | Very High Output | Architectural Flood and Spot Luminaires | Standard | FALSE | [9 empty] | 42634 |  |  | Yes |  | 3.1 | 33664 | 105.2 | 320 | 2.64 | 1 | 4000 | 70
P3KANRVC | Eaton (formerly Cooper Lighting) | Mcgraw-Edison | GLEON-AF-05-LED-[E1 347 480]-5NQ-[AP BZ BK DP GM WH]-[ADJA ADJS ADJA-WM]-1200-[P PER7 R ALL MS LWR SENSORS L90 R90 MT TH LCF CE] | Outdoor Luminaires | Very High Output | Architectural Flood and Spot Luminaires | Standard | FALSE | [9 empty] | 42634 |  |  | Yes |  | 3.1 | 33664 | 105.2 | 320 | 2.64 | 1 | 4000 | 70
PVZSQAND | Eaton (formerly Cooper Lighting) | Mcgraw-Edison | GLEON-AF-05-LED-[E1 347 480]-AFL-[AP BZ BK DP GM WH]-[ADJA ADJS ADJA-WM]-1200-[P PER7 R ALL MS LWR SENSORS L90 R90 MT TH LCF CE] | Outdoor Luminaires | Very High Output | Architectural Flood and Spot Luminaires | Standard | FALSE | [9 empty] | 42634 |  |  | Yes |  | 3.1 | 33481 | 104.6 | 320 | 2.64 | 1 | 4000 | 70
PCHXS7MJ | Eaton (formerly Cooper Lighting) | Streetworks | GAN-AF-05-LED-[U 8 9]-AFL-[AP BZ BK DP GM WH]-[ADJA ADJS ADJA-WM]-1200-[2L 3 P 4 4N7 HA ALL MS SENSORS DIMRF-LW DIMRF-LN L90 R90 MT TH LCF CE] | Outdoor Luminaires | Very High Output | Architectural Flood and Spot Luminaires | Standard | FALSE | [9 empty] | 42634 |  |  | Yes |  | 3.1 | 33481 | 104.6 | 320 | 2.64 | 1 | 4000 | 70
PZECJXFQ | Eaton (formerly Cooper Lighting) | Mcgraw-Edison | GLEON-AF-05-LED-[E1 347 480]-T3R-[AP BZ BK DP GM WH]-[ADJA ADJS ADJA-WM]-1200-[P PER7 R ALL MS LWR SENSORS L90 R90 MT TH LCF CE] | Outdoor Luminaires | Very High Output | Architectural Flood and Spot Luminaires | Standard | FALSE | [9 empty] | 42634 |  |  | Yes |  | 3.1 | 33368 | 104.3 | 320 | 2.64 | 1 | 4000 | 70
PMZX3H9U | Eaton (formerly Cooper Lighting) | Streetworks | GAN-AF-05-LED-[U 8 9]-T3R-[AP BZ BK DP GM WH]-[ADJA ADJS ADJA-WM]-1200-[2L 3 P 4 4N7 HA ALL MS SENSORS DIMRF-LW DIMRF-LN L90 R90 MT TH LCF CE] | Outdoor Luminaires | Very High Output | Architectural Flood and Spot Luminaires | Standard | FALSE | [9 empty] | 42634 |  |  | Yes |  | 3.1 | 33368 | 104.3 | 320 | 2.64 | 1 | 4000 | 70
PVAQWZJV | Eaton (formerly Cooper Lighting) | Mcgraw-Edison | GLEON-AF-05-LED-[E1 347 480]-RW-[AP BZ BK DP GM WH]-[ADJA ADJS ADJA-WM]-1200-[P PER7 R ALL MS LWR SENSORS L90 R90 MT TH LCF CE] | Outdoor Luminaires | Very High Output | Architectural Flood and Spot Luminaires | Standard | FALSE | [9 empty] | 42634 |  |  | Yes |  | 3.1 | 33360 | 104.3 | 320 | 2.64 | 1 | 4000 | 70
P2C7PYX2 | Eaton (formerly Cooper Lighting) | Streetworks | GAN-AF-05-LED-[U 8 9]-RW-[AP BZ BK DP GM WH]-[ADJA ADJS ADJA-WM]-1200-[2L 3 P 4 4N7 HA ALL MS SENSORS DIMRF-LW DIMRF-LN L90 R90 MT TH LCF CE] | Outdoor Luminaires | Very High Output | Architectural Flood and Spot Luminaires | Standard | FALSE | [9 empty] | 42634 |  |  | Yes |  | 3.1 | 33360 | 104.3 | 320 | 2.64 | 1 | 4000 | 70
PZX6MA5D | Eaton (formerly Cooper Lighting) | Mcgraw-Edison | GLEON-AF-05-LED-[E1 347 480]-T4FT-[AP BZ BK DP GM WH]-[ADJA ADJS ADJA-WM]-1200-[P PER7 R ALL MS LWR SENSORS L90 R90 MT TH LCF CE] | Outdoor Luminaires | Very High Output | Architectural Flood and Spot Luminaires | Standard | FALSE | [9 empty] | 42634 |  |  | Yes |  | 3.1 | 32832 | 102.6 | 320 | 2.64 | 1 | 4000 | 70
PV6JF6FN | Eaton (formerly Cooper Lighting) | Streetworks | GAN-AF-05-LED-[U 8 9]-T4FT-[AP BZ BK DP GM WH]-[ADJA ADJS ADJA-WM]-1200-[2L 3 P 4 4N7 HA ALL MS SENSORS DIMRF-LW DIMRF-LN L90 R90 MT TH LCF CE] | Outdoor Luminaires | Very High Output | Architectural Flood and Spot Luminaires | Standard | FALSE | [9 empty] | 42634 |  |  | Yes |  | 3.1 | 32832 | 102.6 | 320 | 2.64 | 1 | 4000 | 70
PJN3ZFPS | Eaton (formerly Cooper Lighting) | Mcgraw-Edison | GLEON-AF-05-LED-[E1 347 480]-T3-[AP BZ BK DP GM WH]-[ADJA ADJS ADJA-WM]-1200-[P PER7 R ALL MS LWR SENSORS L90 R90 MT TH LCF CE] | Outdoor Luminaires | Very High Output | Architectural Flood and Spot Luminaires | Standard | FALSE | [9 empty] | 42634 |  |  | Yes |  | 3.1 | 32642 | 102 | 320 | 2.64 | 1 | 4000 | 70
P2JPZ323 | Eaton (formerly Cooper Lighting) | Streetworks | GAN-AF-05-LED-[U 8 9]-T3-[AP BZ BK DP GM WH]-[ADJA ADJS ADJA-WM]-1200-[2L 3 P 4 4N7 HA ALL MS SENSORS DIMRF-LW DIMRF-LN L90 R90 MT TH LCF CE] | Outdoor Luminaires | Very High Output | Architectural Flood and Spot Luminaires | Standard | FALSE | [9 empty] | 42634 |  |  | Yes |  | 3.1 | 32642 | 102 | 320 | 2.64 | 1 | 4000 | 70
P39J5CRN | Eaton (formerly Cooper Lighting) | Streetworks | GAN-AF-05-LED-[U 8 9]-SL3-[AP BZ BK DP GM WH]-[ADJA ADJS ADJA-WM]-1200-[2L 3 P 4 4N7 HA ALL MS SENSORS DIMRF-LW DIMRF-LN L90 R90 MT TH LCF CE] | Outdoor Luminaires | Very High Output | Architectural Flood and Spot Luminaires | Standard | FALSE | [9 empty] | 42634 |  |  | Yes |  | 3.1 | 32639 | 102 | 320 | 2.64 | 1 | 4000 | 70
P1SW597T | Eaton (formerly Cooper Lighting) | Mcgraw-Edison | GLEON-AF-05-LED-[E1 347 480]-SL3-[AP BZ BK DP GM WH]-[ADJA ADJS ADJA-WM]-1200-[P PER7 R ALL MS LWR SENSORS L90 R90 MT TH LCF CE] | Outdoor Luminaires | Very High Output | Architectural Flood and Spot Luminaires | Standard | FALSE | [9 empty] | 42634 |  |  | Yes |  | 3.1 | 32639 | 102 | 320 | 2.64 | 1 | 4000 | 70
PWSUAJ4W | Eaton (formerly Cooper Lighting) | Streetworks | GAN-AF-05-LED-[U 8 9]-T4W-[AP BZ BK DP GM WH]-[ADJA ADJS ADJA-WM]-1200-[2L 3 P 4 4N7 HA ALL MS SENSORS DIMRF-LW DIMRF-LN L90 R90 MT TH LCF CE] | Outdoor Luminaires | Very High Output | Architectural Flood and Spot Luminaires | Standard | FALSE | [9 empty] | 42634 |  |  | Yes |  | 3.1 | 32408 | 101.3 | 320 | 2.64 | 1 | 4000 | 70
P56WRP9S | Eaton (formerly Cooper Lighting) | Mcgraw-Edison | GLEON-AF-05-LED-[E1 347 480]-T4W-[AP BZ BK DP GM WH]-[ADJA ADJS ADJA-WM]-1200-[P PER7 R ALL MS LWR SENSORS L90 R90 MT TH LCF CE] | Outdoor Luminaires | Very High Output | Architectural Flood and Spot Luminaires | Standard | FALSE | [9 empty] | 42634 |  |  | Yes |  | 3.1 | 32408 | 101.3 | 320 | 2.64 | 1 | 4000 | 70
PQS428H9 | Eaton (formerly Cooper Lighting) | Mcgraw-Edison | GLEON-AF-05-LED-[E1 347 480]-T2-[AP BZ BK DP GM WH]-[ADJA ADJS ADJA-WM]-1200-[P PER7 R ALL MS LWR SENSORS L90 R90 MT TH LCF CE] | Outdoor Luminaires | Very High Output | Architectural Flood and Spot Luminaires | Standard | FALSE | [9 empty] | 42634 |  |  | Yes |  | 3.1 | 32026 | 100.1 | 320 | 2.64 | 1 | 4000 | 70
PFU5ZY5X | Eaton (formerly Cooper Lighting) | Streetworks | GAN-AF-05-LED-[U 8 9]-T2-[AP BZ BK DP GM WH]-[ADJA ADJS ADJA-WM]-1200-[2L 3 P 4 4N7 HA ALL MS SENSORS DIMRF-LW DIMRF-LN L90 R90 MT TH LCF CE] | Outdoor Luminaires | Very High Output | Architectural Flood and Spot Luminaires | Standard | FALSE | [9 empty] | 42634 |  |  | Yes |  | 3.1 | 32026 | 100.1 | 320 | 2.64 | 1 | 4000 | 70
PC1SSPY3 | Eaton (formerly Cooper Lighting) | Streetworks | GAN-AF-05-LED-[U 8 9]-SL2-[AP BZ BK DP GM WH]-[ADJA ADJS ADJA-WM]-1200-[2L 3 P 4 4N7 HA ALL MS SENSORS DIMRF-LW DIMRF-LN L90 R90 MT TH LCF CE] | Outdoor Luminaires | Very High Output | Architectural Flood and Spot Luminaires | Standard | FALSE | [9 empty] | 42634 |  |  | Yes |  | 3.1 | 31970 | 99.9 | 320 | 2.64 | 1 | 4000 | 70
PBT2PB68 | Eaton (formerly Cooper Lighting) | Mcgraw-Edison | GLEON-AF-05-LED-[E1 347 480]-SL2-[AP BZ BK DP GM WH]-[ADJA ADJS ADJA-WM]-1200-[P PER7 R ALL MS LWR SENSORS L90 R90 MT TH LCF CE] | Outdoor Luminaires | Very High Output | Architectural Flood and Spot Luminaires | Standard | FALSE | [9 empty] | 42634 |  |  | Yes |  | 3.1 | 31970 | 99.9 | 320 | 2.64 | 1 | 4000 | 70
PWWD58TS | Eaton (formerly Cooper Lighting) | Mcgraw-Edison | GLEON-AF-09-LED-[E1 347 480]-5WQ-[AP BZ BK DP GM WH]-[ADJA ADJS ADJA-WM]-[P PER7 R HA ALL MS LWR SENSORS L90 R90 MT TH LCF CE] | Outdoor Luminaires | Very High Output | Architectural Flood and Spot Luminaires | Standard | FALSE | [9 empty] | 42634 |  |  | Yes |  | 3.1 | 56051 | 111.9 | 501 | 2.19 | 1 | 4000 | 70
P9BWR793 | Eaton (formerly Cooper Lighting) | Streetworks | GAN-AF-09-LED-[U 8 9]-5WQ-[AP BZ BK DP GM WH]-[ADJA ADJS ADJA-WM]-[2L 3 P 4 4N7 HA ALL MS SENSORS DIMRF-LW DIMRF-LN L90 R90 MT TH LCF CE] | Outdoor Luminaires | Very High Output | Architectural Flood and Spot Luminaires | Standard | FALSE | [9 empty] | 42634 |  |  | Yes |  | 3.1 | 56051 | 111.9 | 501 | 2.19 | 1 | 4000 | 70
PJCH86WV | Eaton (formerly Cooper Lighting) | Mcgraw-Edison | GLEON-AF-09-LED-[E1 347 480]-5MQ-[AP BZ BK DP GM WH]-[ADJA ADJS ADJA-WM]-[P PER7 R HA ALL MS LWR SENSORS L90 R90 MT TH LCF CE] | Outdoor Luminaires | Very High Output | Architectural Flood and Spot Luminaires | Standard | FALSE | [9 empty] | 42634 |  |  | Yes |  | 3.1 | 55902 | 111.6 | 501 | 2.19 | 1 | 4000 | 70
PGRGDV1R | Eaton (formerly Cooper Lighting) | Streetworks | GAN-AF-09-LED-[U 8 9]-5MQ-[AP BZ BK DP GM WH]-[ADJA ADJS ADJA-WM]-[2L 3 P 4 4N7 HA ALL MS SENSORS DIMRF-LW DIMRF-LN L90 R90 MT TH LCF CE] | Outdoor Luminaires | Very High Output | Architectural Flood and Spot Luminaires | Standard | FALSE | [9 empty] | 42634 |  |  | Yes |  | 3.1 | 55902 | 111.6 | 501 | 2.19 | 1 | 4000 | 70
PTK2GA32 | Eaton (formerly Cooper Lighting) | Mcgraw-Edison | GLEON-AF-09-LED-[E1 347 480]-T2R-[AP BZ BK DP GM WH]-[ADJA ADJS ADJA-WM]-[P PER7 R HA ALL MS LWR SENSORS L90 R90 MT TH LCF CE] | Outdoor Luminaires | Very High Output | Architectural Flood and Spot Luminaires | Standard | FALSE | [9 empty] | 42634 |  |  | Yes |  | 3.1 | 55439 | 110.7 | 501 | 2.19 | 1 | 4000 | 70
PKX6C5WU | Eaton (formerly Cooper Lighting) | Streetworks | GAN-AF-09-LED-[U 8 9]-T2R-[AP BZ BK DP GM WH]-[ADJA ADJS ADJA-WM]-[2L 3 P 4 4N7 HA ALL MS SENSORS DIMRF-LW DIMRF-LN L90 R90 MT TH LCF CE] | Outdoor Luminaires | Very High Output | Architectural Flood and Spot Luminaires | Standard | FALSE | [9 empty] | 42634 |  |  | Yes |  | 3.1 | 55439 | 110.7 | 501 | 2.19 | 1 | 4000 | 70
PQQZ3EN6 | Eaton (formerly Cooper Lighting) | Streetworks | GAN-AF-09-LED-[U 8 9]-5NQ-[AP BZ BK DP GM WH]-[ADJA ADJS ADJA-WM]-[2L 3 P 4 4N7 HA ALL MS SENSORS DIMRF-LW DIMRF-LN L90 R90 MT TH LCF CE] | Outdoor Luminaires | Very High Output | Architectural Flood and Spot Luminaires | Standard | FALSE | [9 empty] | 42634 |  |  | Yes |  | 3.1 | 54891 | 109.6 | 501 | 2.19 | 1 | 4000 | 70
P5DAGNVQ | Eaton (formerly Cooper Lighting) | Mcgraw-Edison | GLEON-AF-09-LED-[E1 347 480]-5NQ-[AP BZ BK DP GM WH]-[ADJA ADJS ADJA-WM]-[P PER7 R HA ALL MS LWR SENSORS L90 R90 MT TH LCF CE] | Outdoor Luminaires | Very High Output | Architectural Flood and Spot Luminaires | Standard | FALSE | [9 empty] | 42634 |  |  | Yes |  | 3.1 | 54891 | 109.6 | 501 | 2.19 | 1 | 4000 | 70
PV5XP5X8 | Eaton (formerly Cooper Lighting) | Mcgraw-Edison | GLEON-AF-09-LED-[E1 347 480]-AFL-[AP BZ BK DP GM WH]-[ADJA ADJS ADJA-WM]-[P PER7 R HA ALL MS LWR SENSORS L90 R90 MT TH LCF CE] | Outdoor Luminaires | Very High Output | Architectural Flood and Spot Luminaires | Standard | FALSE | [9 empty] | 42634 |  |  | Yes |  | 3.1 | 54593 | 109 | 501 | 2.19 | 1 | 4000 | 70
PGJ77Y9U | Eaton (formerly Cooper Lighting) | Streetworks | GAN-AF-09-LED-[U 8 9]-AFL-[AP BZ BK DP GM WH]-[ADJA ADJS ADJA-WM]-[2L 3 P 4 4N7 HA ALL MS SENSORS DIMRF-LW DIMRF-LN L90 R90 MT TH LCF CE] | Outdoor Luminaires | Very High Output | Architectural Flood and Spot Luminaires | Standard | FALSE | [9 empty] | 42634 |  |  | Yes |  | 3.1 | 54593 | 109 | 501 | 2.19 | 1 | 4000 | 70
PMTXRFAH | Eaton (formerly Cooper Lighting) | Mcgraw-Edison | GLEON-AF-09-LED-[E1 347 480]-T3R-[AP BZ BK DP GM WH]-[ADJA ADJS ADJA-WM]-[P PER7 R HA ALL MS LWR SENSORS L90 R90 MT TH LCF CE] | Outdoor Luminaires | Very High Output | Architectural Flood and Spot Luminaires | Standard | FALSE | [9 empty] | 42634 |  |  | Yes |  | 3.1 | 54409 | 108.6 | 501 | 2.19 | 1 | 4000 | 70
PM115UVE | Eaton (formerly Cooper Lighting) | Streetworks | GAN-AF-09-LED-[U 8 9]-T3R-[AP BZ BK DP GM WH]-[ADJA ADJS ADJA-WM]-[2L 3 P 4 4N7 HA ALL MS SENSORS DIMRF-LW DIMRF-LN L90 R90 MT TH LCF CE] | Outdoor Luminaires | Very High Output | Architectural Flood and Spot Luminaires | Standard | FALSE | [9 empty] | 42634 |  |  | Yes |  | 3.1 | 54409 | 108.6 | 501 | 2.19 | 1 | 4000 | 70
PX9HRZWA | Eaton (formerly Cooper Lighting) | Streetworks | GAN-AF-09-LED-[U 8 9]-RW-[AP BZ BK DP GM WH]-[ADJA ADJS ADJA-WM]-[2L 3 P 4 4N7 HA ALL MS SENSORS DIMRF-LW DIMRF-LN L90 R90 MT TH LCF CE] | Outdoor Luminaires | Very High Output | Architectural Flood and Spot Luminaires | Standard | FALSE | [9 empty] | 42634 |  |  | Yes |  | 3.1 | 54396 | 108.6 | 501 | 2.19 | 1 | 4000 | 70
PWMMCMYN | Eaton (formerly Cooper Lighting) | Mcgraw-Edison | GLEON-AF-09-LED-[E1 347 480]-RW-[AP BZ BK DP GM WH]-[ADJA ADJS ADJA-WM]-[P PER7 R HA ALL MS LWR SENSORS L90 R90 MT TH LCF CE] | Outdoor Luminaires | Very High Output | Architectural Flood and Spot Luminaires | Standard | FALSE | [9 empty] | 42634 |  |  | Yes |  | 3.1 | 54396 | 108.6 | 501 | 2.19 | 1 | 4000 | 70
PSVCEUW1 | Eaton (formerly Cooper Lighting) | Mcgraw-Edison | GLEON-AF-09-LED-[E1 347 480]-T4FT-[AP BZ BK DP GM WH]-[ADJA ADJS ADJA-WM]-[P PER7 R HA ALL MS LWR SENSORS L90 R90 MT TH LCF CE] | Outdoor Luminaires | Very High Output | Architectural Flood and Spot Luminaires | Standard | FALSE | [9 empty] | 42634 |  |  | Yes |  | 3.1 | 53534 | 106.9 | 501 | 2.19 | 1 | 4000 | 70
P6PC6TXA | Eaton (formerly Cooper Lighting) | Streetworks | GAN-AF-09-LED-[U 8 9]-T4FT-[AP BZ BK DP GM WH]-[ADJA ADJS ADJA-WM]-[2L 3 P 4 4N7 HA ALL MS SENSORS DIMRF-LW DIMRF-LN L90 R90 MT TH LCF CE] | Outdoor Luminaires | Very High Output | Architectural Flood and Spot Luminaires | Standard | FALSE | [9 empty] | 42634 |  |  | Yes |  | 3.1 | 53534 | 106.9 | 501 | 2.19 | 1 | 4000 | 70
PV1S3XDA | Eaton (formerly Cooper Lighting) | Mcgraw-Edison | GLEON-AF-09-LED-[E1 347 480]-T3-[AP BZ BK DP GM WH]-[ADJA ADJS ADJA-WM]-[P PER7 R HA ALL MS LWR SENSORS L90 R90 MT TH LCF CE] | Outdoor Luminaires | Very High Output | Architectural Flood and Spot Luminaires | Standard | FALSE | [9 empty] | 42634 |  |  | Yes |  | 3.1 | 53225 | 106.2 | 501 | 2.19 | 1 | 4000 | 70
P8PBXR3D | Eaton (formerly Cooper Lighting) | Streetworks | GAN-AF-09-LED-[U 8 9]-T3-[AP BZ BK DP GM WH]-[ADJA ADJS ADJA-WM]-[2L 3 P 4 4N7 HA ALL MS SENSORS DIMRF-LW DIMRF-LN L90 R90 MT TH LCF CE] | Outdoor Luminaires | Very High Output | Architectural Flood and Spot Luminaires | Standard | FALSE | [9 empty] | 42634 |  |  | Yes |  | 3.1 | 53225 | 106.2 | 501 | 2.19 | 1 | 4000 | 70
PTTVFNSC | Eaton (formerly Cooper Lighting) | Mcgraw-Edison | GLEON-AF-09-LED-[E1 347 480]-SL3-[AP BZ BK DP GM WH]-[ADJA ADJS ADJA-WM]-[P PER7 R HA ALL MS LWR SENSORS L90 R90 MT TH LCF CE] | Outdoor Luminaires | Very High Output | Architectural Flood and Spot Luminaires | Standard | FALSE | [9 empty] | 42634 |  |  | Yes |  | 3.1 | 53218 | 106.2 | 501 | 2.19 | 1 | 4000 | 70
P5GWFZK4 | Eaton (formerly Cooper Lighting) | Streetworks | GAN-AF-09-LED-[U 8 9]-SL3-[AP BZ BK DP GM WH]-[ADJA ADJS ADJA-WM]-[2L 3 P 4 4N7 HA ALL MS SENSORS DIMRF-LW DIMRF-LN L90 R90 MT TH LCF CE] | Outdoor Luminaires | Very High Output | Architectural Flood and Spot Luminaires | Standard | FALSE | [9 empty] | 42634 |  |  | Yes |  | 3.1 | 53218 | 106.2 | 501 | 2.19 | 1 | 4000 | 70
P4XJ769Z | Eaton (formerly Cooper Lighting) | Mcgraw-Edison | GLEON-AF-09-LED-[E1 347 480]-T4W-[AP BZ BK DP GM WH]-[ADJA ADJS ADJA-WM]-[P PER7 R HA ALL MS LWR SENSORS L90 R90 MT TH LCF CE] | Outdoor Luminaires | Very High Output | Architectural Flood and Spot Luminaires | Standard | FALSE | [9 empty] | 42634 |  |  | Yes |  | 3.1 | 52843 | 105.5 | 501 | 2.19 | 1 | 4000 | 70
P1JJVZRM | Eaton (formerly Cooper Lighting) | Streetworks | GAN-AF-09-LED-[U 8 9]-T4W-[AP BZ BK DP GM WH]-[ADJA ADJS ADJA-WM]-[2L 3 P 4 4N7 HA ALL MS SENSORS DIMRF-LW DIMRF-LN L90 R90 MT TH LCF CE] | Outdoor Luminaires | Very High Output | Architectural Flood and Spot Luminaires | Standard | FALSE | [9 empty] | 42634 |  |  | Yes |  | 3.1 | 52843 | 105.5 | 501 | 2.19 | 1 | 4000 | 70
PJ6XRS6W | Eaton (formerly Cooper Lighting) | Mcgraw-Edison | GLEON-AF-09-LED-[E1 347 480]-T2-[AP BZ BK DP GM WH]-[ADJA ADJS ADJA-WM]-[P PER7 R HA ALL MS LWR SENSORS L90 R90 MT TH LCF CE] | Outdoor Luminaires | Very High Output | Architectural Flood and Spot Luminaires | Standard | FALSE | [9 empty] | 42634 |  |  | Yes |  | 3.1 | 52221 | 104.2 | 501 | 2.19 | 1 | 4000 | 70
P1ZYN55K | Eaton (formerly Cooper Lighting) | Streetworks | GAN-AF-09-LED-[U 8 9]-T2-[AP BZ BK DP GM WH]-[ADJA ADJS ADJA-WM]-[2L 3 P 4 4N7 HA ALL MS SENSORS DIMRF-LW DIMRF-LN L90 R90 MT TH LCF CE] | Outdoor Luminaires | Very High Output | Architectural Flood and Spot Luminaires | Standard | FALSE | [9 empty] | 42634 |  |  | Yes |  | 3.1 | 52221 | 104.2 | 501 | 2.19 | 1 | 4000 | 70
PZSK4P8C | Eaton (formerly Cooper Lighting) | Streetworks | GAN-AF-09-LED-[U 8 9]-SL2-[AP BZ BK DP GM WH]-[ADJA ADJS ADJA-WM]-[2L 3 P 4 4N7 HA ALL MS SENSORS DIMRF-LW DIMRF-LN L90 R90 MT TH LCF CE] | Outdoor Luminaires | Very High Output | Architectural Flood and Spot Luminaires | Standard | FALSE | [9 empty] | 42634 |  |  | Yes |  | 3.1 | 52130 | 104.1 | 501 | 2.19 | 1 | 4000 | 70
PSPTFPMR | Eaton (formerly Cooper Lighting) | Mcgraw-Edison | GLEON-AF-09-LED-[E1 347 480]-SL2-[AP BZ BK DP GM WH]-[ADJA ADJS ADJA-WM]-[P PER7 R HA ALL MS LWR SENSORS L90 R90 MT TH LCF CE] | Outdoor Luminaires | Very High Output | Architectural Flood and Spot Luminaires | Standard | FALSE | [9 empty] | 42634 |  |  | Yes |  | 3.1 | 52130 | 104.1 | 501 | 2.19 | 1 | 4000 | 70
PTGBEQDW | Eaton (formerly Cooper Lighting) | Mcgraw-Edison | GLEON-AF-09-LED-E1-SL4-[AP BZ BK DP GM WH]-[ADJA ADJS ADJA-WM]-[P PER7 R HA ALL MS LWR SENSORS L90 R90 MT TH LCF CE] | Outdoor Luminaires | Very High Output | Architectural Flood and Spot Luminaires | Standard | FALSE | [9 empty] | 42634 |  |  | Yes |  | 3.1 | 50566 | 100.9 | 501 | 2.19 | 1 | 4000 | 70
PEWD5XXG | Eaton (formerly Cooper Lighting) | Streetworks | GAN-AF-09-LED-U-SL4-[AP BZ BK DP GM WH]-[ADJA ADJS ADJA-WM]-[2L 3 P 4 4N7 HA ALL MS SENSORS DIMRF-LW DIMRF-LN L90 R90 MT TH LCF CE] | Outdoor Luminaires | Very High Output | Architectural Flood and Spot Luminaires | Standard | FALSE | [9 empty] | 42634 |  |  | Yes |  | 3.1 | 50566 | 100.9 | 501 | 2.19 | 1 | 4000 | 70
PMBS2J3E | Eaton (formerly Cooper Lighting) | Mcgraw-Edison | GLEON-AF-08-LED-[E1 347 480]-5WQ-[AP BZ BK DP GM WH]-[ADJA ADJS ADJA-WM]-[P PER7 R HA ALL MS LWR SENSORS L90 R90 MT TH LCF CE] | Outdoor Luminaires | Very High Output | Architectural Flood and Spot Luminaires | Standard | FALSE | [9 empty] | 42634 |  |  | Yes |  | 3.1 | 50248 | 112.9 | 445 | 2.19 | 1 | 4000 | 70
PFQMBWNF | Eaton (formerly Cooper Lighting) | Streetworks | GAN-AF-08-LED-[U 8 9]-5WQ-[AP BZ BK DP GM WH]-[ADJA ADJS ADJA-WM]-[2L 3 P 4 4N7 HA ALL MS SENSORS DIMRF-LW DIMRF-LN L90 R90 MT TH LCF CE] | Outdoor Luminaires | Very High Output | Architectural Flood and Spot Luminaires | Standard | FALSE | [9 empty] | 42634 |  |  | Yes |  | 3.1 | 50248 | 112.9 | 445 | 2.19 | 1 | 4000 | 70
P1RG8DG5 | Eaton (formerly Cooper Lighting) | Mcgraw-Edison | GLEON-AF-08-LED-[E1 347 480]-5MQ-[AP BZ BK DP GM WH]-[ADJA ADJS ADJA-WM]-[P PER7 R HA ALL MS LWR SENSORS L90 R90 MT TH LCF CE] | Outdoor Luminaires | Very High Output | Architectural Flood and Spot Luminaires | Standard | FALSE | [9 empty] | 42634 |  |  | Yes |  | 3.1 | 50114 | 112.6 | 445 | 2.19 | 1 | 4000 | 70
P17P24FA | Eaton (formerly Cooper Lighting) | Streetworks | GAN-AF-08-LED-[U 8 9]-5MQ-[AP BZ BK DP GM WH]-[ADJA ADJS ADJA-WM]-[2L 3 P 4 4N7 HA ALL MS SENSORS DIMRF-LW DIMRF-LN L90 R90 MT TH LCF CE] | Outdoor Luminaires | Very High Output | Architectural Flood and Spot Luminaires | Standard | FALSE | [9 empty] | 42634 |  |  | Yes |  | 3.1 | 50114 | 112.6 | 445 | 2.19 | 1 | 4000 | 70
PKNKKBZ1 | Eaton (formerly Cooper Lighting) | Mcgraw-Edison | GLEON-AF-08-LED-[E1 347 480]-T2R-[AP BZ BK DP GM WH]-[ADJA ADJS ADJA-WM]-[P PER7 R HA ALL MS LWR SENSORS L90 R90 MT TH LCF CE] | Outdoor Luminaires | Very High Output | Architectural Flood and Spot Luminaires | Standard | FALSE | [9 empty] | 42634 |  |  | Yes |  | 3.1 | 49699 | 111.7 | 445 | 2.19 | 1 | 4000 | 70
P4E6KM4W | Eaton (formerly Cooper Lighting) | Streetworks | GAN-AF-08-LED-[U 8 9]-T2R-[AP BZ BK DP GM WH]-[ADJA ADJS ADJA-WM]-[2L 3 P 4 4N7 HA ALL MS SENSORS DIMRF-LW DIMRF-LN L90 R90 MT TH LCF CE] | Outdoor Luminaires | Very High Output | Architectural Flood and Spot Luminaires | Standard | FALSE | [9 empty] | 42634 |  |  | Yes |  | 3.1 | 49699 | 111.7 | 445 | 2.19 | 1 | 4000 | 70
PKT1EXQR | Eaton (formerly Cooper Lighting) | Mcgraw-Edison | GLEON-AF-08-LED-[E1 347 480]-5NQ-[AP BZ BK DP GM WH]-[ADJA ADJS ADJA-WM]-[P PER7 R HA ALL MS LWR SENSORS L90 R90 MT TH LCF CE] | Outdoor Luminaires | Very High Output | Architectural Flood and Spot Luminaires | Standard | FALSE | [9 empty] | 42634 |  |  | Yes |  | 3.1 | 49208 | 110.6 | 445 | 2.19 | 1 | 4000 | 70
PCM5FJUW | Eaton (formerly Cooper Lighting) | Streetworks | GAN-AF-08-LED-[U 8 9]-5NQ-[AP BZ BK DP GM WH]-[ADJA ADJS ADJA-WM]-[2L 3 P 4 4N7 HA ALL MS SENSORS DIMRF-LW DIMRF-LN L90 R90 MT TH LCF CE] | Outdoor Luminaires | Very High Output | Architectural Flood and Spot Luminaires | Standard | FALSE | [9 empty] | 42634 |  |  | Yes |  | 3.1 | 49208 | 110.6 | 445 | 2.19 | 1 | 4000 | 70
PU2VZCYJ | Eaton (formerly Cooper Lighting) | Streetworks | GAN-AF-08-LED-[U 8 9]-AFL-[AP BZ BK DP GM WH]-[ADJA ADJS ADJA-WM]-[2L 3 P 4 4N7 HA ALL MS SENSORS DIMRF-LW DIMRF-LN L90 R90 MT TH LCF CE] | Outdoor Luminaires | Very High Output | Architectural Flood and Spot Luminaires | Standard | FALSE | [9 empty] | 42634 |  |  | Yes |  | 3.1 | 48942 | 110 | 445 | 2.19 | 1 | 4000 | 70
PPTZ6WMA | Eaton (formerly Cooper Lighting) | Mcgraw-Edison | GLEON-AF-08-LED-[E1 347 480]-AFL-[AP BZ BK DP GM WH]-[ADJA ADJS ADJA-WM]-[P PER7 R HA ALL MS LWR SENSORS L90 R90 MT TH LCF CE] | Outdoor Luminaires | Very High Output | Architectural Flood and Spot Luminaires | Standard | FALSE | [9 empty] | 42634 |  |  | Yes |  | 3.1 | 48942 | 110 | 445 | 2.19 | 1 | 4000 | 70
PZXFZFMC | Eaton (formerly Cooper Lighting) | Streetworks | GAN-AF-08-LED-[U 8 9]-T3R-[AP BZ BK DP GM WH]-[ADJA ADJS ADJA-WM]-[2L 3 P 4 4N7 HA ALL MS SENSORS DIMRF-LW DIMRF-LN L90 R90 MT TH LCF CE] | Outdoor Luminaires | Very High Output | Architectural Flood and Spot Luminaires | Standard | FALSE | [9 empty] | 42634 |  |  | Yes |  | 3.1 | 48776 | 109.6 | 445 | 2.19 | 1 | 4000 | 70
PDHE3AHS | Eaton (formerly Cooper Lighting) | Mcgraw-Edison | GLEON-AF-08-LED-[E1 347 480]-T3R-[AP BZ BK DP GM WH]-[ADJA ADJS ADJA-WM]-[P PER7 R HA ALL MS LWR SENSORS L90 R90 MT TH LCF CE] | Outdoor Luminaires | Very High Output | Architectural Flood and Spot Luminaires | Standard | FALSE | [9 empty] | 42634 |  |  | Yes |  | 3.1 | 48776 | 109.6 | 445 | 2.19 | 1 | 4000 | 70
PN2HBXNQ | Eaton (formerly Cooper Lighting) | Mcgraw-Edison | GLEON-AF-08-LED-[E1 347 480]-RW-[AP BZ BK DP GM WH]-[ADJA ADJS ADJA-WM]-[P PER7 R HA ALL MS LWR SENSORS L90 R90 MT TH LCF CE] | Outdoor Luminaires | Very High Output | Architectural Flood and Spot Luminaires | Standard | FALSE | [9 empty] | 42634 |  |  | Yes |  | 3.1 | 48764 | 109.6 | 445 | 2.19 | 1 | 4000 | 70
P31FKT9A | Eaton (formerly Cooper Lighting) | Streetworks | GAN-AF-08-LED-[U 8 9]-RW-[AP BZ BK DP GM WH]-[ADJA ADJS ADJA-WM]-[2L 3 P 4 4N7 HA ALL MS SENSORS DIMRF-LW DIMRF-LN L90 R90 MT TH LCF CE] | Outdoor Luminaires | Very High Output | Architectural Flood and Spot Luminaires | Standard | FALSE | [9 empty] | 42634 |  |  | Yes |  | 3.1 | 48764 | 109.6 | 445 | 2.19 | 1 | 4000 | 70
PDZNTG87 | Eaton (formerly Cooper Lighting) | Mcgraw-Edison | GLEON-AF-08-LED-[E1 347 480]-T4FT-[AP BZ BK DP GM WH]-[ADJA ADJS ADJA-WM]-[P PER7 R HA ALL MS LWR SENSORS L90 R90 MT TH LCF CE] | Outdoor Luminaires | Very High Output | Architectural Flood and Spot Luminaires | Standard | FALSE | [9 empty] | 42634 |  |  | Yes |  | 3.1 | 47992 | 107.8 | 445 | 2.19 | 1 | 4000 | 70
P61Q8CF6 | Eaton (formerly Cooper Lighting) | Streetworks | GAN-AF-08-LED-[U 8 9]-T4FT-[AP BZ BK DP GM WH]-[ADJA ADJS ADJA-WM]-[2L 3 P 4 4N7 HA ALL MS SENSORS DIMRF-LW DIMRF-LN L90 R90 MT TH LCF CE] | Outdoor Luminaires | Very High Output | Architectural Flood and Spot Luminaires | Standard | FALSE | [9 empty] | 42634 |  |  | Yes |  | 3.1 | 47992 | 107.8 | 445 | 2.19 | 1 | 4000 | 70
PXUG879M | Eaton (formerly Cooper Lighting) | Streetworks | GAN-AF-08-LED-[U 8 9]-T3-[AP BZ BK DP GM WH]-[ADJA ADJS ADJA-WM]-[2L 3 P 4 4N7 HA ALL MS SENSORS DIMRF-LW DIMRF-LN L90 R90 MT TH LCF CE] | Outdoor Luminaires | Very High Output | Architectural Flood and Spot Luminaires | Standard | FALSE | [9 empty] | 42634 |  |  | Yes |  | 3.1 | 47715 | 107.2 | 445 | 2.19 | 1 | 4000 | 70
P3PJ4UR9 | Eaton (formerly Cooper Lighting) | Mcgraw-Edison | GLEON-AF-08-LED-[E1 347 480]-T3-[AP BZ BK DP GM WH]-[ADJA ADJS ADJA-WM]-[P PER7 R HA ALL MS LWR SENSORS L90 R90 MT TH LCF CE] | Outdoor Luminaires | Very High Output | Architectural Flood and Spot Luminaires | Standard | FALSE | [9 empty] | 42634 |  |  | Yes |  | 3.1 | 47715 | 107.2 | 445 | 2.19 | 1 | 4000 | 70
PDRHPH1E | Eaton (formerly Cooper Lighting) | Mcgraw-Edison | GLEON-AF-08-LED-[E1 347 480]-SL3-[AP BZ BK DP GM WH]-[ADJA ADJS ADJA-WM]-[P PER7 R HA ALL MS LWR SENSORS L90 R90 MT TH LCF CE] | Outdoor Luminaires | Very High Output | Architectural Flood and Spot Luminaires | Standard | FALSE | [9 empty] | 42634 |  |  | Yes |  | 3.1 | 47708 | 107.2 | 445 | 2.19 | 1 | 4000 | 70
PCC8D691 | Eaton (formerly Cooper Lighting) | Streetworks | GAN-AF-08-LED-[U 8 9]-SL3-[AP BZ BK DP GM WH]-[ADJA ADJS ADJA-WM]-[2L 3 P 4 4N7 HA ALL MS SENSORS DIMRF-LW DIMRF-LN L90 R90 MT TH LCF CE] | Outdoor Luminaires | Very High Output | Architectural Flood and Spot Luminaires | Standard | FALSE | [9 empty] | 42634 |  |  | Yes |  | 3.1 | 47708 | 107.2 | 445 | 2.19 | 1 | 4000 | 70
PRDGRZ34 | Eaton (formerly Cooper Lighting) | Mcgraw-Edison | GLEON-AF-08-LED-[E1 347 480]-T4W-[AP BZ BK DP GM WH]-[ADJA ADJS ADJA-WM]-[P PER7 R HA ALL MS LWR SENSORS L90 R90 MT TH LCF CE] | Outdoor Luminaires | Very High Output | Architectural Flood and Spot Luminaires | Standard | FALSE | [9 empty] | 42634 |  |  | Yes |  | 3.1 | 47372 | 106.5 | 445 | 2.19 | 1 | 4000 | 70
PC54KGQD | Eaton (formerly Cooper Lighting) | Streetworks | GAN-AF-08-LED-[U 8 9]-T4W-[AP BZ BK DP GM WH]-[ADJA ADJS ADJA-WM]-[2L 3 P 4 4N7 HA ALL MS SENSORS DIMRF-LW DIMRF-LN L90 R90 MT TH LCF CE] | Outdoor Luminaires | Very High Output | Architectural Flood and Spot Luminaires | Standard | FALSE | [9 empty] | 42634 |  |  | Yes |  | 3.1 | 47372 | 106.5 | 445 | 2.19 | 1 | 4000 | 70
PYQB9RDY | Eaton (formerly Cooper Lighting) | Mcgraw-Edison | GLEON-AF-08-LED-[E1 347 480]-T2-[AP BZ BK DP GM WH]-[ADJA ADJS ADJA-WM]-[P PER7 R HA ALL MS LWR SENSORS L90 R90 MT TH LCF CE] | Outdoor Luminaires | Very High Output | Architectural Flood and Spot Luminaires | Standard | FALSE | [9 empty] | 42634 |  |  | Yes |  | 3.1 | 46814 | 105.2 | 445 | 2.19 | 1 | 4000 | 70
PQGB4J4X | Eaton (formerly Cooper Lighting) | Streetworks | GAN-AF-08-LED-[U 8 9]-T2-[AP BZ BK DP GM WH]-[ADJA ADJS ADJA-WM]-[2L 3 P 4 4N7 HA ALL MS SENSORS DIMRF-LW DIMRF-LN L90 R90 MT TH LCF CE] | Outdoor Luminaires | Very High Output | Architectural Flood and Spot Luminaires | Standard | FALSE | [9 empty] | 42634 |  |  | Yes |  | 3.1 | 46814 | 105.2 | 445 | 2.19 | 1 | 4000 | 70
PERE6QS6 | Eaton (formerly Cooper Lighting) | Streetworks | GAN-AF-08-LED-[U 8 9]-SL2-[AP BZ BK DP GM WH]-[ADJA ADJS ADJA-WM]-[2L 3 P 4 4N7 HA ALL MS SENSORS DIMRF-LW DIMRF-LN L90 R90 MT TH LCF CE] | Outdoor Luminaires | Very High Output | Architectural Flood and Spot Luminaires | Standard | FALSE | [9 empty] | 42634 |  |  | Yes |  | 3.1 | 46734 | 105 | 445 | 2.19 | 1 | 4000 | 70
P46Y1X43 | Eaton (formerly Cooper Lighting) | Mcgraw-Edison | GLEON-AF-08-LED-[E1 347 480]-SL2-[AP BZ BK DP GM WH]-[ADJA ADJS ADJA-WM]-[P PER7 R HA ALL MS LWR SENSORS L90 R90 MT TH LCF CE] | Outdoor Luminaires | Very High Output | Architectural Flood and Spot Luminaires | Standard | FALSE | [9 empty] | 42634 |  |  | Yes |  | 3.1 | 46734 | 105 | 445 | 2.19 | 1 | 4000 | 70
PEXFN52R | Eaton (formerly Cooper Lighting) | Streetworks | GAN-AF-08-LED-U-SL4-[AP BZ BK DP GM WH]-[ADJA ADJS ADJA-WM]-[2L 3 P 4 4N7 HA ALL MS SENSORS DIMRF-LW DIMRF-LN L90 R90 MT TH LCF CE] | Outdoor Luminaires | Very High Output | Architectural Flood and Spot Luminaires | Standard | FALSE | [9 empty] | 42634 |  |  | Yes |  | 3.1 | 45330 | 101.9 | 445 | 2.19 | 1 | 4000 | 70
P5CZWKMT | Eaton (formerly Cooper Lighting) | Mcgraw-Edison | GLEON-AF-08-LED-E1-SL4-[AP BZ BK DP GM WH]-[ADJA ADJS ADJA-WM]-[P PER7 R HA ALL MS LWR SENSORS L90 R90 MT TH LCF CE] | Outdoor Luminaires | Very High Output | Architectural Flood and Spot Luminaires | Standard | FALSE | [9 empty] | 42634 |  |  | Yes |  | 3.1 | 45330 | 101.9 | 445 | 2.19 | 1 | 4000 | 70
P5F46AWW | Eaton (formerly Cooper Lighting) | Mcgraw-Edison | GLEON-AF-07-LED-[E1 347 480]-5WQ-[AP BZ BK DP GM WH]-[ADJA ADJS ADJA-WM]-[P PER7 R HA ALL MS LWR SENSORS L90 R90 MT TH LCF CE] | Outdoor Luminaires | Very High Output | Architectural Flood and Spot Luminaires | Standard | FALSE | [9 empty] | 42634 |  |  | Yes |  | 3.1 | 44347 | 113.4 | 391 | 2.19 | 1 | 4000 | 70
P357A7ZN | Eaton (formerly Cooper Lighting) | Streetworks | GAN-AF-07-LED-[U 8 9]-5WQ-[AP BZ BK DP GM WH]-[ADJA ADJS ADJA-WM]-[2L 3 P 4 4N7 HA ALL MS SENSORS DIMRF-LW DIMRF-LN L90 R90 MT TH LCF CE] | Outdoor Luminaires | Very High Output | Architectural Flood and Spot Luminaires | Standard | FALSE | [9 empty] | 42634 |  |  | Yes |  | 3.1 | 44347 | 113.4 | 391 | 2.19 | 1 | 4000 | 70
PDSUYZ9D | Eaton (formerly Cooper Lighting) | Mcgraw-Edison | GLEON-AF-07-LED-[E1 347 480]-5MQ-[AP BZ BK DP GM WH]-[ADJA ADJS ADJA-WM]-[P PER7 R HA ALL MS LWR SENSORS L90 R90 MT TH LCF CE] | Outdoor Luminaires | Very High Output | Architectural Flood and Spot Luminaires | Standard | FALSE | [9 empty] | 42634 |  |  | Yes |  | 3.1 | 44228 | 113.1 | 391 | 2.19 | 1 | 4000 | 70
P45KCE65 | Eaton (formerly Cooper Lighting) | Streetworks | GAN-AF-07-LED-[U 8 9]-5MQ-[AP BZ BK DP GM WH]-[ADJA ADJS ADJA-WM]-[2L 3 P 4 4N7 HA ALL MS SENSORS DIMRF-LW DIMRF-LN L90 R90 MT TH LCF CE] | Outdoor Luminaires | Very High Output | Architectural Flood and Spot Luminaires | Standard | FALSE | [9 empty] | 42634 |  |  | Yes |  | 3.1 | 44228 | 113.1 | 391 | 2.19 | 1 | 4000 | 70
PA7BVHNU | Eaton (formerly Cooper Lighting) | Mcgraw-Edison | GLEON-AF-07-LED-[E1 347 480]-T2R-[AP BZ BK DP GM WH]-[ADJA ADJS ADJA-WM]-[P PER7 R HA ALL MS LWR SENSORS L90 R90 MT TH LCF CE] | Outdoor Luminaires | Very High Output | Architectural Flood and Spot Luminaires | Standard | FALSE | [9 empty] | 42634 |  |  | Yes |  | 3.1 | 43863 | 112.2 | 391 | 2.19 | 1 | 4000 | 70
PA36YA45 | Eaton (formerly Cooper Lighting) | Streetworks | GAN-AF-07-LED-[U 8 9]-T2R-[AP BZ BK DP GM WH]-[ADJA ADJS ADJA-WM]-[2L 3 P 4 4N7 HA ALL MS SENSORS DIMRF-LW DIMRF-LN L90 R90 MT TH LCF CE] | Outdoor Luminaires | Very High Output | Architectural Flood and Spot Luminaires | Standard | FALSE | [9 empty] | 42634 |  |  | Yes |  | 3.1 | 43863 | 112.2 | 391 | 2.19 | 1 | 4000 | 70
PQQ41XEX | Eaton (formerly Cooper Lighting) | Streetworks | GAN-AF-07-LED-[U 8 9]-5NQ-[AP BZ BK DP GM WH]-[ADJA ADJS ADJA-WM]-[2L 3 P 4 4N7 HA ALL MS SENSORS DIMRF-LW DIMRF-LN L90 R90 MT TH LCF CE] | Outdoor Luminaires | Very High Output | Architectural Flood and Spot Luminaires | Standard | FALSE | [9 empty] | 42634 |  |  | Yes |  | 3.1 | 43429 | 111.1 | 391 | 2.19 | 1 | 4000 | 70
PEXWWVEM | Eaton (formerly Cooper Lighting) | Mcgraw-Edison | GLEON-AF-07-LED-[E1 347 480]-5NQ-[AP BZ BK DP GM WH]-[ADJA ADJS ADJA-WM]-[P PER7 R HA ALL MS LWR SENSORS L90 R90 MT TH LCF CE] | Outdoor Luminaires | Very High Output | Architectural Flood and Spot Luminaires | Standard | FALSE | [9 empty] | 42634 |  |  | Yes |  | 3.1 | 43429 | 111.1 | 391 | 2.19 | 1 | 4000 | 70
PVNKD59F | Eaton (formerly Cooper Lighting) | Mcgraw-Edison | GLEON-AF-07-LED-[E1 347 480]-AFL-[AP BZ BK DP GM WH]-[ADJA ADJS ADJA-WM]-[P PER7 R HA ALL MS LWR SENSORS L90 R90 MT TH LCF CE] | Outdoor Luminaires | Very High Output | Architectural Flood and Spot Luminaires | Standard | FALSE | [9 empty] | 42634 |  |  | Yes |  | 3.1 | 43194 | 110.5 | 391 | 2.19 | 1 | 4000 | 70
PJWDFX9T | Eaton (formerly Cooper Lighting) | Streetworks | GAN-AF-07-LED-[U 8 9]-AFL-[AP BZ BK DP GM WH]-[ADJA ADJS ADJA-WM]-[2L 3 P 4 4N7 HA ALL MS SENSORS DIMRF-LW DIMRF-LN L90 R90 MT TH LCF CE] | Outdoor Luminaires | Very High Output | Architectural Flood and Spot Luminaires | Standard | FALSE | [9 empty] | 42634 |  |  | Yes |  | 3.1 | 43194 | 110.5 | 391 | 2.19 | 1 | 4000 | 70
PYZHC9T2 | Eaton (formerly Cooper Lighting) | Streetworks | GAN-AF-07-LED-[U 8 9]-T3R-[AP BZ BK DP GM WH]-[ADJA ADJS ADJA-WM]-[2L 3 P 4 4N7 HA ALL MS SENSORS DIMRF-LW DIMRF-LN L90 R90 MT TH LCF CE] | Outdoor Luminaires | Very High Output | Architectural Flood and Spot Luminaires | Standard | FALSE | [9 empty] | 42634 |  |  | Yes |  | 3.1 | 43048 | 110.1 | 391 | 2.19 | 1 | 4000 | 70
PX5BESP1 | Eaton (formerly Cooper Lighting) | Mcgraw-Edison | GLEON-AF-07-LED-[E1 347 480]-T3R-[AP BZ BK DP GM WH]-[ADJA ADJS ADJA-WM]-[P PER7 R HA ALL MS LWR SENSORS L90 R90 MT TH LCF CE] | Outdoor Luminaires | Very High Output | Architectural Flood and Spot Luminaires | Standard | FALSE | [9 empty] | 42634 |  |  | Yes |  | 3.1 | 43048 | 110.1 | 391 | 2.19 | 1 | 4000 | 70
PZ84AVVG | Eaton (formerly Cooper Lighting) | Mcgraw-Edison | GLEON-AF-07-LED-[E1 347 480]-RW-[AP BZ BK DP GM WH]-[ADJA ADJS ADJA-WM]-[P PER7 R HA ALL MS LWR SENSORS L90 R90 MT TH LCF CE] | Outdoor Luminaires | Very High Output | Architectural Flood and Spot Luminaires | Standard | FALSE | [9 empty] | 42634 |  |  | Yes |  | 3.1 | 43037 | 110.1 | 391 | 2.19 | 1 | 4000 | 70
PNKB6PTT | Eaton (formerly Cooper Lighting) | Streetworks | GAN-AF-07-LED-[U 8 9]-RW-[AP BZ BK DP GM WH]-[ADJA ADJS ADJA-WM]-[2L 3 P 4 4N7 HA ALL MS SENSORS DIMRF-LW DIMRF-LN L90 R90 MT TH LCF CE] | Outdoor Luminaires | Very High Output | Architectural Flood and Spot Luminaires | Standard | FALSE | [9 empty] | 42634 |  |  | Yes |  | 3.1 | 43037 | 110.1 | 391 | 2.19 | 1 | 4000 | 70
PJ4ZT8U9 | Eaton (formerly Cooper Lighting) | Streetworks | GAN-AF-07-LED-[U 8 9]-T4FT-[AP BZ BK DP GM WH]-[ADJA ADJS ADJA-WM]-[2L 3 P 4 4N7 HA ALL MS SENSORS DIMRF-LW DIMRF-LN L90 R90 MT TH LCF CE] | Outdoor Luminaires | Very High Output | Architectural Flood and Spot Luminaires | Standard | FALSE | [9 empty] | 42634 |  |  | Yes |  | 3.1 | 42356 | 108.3 | 391 | 2.19 | 1 | 4000 | 70
P6MRNVYP | Eaton (formerly Cooper Lighting) | Mcgraw-Edison | GLEON-AF-07-LED-[E1 347 480]-T4FT-[AP BZ BK DP GM WH]-[ADJA ADJS ADJA-WM]-[P PER7 R HA ALL MS LWR SENSORS L90 R90 MT TH LCF CE] | Outdoor Luminaires | Very High Output | Architectural Flood and Spot Luminaires | Standard | FALSE | [9 empty] | 42634 |  |  | Yes |  | 3.1 | 42356 | 108.3 | 391 | 2.19 | 1 | 4000 | 70
P57UJZPW | Eaton (formerly Cooper Lighting) | Streetworks | GAN-AF-07-LED-[U 8 9]-T3-[AP BZ BK DP GM WH]-[ADJA ADJS ADJA-WM]-[2L 3 P 4 4N7 HA ALL MS SENSORS DIMRF-LW DIMRF-LN L90 R90 MT TH LCF CE] | Outdoor Luminaires | Very High Output | Architectural Flood and Spot Luminaires | Standard | FALSE | [9 empty] | 42634 |  |  | Yes |  | 3.1 | 42111 | 107.7 | 391 | 2.19 | 1 | 4000 | 70
P466JNEB | Eaton (formerly Cooper Lighting) | Mcgraw-Edison | GLEON-AF-07-LED-[E1 347 480]-T3-[AP BZ BK DP GM WH]-[ADJA ADJS ADJA-WM]-[P PER7 R HA ALL MS LWR SENSORS L90 R90 MT TH LCF CE] | Outdoor Luminaires | Very High Output | Architectural Flood and Spot Luminaires | Standard | FALSE | [9 empty] | 42634 |  |  | Yes |  | 3.1 | 42111 | 107.7 | 391 | 2.19 | 1 | 4000 | 70
PVYQRNTY | Eaton (formerly Cooper Lighting) | Mcgraw-Edison | GLEON-AF-07-LED-[E1 347 480]-SL3-[AP BZ BK DP GM WH]-[ADJA ADJS ADJA-WM]-[P PER7 R HA ALL MS LWR SENSORS L90 R90 MT TH LCF CE] | Outdoor Luminaires | Very High Output | Architectural Flood and Spot Luminaires | Standard | FALSE | [9 empty] | 42634 |  |  | Yes |  | 3.1 | 42106 | 107.7 | 391 | 2.19 | 1 | 4000 | 70
PG65D3ED | Eaton (formerly Cooper Lighting) | Streetworks | GAN-AF-07-LED-[U 8 9]-SL3-[AP BZ BK DP GM WH]-[ADJA ADJS ADJA-WM]-[2L 3 P 4 4N7 HA ALL MS SENSORS DIMRF-LW DIMRF-LN L90 R90 MT TH LCF CE] | Outdoor Luminaires | Very High Output | Architectural Flood and Spot Luminaires | Standard | FALSE | [9 empty] | 42634 |  |  | Yes |  | 3.1 | 42106 | 107.7 | 391 | 2.19 | 1 | 4000 | 70
PUXMTHKN | Eaton (formerly Cooper Lighting) | Mcgraw-Edison | GLEON-AF-07-LED-[E1 347 480]-T4W-[AP BZ BK DP GM WH]-[ADJA ADJS ADJA-WM]-[P PER7 R HA ALL MS LWR SENSORS L90 R90 MT TH LCF CE] | Outdoor Luminaires | Very High Output | Architectural Flood and Spot Luminaires | Standard | FALSE | [9 empty] | 42634 |  |  | Yes |  | 3.1 | 41809 | 106.9 | 391 | 2.19 | 1 | 4000 | 70
P3XKSDSU | Eaton (formerly Cooper Lighting) | Streetworks | GAN-AF-07-LED-[U 8 9]-T4W-[AP BZ BK DP GM WH]-[ADJA ADJS ADJA-WM]-[2L 3 P 4 4N7 HA ALL MS SENSORS DIMRF-LW DIMRF-LN L90 R90 MT TH LCF CE] | Outdoor Luminaires | Very High Output | Architectural Flood and Spot Luminaires | Standard | FALSE | [9 empty] | 42634 |  |  | Yes |  | 3.1 | 41809 | 106.9 | 391 | 2.19 | 1 | 4000 | 70
PGF6GWWK | Eaton (formerly Cooper Lighting) | Mcgraw-Edison | GLEON-AF-07-LED-[E1 347 480]-T2-[AP BZ BK DP GM WH]-[ADJA ADJS ADJA-WM]-[P PER7 R HA ALL MS LWR SENSORS L90 R90 MT TH LCF CE] | Outdoor Luminaires | Very High Output | Architectural Flood and Spot Luminaires | Standard | FALSE | [9 empty] | 42634 |  |  | Yes |  | 3.1 | 41317 | 105.7 | 391 | 2.19 | 1 | 4000 | 70
P257YKQK | Eaton (formerly Cooper Lighting) | Streetworks | GAN-AF-07-LED-[U 8 9]-T2-[AP BZ BK DP GM WH]-[ADJA ADJS ADJA-WM]-[2L 3 P 4 4N7 HA ALL MS SENSORS DIMRF-LW DIMRF-LN L90 R90 MT TH LCF CE] | Outdoor Luminaires | Very High Output | Architectural Flood and Spot Luminaires | Standard | FALSE | [9 empty] | 42634 |  |  | Yes |  | 3.1 | 41317 | 105.7 | 391 | 2.19 | 1 | 4000 | 70
PCNWX7QU | Eaton (formerly Cooper Lighting) | Mcgraw-Edison | GLEON-AF-07-LED-[E1 347 480]-SL2-[AP BZ BK DP GM WH]-[ADJA ADJS ADJA-WM]-[P PER7 R HA ALL MS LWR SENSORS L90 R90 MT TH LCF CE] | Outdoor Luminaires | Very High Output | Architectural Flood and Spot Luminaires | Standard | FALSE | [9 empty] | 42634 |  |  | Yes |  | 3.1 | 41245 | 105.5 | 391 | 2.19 | 1 | 4000 | 70
P7CPJMQS | Eaton (formerly Cooper Lighting) | Streetworks | GAN-AF-07-LED-[U 8 9]-SL2-[AP BZ BK DP GM WH]-[ADJA ADJS ADJA-WM]-[2L 3 P 4 4N7 HA ALL MS SENSORS DIMRF-LW DIMRF-LN L90 R90 MT TH LCF CE] | Outdoor Luminaires | Very High Output | Architectural Flood and Spot Luminaires | Standard | FALSE | [9 empty] | 42634 |  |  | Yes |  | 3.1 | 41245 | 105.5 | 391 | 2.19 | 1 | 4000 | 70
PQABBHCG | Eaton (formerly Cooper Lighting) | Mcgraw-Edison | GLEON-AF-07-LED-E1-SL4-[AP BZ BK DP GM WH]-[ADJA ADJS ADJA-WM]-[P PER7 R HA ALL MS LWR SENSORS L90 R90 MT TH LCF CE] | Outdoor Luminaires | Very High Output | Architectural Flood and Spot Luminaires | Standard | FALSE | [9 empty] | 42634 |  |  | Yes |  | 3.1 | 40006 | 102.3 | 391 | 2.19 | 1 | 4000 | 70
PDDW5D32 | Eaton (formerly Cooper Lighting) | Streetworks | GAN-AF-07-LED-U-SL4-[AP BZ BK DP GM WH]-[ADJA ADJS ADJA-WM]-[2L 3 P 4 4N7 HA ALL MS SENSORS DIMRF-LW DIMRF-LN L90 R90 MT TH LCF CE] | Outdoor Luminaires | Very High Output | Architectural Flood and Spot Luminaires | Standard | FALSE | [9 empty] | 42634 |  |  | Yes |  | 3.1 | 40006 | 102.3 | 391 | 2.19 | 1 | 4000 | 70
PWJ5F4Z1 | Eaton (formerly Cooper Lighting) | Streetworks | GAN-AF-06-LED-[U 8 9]-5WQ-[AP BZ BK DP GM WH]-[ADJA ADJS ADJA-WM]-[2L 3 P 4 4N7 HA ALL MS SENSORS DIMRF-LW DIMRF-LN L90 R90 MT TH LCF CE] | Outdoor Luminaires | Very High Output | Architectural Flood and Spot Luminaires | Standard | FALSE | [9 empty] | 42634 |  |  | Yes |  | 3.1 | 37499 | 112.6 | 333 | 2.19 | 1 | 4000 | 70
PBM8J2ZU | Eaton (formerly Cooper Lighting) | Mcgraw-Edison | GLEON-AF-06-LED-[E1 347 480]-5WQ-[AP BZ BK DP GM WH]-[ADJA ADJS ADJA-WM]-[P PER7 R HA ALL MS LWR SENSORS L90 R90 MT TH LCF CE] | Outdoor Luminaires | Very High Output | Architectural Flood and Spot Luminaires | Standard | FALSE | [9 empty] | 42634 |  |  | Yes |  | 3.1 | 37499 | 112.6 | 333 | 2.19 | 1 | 4000 | 70
PXJKWDGM | Eaton (formerly Cooper Lighting) | Mcgraw-Edison | GLEON-AF-06-LED-[E1 347 480]-5MQ-[AP BZ BK DP GM WH]-[ADJA ADJS ADJA-WM]-[P PER7 R HA ALL MS LWR SENSORS L90 R90 MT TH LCF CE] | Outdoor Luminaires | Very High Output | Architectural Flood and Spot Luminaires | Standard | FALSE | [9 empty] | 42634 |  |  | Yes |  | 3.1 | 37400 | 112.3 | 333 | 2.19 | 1 | 4000 | 70
P6HHPMGM | Eaton (formerly Cooper Lighting) | Streetworks | GAN-AF-06-LED-[U 8 9]-5MQ-[AP BZ BK DP GM WH]-[ADJA ADJS ADJA-WM]-[2L 3 P 4 4N7 HA ALL MS SENSORS DIMRF-LW DIMRF-LN L90 R90 MT TH LCF CE] | Outdoor Luminaires | Very High Output | Architectural Flood and Spot Luminaires | Standard | FALSE | [9 empty] | 42634 |  |  | Yes |  | 3.1 | 37400 | 112.3 | 333 | 2.19 | 1 | 4000 | 70
PNKQN6FS | Eaton (formerly Cooper Lighting) | Streetworks | GAN-AF-06-LED-[U 8 9]-T2R-[AP BZ BK DP GM WH]-[ADJA ADJS ADJA-WM]-[2L 3 P 4 4N7 HA ALL MS SENSORS DIMRF-LW DIMRF-LN L90 R90 MT TH LCF CE] | Outdoor Luminaires | Very High Output | Architectural Flood and Spot Luminaires | Standard | FALSE | [9 empty] | 42634 |  |  | Yes |  | 3.1 | 37090 | 111.4 | 333 | 2.19 | 1 | 4000 | 70
PMMHZ4K6 | Eaton (formerly Cooper Lighting) | Mcgraw-Edison | GLEON-AF-06-LED-[E1 347 480]-T2R-[AP BZ BK DP GM WH]-[ADJA ADJS ADJA-WM]-[P PER7 R HA ALL MS LWR SENSORS L90 R90 MT TH LCF CE] | Outdoor Luminaires | Very High Output | Architectural Flood and Spot Luminaires | Standard | FALSE | [9 empty] | 42634 |  |  | Yes |  | 3.1 | 37090 | 111.4 | 333 | 2.19 | 1 | 4000 | 70
PSMU9KSE | Eaton (formerly Cooper Lighting) | Streetworks | GAN-AF-06-LED-[U 8 9]-5NQ-[AP BZ BK DP GM WH]-[ADJA ADJS ADJA-WM]-[2L 3 P 4 4N7 HA ALL MS SENSORS DIMRF-LW DIMRF-LN L90 R90 MT TH LCF CE] | Outdoor Luminaires | Very High Output | Architectural Flood and Spot Luminaires | Standard | FALSE | [9 empty] | 42634 |  |  | Yes |  | 3.1 | 36723 | 110.3 | 333 | 2.19 | 1 | 4000 | 70
PG2YVSMV | Eaton (formerly Cooper Lighting) | Mcgraw-Edison | GLEON-AF-06-LED-[E1 347 480]-5NQ-[AP BZ BK DP GM WH]-[ADJA ADJS ADJA-WM]-[P PER7 R HA ALL MS LWR SENSORS L90 R90 MT TH LCF CE] | Outdoor Luminaires | Very High Output | Architectural Flood and Spot Luminaires | Standard | FALSE | [9 empty] | 42634 |  |  | Yes |  | 3.1 | 36723 | 110.3 | 333 | 2.19 | 1 | 4000 | 70
P8CBBZQM | Eaton (formerly Cooper Lighting) | Streetworks | GAN-AF-06-LED-[U 8 9]-AFL-[AP BZ BK DP GM WH]-[ADJA ADJS ADJA-WM]-[2L 3 P 4 4N7 HA ALL MS SENSORS DIMRF-LW DIMRF-LN L90 R90 MT TH LCF CE] | Outdoor Luminaires | Very High Output | Architectural Flood and Spot Luminaires | Standard | FALSE | [9 empty] | 42634 |  |  | Yes |  | 3.1 | 36524 | 109.7 | 333 | 2.19 | 1 | 4000 | 70
P5JUUAFX | Eaton (formerly Cooper Lighting) | Mcgraw-Edison | GLEON-AF-06-LED-[E1 347 480]-AFL-[AP BZ BK DP GM WH]-[ADJA ADJS ADJA-WM]-[P PER7 R HA ALL MS LWR SENSORS L90 R90 MT TH LCF CE] | Outdoor Luminaires | Very High Output | Architectural Flood and Spot Luminaires | Standard | FALSE | [9 empty] | 42634 |  |  | Yes |  | 3.1 | 36524 | 109.7 | 333 | 2.19 | 1 | 4000 | 70
PTPR76DN | Eaton (formerly Cooper Lighting) | Mcgraw-Edison | GLEON-AF-06-LED-[E1 347 480]-T3R-[AP BZ BK DP GM WH]-[ADJA ADJS ADJA-WM]-[P PER7 R HA ALL MS LWR SENSORS L90 R90 MT TH LCF CE] | Outdoor Luminaires | Very High Output | Architectural Flood and Spot Luminaires | Standard | FALSE | [9 empty] | 42634 |  |  | Yes |  | 3.1 | 36400 | 109.3 | 333 | 2.19 | 1 | 4000 | 70
PC3HGEZN | Eaton (formerly Cooper Lighting) | Streetworks | GAN-AF-06-LED-[U 8 9]-T3R-[AP BZ BK DP GM WH]-[ADJA ADJS ADJA-WM]-[2L 3 P 4 4N7 HA ALL MS SENSORS DIMRF-LW DIMRF-LN L90 R90 MT TH LCF CE] | Outdoor Luminaires | Very High Output | Architectural Flood and Spot Luminaires | Standard | FALSE | [9 empty] | 42634 |  |  | Yes |  | 3.1 | 36400 | 109.3 | 333 | 2.19 | 1 | 4000 | 70
PTS43W91 | Eaton (formerly Cooper Lighting) | Mcgraw-Edison | GLEON-AF-06-LED-[E1 347 480]-RW-[AP BZ BK DP GM WH]-[ADJA ADJS ADJA-WM]-[P PER7 R HA ALL MS LWR SENSORS L90 R90 MT TH LCF CE] | Outdoor Luminaires | Very High Output | Architectural Flood and Spot Luminaires | Standard | FALSE | [9 empty] | 42634 |  |  | Yes |  | 3.1 | 36392 | 109.3 | 333 | 2.19 | 1 | 4000 | 70
P82M8DXP | Eaton (formerly Cooper Lighting) | Streetworks | GAN-AF-06-LED-[U 8 9]-RW-[AP BZ BK DP GM WH]-[ADJA ADJS ADJA-WM]-[2L 3 P 4 4N7 HA ALL MS SENSORS DIMRF-LW DIMRF-LN L90 R90 MT TH LCF CE] | Outdoor Luminaires | Very High Output | Architectural Flood and Spot Luminaires | Standard | FALSE | [9 empty] | 42634 |  |  | Yes |  | 3.1 | 36392 | 109.3 | 333 | 2.19 | 1 | 4000 | 70
PVKZ71AJ | Eaton (formerly Cooper Lighting) | Mcgraw-Edison | GLEON-AF-06-LED-[E1 347 480]-T4FT-[AP BZ BK DP GM WH]-[ADJA ADJS ADJA-WM]-[P PER7 R HA ALL MS LWR SENSORS L90 R90 MT TH LCF CE] | Outdoor Luminaires | Very High Output | Architectural Flood and Spot Luminaires | Standard | FALSE | [9 empty] | 42634 |  |  | Yes |  | 3.1 | 35815 | 107.6 | 333 | 2.19 | 1 | 4000 | 70
PEB2T672 | Eaton (formerly Cooper Lighting) | Streetworks | GAN-AF-06-LED-[U 8 9]-T4FT-[AP BZ BK DP GM WH]-[ADJA ADJS ADJA-WM]-[2L 3 P 4 4N7 HA ALL MS SENSORS DIMRF-LW DIMRF-LN L90 R90 MT TH LCF CE] | Outdoor Luminaires | Very High Output | Architectural Flood and Spot Luminaires | Standard | FALSE | [9 empty] | 42634 |  |  | Yes |  | 3.1 | 35815 | 107.6 | 333 | 2.19 | 1 | 4000 | 70
PV2SN2AV | Eaton (formerly Cooper Lighting) | Mcgraw-Edison | GLEON-AF-06-LED-[E1 347 480]-T3-[AP BZ BK DP GM WH]-[ADJA ADJS ADJA-WM]-[P PER7 R HA ALL MS LWR SENSORS L90 R90 MT TH LCF CE] | Outdoor Luminaires | Very High Output | Architectural Flood and Spot Luminaires | Standard | FALSE | [9 empty] | 42634 |  |  | Yes |  | 3.1 | 35609 | 106.9 | 333 | 2.19 | 1 | 4000 | 70
PEZ9YGR7 | Eaton (formerly Cooper Lighting) | Streetworks | GAN-AF-06-LED-[U 8 9]-T3-[AP BZ BK DP GM WH]-[ADJA ADJS ADJA-WM]-[2L 3 P 4 4N7 HA ALL MS SENSORS DIMRF-LW DIMRF-LN L90 R90 MT TH LCF CE] | Outdoor Luminaires | Very High Output | Architectural Flood and Spot Luminaires | Standard | FALSE | [9 empty] | 42634 |  |  | Yes |  | 3.1 | 35609 | 106.9 | 333 | 2.19 | 1 | 4000 | 70
P3R938U7 | Eaton (formerly Cooper Lighting) | Mcgraw-Edison | GLEON-AF-06-LED-[E1 347 480]-SL3-[AP BZ BK DP GM WH]-[ADJA ADJS ADJA-WM]-[P PER7 R HA ALL MS LWR SENSORS L90 R90 MT TH LCF CE] | Outdoor Luminaires | Very High Output | Architectural Flood and Spot Luminaires | Standard | FALSE | [9 empty] | 42634 |  |  | Yes |  | 3.1 | 35604 | 106.9 | 333 | 2.19 | 1 | 4000 | 70
P39ARXAU | Eaton (formerly Cooper Lighting) | Streetworks | GAN-AF-06-LED-[U 8 9]-SL3-[AP BZ BK DP GM WH]-[ADJA ADJS ADJA-WM]-[2L 3 P 4 4N7 HA ALL MS SENSORS DIMRF-LW DIMRF-LN L90 R90 MT TH LCF CE] | Outdoor Luminaires | Very High Output | Architectural Flood and Spot Luminaires | Standard | FALSE | [9 empty] | 42634 |  |  | Yes |  | 3.1 | 35604 | 106.9 | 333 | 2.19 | 1 | 4000 | 70
PWCEZTE5 | Eaton (formerly Cooper Lighting) | Mcgraw-Edison | GLEON-AF-06-LED-[E1 347 480]-T4W-[AP BZ BK DP GM WH]-[ADJA ADJS ADJA-WM]-[P PER7 R HA ALL MS LWR SENSORS L90 R90 MT TH LCF CE] | Outdoor Luminaires | Very High Output | Architectural Flood and Spot Luminaires | Standard | FALSE | [9 empty] | 42634 |  |  | Yes |  | 3.1 | 35352 | 106.2 | 333 | 2.19 | 1 | 4000 | 70
PRAJEBAC | Eaton (formerly Cooper Lighting) | Streetworks | GAN-AF-06-LED-[U 8 9]-T4W-[AP BZ BK DP GM WH]-[ADJA ADJS ADJA-WM]-[2L 3 P 4 4N7 HA ALL MS SENSORS DIMRF-LW DIMRF-LN L90 R90 MT TH LCF CE] | Outdoor Luminaires | Very High Output | Architectural Flood and Spot Luminaires | Standard | FALSE | [9 empty] | 42634 |  |  | Yes |  | 3.1 | 35352 | 106.2 | 333 | 2.19 | 1 | 4000 | 70
P84K8TJE | Eaton (formerly Cooper Lighting) | Streetworks | GAN-AF-06-LED-[U 8 9]-T2-[AP BZ BK DP GM WH]-[ADJA ADJS ADJA-WM]-[2L 3 P 4 4N7 HA ALL MS SENSORS DIMRF-LW DIMRF-LN L90 R90 MT TH LCF CE] | Outdoor Luminaires | Very High Output | Architectural Flood and Spot Luminaires | Standard | FALSE | [9 empty] | 42634 |  |  | Yes |  | 3.1 | 34937 | 104.9 | 333 | 2.19 | 1 | 4000 | 70
P1J5R2WB | Eaton (formerly Cooper Lighting) | Mcgraw-Edison | GLEON-AF-06-LED-[E1 347 480]-T2-[AP BZ BK DP GM WH]-[ADJA ADJS ADJA-WM]-[P PER7 R HA ALL MS LWR SENSORS L90 R90 MT TH LCF CE] | Outdoor Luminaires | Very High Output | Architectural Flood and Spot Luminaires | Standard | FALSE | [9 empty] | 42634 |  |  | Yes |  | 3.1 | 34937 | 104.9 | 333 | 2.19 | 1 | 4000 | 70
PTZEKNUW | Eaton (formerly Cooper Lighting) | Streetworks | GAN-AF-06-LED-[U 8 9]-SL2-[AP BZ BK DP GM WH]-[ADJA ADJS ADJA-WM]-[2L 3 P 4 4N7 HA ALL MS SENSORS DIMRF-LW DIMRF-LN L90 R90 MT TH LCF CE] | Outdoor Luminaires | Very High Output | Architectural Flood and Spot Luminaires | Standard | FALSE | [9 empty] | 42634 |  |  | Yes |  | 3.1 | 34877 | 104.7 | 333 | 2.19 | 1 | 4000 | 70
PRXRUE4J | Eaton (formerly Cooper Lighting) | Mcgraw-Edison | GLEON-AF-06-LED-[E1 347 480]-SL2-[AP BZ BK DP GM WH]-[ADJA ADJS ADJA-WM]-[P PER7 R HA ALL MS LWR SENSORS L90 R90 MT TH LCF CE] | Outdoor Luminaires | Very High Output | Architectural Flood and Spot Luminaires | Standard | FALSE | [9 empty] | 42634 |  |  | Yes |  | 3.1 | 34877 | 104.7 | 333 | 2.19 | 1 | 4000 | 70
PZ14AXYD | Eaton (formerly Cooper Lighting) | Mcgraw-Edison | GLEON-AF-06-LED-E1-SL4-[AP BZ BK DP GM WH]-[ADJA ADJS ADJA-WM]-[P PER7 R HA ALL MS LWR SENSORS L90 R90 MT TH LCF CE] | Outdoor Luminaires | Very High Output | Architectural Flood and Spot Luminaires | Standard | FALSE | [9 empty] | 42634 |  |  | Yes |  | 3.1 | 33829 | 101.6 | 333 | 2.19 | 1 | 4000 | 70
PCRJV7YR | Eaton (formerly Cooper Lighting) | Streetworks | GAN-AF-06-LED-U-SL4-[AP BZ BK DP GM WH]-[ADJA ADJS ADJA-WM]-[2L 3 P 4 4N7 HA ALL MS SENSORS DIMRF-LW DIMRF-LN L90 R90 MT TH LCF CE] | Outdoor Luminaires | Very High Output | Architectural Flood and Spot Luminaires | Standard | FALSE | [9 empty] | 42634 |  |  | Yes |  | 3.1 | 33829 | 101.6 | 333 | 2.19 | 1 | 4000 | 70
P2F9ZKU4 | Eaton (formerly Cooper Lighting) | Streetworks | GAN-AF-05-LED-[U 8 9]-5WQ-[AP BZ BK DP GM WH]-[ADJA ADJS ADJA-WM]-[2L 3 P 4 4N7 HA ALL MS SENSORS DIMRF-LW DIMRF-LN L90 R90 MT TH LCF CE] | Outdoor Luminaires | Very High Output | Architectural Flood and Spot Luminaires | Standard | FALSE | [9 empty] | 42634 |  |  | Yes |  | 3.1 | 31336 | 112.3 | 279 | 2.19 | 1 | 4000 | 70
P1YZH2H1 | Eaton (formerly Cooper Lighting) | Mcgraw-Edison | GLEON-AF-05-LED-[E1 347 480]-5WQ-[AP BZ BK DP GM WH]-[ADJA ADJS ADJA-WM]-[P PER7 R HA ALL MS LWR SENSORS L90 R90 MT TH LCF CE] | Outdoor Luminaires | Very High Output | Architectural Flood and Spot Luminaires | Standard | FALSE | [9 empty] | 42634 |  |  | Yes |  | 3.1 | 31336 | 112.3 | 279 | 2.19 | 1 | 4000 | 70
P94PU14E | Eaton (formerly Cooper Lighting) | Streetworks | GAN-AF-05-LED-[U 8 9]-5MQ-[AP BZ BK DP GM WH]-[ADJA ADJS ADJA-WM]-[2L 3 P 4 4N7 HA ALL MS SENSORS DIMRF-LW DIMRF-LN L90 R90 MT TH LCF CE] | Outdoor Luminaires | Very High Output | Architectural Flood and Spot Luminaires | Standard | FALSE | [9 empty] | 42634 |  |  | Yes |  | 3.1 | 31253 | 112 | 279 | 2.19 | 1 | 4000 | 70
P3HWJT8T | Eaton (formerly Cooper Lighting) | Mcgraw-Edison | GLEON-AF-05-LED-[E1 347 480]-5MQ-[AP BZ BK DP GM WH]-[ADJA ADJS ADJA-WM]-[P PER7 R HA ALL MS LWR SENSORS L90 R90 MT TH LCF CE] | Outdoor Luminaires | Very High Output | Architectural Flood and Spot Luminaires | Standard | FALSE | [9 empty] | 42634 |  |  | Yes |  | 3.1 | 31253 | 112 | 279 | 2.19 | 1 | 4000 | 70
PQF7XH33 | Eaton (formerly Cooper Lighting) | Streetworks | GAN-AF-05-LED-[U 8 9]-T2R-[AP BZ BK DP GM WH]-[ADJA ADJS ADJA-WM]-[2L 3 P 4 4N7 HA ALL MS SENSORS DIMRF-LW DIMRF-LN L90 R90 MT TH LCF CE] | Outdoor Luminaires | Very High Output | Architectural Flood and Spot Luminaires | Standard | FALSE | [9 empty] | 42634 |  |  | Yes |  | 3.1 | 30994 | 111.1 | 279 | 2.19 | 1 | 4000 | 70
P55YSJY6 | Eaton (formerly Cooper Lighting) | Mcgraw-Edison | GLEON-AF-05-LED-[E1 347 480]-T2R-[AP BZ BK DP GM WH]-[ADJA ADJS ADJA-WM]-[P PER7 R HA ALL MS LWR SENSORS L90 R90 MT TH LCF CE] | Outdoor Luminaires | Very High Output | Architectural Flood and Spot Luminaires | Standard | FALSE | [9 empty] | 42634 |  |  | Yes |  | 3.1 | 30994 | 111.1 | 279 | 2.19 | 1 | 4000 | 70
P6NMN7QC | Eaton (formerly Cooper Lighting) | Streetworks | GAN-AF-05-LED-[U 8 9]-5NQ-[AP BZ BK DP GM WH]-[ADJA ADJS ADJA-WM]-[2L 3 P 4 4N7 HA ALL MS SENSORS DIMRF-LW DIMRF-LN L90 R90 MT TH LCF CE] | Outdoor Luminaires | Very High Output | Architectural Flood and Spot Luminaires | Standard | FALSE | [9 empty] | 42634 |  |  | Yes |  | 3.1 | 30688 | 110 | 279 | 2.19 | 1 | 4000 | 70
P69CM9TV | Eaton (formerly Cooper Lighting) | Mcgraw-Edison | GLEON-AF-05-LED-[E1 347 480]-5NQ-[AP BZ BK DP GM WH]-[ADJA ADJS ADJA-WM]-[P PER7 R HA ALL MS LWR SENSORS L90 R90 MT TH LCF CE] | Outdoor Luminaires | Very High Output | Architectural Flood and Spot Luminaires | Standard | FALSE | [9 empty] | 42634 |  |  | Yes |  | 3.1 | 30688 | 110 | 279 | 2.19 | 1 | 4000 | 70
PX2X528M | Eaton (formerly Cooper Lighting) | Streetworks | GAN-AF-05-LED-[U 8 9]-AFL-[AP BZ BK DP GM WH]-[ADJA ADJS ADJA-WM]-[2L 3 P 4 4N7 HA ALL MS SENSORS DIMRF-LW DIMRF-LN L90 R90 MT TH LCF CE] | Outdoor Luminaires | Very High Output | Architectural Flood and Spot Luminaires | Standard | FALSE | [9 empty] | 42634 |  |  | Yes |  | 3.1 | 30521 | 109.4 | 279 | 2.19 | 1 | 4000 | 70
PANQ7YY7 | Eaton (formerly Cooper Lighting) | Mcgraw-Edison | GLEON-AF-05-LED-[E1 347 480]-AFL-[AP BZ BK DP GM WH]-[ADJA ADJS ADJA-WM]-[P PER7 R HA ALL MS LWR SENSORS L90 R90 MT TH LCF CE] | Outdoor Luminaires | Very High Output | Architectural Flood and Spot Luminaires | Standard | FALSE | [9 empty] | 42634 |  |  | Yes |  | 3.1 | 30521 | 109.4 | 279 | 2.19 | 1 | 4000 | 70
PN9FFW5H | Eaton (formerly Cooper Lighting) | Streetworks | GAN-AF-05-LED-[U 8 9]-T3R-[AP BZ BK DP GM WH]-[ADJA ADJS ADJA-WM]-[2L 3 P 4 4N7 HA ALL MS SENSORS DIMRF-LW DIMRF-LN L90 R90 MT TH LCF CE] | Outdoor Luminaires | Very High Output | Architectural Flood and Spot Luminaires | Standard | FALSE | [9 empty] | 42634 |  |  | Yes |  | 3.1 | 30418 | 109 | 279 | 2.19 | 1 | 4000 | 70
PGB9ZNUS | Eaton (formerly Cooper Lighting) | Mcgraw-Edison | GLEON-AF-05-LED-[E1 347 480]-T3R-[AP BZ BK DP GM WH]-[ADJA ADJS ADJA-WM]-[P PER7 R HA ALL MS LWR SENSORS L90 R90 MT TH LCF CE] | Outdoor Luminaires | Very High Output | Architectural Flood and Spot Luminaires | Standard | FALSE | [9 empty] | 42634 |  |  | Yes |  | 3.1 | 30418 | 109 | 279 | 2.19 | 1 | 4000 | 70
PYHZU76Z | Eaton (formerly Cooper Lighting) | Mcgraw-Edison | GLEON-AF-05-LED-[E1 347 480]-RW-[AP BZ BK DP GM WH]-[ADJA ADJS ADJA-WM]-[P PER7 R HA ALL MS LWR SENSORS L90 R90 MT TH LCF CE] | Outdoor Luminaires | Very High Output | Architectural Flood and Spot Luminaires | Standard | FALSE | [9 empty] | 42634 |  |  | Yes |  | 3.1 | 30411 | 109 | 279 | 2.19 | 1 | 4000 | 70
PQGKXDG7 | Eaton (formerly Cooper Lighting) | Streetworks | GAN-AF-05-LED-[U 8 9]-RW-[AP BZ BK DP GM WH]-[ADJA ADJS ADJA-WM]-[2L 3 P 4 4N7 HA ALL MS SENSORS DIMRF-LW DIMRF-LN L90 R90 MT TH LCF CE] | Outdoor Luminaires | Very High Output | Architectural Flood and Spot Luminaires | Standard | FALSE | [9 empty] | 42634 |  |  | Yes |  | 3.1 | 30411 | 109 | 279 | 2.19 | 1 | 4000 | 70
PU2EVBCS | Eaton (formerly Cooper Lighting) | Mcgraw-Edison | GLEON-AF-09-LED-[E1 347 480]-5WQ-[AP BZ BK DP GM WH]-[ADJA ADJS ADJA-WM]-1200-[P PER7 R ALL MS LWR SENSORS L90 R90 MT TH LCF CE] | Outdoor Luminaires | Very High Output | Architectural Flood and Spot Luminaires | Standard | FALSE | [9 empty] | 42634 |  |  | Yes |  | 3.1 | 61487 | 106.9 | 575 | 1.99 | 1 | 4000 | 70
P6W2U4BT | Eaton (formerly Cooper Lighting) | Streetworks | GAN-AF-09-LED-[U 8 9]-5WQ-[AP BZ BK DP GM WH]-[ADJA ADJS ADJA-WM]-1200-[2L 3 P 4 4N7 HA ALL MS SENSORS DIMRF-LW DIMRF-LN L90 R90 MT TH LCF CE] | Outdoor Luminaires | Very High Output | Architectural Flood and Spot Luminaires | Standard | FALSE | [9 empty] | 42634 |  |  | Yes |  | 3.1 | 61487 | 106.9 | 575 | 1.99 | 1 | 4000 | 70
PDXKZRH8 | Eaton (formerly Cooper Lighting) | Streetworks | GAN-AF-09-LED-[U 8 9]-5MQ-[AP BZ BK DP GM WH]-[ADJA ADJS ADJA-WM]-1200-[2L 3 P 4 4N7 HA ALL MS SENSORS DIMRF-LW DIMRF-LN L90 R90 MT TH LCF CE] | Outdoor Luminaires | Very High Output | Architectural Flood and Spot Luminaires | Standard | FALSE | [9 empty] | 42634 |  |  | Yes |  | 3.1 | 61323 | 106.6 | 575 | 1.99 | 1 | 4000 | 70
PARXV4ZW | Eaton (formerly Cooper Lighting) | Mcgraw-Edison | GLEON-AF-09-LED-[E1 347 480]-5MQ-[AP BZ BK DP GM WH]-[ADJA ADJS ADJA-WM]-1200-[P PER7 R ALL MS LWR SENSORS L90 R90 MT TH LCF CE] | Outdoor Luminaires | Very High Output | Architectural Flood and Spot Luminaires | Standard | FALSE | [9 empty] | 42634 |  |  | Yes |  | 3.1 | 61323 | 106.6 | 575 | 1.99 | 1 | 4000 | 70
PENW3C4T | Eaton (formerly Cooper Lighting) | Mcgraw-Edison | GLEON-AF-09-LED-[E1 347 480]-T2R-[AP BZ BK DP GM WH]-[ADJA ADJS ADJA-WM]-1200-[P PER7 R ALL MS LWR SENSORS L90 R90 MT TH LCF CE] | Outdoor Luminaires | Very High Output | Architectural Flood and Spot Luminaires | Standard | FALSE | [9 empty] | 42634 |  |  | Yes |  | 3.1 | 60816 | 105.8 | 575 | 1.99 | 1 | 4000 | 70
PAZT8X46 | Eaton (formerly Cooper Lighting) | Streetworks | GAN-AF-09-LED-[U 8 9]-T2R-[AP BZ BK DP GM WH]-[ADJA ADJS ADJA-WM]-1200-[2L 3 P 4 4N7 HA ALL MS SENSORS DIMRF-LW DIMRF-LN L90 R90 MT TH LCF CE] | Outdoor Luminaires | Very High Output | Architectural Flood and Spot Luminaires | Standard | FALSE | [9 empty] | 42634 |  |  | Yes |  | 3.1 | 60816 | 105.8 | 575 | 1.99 | 1 | 4000 | 70
PSBKM9XQ | Eaton (formerly Cooper Lighting) | Streetworks | GAN-AF-09-LED-[U 8 9]-5NQ-[AP BZ BK DP GM WH]-[ADJA ADJS ADJA-WM]-1200-[2L 3 P 4 4N7 HA ALL MS SENSORS DIMRF-LW DIMRF-LN L90 R90 MT TH LCF CE] | Outdoor Luminaires | Very High Output | Architectural Flood and Spot Luminaires | Standard | FALSE | [9 empty] | 42634 |  |  | Yes |  | 3.1 | 60215 | 104.7 | 575 | 1.99 | 1 | 4000 | 70
PJFJS4R6 | Eaton (formerly Cooper Lighting) | Mcgraw-Edison | GLEON-AF-09-LED-[E1 347 480]-5NQ-[AP BZ BK DP GM WH]-[ADJA ADJS ADJA-WM]-1200-[P PER7 R ALL MS LWR SENSORS L90 R90 MT TH LCF CE] | Outdoor Luminaires | Very High Output | Architectural Flood and Spot Luminaires | Standard | FALSE | [9 empty] | 42634 |  |  | Yes |  | 3.1 | 60215 | 104.7 | 575 | 1.99 | 1 | 4000 | 70
PVDGNGH7 | Eaton (formerly Cooper Lighting) | Streetworks | GAN-AF-09-LED-[U 8 9]-AFL-[AP BZ BK DP GM WH]-[ADJA ADJS ADJA-WM]-1200-[2L 3 P 4 4N7 HA ALL MS SENSORS DIMRF-LW DIMRF-LN L90 R90 MT TH LCF CE] | Outdoor Luminaires | Very High Output | Architectural Flood and Spot Luminaires | Standard | FALSE | [9 empty] | 42634 |  |  | Yes |  | 3.1 | 59888 | 104.2 | 575 | 1.99 | 1 | 4000 | 70
PM4SBPUJ | Eaton (formerly Cooper Lighting) | Mcgraw-Edison | GLEON-AF-09-LED-[E1 347 480]-AFL-[AP BZ BK DP GM WH]-[ADJA ADJS ADJA-WM]-1200-[P PER7 R ALL MS LWR SENSORS L90 R90 MT TH LCF CE] | Outdoor Luminaires | Very High Output | Architectural Flood and Spot Luminaires | Standard | FALSE | [9 empty] | 42634 |  |  | Yes |  | 3.1 | 59888 | 104.2 | 575 | 1.99 | 1 | 4000 | 70
PYT5F7TX | Eaton (formerly Cooper Lighting) | Streetworks | GAN-AF-09-LED-[U 8 9]-T3R-[AP BZ BK DP GM WH]-[ADJA ADJS ADJA-WM]-1200-[2L 3 P 4 4N7 HA ALL MS SENSORS DIMRF-LW DIMRF-LN L90 R90 MT TH LCF CE] | Outdoor Luminaires | Very High Output | Architectural Flood and Spot Luminaires | Standard | FALSE | [9 empty] | 42634 |  |  | Yes |  | 3.1 | 59686 | 103.8 | 575 | 1.99 | 1 | 4000 | 70
P4JUEHZW | Eaton (formerly Cooper Lighting) | Mcgraw-Edison | GLEON-AF-09-LED-[E1 347 480]-T3R-[AP BZ BK DP GM WH]-[ADJA ADJS ADJA-WM]-1200-[P PER7 R ALL MS LWR SENSORS L90 R90 MT TH LCF CE] | Outdoor Luminaires | Very High Output | Architectural Flood and Spot Luminaires | Standard | FALSE | [9 empty] | 42634 |  |  | Yes |  | 3.1 | 59686 | 103.8 | 575 | 1.99 | 1 | 4000 | 70
PGZ1MBVP | Eaton (formerly Cooper Lighting) | Streetworks | GAN-AF-09-LED-[U 8 9]-RW-[AP BZ BK DP GM WH]-[ADJA ADJS ADJA-WM]-1200-[2L 3 P 4 4N7 HA ALL MS SENSORS DIMRF-LW DIMRF-LN L90 R90 MT TH LCF CE] | Outdoor Luminaires | Very High Output | Architectural Flood and Spot Luminaires | Standard | FALSE | [9 empty] | 42634 |  |  | Yes |  | 3.1 | 59672 | 103.8 | 575 | 1.99 | 1 | 4000 | 70
P1R4EMU2 | Eaton (formerly Cooper Lighting) | Mcgraw-Edison | GLEON-AF-09-LED-[E1 347 480]-RW-[AP BZ BK DP GM WH]-[ADJA ADJS ADJA-WM]-1200-[P PER7 R ALL MS LWR SENSORS L90 R90 MT TH LCF CE] | Outdoor Luminaires | Very High Output | Architectural Flood and Spot Luminaires | Standard | FALSE | [9 empty] | 42634 |  |  | Yes |  | 3.1 | 59672 | 103.8 | 575 | 1.99 | 1 | 4000 | 70
PJMEFP95 | Eaton (formerly Cooper Lighting) | Streetworks | GAN-AF-09-LED-[U 8 9]-T4FT-[AP BZ BK DP GM WH]-[ADJA ADJS ADJA-WM]-1200-[2L 3 P 4 4N7 HA ALL MS SENSORS DIMRF-LW DIMRF-LN L90 R90 MT TH LCF CE] | Outdoor Luminaires | Very High Output | Architectural Flood and Spot Luminaires | Standard | FALSE | [9 empty] | 42634 |  |  | Yes |  | 3.1 | 58726 | 102.1 | 575 | 1.99 | 1 | 4000 | 70
P2R3XFB8 | Eaton (formerly Cooper Lighting) | Mcgraw-Edison | GLEON-AF-09-LED-[E1 347 480]-T4FT-[AP BZ BK DP GM WH]-[ADJA ADJS ADJA-WM]-1200-[P PER7 R ALL MS LWR SENSORS L90 R90 MT TH LCF CE] | Outdoor Luminaires | Very High Output | Architectural Flood and Spot Luminaires | Standard | FALSE | [9 empty] | 42634 |  |  | Yes |  | 3.1 | 58726 | 102.1 | 575 | 1.99 | 1 | 4000 | 70
P7BKP63K | Eaton (formerly Cooper Lighting) | Mcgraw-Edison | GLEON-AF-09-LED-[E1 347 480]-T3-[AP BZ BK DP GM WH]-[ADJA ADJS ADJA-WM]-1200-[P PER7 R ALL MS LWR SENSORS L90 R90 MT TH LCF CE] | Outdoor Luminaires | Very High Output | Architectural Flood and Spot Luminaires | Standard | FALSE | [9 empty] | 42634 |  |  | Yes |  | 3.1 | 58388 | 101.5 | 575 | 1.99 | 1 | 4000 | 70
P1Y8C7KH | Eaton (formerly Cooper Lighting) | Streetworks | GAN-AF-09-LED-[U 8 9]-T3-[AP BZ BK DP GM WH]-[ADJA ADJS ADJA-WM]-1200-[2L 3 P 4 4N7 HA ALL MS SENSORS DIMRF-LW DIMRF-LN L90 R90 MT TH LCF CE] | Outdoor Luminaires | Very High Output | Architectural Flood and Spot Luminaires | Standard | FALSE | [9 empty] | 42634 |  |  | Yes |  | 3.1 | 58388 | 101.5 | 575 | 1.99 | 1 | 4000 | 70
PKRBW31Z | Eaton (formerly Cooper Lighting) | Mcgraw-Edison | GLEON-AF-09-LED-[E1 347 480]-SL3-[AP BZ BK DP GM WH]-[ADJA ADJS ADJA-WM]-1200-[P PER7 R ALL MS LWR SENSORS L90 R90 MT TH LCF CE] | Outdoor Luminaires | Very High Output | Architectural Flood and Spot Luminaires | Standard | FALSE | [9 empty] | 42634 |  |  | Yes |  | 3.1 | 58380 | 101.5 | 575 | 1.99 | 1 | 4000 | 70
PF94E2YV | Eaton (formerly Cooper Lighting) | Streetworks | GAN-AF-09-LED-[U 8 9]-SL3-[AP BZ BK DP GM WH]-[ADJA ADJS ADJA-WM]-1200-[2L 3 P 4 4N7 HA ALL MS SENSORS DIMRF-LW DIMRF-LN L90 R90 MT TH LCF CE] | Outdoor Luminaires | Very High Output | Architectural Flood and Spot Luminaires | Standard | FALSE | [9 empty] | 42634 |  |  | Yes |  | 3.1 | 58380 | 101.5 | 575 | 1.99 | 1 | 4000 | 70
PA3FJ139 | Eaton (formerly Cooper Lighting) | Mcgraw-Edison | GLEON-AF-09-LED-[E1 347 480]-T4W-[AP BZ BK DP GM WH]-[ADJA ADJS ADJA-WM]-1200-[P PER7 R ALL MS LWR SENSORS L90 R90 MT TH LCF CE] | Outdoor Luminaires | Very High Output | Architectural Flood and Spot Luminaires | Standard | FALSE | [9 empty] | 42634 |  |  | Yes |  | 3.1 | 57968 | 100.8 | 575 | 1.99 | 1 | 4000 | 70
P1FN95QT | Eaton (formerly Cooper Lighting) | Streetworks | GAN-AF-09-LED-[U 8 9]-T4W-[AP BZ BK DP GM WH]-[ADJA ADJS ADJA-WM]-1200-[2L 3 P 4 4N7 HA ALL MS SENSORS DIMRF-LW DIMRF-LN L90 R90 MT TH LCF CE] | Outdoor Luminaires | Very High Output | Architectural Flood and Spot Luminaires | Standard | FALSE | [9 empty] | 42634 |  |  | Yes |  | 3.1 | 57968 | 100.8 | 575 | 1.99 | 1 | 4000 | 70
PPVTS1ZR | Eaton (formerly Cooper Lighting) | Mcgraw-Edison | GLEON-AF-09-LED-[E1 347 480]-T2-[AP BZ BK DP GM WH]-[ADJA ADJS ADJA-WM]-1200-[P PER7 R ALL MS LWR SENSORS L90 R90 MT TH LCF CE] | Outdoor Luminaires | Very High Output | Architectural Flood and Spot Luminaires | Standard | FALSE | [9 empty] | 42634 |  |  | Yes |  | 3.1 | 57286 | 99.6 | 575 | 1.99 | 1 | 4000 | 70
P99JW9BQ | Eaton (formerly Cooper Lighting) | Streetworks | GAN-AF-09-LED-[U 8 9]-T2-[AP BZ BK DP GM WH]-[ADJA ADJS ADJA-WM]-1200-[2L 3 P 4 4N7 HA ALL MS SENSORS DIMRF-LW DIMRF-LN L90 R90 MT TH LCF CE] | Outdoor Luminaires | Very High Output | Architectural Flood and Spot Luminaires | Standard | FALSE | [9 empty] | 42634 |  |  | Yes |  | 3.1 | 57286 | 99.6 | 575 | 1.99 | 1 | 4000 | 70
PZFFG255 | Eaton (formerly Cooper Lighting) | Mcgraw-Edison | GLEON-AF-09-LED-[E1 347 480]-SL2-[AP BZ BK DP GM WH]-[ADJA ADJS ADJA-WM]-1200-[P PER7 R ALL MS LWR SENSORS L90 R90 MT TH LCF CE] | Outdoor Luminaires | Very High Output | Architectural Flood and Spot Luminaires | Standard | FALSE | [9 empty] | 42634 |  |  | Yes |  | 3.1 | 57186 | 99.5 | 575 | 1.99 | 1 | 4000 | 70
PQURNMVU | Eaton (formerly Cooper Lighting) | Streetworks | GAN-AF-09-LED-[U 8 9]-SL2-[AP BZ BK DP GM WH]-[ADJA ADJS ADJA-WM]-1200-[2L 3 P 4 4N7 HA ALL MS SENSORS DIMRF-LW DIMRF-LN L90 R90 MT TH LCF CE] | Outdoor Luminaires | Very High Output | Architectural Flood and Spot Luminaires | Standard | FALSE | [9 empty] | 42634 |  |  | Yes |  | 3.1 | 57186 | 99.5 | 575 | 1.99 | 1 | 4000 | 70
PD1FMSMD | Eaton (formerly Cooper Lighting) | Streetworks | GAN-AF-08-LED-[U 8 9]-5WQ-[AP BZ BK DP GM WH]-[ADJA ADJS ADJA-WM]-1200-[2L 3 P 4 4N7 HA ALL MS SENSORS DIMRF-LW DIMRF-LN L90 R90 MT TH LCF CE] | Outdoor Luminaires | Very High Output | Architectural Flood and Spot Luminaires | Standard | FALSE | [9 empty] | 42634 |  |  | Yes |  | 3.1 | 55121 | 107.9 | 511 | 1.99 | 1 | 4000 | 70
P8UQ7ZT4 | Eaton (formerly Cooper Lighting) | Mcgraw-Edison | GLEON-AF-08-LED-[E1 347 480]-5WQ-[AP BZ BK DP GM WH]-[ADJA ADJS ADJA-WM]-1200-[P PER7 R ALL MS LWR SENSORS L90 R90 MT TH LCF CE] | Outdoor Luminaires | Very High Output | Architectural Flood and Spot Luminaires | Standard | FALSE | [9 empty] | 42634 |  |  | Yes |  | 3.1 | 55121 | 107.9 | 511 | 1.99 | 1 | 4000 | 70
PRPFQ2FJ | Eaton (formerly Cooper Lighting) | Streetworks | GAN-AF-08-LED-[U 8 9]-5MQ-[AP BZ BK DP GM WH]-[ADJA ADJS ADJA-WM]-1200-[2L 3 P 4 4N7 HA ALL MS SENSORS DIMRF-LW DIMRF-LN L90 R90 MT TH LCF CE] | Outdoor Luminaires | Very High Output | Architectural Flood and Spot Luminaires | Standard | FALSE | [9 empty] | 42634 |  |  | Yes |  | 3.1 | 54975 | 107.6 | 511 | 1.99 | 1 | 4000 | 70
P41RH1UC | Eaton (formerly Cooper Lighting) | Mcgraw-Edison | GLEON-AF-08-LED-[E1 347 480]-5MQ-[AP BZ BK DP GM WH]-[ADJA ADJS ADJA-WM]-1200-[P PER7 R ALL MS LWR SENSORS L90 R90 MT TH LCF CE] | Outdoor Luminaires | Very High Output | Architectural Flood and Spot Luminaires | Standard | FALSE | [9 empty] | 42634 |  |  | Yes |  | 3.1 | 54975 | 107.6 | 511 | 1.99 | 1 | 4000 | 70
PT1EPX3B | Eaton (formerly Cooper Lighting) | Mcgraw-Edison | GLEON-AF-08-LED-[E1 347 480]-T2R-[AP BZ BK DP GM WH]-[ADJA ADJS ADJA-WM]-1200-[P PER7 R ALL MS LWR SENSORS L90 R90 MT TH LCF CE] | Outdoor Luminaires | Very High Output | Architectural Flood and Spot Luminaires | Standard | FALSE | [9 empty] | 42634 |  |  | Yes |  | 3.1 | 54519 | 106.7 | 511 | 1.99 | 1 | 4000 | 70
PMH164UY | Eaton (formerly Cooper Lighting) | Streetworks | GAN-AF-08-LED-[U 8 9]-T2R-[AP BZ BK DP GM WH]-[ADJA ADJS ADJA-WM]-1200-[2L 3 P 4 4N7 HA ALL MS SENSORS DIMRF-LW DIMRF-LN L90 R90 MT TH LCF CE] | Outdoor Luminaires | Very High Output | Architectural Flood and Spot Luminaires | Standard | FALSE | [9 empty] | 42634 |  |  | Yes |  | 3.1 | 54519 | 106.7 | 511 | 1.99 | 1 | 4000 | 70
PNGY58UF | Eaton (formerly Cooper Lighting) | Mcgraw-Edison | GLEON-AF-08-LED-[E1 347 480]-5NQ-[AP BZ BK DP GM WH]-[ADJA ADJS ADJA-WM]-1200-[P PER7 R ALL MS LWR SENSORS L90 R90 MT TH LCF CE] | Outdoor Luminaires | Very High Output | Architectural Flood and Spot Luminaires | Standard | FALSE | [9 empty] | 42634 |  |  | Yes |  | 3.1 | 53981 | 105.6 | 511 | 1.99 | 1 | 4000 | 70
P456X9G1 | Eaton (formerly Cooper Lighting) | Streetworks | GAN-AF-08-LED-[U 8 9]-5NQ-[AP BZ BK DP GM WH]-[ADJA ADJS ADJA-WM]-1200-[2L 3 P 4 4N7 HA ALL MS SENSORS DIMRF-LW DIMRF-LN L90 R90 MT TH LCF CE] | Outdoor Luminaires | Very High Output | Architectural Flood and Spot Luminaires | Standard | FALSE | [9 empty] | 42634 |  |  | Yes |  | 3.1 | 53981 | 105.6 | 511 | 1.99 | 1 | 4000 | 70
P9SAV8RQ | Eaton (formerly Cooper Lighting) | Mcgraw-Edison | GLEON-AF-08-LED-[E1 347 480]-AFL-[AP BZ BK DP GM WH]-[ADJA ADJS ADJA-WM]-1200-[P PER7 R ALL MS LWR SENSORS L90 R90 MT TH LCF CE] | Outdoor Luminaires | Very High Output | Architectural Flood and Spot Luminaires | Standard | FALSE | [9 empty] | 42634 |  |  | Yes |  | 3.1 | 53688 | 105.1 | 511 | 1.99 | 1 | 4000 | 70
P9Q9KSF2 | Eaton (formerly Cooper Lighting) | Streetworks | GAN-AF-08-LED-[U 8 9]-AFL-[AP BZ BK DP GM WH]-[ADJA ADJS ADJA-WM]-1200-[2L 3 P 4 4N7 HA ALL MS SENSORS DIMRF-LW DIMRF-LN L90 R90 MT TH LCF CE] | Outdoor Luminaires | Very High Output | Architectural Flood and Spot Luminaires | Standard | FALSE | [9 empty] | 42634 |  |  | Yes |  | 3.1 | 53688 | 105.1 | 511 | 1.99 | 1 | 4000 | 70
P9KHUKAB | Eaton (formerly Cooper Lighting) | Streetworks | GAN-AF-08-LED-[U 8 9]-T3R-[AP BZ BK DP GM WH]-[ADJA ADJS ADJA-WM]-1200-[2L 3 P 4 4N7 HA ALL MS SENSORS DIMRF-LW DIMRF-LN L90 R90 MT TH LCF CE] | Outdoor Luminaires | Very High Output | Architectural Flood and Spot Luminaires | Standard | FALSE | [9 empty] | 42634 |  |  | Yes |  | 3.1 | 53506 | 104.7 | 511 | 1.99 | 1 | 4000 | 70
P4GQWMSW | Eaton (formerly Cooper Lighting) | Mcgraw-Edison | GLEON-AF-08-LED-[E1 347 480]-T3R-[AP BZ BK DP GM WH]-[ADJA ADJS ADJA-WM]-1200-[P PER7 R ALL MS LWR SENSORS L90 R90 MT TH LCF CE] | Outdoor Luminaires | Very High Output | Architectural Flood and Spot Luminaires | Standard | FALSE | [9 empty] | 42634 |  |  | Yes |  | 3.1 | 53506 | 104.7 | 511 | 1.99 | 1 | 4000 | 70
PETBS7JM | Eaton (formerly Cooper Lighting) | Mcgraw-Edison | GLEON-AF-08-LED-[E1 347 480]-RW-[AP BZ BK DP GM WH]-[ADJA ADJS ADJA-WM]-1200-[P PER7 R ALL MS LWR SENSORS L90 R90 MT TH LCF CE] | Outdoor Luminaires | Very High Output | Architectural Flood and Spot Luminaires | Standard | FALSE | [9 empty] | 42634 |  |  | Yes |  | 3.1 | 53494 | 104.7 | 511 | 1.99 | 1 | 4000 | 70
P3HBQRAA | Eaton (formerly Cooper Lighting) | Streetworks | GAN-AF-08-LED-[U 8 9]-RW-[AP BZ BK DP GM WH]-[ADJA ADJS ADJA-WM]-1200-[2L 3 P 4 4N7 HA ALL MS SENSORS DIMRF-LW DIMRF-LN L90 R90 MT TH LCF CE] | Outdoor Luminaires | Very High Output | Architectural Flood and Spot Luminaires | Standard | FALSE | [9 empty] | 42634 |  |  | Yes |  | 3.1 | 53494 | 104.7 | 511 | 1.99 | 1 | 4000 | 70
PF1FGAYN | Eaton (formerly Cooper Lighting) | Mcgraw-Edison | GLEON-AF-08-LED-[E1 347 480]-T4FT-[AP BZ BK DP GM WH]-[ADJA ADJS ADJA-WM]-1200-[P PER7 R ALL MS LWR SENSORS L90 R90 MT TH LCF CE] | Outdoor Luminaires | Very High Output | Architectural Flood and Spot Luminaires | Standard | FALSE | [9 empty] | 42634 |  |  | Yes |  | 3.1 | 52646 | 103 | 511 | 1.99 | 1 | 4000 | 70
PBEFGXSH | Eaton (formerly Cooper Lighting) | Streetworks | GAN-AF-08-LED-[U 8 9]-T4FT-[AP BZ BK DP GM WH]-[ADJA ADJS ADJA-WM]-1200-[2L 3 P 4 4N7 HA ALL MS SENSORS DIMRF-LW DIMRF-LN L90 R90 MT TH LCF CE] | Outdoor Luminaires | Very High Output | Architectural Flood and Spot Luminaires | Standard | FALSE | [9 empty] | 42634 |  |  | Yes |  | 3.1 | 52646 | 103 | 511 | 1.99 | 1 | 4000 | 70
PH859ARU | Eaton (formerly Cooper Lighting) | Mcgraw-Edison | GLEON-AF-08-LED-[E1 347 480]-T3-[AP BZ BK DP GM WH]-[ADJA ADJS ADJA-WM]-1200-[P PER7 R ALL MS LWR SENSORS L90 R90 MT TH LCF CE] | Outdoor Luminaires | Very High Output | Architectural Flood and Spot Luminaires | Standard | FALSE | [9 empty] | 42634 |  |  | Yes |  | 3.1 | 52343 | 102.4 | 511 | 1.99 | 1 | 4000 | 70
P4J4B91F | Eaton (formerly Cooper Lighting) | Streetworks | GAN-AF-08-LED-[U 8 9]-T3-[AP BZ BK DP GM WH]-[ADJA ADJS ADJA-WM]-1200-[2L 3 P 4 4N7 HA ALL MS SENSORS DIMRF-LW DIMRF-LN L90 R90 MT TH LCF CE] | Outdoor Luminaires | Very High Output | Architectural Flood and Spot Luminaires | Standard | FALSE | [9 empty] | 42634 |  |  | Yes |  | 3.1 | 52343 | 102.4 | 511 | 1.99 | 1 | 4000 | 70
PWKUN23V | Eaton (formerly Cooper Lighting) | Streetworks | GAN-AF-08-LED-[U 8 9]-SL3-[AP BZ BK DP GM WH]-[ADJA ADJS ADJA-WM]-1200-[2L 3 P 4 4N7 HA ALL MS SENSORS DIMRF-LW DIMRF-LN L90 R90 MT TH LCF CE] | Outdoor Luminaires | Very High Output | Architectural Flood and Spot Luminaires | Standard | FALSE | [9 empty] | 42634 |  |  | Yes |  | 3.1 | 52336 | 102.4 | 511 | 1.99 | 1 | 4000 | 70
PWA254VE | Eaton (formerly Cooper Lighting) | Mcgraw-Edison | GLEON-AF-08-LED-[E1 347 480]-SL3-[AP BZ BK DP GM WH]-[ADJA ADJS ADJA-WM]-1200-[P PER7 R ALL MS LWR SENSORS L90 R90 MT TH LCF CE] | Outdoor Luminaires | Very High Output | Architectural Flood and Spot Luminaires | Standard | FALSE | [9 empty] | 42634 |  |  | Yes |  | 3.1 | 52336 | 102.4 | 511 | 1.99 | 1 | 4000 | 70
PZGGTPUK | Eaton (formerly Cooper Lighting) | Streetworks | GAN-AF-08-LED-[U 8 9]-T4W-[AP BZ BK DP GM WH]-[ADJA ADJS ADJA-WM]-1200-[2L 3 P 4 4N7 HA ALL MS SENSORS DIMRF-LW DIMRF-LN L90 R90 MT TH LCF CE] | Outdoor Luminaires | Very High Output | Architectural Flood and Spot Luminaires | Standard | FALSE | [9 empty] | 42634 |  |  | Yes |  | 3.1 | 51967 | 101.7 | 511 | 1.99 | 1 | 4000 | 70
P6U4ER75 | Eaton (formerly Cooper Lighting) | Mcgraw-Edison | GLEON-AF-08-LED-[E1 347 480]-T4W-[AP BZ BK DP GM WH]-[ADJA ADJS ADJA-WM]-1200-[P PER7 R ALL MS LWR SENSORS L90 R90 MT TH LCF CE] | Outdoor Luminaires | Very High Output | Architectural Flood and Spot Luminaires | Standard | FALSE | [9 empty] | 42634 |  |  | Yes |  | 3.1 | 51967 | 101.7 | 511 | 1.99 | 1 | 4000 | 70
PTH7SS1V | Eaton (formerly Cooper Lighting) | Streetworks | GAN-AF-08-LED-[U 8 9]-T2-[AP BZ BK DP GM WH]-[ADJA ADJS ADJA-WM]-1200-[2L 3 P 4 4N7 HA ALL MS SENSORS DIMRF-LW DIMRF-LN L90 R90 MT TH LCF CE] | Outdoor Luminaires | Very High Output | Architectural Flood and Spot Luminaires | Standard | FALSE | [9 empty] | 42634 |  |  | Yes |  | 3.1 | 51355 | 100.5 | 511 | 1.99 | 1 | 4000 | 70
P2AMU9SD | Eaton (formerly Cooper Lighting) | Mcgraw-Edison | GLEON-AF-08-LED-[E1 347 480]-T2-[AP BZ BK DP GM WH]-[ADJA ADJS ADJA-WM]-1200-[P PER7 R ALL MS LWR SENSORS L90 R90 MT TH LCF CE] | Outdoor Luminaires | Very High Output | Architectural Flood and Spot Luminaires | Standard | FALSE | [9 empty] | 42634 |  |  | Yes |  | 3.1 | 51355 | 100.5 | 511 | 1.99 | 1 | 4000 | 70
PWE1HEG7 | Eaton (formerly Cooper Lighting) | Mcgraw-Edison | GLEON-AF-08-LED-[E1 347 480]-SL2-[AP BZ BK DP GM WH]-[ADJA ADJS ADJA-WM]-1200-[P PER7 R ALL MS LWR SENSORS L90 R90 MT TH LCF CE] | Outdoor Luminaires | Very High Output | Architectural Flood and Spot Luminaires | Standard | FALSE | [9 empty] | 42634 |  |  | Yes |  | 3.1 | 51267 | 100.3 | 511 | 1.99 | 1 | 4000 | 70
P8XT44MB | Eaton (formerly Cooper Lighting) | Streetworks | GAN-AF-08-LED-[U 8 9]-SL2-[AP BZ BK DP GM WH]-[ADJA ADJS ADJA-WM]-1200-[2L 3 P 4 4N7 HA ALL MS SENSORS DIMRF-LW DIMRF-LN L90 R90 MT TH LCF CE] | Outdoor Luminaires | Very High Output | Architectural Flood and Spot Luminaires | Standard | FALSE | [9 empty] | 42634 |  |  | Yes |  | 3.1 | 51267 | 100.3 | 511 | 1.99 | 1 | 4000 | 70
PWMZBBXC | Eaton (formerly Cooper Lighting) | Streetworks | GAN-AF-06-LED-[U 8 9]-5WQ-[AP BZ BK DP GM WH]-[ADJA ADJS ADJA-WM]-1200-[2L 3 P 4 4N7 HA ALL MS SENSORS DIMRF-LW DIMRF-LN L90 R90 MT TH LCF CE] | Outdoor Luminaires | Very High Output | Architectural Flood and Spot Luminaires | Standard | FALSE | [9 empty] | 42634 |  |  | Yes |  | 3.1 | 41136 | 107.7 | 382 | 1.99 | 1 | 4000 | 70
PRYC478A | Eaton (formerly Cooper Lighting) | Mcgraw-Edison | GLEON-AF-06-LED-[E1 347 480]-5WQ-[AP BZ BK DP GM WH]-[ADJA ADJS ADJA-WM]-1200-[P PER7 R ALL MS LWR SENSORS L90 R90 MT TH LCF CE] | Outdoor Luminaires | Very High Output | Architectural Flood and Spot Luminaires | Standard | FALSE | [9 empty] | 42634 |  |  | Yes |  | 3.1 | 41136 | 107.7 | 382 | 1.99 | 1 | 4000 | 70
PT16X98Z | Eaton (formerly Cooper Lighting) | Mcgraw-Edison | GLEON-AF-06-LED-[E1 347 480]-5MQ-[AP BZ BK DP GM WH]-[ADJA ADJS ADJA-WM]-1200-[P PER7 R ALL MS LWR SENSORS L90 R90 MT TH LCF CE] | Outdoor Luminaires | Very High Output | Architectural Flood and Spot Luminaires | Standard | FALSE | [9 empty] | 42634 |  |  | Yes |  | 3.1 | 41027 | 107.4 | 382 | 1.99 | 1 | 4000 | 70
PAU93EVJ | Eaton (formerly Cooper Lighting) | Streetworks | GAN-AF-06-LED-[U 8 9]-5MQ-[AP BZ BK DP GM WH]-[ADJA ADJS ADJA-WM]-1200-[2L 3 P 4 4N7 HA ALL MS SENSORS DIMRF-LW DIMRF-LN L90 R90 MT TH LCF CE] | Outdoor Luminaires | Very High Output | Architectural Flood and Spot Luminaires | Standard | FALSE | [9 empty] | 42634 |  |  | Yes |  | 3.1 | 41027 | 107.4 | 382 | 1.99 | 1 | 4000 | 70
PQ8XF3PU | Eaton (formerly Cooper Lighting) | Mcgraw-Edison | GLEON-AF-06-LED-[E1 347 480]-T2R-[AP BZ BK DP GM WH]-[ADJA ADJS ADJA-WM]-1200-[P PER7 R ALL MS LWR SENSORS L90 R90 MT TH LCF CE] | Outdoor Luminaires | Very High Output | Architectural Flood and Spot Luminaires | Standard | FALSE | [9 empty] | 42634 |  |  | Yes |  | 3.1 | 40687 | 106.5 | 382 | 1.99 | 1 | 4000 | 70
PE7UR4G2 | Eaton (formerly Cooper Lighting) | Streetworks | GAN-AF-06-LED-[U 8 9]-T2R-[AP BZ BK DP GM WH]-[ADJA ADJS ADJA-WM]-1200-[2L 3 P 4 4N7 HA ALL MS SENSORS DIMRF-LW DIMRF-LN L90 R90 MT TH LCF CE] | Outdoor Luminaires | Very High Output | Architectural Flood and Spot Luminaires | Standard | FALSE | [9 empty] | 42634 |  |  | Yes |  | 3.1 | 40687 | 106.5 | 382 | 1.99 | 1 | 4000 | 70
PGEDX8CC | Eaton (formerly Cooper Lighting) | Streetworks | GAN-AF-06-LED-[U 8 9]-5NQ-[AP BZ BK DP GM WH]-[ADJA ADJS ADJA-WM]-1200-[2L 3 P 4 4N7 HA ALL MS SENSORS DIMRF-LW DIMRF-LN L90 R90 MT TH LCF CE] | Outdoor Luminaires | Very High Output | Architectural Flood and Spot Luminaires | Standard | FALSE | [9 empty] | 42634 |  |  | Yes |  | 3.1 | 40285 | 105.5 | 382 | 1.99 | 1 | 4000 | 70
PAMUY68R | Eaton (formerly Cooper Lighting) | Mcgraw-Edison | GLEON-AF-06-LED-[E1 347 480]-5NQ-[AP BZ BK DP GM WH]-[ADJA ADJS ADJA-WM]-1200-[P PER7 R ALL MS LWR SENSORS L90 R90 MT TH LCF CE] | Outdoor Luminaires | Very High Output | Architectural Flood and Spot Luminaires | Standard | FALSE | [9 empty] | 42634 |  |  | Yes |  | 3.1 | 40285 | 105.5 | 382 | 1.99 | 1 | 4000 | 70
PPS4SVZ9 | Eaton (formerly Cooper Lighting) | Streetworks | GAN-AF-06-LED-[U 8 9]-AFL-[AP BZ BK DP GM WH]-[ADJA ADJS ADJA-WM]-1200-[2L 3 P 4 4N7 HA ALL MS SENSORS DIMRF-LW DIMRF-LN L90 R90 MT TH LCF CE] | Outdoor Luminaires | Very High Output | Architectural Flood and Spot Luminaires | Standard | FALSE | [9 empty] | 42634 |  |  | Yes |  | 3.1 | 40066 | 104.9 | 382 | 1.99 | 1 | 4000 | 70
PEJ4KKKJ | Eaton (formerly Cooper Lighting) | Mcgraw-Edison | GLEON-AF-06-LED-[E1 347 480]-AFL-[AP BZ BK DP GM WH]-[ADJA ADJS ADJA-WM]-1200-[P PER7 R ALL MS LWR SENSORS L90 R90 MT TH LCF CE] | Outdoor Luminaires | Very High Output | Architectural Flood and Spot Luminaires | Standard | FALSE | [9 empty] | 42634 |  |  | Yes |  | 3.1 | 40066 | 104.9 | 382 | 1.99 | 1 | 4000 | 70
PXVSH7AA | Eaton (formerly Cooper Lighting) | Streetworks | GAN-AF-06-LED-[U 8 9]-T3R-[AP BZ BK DP GM WH]-[ADJA ADJS ADJA-WM]-1200-[2L 3 P 4 4N7 HA ALL MS SENSORS DIMRF-LW DIMRF-LN L90 R90 MT TH LCF CE] | Outdoor Luminaires | Very High Output | Architectural Flood and Spot Luminaires | Standard | FALSE | [9 empty] | 42634 |  |  | Yes |  | 3.1 | 39930 | 104.5 | 382 | 1.99 | 1 | 4000 | 70
PUQTYWN5 | Eaton (formerly Cooper Lighting) | Mcgraw-Edison | GLEON-AF-06-LED-[E1 347 480]-T3R-[AP BZ BK DP GM WH]-[ADJA ADJS ADJA-WM]-1200-[P PER7 R ALL MS LWR SENSORS L90 R90 MT TH LCF CE] | Outdoor Luminaires | Very High Output | Architectural Flood and Spot Luminaires | Standard | FALSE | [9 empty] | 42634 |  |  | Yes |  | 3.1 | 39930 | 104.5 | 382 | 1.99 | 1 | 4000 | 70
PYRNDFE6 | Eaton (formerly Cooper Lighting) | Mcgraw-Edison | GLEON-AF-06-LED-[E1 347 480]-RW-[AP BZ BK DP GM WH]-[ADJA ADJS ADJA-WM]-1200-[P PER7 R ALL MS LWR SENSORS L90 R90 MT TH LCF CE] | Outdoor Luminaires | Very High Output | Architectural Flood and Spot Luminaires | Standard | FALSE | [9 empty] | 42634 |  |  | Yes |  | 3.1 | 39921 | 104.5 | 382 | 1.99 | 1 | 4000 | 70
PNX51C4G | Eaton (formerly Cooper Lighting) | Streetworks | GAN-AF-06-LED-[U 8 9]-RW-[AP BZ BK DP GM WH]-[ADJA ADJS ADJA-WM]-1200-[2L 3 P 4 4N7 HA ALL MS SENSORS DIMRF-LW DIMRF-LN L90 R90 MT TH LCF CE] | Outdoor Luminaires | Very High Output | Architectural Flood and Spot Luminaires | Standard | FALSE | [9 empty] | 42634 |  |  | Yes |  | 3.1 | 39921 | 104.5 | 382 | 1.99 | 1 | 4000 | 70
PX3V3XXA | Eaton (formerly Cooper Lighting) | Mcgraw-Edison | GLEON-AF-06-LED-[E1 347 480]-T4FT-[AP BZ BK DP GM WH]-[ADJA ADJS ADJA-WM]-1200-[P PER7 R ALL MS LWR SENSORS L90 R90 MT TH LCF CE] | Outdoor Luminaires | Very High Output | Architectural Flood and Spot Luminaires | Standard | FALSE | [9 empty] | 42634 |  |  | Yes |  | 3.1 | 39289 | 102.9 | 382 | 1.99 | 1 | 4000 | 70
PBP22MYK | Eaton (formerly Cooper Lighting) | Streetworks | GAN-AF-06-LED-[U 8 9]-T4FT-[AP BZ BK DP GM WH]-[ADJA ADJS ADJA-WM]-1200-[2L 3 P 4 4N7 HA ALL MS SENSORS DIMRF-LW DIMRF-LN L90 R90 MT TH LCF CE] | Outdoor Luminaires | Very High Output | Architectural Flood and Spot Luminaires | Standard | FALSE | [9 empty] | 42634 |  |  | Yes |  | 3.1 | 39289 | 102.9 | 382 | 1.99 | 1 | 4000 | 70
PYE9D4BM | Eaton (formerly Cooper Lighting) | Mcgraw-Edison | GLEON-AF-06-LED-[E1 347 480]-T3-[AP BZ BK DP GM WH]-[ADJA ADJS ADJA-WM]-1200-[P PER7 R ALL MS LWR SENSORS L90 R90 MT TH LCF CE] | Outdoor Luminaires | Very High Output | Architectural Flood and Spot Luminaires | Standard | FALSE | [9 empty] | 42634 |  |  | Yes |  | 3.1 | 39062 | 102.3 | 382 | 1.99 | 1 | 4000 | 70
PH3J7Q54 | Eaton (formerly Cooper Lighting) | Streetworks | GAN-AF-06-LED-[U 8 9]-T3-[AP BZ BK DP GM WH]-[ADJA ADJS ADJA-WM]-1200-[2L 3 P 4 4N7 HA ALL MS SENSORS DIMRF-LW DIMRF-LN L90 R90 MT TH LCF CE] | Outdoor Luminaires | Very High Output | Architectural Flood and Spot Luminaires | Standard | FALSE | [9 empty] | 42634 |  |  | Yes |  | 3.1 | 39062 | 102.3 | 382 | 1.99 | 1 | 4000 | 70
PMQYPD54 | Eaton (formerly Cooper Lighting) | Mcgraw-Edison | GLEON-AF-06-LED-[E1 347 480]-SL3-[AP BZ BK DP GM WH]-[ADJA ADJS ADJA-WM]-1200-[P PER7 R ALL MS LWR SENSORS L90 R90 MT TH LCF CE] | Outdoor Luminaires | Very High Output | Architectural Flood and Spot Luminaires | Standard | FALSE | [9 empty] | 42634 |  |  | Yes |  | 3.1 | 39057 | 102.2 | 382 | 1.99 | 1 | 4000 | 70
PFPEWX4X | Eaton (formerly Cooper Lighting) | Streetworks | GAN-AF-06-LED-[U 8 9]-SL3-[AP BZ BK DP GM WH]-[ADJA ADJS ADJA-WM]-1200-[2L 3 P 4 4N7 HA ALL MS SENSORS DIMRF-LW DIMRF-LN L90 R90 MT TH LCF CE] | Outdoor Luminaires | Very High Output | Architectural Flood and Spot Luminaires | Standard | FALSE | [9 empty] | 42634 |  |  | Yes |  | 3.1 | 39057 | 102.2 | 382 | 1.99 | 1 | 4000 | 70
PKSNMH1R | Eaton (formerly Cooper Lighting) | Streetworks | GAN-AF-06-LED-[U 8 9]-T4W-[AP BZ BK DP GM WH]-[ADJA ADJS ADJA-WM]-1200-[2L 3 P 4 4N7 HA ALL MS SENSORS DIMRF-LW DIMRF-LN L90 R90 MT TH LCF CE] | Outdoor Luminaires | Very High Output | Architectural Flood and Spot Luminaires | Standard | FALSE | [9 empty] | 42634 |  |  | Yes |  | 3.1 | 38781 | 101.5 | 382 | 1.99 | 1 | 4000 | 70
P48GJAUP | Eaton (formerly Cooper Lighting) | Mcgraw-Edison | GLEON-AF-06-LED-[E1 347 480]-T4W-[AP BZ BK DP GM WH]-[ADJA ADJS ADJA-WM]-1200-[P PER7 R ALL MS LWR SENSORS L90 R90 MT TH LCF CE] | Outdoor Luminaires | Very High Output | Architectural Flood and Spot Luminaires | Standard | FALSE | [9 empty] | 42634 |  |  | Yes |  | 3.1 | 38781 | 101.5 | 382 | 1.99 | 1 | 4000 | 70
PRBX6727 | Eaton (formerly Cooper Lighting) | Mcgraw-Edison | GLEON-AF-06-LED-[E1 347 480]-T2-[AP BZ BK DP GM WH]-[ADJA ADJS ADJA-WM]-1200-[P PER7 R ALL MS LWR SENSORS L90 R90 MT TH LCF CE] | Outdoor Luminaires | Very High Output | Architectural Flood and Spot Luminaires | Standard | FALSE | [9 empty] | 42634 |  |  | Yes |  | 3.1 | 38325 | 100.3 | 382 | 1.99 | 1 | 4000 | 70
PB9E8MKK | Eaton (formerly Cooper Lighting) | Streetworks | GAN-AF-06-LED-[U 8 9]-T2-[AP BZ BK DP GM WH]-[ADJA ADJS ADJA-WM]-1200-[2L 3 P 4 4N7 HA ALL MS SENSORS DIMRF-LW DIMRF-LN L90 R90 MT TH LCF CE] | Outdoor Luminaires | Very High Output | Architectural Flood and Spot Luminaires | Standard | FALSE | [9 empty] | 42634 |  |  | Yes |  | 3.1 | 38325 | 100.3 | 382 | 1.99 | 1 | 4000 | 70
PVYE9PR6 | Eaton (formerly Cooper Lighting) | Mcgraw-Edison | GLEON-AF-06-LED-[E1 347 480]-SL2-[AP BZ BK DP GM WH]-[ADJA ADJS ADJA-WM]-1200-[P PER7 R ALL MS LWR SENSORS L90 R90 MT TH LCF CE] | Outdoor Luminaires | Very High Output | Architectural Flood and Spot Luminaires | Standard | FALSE | [9 empty] | 42634 |  |  | Yes |  | 3.1 | 38259 | 100.2 | 382 | 1.99 | 1 | 4000 | 70
PVDNGS97 | Eaton (formerly Cooper Lighting) | Streetworks | GAN-AF-06-LED-[U 8 9]-SL2-[AP BZ BK DP GM WH]-[ADJA ADJS ADJA-WM]-1200-[2L 3 P 4 4N7 HA ALL MS SENSORS DIMRF-LW DIMRF-LN L90 R90 MT TH LCF CE] | Outdoor Luminaires | Very High Output | Architectural Flood and Spot Luminaires | Standard | FALSE | [9 empty] | 42634 |  |  | Yes |  | 3.1 | 38259 | 100.2 | 382 | 1.99 | 1 | 4000 | 70
P3EVRWYM | Disruptive SSL | DISRUPTIVE SSL | DXFC200 (5700K) | Outdoor Luminaires | High Output | Architectural Flood and Spot Luminaires | Standard | FALSE | [9 empty] | 42634 | Not Yet Verified | Not Yet Verified | No |  | 4 | 25910 | 128.84 | 201.1 | 10.16 | 0.92 | 5700 | 73.5
PNKVBUDZ | Disruptive SSL | DISRUPTIVE SSL | DXFC100 (5700K) | Outdoor Luminaires | High Output | Architectural Flood and Spot Luminaires | Standard | FALSE | [9 empty] | 42634 | Not Yet Verified | Not Yet Verified | No |  | 4 | 12459 | 124.86 | 99.78 | 23.78 | 0.9 | 5700 | 73.2
P61NNGP9 | Disruptive SSL | DISRUPTIVE SSL | DXFC150 (5700K) | Outdoor Luminaires | High Output | Architectural Flood and Spot Luminaires | Standard | FALSE | [9 empty] | 42634 | Not Yet Verified | Not Yet Verified | No |  | 4 | 19302 | 129.98 | 148.5 | 12.16 | 0.93 | 5700 | 73.1
PTXAM5K4 | Disruptive SSL | DISRUPTIVE SSL | DXFC80 (5700K) | Outdoor Luminaires | High Output | Architectural Flood and Spot Luminaires | Standard | FALSE | [9 empty] | 42634 | Not Yet Verified | Not Yet Verified | No |  | 4 | 10157 | 127.06 | 79.94 | 12.11 | 0.92 | 5700 | 73.1
PNQKKGDT | Disruptive SSL | DISRUPTIVE SSL | DXFC200 (5000K) | Outdoor Luminaires | High Output | Architectural Flood and Spot Luminaires | Standard | FALSE | [9 empty] | 42634 | Not Yet Verified | Not Yet Verified | No |  | 4 | 25500 | 126.99 | 200.8 | 10.12 | 0.92 | 5000 | 74.8
PHQAC21Z | Disruptive SSL | DISRUPTIVE SSL | DXFC100 (5000K) | Outdoor Luminaires | High Output | Architectural Flood and Spot Luminaires | Standard | FALSE | [9 empty] | 42634 | Not Yet Verified | Not Yet Verified | No |  | 4 | 12300 | 123.51 | 99.58 | 23.79 | 0.9 | 5000 | 74.5
PG833D64 | Disruptive SSL | DISRUPTIVE SSL | DXFC80 (5000K) | Outdoor Luminaires | High Output | Architectural Flood and Spot Luminaires | Standard | FALSE | [9 empty] | 42634 | Not Yet Verified | Not Yet Verified | No |  | 4 | 9950 | 126.73 | 78.51 | 12.59 | 0.92 | 5000 | 74.5
P7NZ666Y | Disruptive SSL | DISRUPTIVE SSL | DXFC150 (5000K) | Outdoor Luminaires | High Output | Architectural Flood and Spot Luminaires | Standard | FALSE | [9 empty] | 42634 | Not Yet Verified | Not Yet Verified | No |  | 4 | 19100 | 127.51 | 149.79 | 10.46 | 0.93 | 5000 | 74.4
PGF15AB4 | TorchStar Corp | TORCHSTAR | LHSCT-20WRSS-WHT 5700K | Outdoor Luminaires | Low Output | Architectural Flood and Spot Luminaires | Standard | FALSE | [9 empty] | 42634 | Not Yet Verified | Not Yet Verified | No | Product Updated 09/08/2016 | 3.1 | 1820 | 91 | 20 | 13 | 0.9 | 5700 | 80
PG6NZ2NF | TorchStar Corp | TORCHSTAR | LHSCT-20WSSS-BRZ 5700K | Outdoor Luminaires | Low Output | Architectural Flood and Spot Luminaires | Standard | FALSE | [9 empty] | 42634 | Not Yet Verified | Not Yet Verified | No | Product Updated 09/08/2016 | 3.1 | 1820 | 91 | 20 | 13 | 0.9 | 5700 | 80
PNFWTZQV | TorchStar Corp | TORCHSTAR | LHSCT-20WSSS-BRZ 5000K | Outdoor Luminaires | Low Output | Architectural Flood and Spot Luminaires | Standard | FALSE | [9 empty] | 42634 | Not Yet Verified | Not Yet Verified | No | Product Updated 09/08/2016 | 3.1 | 1815 | 91 | 20 | 13 | 0.9 | 5000 | 80
P9E3KY9X | TorchStar Corp | TORCHSTAR | LHSCT-20WRSS-WHT 5000K | Outdoor Luminaires | Low Output | Architectural Flood and Spot Luminaires | Standard | FALSE | [9 empty] | 42634 | Not Yet Verified | Not Yet Verified | No | Product Updated 09/08/2016 | 3.1 | 1815 | 91 | 20 | 13 | 0.9 | 5000 | 80
PZXK9YNW | TorchStar Corp | TORCHSTAR | LHSCT-20WRSS-WHT 4500K | Outdoor Luminaires | Low Output | Architectural Flood and Spot Luminaires | Standard | FALSE | [9 empty] | 42634 | Not Yet Verified | Not Yet Verified | No | Product Updated 09/08/2016 | 3.1 | 1810 | 91 | 20 | 13 | 0.9 | 4500 | 80
PG2NBKTU | TorchStar Corp | TORCHSTAR | LHSCT-20WSSS-BRZ 4500K | Outdoor Luminaires | Low Output | Architectural Flood and Spot Luminaires | Standard | FALSE | [9 empty] | 42634 | Not Yet Verified | Not Yet Verified | No | Product Updated 09/08/2016 | 3.1 | 1810 | 91 | 20 | 13 | 0.9 | 4500 | 80
PRNSGBMM | TorchStar Corp | TORCHSTAR | LHSCT-20WRSS-WHT 4000K | Outdoor Luminaires | Low Output | Architectural Flood and Spot Luminaires | Standard | FALSE | [9 empty] | 42634 | Not Yet Verified | Not Yet Verified | No | Product Updated 09/08/2016 | 3.1 | 1805 | 90 | 20 | 13 | 0.9 | 4000 | 80
PCZHZX9H | TorchStar Corp | TORCHSTAR | LHSCT-20WSSS-BRZ 4000K | Outdoor Luminaires | Low Output | Architectural Flood and Spot Luminaires | Standard | FALSE | [9 empty] | 42634 | Not Yet Verified | Not Yet Verified | No | Product Updated 09/08/2016 | 3.1 | 1805 | 90 | 20 | 13 | 0.9 | 4000 | 80
PXGTUNWX | TorchStar Corp | TORCHSTAR | LHSCT-20WRSS-WHT 3500K | Outdoor Luminaires | Low Output | Architectural Flood and Spot Luminaires | Standard | FALSE | [9 empty] | 42634 | Not Yet Verified | Not Yet Verified | No | Product Updated 09/08/2016 | 3.1 | 1800 | 90 | 20 | 13 | 0.9 | 3500 | 80
PBSKG1YX | TorchStar Corp | TORCHSTAR | LHSCT-20WSSS-BRZ 3500K | Outdoor Luminaires | Low Output | Architectural Flood and Spot Luminaires | Standard | FALSE | [9 empty] | 42634 | Not Yet Verified | Not Yet Verified | No | Product Updated 09/08/2016 | 3.1 | 1800 | 90 | 20 | 13 | 0.9 | 3500 | 80
PQ7779GJ | TorchStar Corp | TORCHSTAR | LHSCT-20WSSS-BRZ 3000K | Outdoor Luminaires | Low Output | Architectural Flood and Spot Luminaires | Standard | FALSE | [9 empty] | 42634 | Not Yet Verified | Not Yet Verified | No | Product Updated 09/08/2016 | 3.1 | 1795 | 90 | 20 | 13 | 0.9 | 3000 | 80
P8Y2J6CJ | TorchStar Corp | TORCHSTAR | LHSCT-20WRSS-WHT 3000k | Outdoor Luminaires | Low Output | Architectural Flood and Spot Luminaires | Standard | FALSE | [9 empty] | 42634 | Not Yet Verified | Not Yet Verified | No | Product Updated 09/08/2016 | 3.1 | 1795 | 90 | 20 | 13 | 0.9 | 3000 | 80
PXZYBYJW | Ark Lighting | Ark Lighting | AKH25QF1X81U5KC*** | Outdoor Luminaires | Mid Output | Architectural Flood and Spot Luminaires | Standard | TRUE | 7748.58 | 88.4 | 87.65 | 11.89 | 0.9412 | 5110 | 79.66 | 5 | 50000 | 42633 |  |  | NotYetVerified |  | 3 | 7748.58 | 88.4 | 87.65 | 11.89 | 0.9412 | 5110 | 79.66
PPGZ7YJX | Ark Lighting | Ark Lighting | AFL32QF1X22U5KC** | Outdoor Luminaires | Low Output | Architectural Flood and Spot Luminaires | Standard | TRUE | 2210.9 | 87.53 | 25.26 | 12.95 | 0.9339 | 5155 | 75.1 | 5 | 50000 | 42633 |  |  | NotYetVerified |  | 3 | 2210.9 | 87.53 | 25.26 | 12 | 0.93 | 5000 | 75.1
P57RAG1A | Ark Lighting | Ark Lighting | AKH45QF1X256U5KC*** | Outdoor Luminaires | High Output | Architectural Flood and Spot Luminaires | Standard | TRUE | 25068.47 | 90.94 | 275.63 | 19.06 | 0.927 | 5122 | 79.2 | 5 | 50000 | 42633 |  |  | NotYetVerified |  | 3 | 25068.47 | 90.94 | 275.63 | 19.06 | 0.927 | 5122 | 79.2
PR9HAB9T | Ark Lighting | Ark Lighting | AFL45QF1X37U5KC*** | Outdoor Luminaires | Low Output | Architectural Flood and Spot Luminaires | Standard | TRUE | 3377.7 | 81.46 | 41.47 | 8.34 | 0.895 | 5144 | 73 | 5 | 50000 | 42633 |  |  | NotYetVerified |  | 3 | 3566 |  | 41 |  |  | 5000 | 73
PV2R2FHQ | KMW Inc. | GigaTera | SFX600-H300158[WZ] | Outdoor Luminaires | Very High Output | Architectural Flood and Spot Luminaires | Standard | TRUE | 62937.31 | 109.06 | 577.1 | 8.67 | 0.986 | 3205 | 81.4 | 10 | 50000 | 42632 |  |  | No |  | 4 | 62937 | 109 | 577 | 8.7 | 0.99 | 3000 | 81.4
PA1CGM6K | KMW Inc. | GigaTera | SFX400-H500158W | Outdoor Luminaires | Very High Output | Architectural Flood and Spot Luminaires | Standard | TRUE | 46765.99 | 118.01 | 396.3 | 10.43 | 0.972 | 3195 | 82.6 | 5 | 50000 | 42632 |  |  | No |  | 4 | 49065 | 122 | 401 | 10.3 | 0.97 | 5000 | 84
PMKBHDHD | Ultravision International | Ultravision International | UBL120 | Outdoor Luminaires | Mid Output | Architectural Flood and Spot Luminaires | Standard | TRUE | 8618 | 78.4 | 109.9 | 4.37 | 0.937 | 5434 | 75.4 | 5 | 50000 | 42632 |  |  | No |  | 4 | 8808 | 80.2 | 109.8 | 4.37 | 0.94 | 5434 | 75.4
PQ4M66ZR | Ultravision International | Ultravision International | UBL150 | Outdoor Luminaires | High Output | Architectural Flood and Spot Luminaires | Standard | FALSE | [9 empty] | 42632 |  |  | No |  | 4 | 12270 | 83.1 | 147.6 | 12.4 | 0.93 | 5422 | 75.4
PRD83D6X | KMW Inc. | GigaTera | SFX600-H500158[WZ] | Outdoor Luminaires | Very High Output | Architectural Flood and Spot Luminaires | Standard | FALSE | [9 empty] | 42632 |  |  | No |  | 4 | 69495 | 117 | 595 | 8.9 | 0.99 | 5000 | 85.4
PYXS14KP | KMW Inc. | GigaTera | SFX600-H450158[WZ] | Outdoor Luminaires | Very High Output | Architectural Flood and Spot Luminaires | Standard | FALSE | [9 empty] | 42632 |  |  | No |  | 4 | 68000 | 115 | 590 | 8.8 | 0.99 | 4500 | 84
PRQXRDBB | KMW Inc. | GigaTera | SFX400-H450158W | Outdoor Luminaires | Very High Output | Architectural Flood and Spot Luminaires | Standard | FALSE | [9 empty] | 42632 |  |  | No |  | 4 | 48000 | 120 | 400 | 10.4 | 0.97 | 4500 | 83
PXRQ9WAZ | KMW Inc. | GigaTera | SFX400-H400158W | Outdoor Luminaires | Very High Output | Architectural Flood and Spot Luminaires | Standard | FALSE | [9 empty] | 42632 |  |  | No |  | 4 | 48000 | 120 | 400 | 10.4 | 0.97 | 4000 | 83
PFVGHCEU | KMW Inc. | GigaTera | SFX600-H400158[WZ] | Outdoor Luminaires | Very High Output | Architectural Flood and Spot Luminaires | Standard | FALSE | [9 empty] | 42632 |  |  | No |  | 4 | 66000 | 113 | 585 | 8.8 | 0.99 | 4000 | 83
P9DBFDVZ | KMW Inc. | GigaTera | SFX400-H350158W | Outdoor Luminaires | Very High Output | Architectural Flood and Spot Luminaires | Standard | FALSE | [9 empty] | 42632 |  |  | No |  | 4 | 48000 | 120 | 400 | 10.4 | 0.97 | 3500 | 83
P17UT76K | KMW Inc. | GigaTera | SFX600-H350158[WZ] | Outdoor Luminaires | Very High Output | Architectural Flood and Spot Luminaires | Standard | FALSE | [9 empty] | 42632 |  |  | No |  | 4 | 64000 | 110 | 580 | 8.8 | 0.99 | 3500 | 82
PWBY48T5 | KMW Inc. | GigaTera | SFX400-H300158W | Outdoor Luminaires | Very High Output | Architectural Flood and Spot Luminaires | Standard | FALSE | [9 empty] | 42632 |  |  | No |  | 4 | 46766 | 118 | 396 | 10.4 | 0.97 | 3000 | 82
PD9SX99M | Pure Power Group | Power Brilliance | PBFL86WGXXXX | Outdoor Luminaires | Mid Output | Architectural Flood and Spot Luminaires | Standard | TRUE | 6629 | 77 | 86.1 | 21.5 | 0.96 | 3951 | 81.6 | 5 |  | 42629 |  |  | NotYetVerified |  | 3 | 6629 | 77 | 86.1 |  | 0.96 | 3951 | 81.6
PJ4CAAKR | E Lighting - RVLT | E lighting | LEDFL45W-50K-BZ | Outdoor Luminaires | Low Output | Architectural Flood and Spot Luminaires | Standard | TRUE | 4572.993 | 101.94 | 44.86 | 20.45 | 0.9545 | 4773 | 81.3 | 5 | 50000 | 42629 |  |  | No |  | 3.1 | 4578 | 101.73 | 45 | 20.45 | 0.95 | 5000 | 80
PV6EVVYP | Aluush Co.LTD | ALUUSH | AL-FL45W27-50K-Z-M | Outdoor Luminaires | Low Output | Architectural Flood and Spot Luminaires | Standard | TRUE | 4572.993 | 101.94 | 44.86 | 20.45 | 0.9545 | 4773 | 81.3 | 5 | 50000 | 42629 |  |  | No |  | 3.1 | 4578 | 101.73 | 45 | 20.45 | 0.95 | 5000 | 80
PD19NCFX | E Lighting - RVLT | E lighting | LEDFL70W-50K-BZ | Outdoor Luminaires | Mid Output | Architectural Flood and Spot Luminaires | Standard | TRUE | 6796.19 | 95.82 | 70.93 | 18.26 | 0.9317 | 4877 | 81.5 | 5 | 50000 | 42629 |  |  | No |  | 3.1 | 6800 | 97.14 | 70 | 18.26 | 0.95 | 5000 | 80
PU1VBW7Y | Aluush Co.LTD | ALUUSH | AL-FL07W27-50K-Z-M | Outdoor Luminaires | Mid Output | Architectural Flood and Spot Luminaires | Standard | TRUE | 6796.19 | 95.82 | 70.93 | 18.26 | 0.9317 | 4877 | 81.5 | 5 | 50000 | 42629 |  |  | No |  | 3.1 | 6800 | 97.14 | 70 | 18.26 | 0.95 | 5000 | 80
PAUHBHQQ | NINGBO MORELUX LIGHTING MFG LTD | MORELUX | DCL-570-150W-40K-[158]-3XX | Outdoor Luminaires | High Output | Architectural Flood and Spot Luminaires | Standard | TRUE | 16006 | 113.08 | 141.5 | 14.88 | 0.9286 | 4095 | 84.9 | 5 | 50000 | 42629 |  |  | Yes |  | 4 | 16307 | 113 | 144 | 14.88 | 0.93 | 4000 | 84
PUSW6X7M | NINGBO MORELUX LIGHTING MFG LTD | MORELUX | DCL-570-150W-50K-[158]-3XX | Outdoor Luminaires | High Output | Architectural Flood and Spot Luminaires | Standard | FALSE | [9 empty] | 42629 | Not Dimmable | Not Dimmable | Yes |  | 4 | 16639 | 114 | 145 | 14.59 | 0.93 | 5000 | 83
PDC3ENSU | NINGBO MORELUX LIGHTING MFG LTD | MORELUX | DCL-570-150W-50K-[158]-D-3XX | Outdoor Luminaires | High Output | Architectural Flood and Spot Luminaires | Standard | FALSE | [9 empty] | 42629 | Dimmable | Continuous Below 10 | Yes |  | 4 | 16639 | 114 | 145 | 14.59 | 0.93 | 5000 | 83
P2498TN8 | NINGBO MORELUX LIGHTING MFG LTD | MORELUX | DCL-570-150W-40K-[158]-D-3XX | Outdoor Luminaires | High Output | Architectural Flood and Spot Luminaires | Standard | FALSE | [9 empty] | 42629 | Dimmable | Continuous Below 10 | Yes |  | 4 | 16307 | 113 | 144 | 14.88 | 0.93 | 4000 | 84
PNA4WVWA | Pure Power Group | Power Brilliance | PBFL86WAXXXX | Outdoor Luminaires | Mid Output | Architectural Flood and Spot Luminaires | Standard | FALSE | [9 empty] | 42629 | Not Dimmable | Not Dimmable | NotYetVerified |  | 3 | 6806 | 79 | 86.1 | 20 | 0.9 | 4000 | 80
PFQNJQJG | PowerSecure Inc | EnergyLite | PSLBB1X-00 [120V ONLY] | Outdoor Luminaires | High Output | Architectural Flood and Spot Luminaires | Standard | TRUE | 11189.5 | 105.84 | 105.7 | 5.84 | 0.995 | 5057 | 75.2 | 10 | 60000 | 42628 |  |  | No | X = Any Housing Color | 4 | 11189 | 105.76 | 105.8 | 5.84 | 0.99 | 5057 | 75.2
PKBWMS2E | PowerSecure Inc | EnergyLite | PSLBB4X-00 [120V ONLY] | Outdoor Luminaires | Mid Output | Architectural Flood and Spot Luminaires | Standard | TRUE | 4927.8 | 122.4 | 40.26 | 7.65 | 0.978 | 4909 | 74.5 | 10 | 60000 | 42628 |  |  | No | X = Any Housing Color | 4 | 4927 | 123.18 | 40 | 7.65 | 0.97 | 4909 | 74.5
P6YA4SHR | P.Q.L. Inc. | Superior LifeÂ® | 83325 | Outdoor Luminaires | Mid Output | Architectural Flood and Spot Luminaires | Premium | TRUE | 9367.37 | 116.45 | 80.44 | 6.6 | 0.96 | 4021 | 71.9 | 5 | 50000 | 42628 |  |  | Yes |  | 3.1 | 9300 | 116 | 80 | 6.6 | 0.96 | 4000 | 70
P2W4RTN6 | MaxLite Inc | MaxLite | MM210UN50XXX | Outdoor Luminaires | High Output | Architectural Flood and Spot Luminaires | Standard | TRUE | 19545 | 90.11 | 216.9 | 11.52 | 0.9552 | 5514 | 85 | 5 | 50000 | 42628 |  |  | No |  | 3.1 | 19545 | 90 | 217 | 11.52 | 0.96 | 5000 | 85
PFHC5PDG | MaxLite Inc | MaxLite | MM420UMM50XXX | Outdoor Luminaires | Very High Output | Architectural Flood and Spot Luminaires | Standard | TRUE | 38293 | 86.4 | 443.2 | 11.22 | 0.9306 | 5548 | 84.8 | 5 | 50000 | 42628 |  |  | No |  | 3.1 | 38290 | 86.3 | 444 | 11.22 | 0.93 | 5000 | 85
PRGXCGWV | P.Q.L. Inc. | Superior LifeÂ® | 83322 | Outdoor Luminaires | Mid Output | Architectural Flood and Spot Luminaires | Premium | TRUE | 5240.8 | 116.45 | 45.01 | 12.1 | 0.917 | 4068 | 73.2 | 5 | 50000 | 42628 |  |  | Yes |  | 3.1 | 5300 | 117 | 50 | 12.1 | 0.917 | 4000 | 75
PU24F7J9 | P.Q.L. Inc. | Superior LifeÂ® | 83319 | Outdoor Luminaires | Low Output | Architectural Flood and Spot Luminaires | Standard | TRUE | 3299.09 | 113.8 | 28.99 | 10.9 | 0.908 | 4092 | 72.6 | 5 | 50000 | 42628 |  |  | Yes |  | 3.1 | 3350 | 112 | 30 | 10.9 | 0.908 | 4000 | 70
PV8V2CAU | P.Q.L. Inc. | Superior LifeÂ® | 83316 | Outdoor Luminaires | Low Output | Architectural Flood and Spot Luminaires | Premium | TRUE | 1996.73 | 113.39 | 17.61 | 11.3 | 0.901 | 3991 | 71.6 | 5 | 50000 | 42628 |  |  | Yes |  | 3.1 | 2250 | 112 | 20 | 11.3 | 0.901 | 4000 | 70
P8TT1XNK | PowerSecure Inc | EnergyLite | PSLBB8X-00 [120V ONLY] | Outdoor Luminaires | Mid Output | Architectural Flood and Spot Luminaires | Standard | FALSE | [9 empty] | 42628 |  |  | No | X = Any Housing Color | 4 | 9135 | 113.48 | 80.5 | 6.2 | 0.99 | 5003 | 74.8
PFZX7C9D | PowerSecure Inc | EnergyLite | PSLBB6X-00 [120V ONLY] | Outdoor Luminaires | Mid Output | Architectural Flood and Spot Luminaires | Standard | FALSE | [9 empty] | 42628 |  |  | No | X = Any Housing Color | 4 | 7124 | 120.75 | 59 | 6.36 | 0.98 | 4958 | 74.7
PBNG423D | P.Q.L. Inc. | Superior LifeÂ® | 83323 | Outdoor Luminaires | Mid Output | Architectural Flood and Spot Luminaires | Premium | FALSE | [9 empty] | 42628 |  |  | Yes |  | 3.1 | 5400 | 118 | 50 | 12.1 | 0.917 | 5000 | 75
PXMR6CGZ | P.Q.L. Inc. | Superior LifeÂ® | 83317 | Outdoor Luminaires | Low Output | Architectural Flood and Spot Luminaires | Premium | FALSE | [9 empty] | 42628 |  |  | Yes |  | 3.1 | 2280 | 114 | 20 | 11.3 | 0.901 | 5000 | 70
P7ARGW1S | P.Q.L. Inc. | Superior LifeÂ® | 83320 | Outdoor Luminaires | Low Output | Architectural Flood and Spot Luminaires | Standard | FALSE | [9 empty] | 42628 |  |  | Yes |  | 3.1 | 3400 | 114 | 30 | 10.9 | 0.908 | 5000 | 70
P17BUZKP | P.Q.L. Inc. | Superior LifeÂ® | 83326 | Outdoor Luminaires | Mid Output | Architectural Flood and Spot Luminaires | Premium | FALSE | [9 empty] | 42628 |  |  | Yes |  | 3.1 | 9600 | 118 | 80 | 6.6 | 0.96 | 5000 | 70
PMJNPF5E | MaxLite Inc | MaxLite | MM210UM50XXX | Outdoor Luminaires | High Output | Architectural Flood and Spot Luminaires | Standard | FALSE | [9 empty] | 42628 |  |  | No |  | 3.1 | 19555 | 89 | 218 | 12.32 | 0.92 | 5000 | 85
PGZYXRH6 | MaxLite Inc | MaxLite | MM210UW50XXX | Outdoor Luminaires | High Output | Architectural Flood and Spot Luminaires | Standard | FALSE | [9 empty] | 42628 |  |  | No |  | 3.1 | 20200 | 93.5 | 216 | 11.81 | 0.92 | 5000 | 85
P4WR5TU6 | MaxLite Inc | MaxLite | MM420UWW50XXX | Outdoor Luminaires | Very High Output | Architectural Flood and Spot Luminaires | Standard | FALSE | [9 empty] | 42628 |  |  | No |  | 3.1 | 38475 | 86.8 | 443 | 11.22 | 0.93 | 5000 | 85
PP2BRNHJ | MaxLite Inc | MaxLite | MM420UNN50XXX | Outdoor Luminaires | Very High Output | Architectural Flood and Spot Luminaires | Standard | FALSE | [9 empty] | 42628 |  |  | No |  | 3.1 | 38440 | 86.4 | 445 | 11.22 | 0.93 | 5000 | 85
PXYCS1AH | EYE Lighting | BLITZ | FL2-20L-50-8-N5-U-Y-XX | Outdoor Luminaires | High Output | Architectural Flood and Spot Luminaires | Standard | TRUE | 16810 | 87.5 | 191.9 | 8.57 | 0.994 | 5032 | 85.6 | 5 | 50000 | 42627 |  |  | No |  | 3.1 | 16811 | 87.47 | 192.2 | 8.57 | 0.99 | 5032 | 85.6
PRCVKMBE | Signcomplex Limited | Signcomplex | FL-020-AW-WW-S-YY | Outdoor Luminaires | Low Output | Architectural Flood and Spot Luminaires | Standard | TRUE | 2072.635 | 95.075 | 21.8 | 16.4 | 0.9 | 2907 | 72.7 | 5 | 50000 | 42627 |  |  | No |  | 4 | 2072.6 | 95.1 | 21.8 | 16.4 | 0.9 | 2907 | 72.7
PGZTRNYX | Signcomplex Limited | Signcomplex | FL-020-AW-W-S-YY | Outdoor Luminaires | Low Output | Architectural Flood and Spot Luminaires | Standard | FALSE | [9 empty] | 42627 |  |  | No |  | 4 | 2141.1 | 98.2 | 21.8 | 16.9 | 0.9 | 4754 | 71.9
PGYWSC91 | Signcomplex Limited | Signcomplex | FL-020-AW-NW-S-YY | Outdoor Luminaires | Low Output | Architectural Flood and Spot Luminaires | Standard | FALSE | [9 empty] | 42627 |  |  | No |  | 4 | 2110.1 | 96.8 | 21.8 | 16.7 | 0.9 | 3821 | 71.8
PH7HR7Y7 | EYE Lighting | BLITZ | FL2-20L-50-8-N4-U-Y-XX | Outdoor Luminaires | High Output | Architectural Flood and Spot Luminaires | Standard | FALSE | [9 empty] | 42627 |  |  | No |  | 3.1 | 18009 | 94.19 | 191.2 | 8.57 | 0.99 | 5032 | 85.6
PR4X9A8Y | EYE Lighting | BLITZ | FL2-20L-50-8-N3-U-Y-XX | Outdoor Luminaires | High Output | Architectural Flood and Spot Luminaires | Standard | FALSE | [9 empty] | 42627 |  |  | No |  | 3.1 | 19087 | 98.59 | 193.6 | 8.57 | 0.99 | 5032 | 85.6
PASTSJ66 | Eaton (formerly Cooper Lighting) | Lumark | NFFLD-L-B100-D-347-66-7060 | Outdoor Luminaires | Very High Output | Architectural Flood and Spot Luminaires | Premium | TRUE | 31058.6 | 119 | 261 | 17.3 | 0.95 | 5698 | 74.3 | 5 | 50000 | 42626 |  |  | Yes |  | 4 | 32886.05 | 128.51 | 255.9 | 3.88 | 1 | 5700 | 71
PPSSJC5F | Eaton (formerly Cooper Lighting) | Lumark | NFFLD-L-B100-D-347-66-7030 | Outdoor Luminaires | Very High Output | Architectural Flood and Spot Luminaires | Standard | TRUE | 30457.2 | 114.6 | 265.8 | 17.3 | 0.95 | 3147 | 71.1 | 5 | 50000 | 42626 |  |  | Yes |  | 4 | 30457.2 | 114.6 | 265.8 | 4.87 | 1 | 3000 | 71
PRWW4XNP | Eaton (formerly Cooper Lighting) | Lumark | NFFLD-L-B75-D-UNV-66-7030 | Outdoor Luminaires | High Output | Architectural Flood and Spot Luminaires | Premium | TRUE | 23636.9 | 132.7 | 178.1 | 17.3 | 0.95 | 3128 | 71.3 | 5 | 50000 | 42626 |  |  | Yes |  | 4 | 24291.17 | 135.4 | 179.4 | 7.24 | 1 | 3000 | 71
PS6PX329 | Eaton (formerly Cooper Lighting) | Lumark | NFFLD-A70-D-UNV-66-7060 | Outdoor Luminaires | Mid Output | Architectural Flood and Spot Luminaires | Standard | TRUE | 5989.08 | 117.9 | 50.797 | 21.1 | 0.9381 | 4944 | 72.2 | 5 | 50000 | 42626 |  |  | Yes |  | 4 | 5927 | 109.4 | 54.17 | 10.71 | 0.99 | 5000 | 70
PGXKK6KZ | Eaton (formerly Cooper Lighting) | Lumark | NFFLD-S-C70-E-UNV-33-7030 | Outdoor Luminaires | Low Output | Architectural Flood and Spot Luminaires | Standard | TRUE | 2725 | 110.3 | 24.69 | 21.1 | 0.9381 | 3092 | 70.8 | 5 | 50000 | 42626 |  |  | Yes |  | 4 | 2632 | 133.6 | 19.7 | 12.05 | 0.99 | 3000 | 70
PVHBVHRE | Eaton (formerly Cooper Lighting) | Lumark | NFFLD-S-C70-E-347-33-7030 | Outdoor Luminaires | Low Output | Architectural Flood and Spot Luminaires | Standard | TRUE | 2721.1 | 96.1 | 28.3 | 21.1 | 0.9381 | 3096 | 70.8 | 5 | 50000 | 42626 |  |  | Yes |  | 4 | 2721 | 96.2 | 28.3 | 21.1 | 0.94 | 3000 | 70
PYWSPAS6 | EYE Lighting | BLITZ | FL4-40L-50-8-N2-U-Y-GM | Outdoor Luminaires | Very High Output | Architectural Flood and Spot Luminaires | Standard | FALSE | [9 empty] | 42626 |  |  | No |  | 3.1 | 37171.4 | 94.7 | 392.5 | 7.23 | 0.995 | 4996 | 81.6
PFDV7ME1 | Eaton (formerly Cooper Lighting) | Streetworks | UFLD-L-B75-D-[All Voltages]-66-[All Mouting]-[All Colors]-[Options include: 44N7HA]-7060 | Outdoor Luminaires | High Output | Architectural Flood and Spot Luminaires | Premium | FALSE | [9 empty] | 42626 |  |  | Yes |  | 4 | 24863.81 | 138.59 | 179.4 | 7.24 | 1 | 5700 | 71
P8J8UM8C | Eaton (formerly Cooper Lighting) | Lumark | NFFLD-L-B75-D-[All Voltages]-66-[All Mouting]-[All Colors]-[Options include: PERPER710K]-7060 | Outdoor Luminaires | High Output | Architectural Flood and Spot Luminaires | Premium | FALSE | [9 empty] | 42626 |  |  | Yes |  | 4 | 24863.81 | 138.59 | 179.4 | 7.24 | 1 | 5700 | 71
PY2NDKQ2 | Eaton (formerly Cooper Lighting) | Streetworks | UFLD-L-B100-D-[All Voltages]-66-[All Mouting]-[All Colors]-[Options include: 44N7HA]-7060 | Outdoor Luminaires | Very High Output | Architectural Flood and Spot Luminaires | Premium | FALSE | [9 empty] | 42626 |  |  | Yes |  | 4 | 32886.05 | 128.51 | 255.9 | 3.88 | 1 | 5700 | 71
PPZAXVUY | Eaton (formerly Cooper Lighting) | Streetworks | UFLD-S-C7-E-[U 9 & 8]-66-[All Mounting]-[All Colors]-[All Options]-7050 | Outdoor Luminaires | Low Output | Architectural Flood and Spot Luminaires | Standard | FALSE | [9 empty] | 42626 |  |  | Yes |  | 4 | 2760 | 140.1 | 19.7 | 12.05 | 0.99 | 5000 | 70
P4ECH9HH | Eaton (formerly Cooper Lighting) | Streetworks | UFLD-S-C15-E-[9 & 8]-66-[All Mounting]-[All Colors]-[Options include: 10K 10MSP HA 4 4N7]-7050 | Outdoor Luminaires | Mid Output | Architectural Flood and Spot Luminaires | Standard | FALSE | [9 empty] | 42626 |  |  | Yes |  | 4 | 5926.96 | 109.41 | 54.17 | 10.71 | 0.99 | 5000 | 70
PKHR5HJ3 | Eaton (formerly Cooper Lighting) | Streetworks | UFLD-S-C15-E-[U]-66-[All Mounting]-[All Colors]-[All Options]-7050 | Outdoor Luminaires | Mid Output | Architectural Flood and Spot Luminaires | Standard | FALSE | [9 empty] | 42626 |  |  | Yes |  | 4 | 6066.41 | 118.48 | 51.2 | 5.68 | 1 | 5000 | 70
PW1KSY3T | Eaton (formerly Cooper Lighting) | Lumark | NFFLD-S-C70-D-[120V-277V 347V & 480V]-66-[All Mouting]-[All Colors]-[All Options]-7050 | Outdoor Luminaires | Low Output | Architectural Flood and Spot Luminaires | Standard | FALSE | [9 empty] | 42626 |  |  | Yes |  | 4 | 2760 | 140.1 | 19.7 | 12.05 | 0.99 | 5000 | 70
PKB8ZUYW | Eaton (formerly Cooper Lighting) | Streetworks | UFLD-S-C7-D-[U 9 & 8]-66-[All Mounting]-[All Colors]-[All Options]-7050 | Outdoor Luminaires | Low Output | Architectural Flood and Spot Luminaires | Standard | FALSE | [9 empty] | 42626 |  |  | Yes |  | 4 | 2760 | 140.1 | 19.7 | 12.05 | 0.99 | 5000 | 70
PU8QQ8YV | Eaton (formerly Cooper Lighting) | Streetworks | UFLD-S-C15-D-[9 & 8]-66-[All Mounting]-[All Colors]-[Options include: 10K 10MSP HA 4 4N7]-7050 | Outdoor Luminaires | Mid Output | Architectural Flood and Spot Luminaires | Standard | FALSE | [9 empty] | 42626 |  |  | Yes |  | 4 | 5926.96 | 109.41 | 54.17 | 10.71 | 0.99 | 5000 | 70
PEEC2VEH | Eaton (formerly Cooper Lighting) | Streetworks | UFLD-S-C15-D-[U]-66-[All Mounting]-[All Colors]-[All Options]-7050 | Outdoor Luminaires | Mid Output | Architectural Flood and Spot Luminaires | Standard | FALSE | [9 empty] | 42626 |  |  | Yes |  | 4 | 6066.41 | 118.48 | 51.2 | 5.68 | 1 | 5000 | 70
PAJPXHSW | Eaton (formerly Cooper Lighting) | Lumark | NFFLD-S-C15-D-[120V-277V]-66-[All Mouting]-[All Colors]-[All Options]-7050 | Outdoor Luminaires | Mid Output | Architectural Flood and Spot Luminaires | Standard | FALSE | [9 empty] | 42626 |  |  | Yes |  | 4 | 6066 | 118.5 | 51.2 | 5.68 | 1 | 5000 | 70
PU4S9VKF | Eaton (formerly Cooper Lighting) | Lumark | NFFLD-L-B75-D-[All Voltages]-66-[All Mouting]-[All Colors]-[Options include: PERPER710K]-7050 | Outdoor Luminaires | High Output | Architectural Flood and Spot Luminaires | Premium | FALSE | [9 empty] | 42626 |  |  | Yes |  | 4 | 24931.88 | 138.97 | 179.4 | 7.24 | 1 | 5000 | 71
P6YZCGU1 | Eaton (formerly Cooper Lighting) | Streetworks | UFLD-L-B75-D-[All Voltages]-66-[All Mouting]-[All Colors]-[Options include: 44N7HA]-7050 | Outdoor Luminaires | High Output | Architectural Flood and Spot Luminaires | Premium | FALSE | [9 empty] | 42626 |  |  | Yes |  | 4 | 24931.88 | 138.97 | 179.4 | 7.24 | 1 | 5000 | 71
P2VNF69J | Eaton (formerly Cooper Lighting) | Streetworks | UFLD-S-C7-E-9-33-[All Mounting]-[All Colors]-[Options include: 10K 10MSP HA 4 4N7]-7050 | Outdoor Luminaires | Low Output | Architectural Flood and Spot Luminaires | Standard | FALSE | [9 empty] | 42626 |  |  | Yes |  | 4 | 2853.28 | 100.82 | 28.3 | 21.1 | 0.94 | 5000 | 70
PJ5K6V84 | Eaton (formerly Cooper Lighting) | Streetworks | UFLD-S-C7-E-[U]-33-[All Mounting]-[All Colors]-[Options include: 10K 10MSP PC1 PC2 4 4N7]-7050 | Outdoor Luminaires | Low Output | Architectural Flood and Spot Luminaires | Standard | FALSE | [9 empty] | 42626 |  |  | Yes |  | 4 | 2935 | 113.43 | 25.9 | 5.64 | 0.99 | 5000 | 70
PNND7HDQ | Eaton (formerly Cooper Lighting) | Streetworks | UFLD-S-C15-E-[U 9 & 8]-33-[All Mounting]-[All Colors]-[Options include: 10K 10MSP PC1 PC2 4 4N7]-7050 | Outdoor Luminaires | Mid Output | Architectural Flood and Spot Luminaires | Standard | FALSE | [9 empty] | 42626 |  |  | Yes |  | 4 | 5291.11 | 101.54 | 52.11 | 3.32 | 1 | 5000 | 70
PPYRNTX9 | Eaton (formerly Cooper Lighting) | Streetworks | UFLD-S-C7-D-9-33-[All Mounting]-[All Colors]-[Options include: 10K 10MSP HA 4 4N7]-7050 | Outdoor Luminaires | Low Output | Architectural Flood and Spot Luminaires | Standard | FALSE | [9 empty] | 42626 |  |  | Yes |  | 4 | 2853.28 | 100.82 | 28.3 | 21.1 | 0.94 | 5000 | 70
P5XB3HPA | Eaton (formerly Cooper Lighting) | Lumark | NFFLD-S-C70-D-347V-33-[All Mouting]-[All Colors]-[Options include: 10K HA PER PER7]-7050 | Outdoor Luminaires | Low Output | Architectural Flood and Spot Luminaires | Standard | FALSE | [9 empty] | 42626 |  |  | Yes |  | 4 | 2853 | 100.8 | 28.3 | 21.1 | 0.94 | 5000 | 70
PRJSPURD | Eaton (formerly Cooper Lighting) | Streetworks | UFLD-S-C7-D-[U]-33-[All Mounting]-[All Colors]-[Options include: 10K 10MSP PC1 PC2 4 4N7]-7050 | Outdoor Luminaires | Low Output | Architectural Flood and Spot Luminaires | Standard | FALSE | [9 empty] | 42626 |  |  | Yes |  | 4 | 2935 | 113.43 | 25.9 | 5.64 | 0.99 | 5000 | 70
PBG88WS6 | Eaton (formerly Cooper Lighting) | Lumark | NFFLD-S-C70-D-[120V-277V]-33-[All Mouting]-[All Colors]-[Options include: 10K PC1 PC2 PER PER7]-7050 | Outdoor Luminaires | Low Output | Architectural Flood and Spot Luminaires | Standard | FALSE | [9 empty] | 42626 |  |  | Yes |  | 4 | 2935 | 113.4 | 25.9 | 5.64 | 0.99 | 5000 | 70
P4TJKBYJ | Eaton (formerly Cooper Lighting) | Streetworks | UFLD-S-C15-D-[U 9 & 8]-33-[All Mounting]-[All Colors]-[Options include: 10K 10MSP PC1 PC2 4 4N7]-7050 | Outdoor Luminaires | Mid Output | Architectural Flood and Spot Luminaires | Standard | FALSE | [9 empty] | 42626 |  |  | Yes |  | 4 | 5291.11 | 101.54 | 52.11 | 3.32 | 1 | 5000 | 70
P4PSEEJZ | Eaton (formerly Cooper Lighting) | Lumark | NFFLD-S-C15-D-[120V-277V 347V & 480V]-33-[All Mouting]-[All Colors]-[Options include: 10K PC1 PC2 PER PER7]-7050 | Outdoor Luminaires | Mid Output | Architectural Flood and Spot Luminaires | Standard | FALSE | [9 empty] | 42626 |  |  | Yes |  | 4 | 5291 | 101.5 | 52.11 | 3.32 | 1 | 5000 | 70
PXTJU1U7 | Eaton (formerly Cooper Lighting) | Streetworks | UFLD-L-B100-D-[All Voltages]-66-[All Mouting]-[All Colors]-[Options include: 44N7HA]-7050 | Outdoor Luminaires | Very High Output | Architectural Flood and Spot Luminaires | Premium | FALSE | [9 empty] | 42626 |  |  | Yes |  | 4 | 32976.09 | 128.86 | 255.9 | 3.88 | 1 | 5000 | 71
PBB1XKHF | Eaton (formerly Cooper Lighting) | Lumark | NFFLD-L-B100-D-[All Voltages]-66-[All Mouting]-[All Colors]-[Options include: PERPER710K]-7050 | Outdoor Luminaires | Very High Output | Architectural Flood and Spot Luminaires | Premium | FALSE | [9 empty] | 42626 |  |  | Yes |  | 4 | 32976.09 | 128.86 | 255.9 | 3.88 | 1 | 5000 | 71
PJARAM4C | Eaton (formerly Cooper Lighting) | Streetworks | UFLD-S-C7-E-[U 9 & 8]-66-[All Mounting]-[All Colors]-[All Options]-7040 | Outdoor Luminaires | Low Output | Architectural Flood and Spot Luminaires | Standard | FALSE | [9 empty] | 42626 |  |  | Yes |  | 4 | 2719 | 138.02 | 19.7 | 12.05 | 0.99 | 4000 | 70
PQKHK24N | Eaton (formerly Cooper Lighting) | Streetworks | UFLD-S-C15-E-[9 & 8]-66-[All Mounting]-[All Colors]-[Options include: 10K 10MSP HA 4 4N7]-7040 | Outdoor Luminaires | Mid Output | Architectural Flood and Spot Luminaires | Standard | FALSE | [9 empty] | 42626 |  |  | Yes |  | 4 | 5838.92 | 107.79 | 54.17 | 10.71 | 0.99 | 4000 | 70
P6YRADSH | Eaton (formerly Cooper Lighting) | Streetworks | UFLD-S-C15-E-[U]-66-[All Mounting]-[All Colors]-[All Options]-7040 | Outdoor Luminaires | Mid Output | Architectural Flood and Spot Luminaires | Standard | FALSE | [9 empty] | 42626 |  |  | Yes |  | 4 | 5976.3 | 116.72 | 51.2 | 5.68 | 1 | 4000 | 70
PRWMZDHM | Eaton (formerly Cooper Lighting) | Streetworks | UFLD-S-C7-D-[U 9 & 8]-66-[All Mounting]-[All Colors]-[All Options]-7040 | Outdoor Luminaires | Low Output | Architectural Flood and Spot Luminaires | Standard | FALSE | [9 empty] | 42626 |  |  | Yes |  | 4 | 2719 | 138.02 | 19.7 | 12.05 | 0.99 | 4000 | 70
PMY7QYFT | Eaton (formerly Cooper Lighting) | Lumark | NFFLD-S-C70-D-[120V-277V 347V & 480V]-66-[All Mouting]-[All Colors]-[All Options]-7040 | Outdoor Luminaires | Low Output | Architectural Flood and Spot Luminaires | Standard | FALSE | [9 empty] | 42626 |  |  | Yes |  | 4 | 2719 | 138 | 19.7 | 12.05 | 0.99 | 4000 | 70
PMNFUT31 | Eaton (formerly Cooper Lighting) | Lumark | NFFLD-S-C15-D-[347V & 480V]-66-[All Mouting]-[All Colors]-[Options include: 10K HA PER PER7]-7040 | Outdoor Luminaires | Mid Output | Architectural Flood and Spot Luminaires | Standard | FALSE | [9 empty] | 42626 |  |  | Yes |  | 4 | 5839 | 107.8 | 54.17 | 10.71 | 0.99 | 4000 | 70
P38Z4W7C | Eaton (formerly Cooper Lighting) | Streetworks | UFLD-S-C15-D-[9 & 8]-66-[All Mounting]-[All Colors]-[Options include: 10K 10MSP HA 4 4N7]-7040 | Outdoor Luminaires | Mid Output | Architectural Flood and Spot Luminaires | Standard | FALSE | [9 empty] | 42626 |  |  | Yes |  | 4 | 5838.92 | 107.79 | 54.17 | 10.71 | 0.99 | 4000 | 70
P2NZD526 | Eaton (formerly Cooper Lighting) | Streetworks | UFLD-S-C15-D-[U]-66-[All Mounting]-[All Colors]-[All Options]-7040 | Outdoor Luminaires | Mid Output | Architectural Flood and Spot Luminaires | Standard | FALSE | [9 empty] | 42626 |  |  | Yes |  | 4 | 5976.3 | 116.72 | 51.2 | 5.68 | 1 | 4000 | 70
PCB7CYVR | Eaton (formerly Cooper Lighting) | Lumark | NFFLD-S-C15-D-[120V-277V]-66-[All Mouting]-[All Colors]-[All Options]-7040 | Outdoor Luminaires | Mid Output | Architectural Flood and Spot Luminaires | Standard | FALSE | [9 empty] | 42626 |  |  | Yes |  | 4 | 5976 | 116.7 | 51.2 | 5.68 | 1 | 4000 | 70
PS7JDHHN | Eaton (formerly Cooper Lighting) | Lumark | NFFLD-L-B75-D-[All Voltages]-66-[All Mouting]-[All Colors]-[Options include: PERPER710K]-7040 | Outdoor Luminaires | High Output | Architectural Flood and Spot Luminaires | Premium | FALSE | [9 empty] | 42626 |  |  | Yes |  | 4 | 25036 | 139.55 | 179.4 | 7.24 | 1 | 4000 | 71
PJ8W9Z3K | Eaton (formerly Cooper Lighting) | Streetworks | UFLD-L-B75-D-[All Voltages]-66-[All Mouting]-[All Colors]-[Options include: 44N7HA]-7040 | Outdoor Luminaires | High Output | Architectural Flood and Spot Luminaires | Premium | FALSE | [9 empty] | 42626 |  |  | Yes |  | 4 | 25036 | 139.55 | 179.4 | 7.24 | 1 | 4000 | 71
P4E147FR | Eaton (formerly Cooper Lighting) | Streetworks | UFLD-S-C7-E-9-33-[All Mounting]-[All Colors]-[Options include: 10K 10MSP HA 4 4N7]-7040 | Outdoor Luminaires | Low Output | Architectural Flood and Spot Luminaires | Standard | FALSE | [9 empty] | 42626 |  |  | Yes |  | 4 | 2810.89 | 99.32 | 28.3 | 21.1 | 0.94 | 4000 | 70
PNYMJSTQ | Eaton (formerly Cooper Lighting) | Streetworks | UFLD-S-C7-E-[U]-33-[All Mounting]-[All Colors]-[Options include: 10K 10MSP PC1 PC2 4 4N7]-7040 | Outdoor Luminaires | Low Output | Architectural Flood and Spot Luminaires | Standard | FALSE | [9 empty] | 42626 |  |  | Yes |  | 4 | 2891.4 | 111.74 | 25.9 | 5.64 | 0.99 | 4000 | 70
PSPK5BT7 | Eaton (formerly Cooper Lighting) | Streetworks | UFLD-S-C15-E-[U 9 & 8]-33-[All Mounting]-[All Colors]-[Options include: 10K 10MSP PC1 PC2 4 4N7]-7040 | Outdoor Luminaires | Mid Output | Architectural Flood and Spot Luminaires | Standard | FALSE | [9 empty] | 42626 |  |  | Yes |  | 4 | 5212.51 | 100.03 | 52.11 | 3.32 | 1 | 4000 | 70
P54GS3UG | Eaton (formerly Cooper Lighting) | Lumark | NFFLD-S-C70-D-347V-33-[All Mouting]-[All Colors]-[Options include: 10K HA PER PER7]-7040 | Outdoor Luminaires | Low Output | Architectural Flood and Spot Luminaires | Standard | FALSE | [9 empty] | 42626 |  |  | Yes |  | 4 | 2811 | 99.3 | 28.3 | 21.1 | 0.94 | 4000 | 70
PX9ZES6U | Eaton (formerly Cooper Lighting) | Streetworks | UFLD-S-C7-D-9-33-[All Mounting]-[All Colors]-[Options include: 10K 10MSP HA 4 4N7]-7040 | Outdoor Luminaires | Low Output | Architectural Flood and Spot Luminaires | Standard | FALSE | [9 empty] | 42626 |  |  | Yes |  | 4 | 2810.89 | 99.32 | 28.3 | 21.1 | 0.94 | 4000 | 70
PSEZRS42 | Eaton (formerly Cooper Lighting) | Streetworks | UFLD-S-C7-D-[U]-33-[All Mounting]-[All Colors]-[Options include: 10K 10MSP PC1 PC2 4 4N7]-7040 | Outdoor Luminaires | Low Output | Architectural Flood and Spot Luminaires | Standard | FALSE | [9 empty] | 42626 |  |  | Yes |  | 4 | 2891.4 | 111.74 | 25.9 | 5.64 | 0.99 | 4000 | 70
PBV45J2T | Eaton (formerly Cooper Lighting) | Lumark | NFFLD-S-C70-D-[120V-277V]-33-[All Mouting]-[All Colors]-[Options include: 10K PC1 PC2 PER PER7]-7040 | Outdoor Luminaires | Low Output | Architectural Flood and Spot Luminaires | Standard | FALSE | [9 empty] | 42626 |  |  | Yes |  | 4 | 2891 | 111.7 | 25.9 | 5.64 | 0.99 | 4000 | 70
PTVP1HYM | Eaton (formerly Cooper Lighting) | Lumark | NFFLD-S-C15-D-[120V-277V 347V & 480V]-33-[All Mouting]-[All Colors]-[Options include: 10K PC1 PC2 PER PER7]-7040 | Outdoor Luminaires | Mid Output | Architectural Flood and Spot Luminaires | Standard | FALSE | [9 empty] | 42626 |  |  | Yes |  | 4 | 5213 | 100 | 52.11 | 3.32 | 1 | 4000 | 70
PJPU668K | Eaton (formerly Cooper Lighting) | Streetworks | UFLD-S-C15-D-[U 9 & 8]-33-[All Mounting]-[All Colors]-[Options include: 10K 10MSP PC1 PC2 4 4N7]-7040 | Outdoor Luminaires | Mid Output | Architectural Flood and Spot Luminaires | Standard | FALSE | [9 empty] | 42626 |  |  | Yes |  | 4 | 5212.51 | 100.03 | 52.11 | 3.32 | 1 | 4000 | 70
PVWJTNDX | Eaton (formerly Cooper Lighting) | Lumark | NFFLD-L-B100-D-[All Voltages]-66-[All Mouting]-[All Colors]-[Options include: PERPER710K]-7040 | Outdoor Luminaires | Very High Output | Architectural Flood and Spot Luminaires | Premium | FALSE | [9 empty] | 42626 |  |  | Yes |  | 4 | 33113.8 | 129.4 | 255.9 | 3.88 | 1 | 4000 | 71
PMT7FMX6 | Eaton (formerly Cooper Lighting) | Streetworks | UFLD-L-B100-D-[All Voltages]-66-[All Mouting]-[All Colors]-[Options include: 44N7HA]-7040 | Outdoor Luminaires | Very High Output | Architectural Flood and Spot Luminaires | Premium | FALSE | [9 empty] | 42626 |  |  | Yes |  | 4 | 33113.8 | 129.4 | 255.9 | 3.88 | 1 | 4000 | 71
PAKY1F4K | Eaton (formerly Cooper Lighting) | Streetworks | UFLD-S-C7-E-[U 9 & 8]-66-[All Mounting]-[All Colors]-[All Options]-7030 | Outdoor Luminaires | Low Output | Architectural Flood and Spot Luminaires | Standard | FALSE | [9 empty] | 42626 |  |  | Yes |  | 4 | 2632.14 | 133.61 | 19.7 | 12.05 | 0.99 | 3000 | 70
PAB22ZVX | Eaton (formerly Cooper Lighting) | Streetworks | UFLD-S-C15-E-[9 & 8]-66-[All Mounting]-[All Colors]-[Options include: 10K 10MSP HA 4 4N7]-7030 | Outdoor Luminaires | Mid Output | Architectural Flood and Spot Luminaires | Standard | FALSE | [9 empty] | 42626 |  |  | Yes |  | 4 | 5652.4 | 104.35 | 54.17 | 10.71 | 0.99 | 3000 | 70
PGJ49U7G | Eaton (formerly Cooper Lighting) | Streetworks | UFLD-S-C15-E-[U]-66-[All Mounting]-[All Colors]-[All Options]-7030 | Outdoor Luminaires | Mid Output | Architectural Flood and Spot Luminaires | Standard | FALSE | [9 empty] | 42626 |  |  | Yes |  | 4 | 5785.39 | 113 | 51.2 | 5.68 | 1 | 3000 | 70
P6QFB8PX | Eaton (formerly Cooper Lighting) | Streetworks | UFLD-S-C7-D-[U 9 & 8]-66-[All Mounting]-[All Colors]-[All Options]-7030 | Outdoor Luminaires | Low Output | Architectural Flood and Spot Luminaires | Standard | FALSE | [9 empty] | 42626 |  |  | Yes |  | 4 | 2632.14 | 133.61 | 19.7 | 12.05 | 0.99 | 3000 | 70
P2C8C26R | Eaton (formerly Cooper Lighting) | Streetworks | UFLD-S-C15-D-[9 & 8]-66-[All Mounting]-[All Colors]-[Options include: 10K 10MSP HA 4 4N7]-7030 | Outdoor Luminaires | Mid Output | Architectural Flood and Spot Luminaires | Standard | FALSE | [9 empty] | 42626 |  |  | Yes |  | 4 | 5652.4 | 104.35 | 54.17 | 10.71 | 0.99 | 3000 | 70
PXWTQKX3 | Eaton (formerly Cooper Lighting) | Lumark | NFFLD-S-C15-D-[347V & 480V]-66-[All Mouting]-[All Colors]-[Options include: 10K HA PER PER7]-7030 | Outdoor Luminaires | Mid Output | Architectural Flood and Spot Luminaires | Standard | FALSE | [9 empty] | 42626 |  |  | Yes |  | 4 | 5652 | 104.3 | 54.17 | 10.71 | 0.99 | 3000 | 70
P6BV95YE | Eaton (formerly Cooper Lighting) | Streetworks | UFLD-S-C15-D-[U]-66-[All Mounting]-[All Colors]-[All Options]-7030 | Outdoor Luminaires | Mid Output | Architectural Flood and Spot Luminaires | Standard | FALSE | [9 empty] | 42626 |  |  | Yes |  | 4 | 5785.39 | 113 | 51.2 | 5.68 | 1 | 3000 | 70
P6NK5596 | Eaton (formerly Cooper Lighting) | Lumark | NFFLD-S-C15-D-[120V-277V]-66-[All Mouting]-[All Colors]-[All Options]-7030 | Outdoor Luminaires | Mid Output | Architectural Flood and Spot Luminaires | Standard | FALSE | [9 empty] | 42626 |  |  | Yes |  | 4 | 5785 | 113 | 51.2 | 5.68 | 1 | 3000 | 70
P5ENJJ6P | Eaton (formerly Cooper Lighting) | Streetworks | UFLD-L-B75-D-[All Voltages]-66-[All Mouting]-[All Colors]-[Options include: 44N7HA]-7030 | Outdoor Luminaires | High Output | Architectural Flood and Spot Luminaires | Premium | FALSE | [9 empty] | 42626 |  |  | Yes |  | 4 | 24291.17 | 135.4 | 179.4 | 7.24 | 1 | 3000 | 71
PCWEYEVB | Eaton (formerly Cooper Lighting) | Streetworks | UFLD-S-C7-E-9-33-[All Mounting]-[All Colors]-[Options include: 10K 10MSP HA 4 4N7]-7030 | Outdoor Luminaires | Low Output | Architectural Flood and Spot Luminaires | Standard | FALSE | [9 empty] | 42626 |  |  | Yes |  | 4 | 2721.1 | 96.15 | 28.3 | 21.1 | 0.94 | 3000 | 70
PPMMFHBB | Eaton (formerly Cooper Lighting) | Streetworks | UFLD-S-C7-E-[U]-33-[All Mounting]-[All Colors]-[Options include: 10K 10MSP PC1 PC2 4 4N7]-7030 | Outdoor Luminaires | Low Output | Architectural Flood and Spot Luminaires | Standard | FALSE | [9 empty] | 42626 |  |  | Yes |  | 4 | 2799.03 | 108.17 | 25.9 | 5.64 | 0.99 | 3000 | 70
PMNRZMQH | Eaton (formerly Cooper Lighting) | Streetworks | UFLD-S-C15-E-[U 9 & 8]-33-[All Mounting]-[All Colors]-[Options include: 10K 10MSP PC1 PC2 4 4N7]-7030 | Outdoor Luminaires | Mid Output | Architectural Flood and Spot Luminaires | Standard | FALSE | [9 empty] | 42626 |  |  | Yes |  | 4 | 5046 | 96.83 | 52.11 | 3.32 | 1 | 3000 | 70
P7TENQR5 | Eaton (formerly Cooper Lighting) | Streetworks | UFLD-S-C7-D-9-33-[All Mounting]-[All Colors]-[Options include: 10K 10MSP HA 4 4N7]-7030 | Outdoor Luminaires | Low Output | Architectural Flood and Spot Luminaires | Standard | FALSE | [9 empty] | 42626 |  |  | Yes |  | 4 | 2721.1 | 96.15 | 28.3 | 21.1 | 0.94 | 3000 | 70
PCFMY2RG | Eaton (formerly Cooper Lighting) | Streetworks | UFLD-S-C7-D-[U]-33-[All Mounting]-[All Colors]-[Options include: 10K 10MSP PC1 PC2 4 4N7]-7030 | Outdoor Luminaires | Low Output | Architectural Flood and Spot Luminaires | Standard | FALSE | [9 empty] | 42626 |  |  | Yes |  | 4 | 2799.03 | 108.17 | 25.9 | 5.64 | 0.99 | 3000 | 70
PPNZGM4D | Eaton (formerly Cooper Lighting) | Lumark | NFFLD-S-C70-D-[120V-277V]-33-[All Mouting]-[All Colors]-[Options include: 10K PC1 PC2 PER PER7]-7030 | Outdoor Luminaires | Low Output | Architectural Flood and Spot Luminaires | Standard | FALSE | [9 empty] | 42626 |  |  | Yes |  | 4 | 2799 | 108.2 | 25.9 | 5.64 | 0.99 | 3000 | 70
PU27A3GQ | Eaton (formerly Cooper Lighting) | Lumark | NFFLD-S-C15-D-[120V-277V 347V & 480V]-33-[All Mouting]-[All Colors]-[Options include: 10K PC1 PC2 PER PER7]-7030 | Outdoor Luminaires | Mid Output | Architectural Flood and Spot Luminaires | Standard | FALSE | [9 empty] | 42626 |  |  | Yes |  | 4 | 5046 | 96.8 | 52.11 | 3.32 | 1 | 3000 | 70
P7A7PR4V | Eaton (formerly Cooper Lighting) | Streetworks | UFLD-S-C15-D-[U 9 & 8]-33-[All Mounting]-[All Colors]-[Options include: 10K 10MSP PC1 PC2 4 4N7]-7030 | Outdoor Luminaires | Mid Output | Architectural Flood and Spot Luminaires | Standard | FALSE | [9 empty] | 42626 |  |  | Yes |  | 4 | 5046 | 96.83 | 52.11 | 3.32 | 1 | 3000 | 70
PY3AQQGT | Eaton (formerly Cooper Lighting) | Streetworks | UFLD-L-B100-D-[347V-480V]-66-[All Mouting]-[All Colors]-[Options include: 44N7HA]-7030 | Outdoor Luminaires | Very High Output | Architectural Flood and Spot Luminaires | Standard | FALSE | [9 empty] | 42626 |  |  | Yes |  | 4 | 30457.2 | 114.6 | 265.8 | 4.87 | 1 | 3000 | 71
PUH9ZDCD | Eaton (formerly Cooper Lighting) | Lumark | NFFLD-L-B100-D-[120V-277V]-66-[All Mouting]-[All Colors]-[Options include: PERPER710K]-7030 | Outdoor Luminaires | Very High Output | Architectural Flood and Spot Luminaires | Standard | FALSE | [9 empty] | 42626 |  |  | Yes |  | 4 | 32128.65 | 125.55 | 255.9 | 3.88 | 1 | 3000 | 71
PR659VSB | Eaton (formerly Cooper Lighting) | Streetworks | UFLD-L-B100-D-[120V-277V]-66-[All Mouting]-[All Colors]-[Options include: 44N7HA]-7030 | Outdoor Luminaires | Very High Output | Architectural Flood and Spot Luminaires | Standard | FALSE | [9 empty] | 42626 |  |  | Yes |  | 4 | 32128.65 | 125.55 | 255.9 | 3.88 | 1 | 3000 | 71
PW7TJ7U3 | Signcomplex Limited | Signcomplex | FL-100-AW-WW-S-YY | Outdoor Luminaires | High Output | Architectural Flood and Spot Luminaires | Standard | TRUE | 10672.064 | 105.664 | 101 | 15.6 | 0.911 | 3007 | 70.8 | 5 | 50000 | 42625 |  |  | No |  | 4 | 10672.1 | 105.7 | 101 | 15.6 | 0.91 | 3007 | 70.8
PURZDXHC | Signcomplex Limited | Signcomplex | FL-070-AW-WW-S-YY | Outdoor Luminaires | Mid Output | Architectural Flood and Spot Luminaires | Standard | TRUE | 7199.942 | 101.265 | 71.1 | 15.5 | 0.91 | 3064 | 71.2 | 5 | 50000 | 42625 |  |  | No |  | 4 | 7199.9 | 101.3 | 71.1 | 15.5 | 0.91 | 3064 | 71.2
PZ9XWABM | Signcomplex Limited | Signcomplex | FL-050-AW-WW-S-YY | Outdoor Luminaires | Mid Output | Architectural Flood and Spot Luminaires | Standard | TRUE | 5254.77 | 105.73 | 50.3 | 16.4 | 0.908 | 2938 | 72.9 | 5 | 50000 | 42625 |  |  | No |  | 4 | 5326.1 | 105.9 | 50.3 | 16.4 | 0.91 | 2938 | 72.9
PGNPCC6K | Signcomplex Limited | Signcomplex | FL-030-AW-WW-S-YY | Outdoor Luminaires | Low Output | Architectural Flood and Spot Luminaires | Standard | TRUE | 2836.14 | 95.09 | 30.1 | 15.1 | 0.908 | 2925 | 72.8 | 5 | 50000 | 42625 |  |  | No |  | 4 | 2884.2 | 95.8 | 30.1 | 15.1 | 0.91 | 2925 | 72.8
PMQFQFKH | Signcomplex Limited | Signcomplex | FL-070-AW-W-S-YY | Outdoor Luminaires | Mid Output | Architectural Flood and Spot Luminaires | Standard | FALSE | [9 empty] | 42625 |  |  | No |  | 4 | 7536.7 | 107.7 | 70 | 17.4 | 0.91 | 5092 | 68.8
PYE217MS | Signcomplex Limited | Signcomplex | FL-100-AW-W-S-YY | Outdoor Luminaires | High Output | Architectural Flood and Spot Luminaires | Standard | FALSE | [9 empty] | 42625 |  |  | No |  | 4 | 11117.7 | 108.5 | 102.5 | 17.1 | 0.91 | 4961 | 72.4
PDMBUN3F | Signcomplex Limited | Signcomplex | FL-050-AW-W-S-YY | Outdoor Luminaires | Mid Output | Architectural Flood and Spot Luminaires | Standard | FALSE | [9 empty] | 42625 |  |  | No |  | 4 | 5858.4 | 111.4 | 52.6 | 17.9 | 0.91 | 4863 | 72
PR3FKMZC | Signcomplex Limited | Signcomplex | FL-030-AW-W-S-YY | Outdoor Luminaires | Low Output | Architectural Flood and Spot Luminaires | Standard | FALSE | [9 empty] | 42625 |  |  | No |  | 4 | 3152.7 | 101.4 | 31.1 | 16.7 | 0.91 | 4755 | 72.1
PVVVVJK8 | Signcomplex Limited | Signcomplex | FL-070-AW-NW-S-YY | Outdoor Luminaires | Mid Output | Architectural Flood and Spot Luminaires | Standard | FALSE | [9 empty] | 42625 |  |  | No |  | 4 | 7472.8 | 104.5 | 71.5 | 16.7 | 0.92 | 4086 | 70.5
PYJVG5KA | Signcomplex Limited | Signcomplex | FL-100-AW-NW-S-YY | Outdoor Luminaires | High Output | Architectural Flood and Spot Luminaires | Standard | FALSE | [9 empty] | 42625 |  |  | No |  | 4 | 10872.8 | 105.1 | 103.5 | 16.7 | 0.91 | 3974 | 71.2
PZVM1AHN | Signcomplex Limited | Signcomplex | FL-050-AW-NW-S-YY | Outdoor Luminaires | Mid Output | Architectural Flood and Spot Luminaires | Standard | FALSE | [9 empty] | 42625 |  |  | No |  | 4 | 5546.7 | 108.1 | 51.3 | 17.4 | 0.91 | 3924 | 72
PQDSWZRC | Signcomplex Limited | Signcomplex | FL-030-AW-NW-S-YY | Outdoor Luminaires | Low Output | Architectural Flood and Spot Luminaires | Standard | FALSE | [9 empty] | 42625 |  |  | No |  | 4 | 3118.3 | 98.1 | 31.8 | 15.9 | 0.91 | 3871 | 71.9
PYU4UDVK | Acuity Brands Lighting | American Electric Lighting | ACP2LED 910A XXXX 65 3K XX XX XX XX XXXX | Outdoor Luminaires | Very High Output | Architectural Flood and Spot Luminaires | Standard | TRUE | 40817 | 101.92 | 400.5 | 14.44 | 0.9593 | 3112 | 72.51 | 5 | 50000 | 42622 |  |  | Yes |  | 4 | 40817 | 101.92 | 400.5 | 6.66 | 0.98 | 3112 | 72.51
PQBMYQWV | Acuity Brands Lighting | American Electric Lighting | ACP2LED 710A XXXX 65 3K XX XX XX XX XXXX | Outdoor Luminaires | Very High Output | Architectural Flood and Spot Luminaires | Standard | TRUE | 32928 | 104.37 | 315.5 | 14.44 | 0.9593 | 3099 | 72.53 | 5 | 50000 | 42622 |  |  | Yes |  | 4 | 32928 | 104.37 | 315.5 | 6.66 | 0.98 | 3099 | 72.53
P8RJPR79 | Acuity Brands Lighting | American Electric Lighting | ACP2LED 910A XXXX 66 3K XX XX XX XX XXXX | Outdoor Luminaires | Very High Output | Architectural Flood and Spot Luminaires | Standard | FALSE | [9 empty] | 42622 | Dimmable | Continuous Below 10 | Yes |  | 3 | 45603.8 | 116.63 | 391 | 6.66 | 0.98 | 3099 | 72.53
PYWBAYU3 | Acuity Brands Lighting | American Electric Lighting | ACP2LED 810A XXXX 66 3K XX XX XX XX XXXX | Outdoor Luminaires | Very High Output | Architectural Flood and Spot Luminaires | Standard | FALSE | [9 empty] | 42622 | Dimmable | Continuous Below 10 | Yes |  | 3 | 41368 | 118.53 | 349 | 6.66 | 0.98 | 3099 | 72.53
PNFUCH6W | Acuity Brands Lighting | American Electric Lighting | ACP2LED 810A XXXX 65 3K XX XX XX XX XXXX | Outdoor Luminaires | Very High Output | Architectural Flood and Spot Luminaires | Standard | FALSE | [9 empty] | 42622 | Dimmable | Continuous Below 10 | Yes |  | 3 | 41009.6 | 117.51 | 349 | 6.66 | 0.98 | 3099 | 72.53
PZW3BDJV | Acuity Brands Lighting | American Electric Lighting | ACP2LED 710A XXXX 66 3K XX XX XX XX XXXX | Outdoor Luminaires | Very High Output | Architectural Flood and Spot Luminaires | Standard | FALSE | [9 empty] | 42622 | Dimmable | Continuous Below 10 | Yes |  | 3 | 36003 | 117.27 | 307 | 6.66 | 0.98 | 3099 | 72.53
PRGPR86Y | Ecomax Lighting | ECOMAX LIGHTING | SUN-FL-300W-111[12]-1601 4000K | Outdoor Luminaires | Very High Output | Architectural Flood and Spot Luminaires | Standard | TRUE | 40141 | 131.99 | 304.1 | 13.69 | 0.9477 | 4041 | 74.3 | 5 | 50000 | 42620 |  |  | No |  | 3.1 | 40141 | 131.99 | 304.1 | 13.69 | 0.9477 | 4000 | 74.3
P5DYM3HT | SMART ENERGY SOLUTIONS | SmartLED | SES-FL-50W-5K | Outdoor Luminaires | Low Output | Architectural Flood and Spot Luminaires | Standard | TRUE | 3906 | 76.84 | 50.83 | 17.4 | 0.928 | 5130 | 76 | 5 | 55000 | 42620 |  |  | NotYetVerified |  | 3 | 4000 | 80 | 50 |  | 0.9 | 5200 | 80
PJHV8Z2B | Ecomax Lighting | ECOMAX LIGHTING | SUN-FL-150W-111[12]-1601 4000K | Outdoor Luminaires | High Output | Architectural Flood and Spot Luminaires | Standard | TRUE | 20867 | 138.93 | 150.2 | 13.45 | 0.9273 | 4062 | 74.3 | 5 | 50000 | 42620 |  |  | No |  | 3.1 | 20867 | 138.93 | 150.2 | 13.45 | 0.9273 | 4000 | 74.3
PN8X5DF5 | MaxLite Inc | MaxLite | MFL80AU7T540[BW][MS4PC] | Outdoor Luminaires | Mid Output | Architectural Flood and Spot Luminaires | Standard | FALSE | [9 empty] | 42620 |  |  | Yes |  | 3 | 7835 | 94.07 | 83.29 | 11.21 | 0.99 | 4000 | 74.5
PKXFT3HW | MaxLite Inc | MaxLite | MFL80AU7T440[BW][MS4PC] | Outdoor Luminaires | Mid Output | Architectural Flood and Spot Luminaires | Standard | FALSE | [9 empty] | 42620 |  |  | Yes |  | 3 | 7835 | 94.07 | 83.29 | 11.21 | 0.99 | 4000 | 74.5
PTK1SYAZ | MaxLite Inc | MaxLite | MFL105AU7T440[BW][MS4PC] | Outdoor Luminaires | High Output | Architectural Flood and Spot Luminaires | Standard | FALSE | [9 empty] | 42620 |  |  | Yes |  | 3 | 10407 | 94.34 | 110.3 | 9.68 | 0.99 | 4000 | 74.5
PDJX59UH | MaxLite Inc | MaxLite | MFL105AU7T540[BW][MS4PC] | Outdoor Luminaires | High Output | Architectural Flood and Spot Luminaires | Standard | FALSE | [9 empty] | 42620 |  |  | Yes |  | 3 | 10407 | 94.34 | 110.3 | 9.68 | 0.99 | 4000 | 74.5
PNWSWJP7 | MaxLite Inc | MaxLite | MFL55AU7T540[BW][MS4PC] | Outdoor Luminaires | Mid Output | Architectural Flood and Spot Luminaires | Standard | FALSE | [9 empty] | 42620 |  |  | Yes |  | 3 | 5201 | 95.31 | 54.57 | 8.1 | 0.98 | 4000 | 74.5
P4ESNSJC | MaxLite Inc | MaxLite | MFL55AU7T440[BW][MS4PC] | Outdoor Luminaires | Mid Output | Architectural Flood and Spot Luminaires | Standard | FALSE | [9 empty] | 42620 |  |  | Yes |  | 3 | 5201 | 95.31 | 54.57 | 8.1 | 0.98 | 4000 | 74.5
PV9DR9Y3 | MaxLite Inc | MaxLite | MFL80AU7T340[BW][MS4PC] | Outdoor Luminaires | Mid Output | Architectural Flood and Spot Luminaires | Standard | FALSE | [9 empty] | 42620 |  |  | Yes |  | 3 | 7835 | 94.07 | 83.29 | 11.21 | 0.99 | 4000 | 74.5
PXRACHAA | MaxLite Inc | MaxLite | MFL105AU7T340[BW][MS4PC] | Outdoor Luminaires | High Output | Architectural Flood and Spot Luminaires | Standard | FALSE | [9 empty] | 42620 |  |  | Yes |  | 3 | 10407 | 94.34 | 110.3 | 9.68 | 0.99 | 4000 | 74.5
PAEVWS1Y | MaxLite Inc | MaxLite | MFL55AU7T340[BW][MS4PC] | Outdoor Luminaires | Mid Output | Architectural Flood and Spot Luminaires | Standard | FALSE | [9 empty] | 42620 |  |  | Yes |  | 3 | 5201 | 95.31 | 54.57 | 8.1 | 0.98 | 4000 | 74.5
P4EPG4VN | Ecomax Lighting | ECOMAX LIGHTING | SUN-FL-150W-111[12]-1601 5700K | Outdoor Luminaires | High Output | Architectural Flood and Spot Luminaires | Standard | FALSE | [9 empty] | 42620 | Not Dimmable | Not Dimmable | No |  | 3.1 | 21264 | 140.26 | 151.6 | 13.63 | 0.9261 | 5700 | 75.9
PDHQWFD2 | Ecomax Lighting | ECOMAX LIGHTING | SUN-FL-300W-111[12]-1601 5700K | Outdoor Luminaires | Very High Output | Architectural Flood and Spot Luminaires | Standard | FALSE | [9 empty] | 42620 | Not Dimmable | Not Dimmable | No |  | 3.1 | 42058 | 137.22 | 306.5 | 13.98 | 0.943 | 5700 | 76.6
P4X9Q5T5 | Ecomax Lighting | ECOMAX LIGHTING | SUN-FL-150W-111[12]-1601 5000K | Outdoor Luminaires | High Output | Architectural Flood and Spot Luminaires | Standard | FALSE | [9 empty] | 42620 | Not Dimmable | Not Dimmable | No |  | 3.1 | 21066 | 139.6 | 150.9 | 13.45 | 0.9273 | 5000 | 74.3
PMWAK4WK | Ecomax Lighting | ECOMAX LIGHTING | SUN-FL-300W-111[12]-1601 5000K | Outdoor Luminaires | Very High Output | Architectural Flood and Spot Luminaires | Standard | FALSE | [9 empty] | 42620 | Not Dimmable | Not Dimmable | No |  | 3.1 | 41099 | 134.62 | 305.3 | 13.69 | 0.9477 | 5000 | 74.3
P5P6PC94 | ICEPIPE Corporation | ICEPIPE | CD4000-400W-B3E-5700K | Outdoor Luminaires | Very High Output | Architectural Flood and Spot Luminaires | Standard | FALSE | [9 empty] | 42620 | Not Dimmable | Not Dimmable | No |  | 3 | 43212 | 110.9 | 389.5 | 10.57 | 0.99 | 5486 | 83.12
PW7Q1RY3 | SUZHOU WISTA LIGHTING TECHNOLOGY CO.LTD | SUZHOU WISTA LIGHTING TECHNOLOGYCO.LTD | WST-YFL-10-50W(3000K) | Outdoor Luminaires | Mid Output | Architectural Flood and Spot Luminaires | Standard | TRUE | 4953 | 100.73 | 49.17 | 11.9 | 0.934 | 3006 | 72.6 | 5 | 50000 | 42619 |  |  | No |  | 4 | 4945 | 100.92 | 49 | 11.9 | 0.93 | 3000 | 72.6
P2WWFSKT | RAB Lighting | RAB Lighting | PIP15Y/D10[blank/PCU] | Outdoor Luminaires | Low Output | Architectural Flood and Spot Luminaires | Premium | TRUE | 2063 | 130.6 | 15.8 | 14.1 | 0.928 | 3045 | 73 | 5 | 100000 | 42619 |  |  | Yes |  | 4 | 2063 | 130.6 | 15.81 | 14.1 | 0.93 | 3045 | 73
PEW3K5ZU | RAB Lighting | RAB Lighting | PIP15/D10[blank/PCU] | Outdoor Luminaires | Low Output | Architectural Flood and Spot Luminaires | Premium | TRUE | 2091 | 134 | 15.6 | 18.1 | 0.926 | 5048 | 77 | 5 | 100000 | 42619 |  |  | Yes |  | 4 | 2091 | 134 | 15.58 | 18.1 | 0.93 | 5048 | 77
PK8X7DR1 | SUZHOU WISTA LIGHTING TECHNOLOGY CO.LTD | SUZHOU WISTA LIGHTING TECHNOLOGYCO.LTD | WST-YFL-10-20W(3000K) | Outdoor Luminaires | Low Output | Architectural Flood and Spot Luminaires | Standard | TRUE | 2183 | 106.8 | 20.03 | 15.03 | 0.9247 | 3010 | 72.5 | 5 | 50000 | 42619 |  |  | No |  | 4 | 2170.6 | 108.37 | 20.03 | 15.03 | 0.92 | 3000 | 72.5
P11CQZGK | SUZHOU WISTA LIGHTING TECHNOLOGY CO.LTD | SUZHOU WISTA LIGHTING TECHNOLOGY CO.LTDÂ | WST-YFL-10-30W(3000K) | Outdoor Luminaires | Low Output | Architectural Flood and Spot Luminaires | Standard | TRUE | 2937.6 | 100.6 | 29.2 | 11.35 | 0.9242 | 2994 | 72.5 | 5 | 50000 | 42619 |  |  | No |  | 4 | 2947.6 | 101.08 | 29.16 | 11.35 | 0.92 | 3000 | 72.5
P9DKNCGB | Best Lighting Products | BEST LIGHTING | LEDMPAL15-X-4K | Outdoor Luminaires | Low Output | Architectural Flood and Spot Luminaires | Standard | FALSE | [9 empty] | 42619 |  |  | NotYetVerified |  | 3 | 1467.8 | 96.19 | 15.26 | 20 | 0.9 | 4000 | 82.9
PX319MAD | Best Lighting Products | BEST LIGHTING | LEDMPAL80-4K | Outdoor Luminaires | Mid Output | Architectural Flood and Spot Luminaires | Standard | FALSE | [9 empty] | 42619 |  |  | No |  | 3 | 8591 | 110.11 | 78.02 | 18.74 | 0.9024 | 4000 | 83.7
PE1DC1Q8 | Best Lighting Products | BEST LIGHTING | LEDMPAL220-4K | Outdoor Luminaires | High Output | Architectural Flood and Spot Luminaires | Standard | FALSE | [9 empty] | 42619 |  |  | No |  | 3 | 21578 | 96.75 | 223 | 18.31 | 0.9301 | 4000 | 83.6
PDB4CY2G | Best Lighting Products | BEST LIGHTING | LEDMPAL300-4K | Outdoor Luminaires | Very High Output | Architectural Flood and Spot Luminaires | Standard | FALSE | [9 empty] | 42619 |  |  | No |  | 3 | 30857 | 101.45 | 304.2 | 7.88 | 0.947 | 4000 | 83.5
PA3G86AH | Best Lighting Products | BEST LIGHTING | LEDMPAL150-4K | Outdoor Luminaires | High Output | Architectural Flood and Spot Luminaires | Standard | FALSE | [9 empty] | 42619 |  |  | No |  | 3 | 15131 | 98.1 | 154.3 | 6.27 | 0.9017 | 4000 | 83.2
PDCKJTVB | Best Lighting Products | BEST LIGHTING | LEDMPAL100-4K | Outdoor Luminaires | High Output | Architectural Flood and Spot Luminaires | Standard | FALSE | [9 empty] | 42619 |  |  | No |  | 3 | 10035 | 103.53 | 96.93 | 19.07 | 0.9024 | 4000 | 82
PX5516MJ | RAB Lighting | RAB Lighting | PIP30/D10[blank/PCU] | Outdoor Luminaires | Low Output | Architectural Flood and Spot Luminaires | Premium | FALSE | [9 empty] | 42619 |  |  | Yes |  | 4 | 4162 | 134.3 | 30.99 | 17 | 0.92 | 5028 | 77
P14R4D79 | RAB Lighting | RAB Lighting | PIP20/D10[blank/PCU] | Outdoor Luminaires | Low Output | Architectural Flood and Spot Luminaires | Premium | FALSE | [9 empty] | 42619 |  |  | Yes |  | 4 | 2728 | 137.78 | 19.8 | 12.4 | 0.95 | 5004 | 77
PBXB646Q | RAB Lighting | RAB Lighting | PIP20N/D10[blank/PCU] | Outdoor Luminaires | Low Output | Architectural Flood and Spot Luminaires | Premium | FALSE | [9 empty] | 42619 |  |  | Yes |  | 4 | 2796 | 140.5 | 19.9 | 12.4 | 0.95 | 4014 | 72
PAY4P3TP | RAB Lighting | RAB Lighting | PIP30N/D10[blank/PCU] | Outdoor Luminaires | Low Output | Architectural Flood and Spot Luminaires | Premium | FALSE | [9 empty] | 42619 |  |  | Yes |  | 4 | 4265 | 136.7 | 31.2 | 17 | 0.92 | 4014 | 72
PKSQ5JGT | RAB Lighting | RAB Lighting | PIP15N/D10[blank/PCU] | Outdoor Luminaires | Low Output | Architectural Flood and Spot Luminaires | Premium | FALSE | [9 empty] | 42619 |  |  | Yes |  | 4 | 2143 | 136.5 | 15.69 | 14.6 | 0.93 | 4014 | 72
P6PXQTJP | RAB Lighting | RAB Lighting | PIP20Y/D10[blank/PCU] | Outdoor Luminaires | Low Output | Architectural Flood and Spot Luminaires | Premium | FALSE | [9 empty] | 42619 |  |  | Yes |  | 4 | 2692 | 133.9 | 20.1 | 12.4 | 0.95 | 3045 | 73
P3NS13VJ | RAB Lighting | RAB Lighting | PIP30Y/D10[blank/PCU] | Outdoor Luminaires | Low Output | Architectural Flood and Spot Luminaires | Premium | FALSE | [9 empty] | 42619 |  |  | Yes |  | 4 | 4106 | 130.76 | 31.4 | 17 | 0.92 | 3045 | 73
PP3H9JRB | SUZHOU WISTA LIGHTING TECHNOLOGY CO.LTD | SUZHOU WISTA LIGHTING TECHNOLOGYCO.LTD | WST-YFL-10-20W(5700K) | Outdoor Luminaires | Low Output | Architectural Flood and Spot Luminaires | Standard | FALSE | [9 empty] | 42619 | Not Dimmable | Not Dimmable | No |  | 4 | 2216 | 109.98 | 20.15 | 14.97 | 0.93 | 5700 | 81.4
PA6QZAHG | SUZHOU WISTA LIGHTING TECHNOLOGY CO.LTD | SUZHOU WISTA LIGHTING TECHNOLOGYCO.LTD | WST-YFL-10-50W(5700K) | Outdoor Luminaires | Mid Output | Architectural Flood and Spot Luminaires | Standard | FALSE | [9 empty] | 42619 | Not Dimmable | Not Dimmable | No |  | 4 | 5024 | 102.68 | 48.93 | 11.94 | 0.93 | 5700 | 78
PW929Q6A | SUZHOU WISTA LIGHTING TECHNOLOGY CO.LTD | SUZHOU WISTA LIGHTING TECHNOLOGY CO.LTDÂ | WST-YFL-10-30W(5700K) | Outdoor Luminaires | Low Output | Architectural Flood and Spot Luminaires | Standard | FALSE | [9 empty] | 42619 | Not Dimmable | Not Dimmable | No |  | 4 | 3108 | 103.46 | 30.04 | 11.22 | 0.92 | 5700 | 77.6
PX8RQY86 | SUZHOU WISTA LIGHTING TECHNOLOGY CO.LTD | SUZHOU WISTA LIGHTING TECHNOLOGYCO.LTD | WST-YFL-10-50W(5000K) | Outdoor Luminaires | Mid Output | Architectural Flood and Spot Luminaires | Standard | FALSE | [9 empty] | 42619 | Not Dimmable | Not Dimmable | No |  | 4 | 4945 | 100.92 | 49 | 11.9 | 0.93 | 5000 | 72.6
PF39QSPZ | SUZHOU WISTA LIGHTING TECHNOLOGY CO.LTD | SUZHOU WISTA LIGHTING TECHNOLOGYCO.LTD | WST-YFL-10-20W(5000K) | Outdoor Luminaires | Low Output | Architectural Flood and Spot Luminaires | Standard | FALSE | [9 empty] | 42619 | Not Dimmable | Not Dimmable | No |  | 4 | 2170.6 | 108.37 | 20.03 | 15.03 | 0.92 | 5000 | 72.5
PNXBSE5U | SUZHOU WISTA LIGHTING TECHNOLOGY CO.LTD | SUZHOU WISTA LIGHTING TECHNOLOGY CO.LTDÂ | WST-YFL-10-30W(5000K) | Outdoor Luminaires | Low Output | Architectural Flood and Spot Luminaires | Standard | FALSE | [9 empty] | 42619 | Not Dimmable | Not Dimmable | No |  | 4 | 2947.6 | 101.08 | 29.16 | 11.35 | 0.92 | 5000 | 72.5
PTASWCS9 | SUZHOU WISTA LIGHTING TECHNOLOGY CO.LTD | SUZHOU WISTA LIGHTING TECHNOLOGYCO.LTD | WST-YFL-10-50W(4500K) | Outdoor Luminaires | Mid Output | Architectural Flood and Spot Luminaires | Standard | FALSE | [9 empty] | 42619 | Not Dimmable | Not Dimmable | No |  | 4 | 4945 | 100.92 | 49 | 11.9 | 0.93 | 4500 | 72.6
PJNBGYXG | SUZHOU WISTA LIGHTING TECHNOLOGY CO.LTD | SUZHOU WISTA LIGHTING TECHNOLOGYCO.LTD | WST-YFL-10-20W(4500K) | Outdoor Luminaires | Low Output | Architectural Flood and Spot Luminaires | Standard | FALSE | [9 empty] | 42619 | Not Dimmable | Not Dimmable | No |  | 4 | 2170.6 | 108.37 | 20.03 | 15.03 | 0.92 | 4500 | 72.5
PT8MEFYA | SUZHOU WISTA LIGHTING TECHNOLOGY CO.LTD | SUZHOU WISTA LIGHTING TECHNOLOGY CO.LTDÂ | WST-YFL-10-30W(4500K) | Outdoor Luminaires | Low Output | Architectural Flood and Spot Luminaires | Standard | FALSE | [9 empty] | 42619 | Not Dimmable | Not Dimmable | No |  | 4 | 2947.6 | 101.08 | 29.16 | 11.35 | 0.92 | 4500 | 72.5
P31KTTK2 | SUZHOU WISTA LIGHTING TECHNOLOGY CO.LTD | SUZHOU WISTA LIGHTING TECHNOLOGYCO.LTD | WST-YFL-10-50W(4000K) | Outdoor Luminaires | Mid Output | Architectural Flood and Spot Luminaires | Standard | FALSE | [9 empty] | 42619 | Not Dimmable | Not Dimmable | No |  | 4 | 4945 | 100.92 | 49 | 11.9 | 0.93 | 4000 | 72.6
PPF5B2V7 | SUZHOU WISTA LIGHTING TECHNOLOGY CO.LTD | SUZHOU WISTA LIGHTING TECHNOLOGYCO.LTD | WST-YFL-10-20W(4000K) | Outdoor Luminaires | Low Output | Architectural Flood and Spot Luminaires | Standard | FALSE | [9 empty] | 42619 | Not Dimmable | Not Dimmable | No |  | 4 | 2170.6 | 108.37 | 20.03 | 15.03 | 0.92 | 4000 | 72.5
PWW1R4U9 | SUZHOU WISTA LIGHTING TECHNOLOGY CO.LTD | SUZHOU WISTA LIGHTING TECHNOLOGY CO.LTDÂ | WST-YFL-10-30W(4000K) | Outdoor Luminaires | Low Output | Architectural Flood and Spot Luminaires | Standard | FALSE | [9 empty] | 42619 | Not Dimmable | Not Dimmable | No |  | 4 | 2947.6 | 101.08 | 29.16 | 11.35 | 0.92 | 4000 | 72.5
PFSUQ6CG | SUZHOU WISTA LIGHTING TECHNOLOGY CO.LTD | SUZHOU WISTA LIGHTING TECHNOLOGYCO.LTD | WST-YFL-10-50W(3500K) | Outdoor Luminaires | Mid Output | Architectural Flood and Spot Luminaires | Standard | FALSE | [9 empty] | 42619 | Not Dimmable | Not Dimmable | No |  | 4 | 4945 | 100.92 | 49 | 11.9 | 0.93 | 3500 | 72.6
PEK71XUN | SUZHOU WISTA LIGHTING TECHNOLOGY CO.LTD | SUZHOU WISTA LIGHTING TECHNOLOGYCO.LTD | WST-YFL-10-20W(3500K) | Outdoor Luminaires | Low Output | Architectural Flood and Spot Luminaires | Standard | FALSE | [9 empty] | 42619 | Not Dimmable | Not Dimmable | No |  | 4 | 2170.6 | 108.37 | 20.03 | 15.03 | 0.92 | 3500 | 72.5
PEFC927B | SUZHOU WISTA LIGHTING TECHNOLOGY CO.LTD | SUZHOU WISTA LIGHTING TECHNOLOGY CO.LTDÂ | WST-YFL-10-30W(3500K) | Outdoor Luminaires | Low Output | Architectural Flood and Spot Luminaires | Standard | FALSE | [9 empty] | 42619 | Not Dimmable | Not Dimmable | No |  | 4 | 2947.6 | 101.08 | 29.16 | 11.35 | 0.92 | 3500 | 72.5
PXBGF349 | Aimlite Lighting Products | AimLite | F12F-A1-2/50K | Outdoor Luminaires | High Output | Architectural Flood and Spot Luminaires | Standard | TRUE | 19365.7 | 82.25 | 235.44 | 9.56 | 0.872 | 5278 | 73.9 | 5 | 50000 | 42615 |  |  | NotYetVerified |  | 3
PKK5PFHT | Classy & Neo-Lighting Group Inc | NEOTOP | FL-300W-111[12]-1601 4000K | Outdoor Luminaires | Very High Output | Architectural Flood and Spot Luminaires | Standard | TRUE | 40141 | 131.99 | 304.1 | 13.69 | 0.9477 | 4041 | 74.3 | 5 | 50000 | 42614 |  |  | No |  | 3.1 | 40141 | 131.99 | 304.1 | 13.69 | 0.9477 | 4000 | 74.3
PDMQHQ25 | Classy & Neo-Lighting Group Inc | NEOTOP | FL-185W-111[12]-1601 4000K | Outdoor Luminaires | High Output | Architectural Flood and Spot Luminaires | Standard | TRUE | 24203 | 131.28 | 184.4 | 13.61 | 0.9244 | 4041 | 74.2 | 5 | 50000 | 42614 |  |  | No |  | 3.1 | 24203 | 131.28 | 184.4 | 13.61 | 0.9244 | 4000 | 74.2
PNC9TE1M | Stanpro Lighting Systems Inc. | Stanpro | FLF-LS1-W/50K | Outdoor Luminaires | High Output | Architectural Flood and Spot Luminaires | Standard | TRUE | 19365.7 | 82.25 | 235.44 | 9.56 | 0.872 | 5278 | 73.9 | 5 | 50000 | 42614 |  |  | NotYetVerified |  | 3
PMGZJQRE | Classy & Neo-Lighting Group Inc | NEOTOP | FL-185W-111[12]-1601 5700K | Outdoor Luminaires | High Output | Architectural Flood and Spot Luminaires | Standard | FALSE | [9 empty] | 42614 | Not Dimmable | Not Dimmable | No |  | 3.1 | 25413 | 136.48 | 186.2 | 13.55 | 0.9273 | 5700 | 76.5
P5MQBBRH | Classy & Neo-Lighting Group Inc | NEOTOP | FL-300W-111[12]-1601 5700K | Outdoor Luminaires | Very High Output | Architectural Flood and Spot Luminaires | Standard | FALSE | [9 empty] | 42614 | Not Dimmable | Not Dimmable | No |  | 3.1 | 42058 | 137.22 | 306.5 | 13.98 | 0.943 | 5700 | 76.6
P5FD325J | Classy & Neo-Lighting Group Inc | NEOTOP | FL-185W-111[12]-1601 5000K | Outdoor Luminaires | High Output | Architectural Flood and Spot Luminaires | Standard | FALSE | [9 empty] | 42614 | Not Dimmable | Not Dimmable | No |  | 3.1 | 24808 | 133.88 | 185.3 | 13.61 | 0.9244 | 5000 | 74.2
PAXTUNCW | Classy & Neo-Lighting Group Inc | NEOTOP | FL-300W-111[12]-1601 5000K | Outdoor Luminaires | Very High Output | Architectural Flood and Spot Luminaires | Standard | FALSE | [9 empty] | 42614 | Not Dimmable | Not Dimmable | No |  | 3.1 | 41099 | 134.62 | 305.3 | 13.69 | 0.9477 | 5000 | 74.3
PHMVTV2D | XtraLight Manufacturing Ltd. | XtraLight | LFLL-9000L-50K-UNV | Outdoor Luminaires | Mid Output | Architectural Flood and Spot Luminaires | Standard | TRUE | 9893 | 104.7 | 94.53 | 10.82 | 0.97 | 5018 | 72.1 | 10 | 100000 | 42612 |  |  | Yes |  | 3.1 | 9893 | 104.7 | 94.53 | 5.31 | 1 | 5018 | 72.1
PRTXC47B | XtraLight Manufacturing Ltd. | XtraLight | LFLL-9000L-40K-UNV | Outdoor Luminaires | Mid Output | Architectural Flood and Spot Luminaires | Standard | TRUE | 9728 | 105.9 | 91.93 | 11.16 | 0.969 | 4153 | 71.85 | 10 | 100000 | 42612 |  |  | Yes |  | 3.1 | 9728 | 105.9 | 91.93 | 5.52 | 1 | 4153 | 71.85
PHYPFEHC | Etlin-Daniels | ETLIN-DANIELS | FLS-10U3N-X-Y | Outdoor Luminaires | Low Output | Architectural Flood and Spot Luminaires | Standard | TRUE | 942.15 | 85.11 | 11.07 | 18.51 | 0.9473 | 3087 | 83 | 5 | 50000 | 42612 |  |  | NotYetVerified |  | 3 | 900 | 85 | 12 |  | 0.9 | 3000 | 80
PTQ5GN1B | Led Lighting Center LLC | OptimalLED | HBAN15010W40 | Outdoor Luminaires | High Output | Architectural Flood and Spot Luminaires | Standard | TRUE | 19060.66 | 126.1 | 151.1 | 10.3 | 0.943 | 4004 | 84 | 5 | 50000 | 42612 |  |  | No |  | 4 | 19060.6 | 126.1 | 151.1 | 10 | 0.94 | 4004 | 84
PK8W1NZD | XtraLight Manufacturing Ltd. | XtraLight | LFLL-7500L-50K-UNV | Outdoor Luminaires | Mid Output | Architectural Flood and Spot Luminaires | Premium | TRUE | 7567 | 111.3 | 68.02 | 8.44 | 0.943 | 5073 | 74.44 | 10 | 100000 | 42612 |  |  | Yes |  | 3.1 | 7567 | 111.3 | 68.02 | 6.54 | 1 | 5073 | 74.44
PYFMXKYZ | Led Lighting Center LLC | OptimalLED | HBAN24010W40 | Outdoor Luminaires | High Output | Architectural Flood and Spot Luminaires | Standard | TRUE | 29892.67 | 124 | 241 | 11.8 | 0.942 | 4004 | 84 | 5 | 50000 | 42612 |  |  | No |  | 4 | 29892.6 | 124 | 241 | 12 | 0.94 | 4004 | 84
PZ791P1X | XtraLight Manufacturing Ltd. | XtraLight | LFLS-2500L-40K-DIM | Outdoor Luminaires | Low Output | Architectural Flood and Spot Luminaires | Standard | TRUE | 2736 | 109.4 | 25.02 | 6.79 | 0.942 | 4107 | 71.23 | 10 | 100000 | 42612 |  |  | Yes |  | 3.1 | 2736 | 109.4 | 25.02 | 6.52 | 1 | 4107 | 71.23
PPG939ZJ | Global Energy & Lighting | Global Energy & Lighting | GLEDHM-400W-5000K | Outdoor Luminaires | Very High Output | Architectural Flood and Spot Luminaires | Premium | TRUE | 48206 | 119 | 405.2 | 18.04 | 0.9361 | 4762 | 70.1 | 5 | 50000 | 42612 |  |  | Yes |  | 3.1 | 48206 | 119 | 405.2 | 6.42 | 0.99 | 4762 | 70.1
P4MXBHRS | XtraLight Manufacturing Ltd. | XtraLight | LFLM-4500L-40K-DIM | Outdoor Luminaires | Low Output | Architectural Flood and Spot Luminaires | Premium | TRUE | 5089 | 107.8 | 47.19 | 12.39 | 0.931 | 4154 | 71.75 | 10 | 100000 | 42612 |  |  | Yes |  | 3.1 | 5089 | 107.8 | 47.19 | 6.68 | 1 | 4154 | 71.75
PFF71SZX | XtraLight Manufacturing Ltd. | XtraLight | LFLM-4500L-50K-DIM | Outdoor Luminaires | Low Output | Architectural Flood and Spot Luminaires | Standard | TRUE | 4644 | 99.2 | 46.82 | 11.84 | 0.93 | 5087 | 75.23 | 10 | 100000 | 42612 |  |  | Yes |  | 3.1 | 4644 | 99.2 | 46.82 | 6.72 | 1 | 5087 | 75.23
PV5E43PX | Led Lighting Center LLC | OptimalLED | HBAN20010W40 | Outdoor Luminaires | High Output | Architectural Flood and Spot Luminaires | Standard | TRUE | 25222.63 | 124.7 | 202.2 | 15.5 | 0.927 | 3982 | 84.1 | 5 | 50000 | 42612 |  |  | No |  | 4 | 25222.6 | 124.7 | 202.2 | 16 | 0.93 | 4004 | 84.1
PWTAMVDJ | Xiamen Holly Lite Co. Ltd. | CCD LIGHITNG | CCD-FL-075-24-NON | Outdoor Luminaires | Mid Output | Architectural Flood and Spot Luminaires | Standard | TRUE | 8399.55 | 108.47 | 77.44 | 17.63 | 0.9247 | 3843 | 70.7 | 5 | 50000 | 42612 |  |  | No |  | 3.1 | 8399.55 | 108.47 | 77.44 | 17.63 | 1 | 3843 | 70.7
PE7MP18R | Global Energy & Lighting | Global Energy & Lighting | GLEDHM-300W-5000K | Outdoor Luminaires | Very High Output | Architectural Flood and Spot Luminaires | Premium | TRUE | 37493 | 123.4 | 303.8 | 15.88 | 0.8962 | 4739 | 69.7 | 5 | 50000 | 42612 |  |  | Yes |  | 4 | 37493 | 123.4 | 303.8 | 6.89 | 0.99 | 4739 | 69.7
PV1NVNQM | Led Lighting Center LLC | OptimalLED | HBAN24010W57 | Outdoor Luminaires | Very High Output | Architectural Flood and Spot Luminaires | Standard | FALSE | [9 empty] | 42612 |  |  | No |  | 4 | 31507.4 | 128.7 | 244.8 | 12 | 0.95 | 5864 | 84.3
P9R16FP6 | Led Lighting Center LLC | OptimalLED | HBAN15010W57 | Outdoor Luminaires | High Output | Architectural Flood and Spot Luminaires | Standard | FALSE | [9 empty] | 42612 |  |  | No |  | 4 | 20143.3 | 131.7 | 152.9 | 10 | 0.95 | 5830 | 84.2
PAJ5CV8N | Led Lighting Center LLC | OptimalLED | HBAN20010W57 | Outdoor Luminaires | High Output | Architectural Flood and Spot Luminaires | Standard | FALSE | [9 empty] | 42612 |  |  | No |  | 4 | 26504 | 128.8 | 205.7 | 16 | 0.93 | 5830 | 84
PEQ5D799 | Led Lighting Center LLC | OptimalLED | HBAN20010W50 | Outdoor Luminaires | High Output | Architectural Flood and Spot Luminaires | Standard | FALSE | [9 empty] | 42612 |  |  | No |  | 4 | 25222.6 | 124.7 | 202.2 | 16 | 0.93 | 5000 | 84.1
PDGJ3QU7 | Led Lighting Center LLC | OptimalLED | HBAN24010W50 | Outdoor Luminaires | High Output | Architectural Flood and Spot Luminaires | Standard | FALSE | [9 empty] | 42612 |  |  | No |  | 4 | 29892.6 | 124 | 241 | 12 | 0.94 | 5000 | 84
PS6KNJC1 | Led Lighting Center LLC | OptimalLED | HBAN15010W50 | Outdoor Luminaires | High Output | Architectural Flood and Spot Luminaires | Standard | FALSE | [9 empty] | 42612 |  |  | No |  | 4 | 19060.6 | 126.1 | 151.1 | 10 | 0.94 | 5000 | 84
PMQPA6X9 | XtraLight Manufacturing Ltd. | XtraLight | LFLS-2500L-50K-DIM | Outdoor Luminaires | Low Output | Architectural Flood and Spot Luminaires | Standard | FALSE | [9 empty] | 42612 |  |  | Yes |  | 3.1 | 2779 | 107.7 | 25.75 | 6.85 | 0.99 | 4994 | 71.91
PA48ASZQ | XtraLight Manufacturing Ltd. | XtraLight | LFLL-7500L-40K-UNV | Outdoor Luminaires | Mid Output | Architectural Flood and Spot Luminaires | Premium | FALSE | [9 empty] | 42612 |  |  | Yes |  | 3.1 | 7769 | 113.9 | 68.24 | 6.58 | 1 | 4098 | 71.62
P1GHRA4T | Xiamen Holly Lite Co. Ltd. | CCD LIGHITNG | CCD-FL-075-25-STP | Outdoor Luminaires | Mid Output | Architectural Flood and Spot Luminaires | Standard | FALSE | [9 empty] | 42612 |  |  | No |  | 3.1 | 8777.97 | 111.82 | 78.5 | 17.63 | 1 | 4878 | 72.3
PFV9P5TR | Xiamen Holly Lite Co. Ltd. | CCD LIGHITNG | CCD-FL-075-25-NON | Outdoor Luminaires | Mid Output | Architectural Flood and Spot Luminaires | Standard | FALSE | [9 empty] | 42612 |  |  | No |  | 3.1 | 8777.97 | 111.82 | 78.5 | 17.63 | 1 | 4878 | 72.3
PGVV349U | Xiamen Holly Lite Co. Ltd. | CCD LIGHITNG | CCD-FL-075-25-CTN | Outdoor Luminaires | Mid Output | Architectural Flood and Spot Luminaires | Standard | FALSE | [9 empty] | 42612 |  |  | No |  | 3.1 | 8777.97 | 111.82 | 78.5 | 17.63 | 1 | 4878 | 72.3
PZRHFKD8 | Xiamen Holly Lite Co. Ltd. | CCD LIGHITNG | CCD-FL-075-24-STP | Outdoor Luminaires | Mid Output | Architectural Flood and Spot Luminaires | Standard | FALSE | [9 empty] | 42612 |  |  | No |  | 3.1 | 8399.55 | 108.47 | 77.44 | 17.63 | 1 | 3843 | 70.7
PWKR8HCP | Xiamen Holly Lite Co. Ltd. | CCD LIGHITNG | CCD-FL-075-24-CTN | Outdoor Luminaires | Mid Output | Architectural Flood and Spot Luminaires | Standard | FALSE | [9 empty] | 42612 |  |  | No |  | 3.1 | 8399.55 | 108.47 | 77.44 | 17.63 | 1 | 3843 | 70.7
PDY28PM2 | Global Energy & Lighting | Global Energy & Lighting | GLEDHM-600W-5000K | Outdoor Luminaires | Very High Output | Architectural Flood and Spot Luminaires | Premium | FALSE | [9 empty] | 42612 | Dimmable | Continuous Below 10 | Yes |  | 3.1 | 72094 | 119.6 | 603 | 6.84 | 1 | 4781 | 70.7
PSM12NXS | Global Energy & Lighting | Global Energy & Lighting | GLEDHM-500W-5000K | Outdoor Luminaires | Very High Output | Architectural Flood and Spot Luminaires | Standard | FALSE | [9 empty] | 42612 | Dimmable | Continuous Below 10 | Yes |  | 3.1 | 63249 | 122 | 517.7 | 2.96 | 1 | 4764 | 70.7
PG6UC9WB | Etlin-Daniels | ETLIN-DANIELS | FLS-10U5N-X-Y | Outdoor Luminaires | Low Output | Architectural Flood and Spot Luminaires | Standard | FALSE | [9 empty] | 42612 | Not Yet Verified | Not Yet Verified | NotYetVerified |  | 3 | 900 | 85 | 12 |  | 0.9 | 5000 | 80
PD7K2776 | Etlin-Daniels | ETLIN-DANIELS | FLS-10U4N-X-Y | Outdoor Luminaires | Low Output | Architectural Flood and Spot Luminaires | Standard | FALSE | [9 empty] | 42612 | Not Yet Verified | Not Yet Verified | NotYetVerified |  | 3 | 900 | 85 | 12 |  | 0.9 | 4000 | 80
PN5GZDJP | IKIO LED LIGHTING | IKIO LED LIGHTING | IK-FL-150W (3000K) | Outdoor Luminaires | High Output | Architectural Flood and Spot Luminaires | Standard | TRUE | 12153.229 | 83.84 | 144.96 | 16.89 | 0.914 | 3028 | 68.8 | 6 | 50000 | 42611 |  |  | NotYetVerified |  | 3 | 12153.229 | 83.84 | 144.96 | 16.89 | 0.914 | 3028 | 68.8
PH5BSB3B | IKIO LED LIGHTING | IKIO LED LIGHTING | IK-FL-100W (3000K) | Outdoor Luminaires | Mid Output | Architectural Flood and Spot Luminaires | Standard | TRUE | 8701.364 | 85.29 | 102.02 | 15.35 | 0.91 | 3036 | 68.9 | 6 | 50000 | 42611 |  |  | NotYetVerified |  | 3 | 8701.364 | 85.29 | 102.02 | 15.35 | 0.91 | 3036 | 68.9
P4BWWMMT | IKIO LED LIGHTING | IKIO LED LIGHTING | IK-FL-200W (3000K) | Outdoor Luminaires | High Output | Architectural Flood and Spot Luminaires | Standard | TRUE | 16309.42 | 80.42 | 202.81 | 11.81 | 0.902 | 3040 | 68.8 | 6 | 50000 | 42611 |  |  | NotYetVerified |  | 3 | 16309.42 | 80.42 | 202.81 | 11.81 | 0.902 | 3040 | 68.8
PSD6W3WE | IKIO LED LIGHTING | IKIO LED LIGHTING | IK-FL-150W (5700K) | Outdoor Luminaires | High Output | Architectural Flood and Spot Luminaires | Standard | FALSE | [9 empty] | 42611 |  |  | NotYetVerified |  | 3 | 12531.942 | 87.2 | 143.71 | 16.34 | 0.995 | 5912 | 70.1
PAG6J9HM | IKIO LED LIGHTING | IKIO LED LIGHTING | IK-FL-100W (5700K) | Outdoor Luminaires | Mid Output | Architectural Flood and Spot Luminaires | Standard | FALSE | [9 empty] | 42611 |  |  | NotYetVerified |  | 3 | 8903.375 | 86.78 | 102.6 | 14.84 | 0.995 | 5908 | 69.8
P9ARNTC9 | IKIO LED LIGHTING | IKIO LED LIGHTING | IK-FL-200W (5700K) | Outdoor Luminaires | High Output | Architectural Flood and Spot Luminaires | Standard | FALSE | [9 empty] | 42611 |  |  | NotYetVerified |  | 3 | 16603.623 | 81.38 | 204.02 | 11.28 | 0.995 | 5854 | 70.5
PX9Z7RUQ | IKIO LED LIGHTING | IKIO LED LIGHTING | IK-FL-200W (5000K) | Outdoor Luminaires | High Output | Architectural Flood and Spot Luminaires | Standard | FALSE | [9 empty] | 42611 |  |  | NotYetVerified |  | 3 | 16551.809 | 81.2 | 203.84 | 11.34 | 0.995 | 5213 | 70.2
PXJEPVGW | IKIO LED LIGHTING | IKIO LED LIGHTING | IK-FL-100W (5000K) | Outdoor Luminaires | Mid Output | Architectural Flood and Spot Luminaires | Standard | FALSE | [9 empty] | 42611 |  |  | NotYetVerified |  | 3 | 8865.545 | 86.51 | 102.48 | 14.9 | 0.995 | 5213 | 69.7
PR68H36V | IKIO LED LIGHTING | IKIO LED LIGHTING | IK-FL-150W (5000K) | Outdoor Luminaires | High Output | Architectural Flood and Spot Luminaires | Standard | FALSE | [9 empty] | 42611 |  |  | NotYetVerified |  | 3 | 12434.933 | 86.54 | 143.69 | 16.4 | 0.995 | 5027 | 69.9
PUETEAZA | IKIO LED LIGHTING | IKIO LED LIGHTING | IK-FL-200W (4500K) | Outdoor Luminaires | High Output | Architectural Flood and Spot Luminaires | Standard | FALSE | [9 empty] | 42611 |  |  | NotYetVerified |  | 3 | 16524.16 | 81.14 | 203.65 | 11.46 | 0.995 | 4674 | 69.9
P8NKW1BA | IKIO LED LIGHTING | IKIO LED LIGHTING | IK-FL-100W (4500K) | Outdoor Luminaires | Mid Output | Architectural Flood and Spot Luminaires | Standard | FALSE | [9 empty] | 42611 |  |  | NotYetVerified |  | 3 | 8846.975 | 86.43 | 102.36 | 15.04 | 0.995 | 4509 | 69.5
PJBXCY5V | IKIO LED LIGHTING | IKIO LED LIGHTING | IK-FL-150W (4500K) | Outdoor Luminaires | High Output | Architectural Flood and Spot Luminaires | Standard | FALSE | [9 empty] | 42611 |  |  | NotYetVerified |  | 3 | 12363.956 | 86.07 | 143.65 | 16.47 | 0.994 | 4418 | 69.6
PWY2HHBH | IKIO LED LIGHTING | IKIO LED LIGHTING | IK-FL-100W (4000K) | Outdoor Luminaires | Mid Output | Architectural Flood and Spot Luminaires | Standard | FALSE | [9 empty] | 42611 |  |  | NotYetVerified |  | 3 | 8815.613 | 86.25 | 102.21 | 15.13 | 0.994 | 4185 | 69.4
P3VXQQ4A | IKIO LED LIGHTING | IKIO LED LIGHTING | IK-FL-200W (4000K) | Outdoor Luminaires | High Output | Architectural Flood and Spot Luminaires | Standard | FALSE | [9 empty] | 42611 |  |  | NotYetVerified |  | 3 | 16453.836 | 80.89 | 203.41 | 11.51 | 0.994 | 4092 | 69.6
PT16M1BY | IKIO LED LIGHTING | IKIO LED LIGHTING | IK-FL-150W (4000K) | Outdoor Luminaires | High Output | Architectural Flood and Spot Luminaires | Standard | FALSE | [9 empty] | 42611 |  |  | NotYetVerified |  | 3 | 12277.492 | 85.48 | 143.63 | 16.53 | 0.994 | 3914 | 69.4
PSRC286J | IKIO LED LIGHTING | IKIO LED LIGHTING | IK-FL-150W (3500K) | Outdoor Luminaires | High Output | Architectural Flood and Spot Luminaires | Standard | FALSE | [9 empty] | 42611 |  |  | NotYetVerified |  | 3 | 12118.404 | 84.39 | 143.6 | 16.6 | 0.994 | 3652 | 69.2
PSA8HFXC | IKIO LED LIGHTING | IKIO LED LIGHTING | IK-FL-200W (3500K) | Outdoor Luminaires | High Output | Architectural Flood and Spot Luminaires | Standard | FALSE | [9 empty] | 42611 |  |  | NotYetVerified |  | 3 | 16386.016 | 80.62 | 203.25 | 11.63 | 0.994 | 3453 | 69.3
PMUGAX6R | IKIO LED LIGHTING | IKIO LED LIGHTING | IK-FL-100W (3500K) | Outdoor Luminaires | Mid Output | Architectural Flood and Spot Luminaires | Standard | FALSE | [9 empty] | 42611 |  |  | NotYetVerified |  | 3 | 8792.372 | 86.09 | 102.13 | 15.21 | 0.994 | 3447 | 69.2
P74Q5Y44 | Dongguan Kelta | Tii | TFL605K-UN1B [120VAC Only] | Outdoor Luminaires | Mid Output | Architectural Flood and Spot Luminaires | Standard | FALSE | [9 empty] | 42608 |  |  | No | Product updated on 1/20/2017 | 4.1 | 7590 | 117 | 65 | 18.1 | 0.97 | 5000 | 87
PW8J7KJK | AGC Lighting Co. Ltd | AGC lighting | FL05-100-5000K-F00801 | Outdoor Luminaires | High Output | Architectural Flood and Spot Luminaires | Standard | TRUE | 13494 | 130.13 | 103.7 | 15.03 | 0.9365 | 5213 | 76.6 | 5 | 50000 | 42608 |  |  | No |  | 4 | 13494 | 130.13 | 103.7 | 15.03 | 0.94 | 5000 | 76.6
P7MD6DJ8 | AGC Lighting Co. Ltd | AGC lighting | FL05-240-5000K-F00801 | Outdoor Luminaires | High Output | Architectural Flood and Spot Luminaires | Standard | TRUE | 27264 | 112.38 | 242.6 | 11.74 | 0.9357 | 5240 | 76.5 | 5 | 50000 | 42608 |  |  | No |  | 4 | 27264 | 112.38 | 242.6 | 11.74 | 0.94 | 5000 | 76.5
PMG7SWCG | AGC Lighting Co. Ltd | AGC lighting | FL05-100-5000K-F01602 | Outdoor Luminaires | High Output | Architectural Flood and Spot Luminaires | Standard | FALSE | [9 empty] | 42608 |  |  | No |  | 4 | 13744 | 132.54 | 103.7 | 15.3 | 0.94 | 5000 | 76.6
P9ADVCAU | AGC Lighting Co. Ltd | AGC lighting | FL05-100-5000K-F01601 | Outdoor Luminaires | High Output | Architectural Flood and Spot Luminaires | Standard | FALSE | [9 empty] | 42608 |  |  | No |  | 4 | 14084 | 135.95 | 103.6 | 15.71 | 0.94 | 5000 | 76.5
PB88UZQB | AGC Lighting Co. Ltd | AGC lighting | FL05-200-5000K-F01601 | Outdoor Luminaires | High Output | Architectural Flood and Spot Luminaires | Standard | FALSE | [9 empty] | 42608 |  |  | No |  | 4 | 25409.57 | 124.37 | 204.3 | 13.69 | 0.92 | 5000 | 76.5
PTBGZUUZ | AGC Lighting Co. Ltd | AGC lighting | FL05-200-5000K-F01602 | Outdoor Luminaires | High Output | Architectural Flood and Spot Luminaires | Standard | FALSE | [9 empty] | 42608 |  |  | No |  | 4 | 24800.52 | 121.39 | 204.3 | 13.69 | 0.92 | 5000 | 76.5
PZ4SVH7P | AGC Lighting Co. Ltd | AGC lighting | FL05-200-5000K-F00801 | Outdoor Luminaires | High Output | Architectural Flood and Spot Luminaires | Standard | FALSE | [9 empty] | 42608 |  |  | No |  | 4 | 24362 | 119.25 | 204.3 | 13.69 | 0.92 | 5000 | 76.5
P64QPMHB | AGC Lighting Co. Ltd | AGC lighting | FL05-240-5000K-F01601 | Outdoor Luminaires | High Output | Architectural Flood and Spot Luminaires | Standard | FALSE | [9 empty] | 42608 |  |  | No |  | 4 | 28436.35 | 117.21 | 242.6 | 11.74 | 0.94 | 5000 | 76.5
P63PHXDV | AGC Lighting Co. Ltd | AGC lighting | FL05-240-5000K-F01602 | Outdoor Luminaires | High Output | Architectural Flood and Spot Luminaires | Standard | FALSE | [9 empty] | 42608 |  |  | No |  | 4 | 27754.75 | 114.41 | 242.6 | 11.74 | 0.94 | 5000 | 76.5
PJ2KYR6B | AGC Lighting Co. Ltd | AGC lighting | FL05-150-5000K-F01601 | Outdoor Luminaires | High Output | Architectural Flood and Spot Luminaires | Standard | FALSE | [9 empty] | 42608 |  |  | No |  | 4 | 19371.64 | 126.28 | 153.4 | 13.91 | 0.93 | 5000 | 76.3
P66T5A34 | AGC Lighting Co. Ltd | AGC lighting | FL05-150-5000K-F01602 | Outdoor Luminaires | High Output | Architectural Flood and Spot Luminaires | Standard | FALSE | [9 empty] | 42608 |  |  | No |  | 4 | 18907.31 | 123.25 | 153.4 | 13.91 | 0.93 | 5000 | 76.3
P1FPFXHG | AGC Lighting Co. Ltd | AGC lighting | FL05-150-5000K-F00801 | Outdoor Luminaires | High Output | Architectural Flood and Spot Luminaires | Standard | FALSE | [9 empty] | 42608 |  |  | No |  | 4 | 18573 | 121.08 | 153.4 | 13.91 | 0.93 | 5000 | 76.3
PTESK9R4 | Dongguan Kelta | Tii | TFL1205K-UN1B [120VAC Only] | Outdoor Luminaires | High Output | Architectural Flood and Spot Luminaires | Standard | TRUE | 15158.74 | 115.46 | 131.29 | 17.38 | 0.97 | 5008 | 87.9 | 5 | 50000 | 42608 |  |  | No | Product updated on 1/20/2017 | 4.1 | 15150 | 115 | 132 | 18.1 | 0.97 | 5000 | 87
P7WY5YWR | Dongguan Kelta | Tii | TFL305K-UN1B [120VAC Only] | Outdoor Luminaires | Low Output | Architectural Flood and Spot Luminaires | Standard | TRUE | 3866.89 | 118.58 | 32.61 | 18.186 | 0.97 | 4921 | 87.4 | 5 | 50000 | 42608 |  |  | No | Product updated on 1/20/2017 | 4.1 | 3860 | 118 | 33 | 18.1 | 0.97 | 5000 | 87
PNT78VUK | Dongguan Kelta | Tii | TFL905K-UN1B [120VAC Only] | Outdoor Luminaires | High Output | Architectural Flood and Spot Luminaires | Standard | FALSE | [9 empty] | 42608 |  |  | No | Product updated on 1/20/2017 | 4.1 | 11420 | 116 | 98 | 18.1 | 0.97 | 5000 | 87
PB2AWTHV | LEDrock | LEDrock | Ele300W-30MMHH-D | Outdoor Luminaires | Very High Output | Architectural Flood and Spot Luminaires | Standard | TRUE | 30857 | 101.45 | 304.2 | 7.88 | 0.947 | 3056 | 83.5 | 5 | 50000 | 42607 |  |  | No |  | 3 | 30857 | 101.45 | 304.2 | 7.88 | 0.947 | 3000 | 83.5
PBE191G4 | LEDrock | LEDrock | Ele220W-30MMHH-D | Outdoor Luminaires | High Output | Architectural Flood and Spot Luminaires | Standard | TRUE | 21495 | 99.51 | 216 | 18.31 | 0.9301 | 3110 | 83.6 | 5 | 50000 | 42607 |  |  | No |  | 3 | 21578 | 96.75 | 223 | 18.31 | 0.9301 | 3000 | 83.6
PVJWBWDV | LEDrock | LEDrock | Ele100W-30MMHH-D | Outdoor Luminaires | High Output | Architectural Flood and Spot Luminaires | Standard | TRUE | 10035 | 103.53 | 96.93 | 19.07 | 0.9024 | 3058 | 82 | 5 | 50000 | 42607 |  |  | No |  | 3 | 10035 | 103.53 | 96.93 | 19.07 | 0.9024 | 3000 | 82
PV32XYMM | LEDrock | LEDrock | Ele150W-30MMHH-D | Outdoor Luminaires | High Output | Architectural Flood and Spot Luminaires | Standard | TRUE | 15131 | 98.1 | 154.3 | 6.27 | 0.9017 | 3055 | 83.2 | 5 | 50000 | 42607 |  |  | No |  | 3 | 15131 | 98.1 | 154.3 | 6.27 | 0.9017 | 3000 | 83.2
PS5P82JC | LEDrock | LEDrock | Ele220W-50MMHH-D | Outdoor Luminaires | High Output | Architectural Flood and Spot Luminaires | Standard | FALSE | [9 empty] | 42607 |  |  | No |  | 3 | 25684 | 116.82 | 219.9 | 19.02 | 0.9276 | 5000 | 84.7
PHPAHD2B | LEDrock | LEDrock | Ele100W-50MMHH-D | Outdoor Luminaires | High Output | Architectural Flood and Spot Luminaires | Standard | FALSE | [9 empty] | 42607 |  |  | No |  | 3 | 11021 | 111.95 | 98.45 | 18.87 | 0.9062 | 5000 | 83.8
PXAY7ES2 | LEDrock | LEDrock | Ele300W-50MMHH-D | Outdoor Luminaires | Very High Output | Architectural Flood and Spot Luminaires | Standard | FALSE | [9 empty] | 42607 |  |  | No |  | 3 | 30857 | 101.45 | 304.2 | 7.88 | 0.947 | 5000 | 83.5
PX2V9GW7 | LEDrock | LEDrock | Ele150W-50MMHH-D | Outdoor Luminaires | High Output | Architectural Flood and Spot Luminaires | Standard | FALSE | [9 empty] | 42607 |  |  | No |  | 3 | 15131 | 98.1 | 154.3 | 6.27 | 0.9017 | 5000 | 83.2
PY47VWX9 | LEDrock | LEDrock | Ele220W-40MMHH-D | Outdoor Luminaires | High Output | Architectural Flood and Spot Luminaires | Standard | FALSE | [9 empty] | 42607 |  |  | No |  | 3 | 21578 | 96.75 | 223 | 18.31 | 0.9301 | 4000 | 83.6
PXQH7FEU | LEDrock | LEDrock | Ele300W-40MMHH-D | Outdoor Luminaires | Very High Output | Architectural Flood and Spot Luminaires | Standard | FALSE | [9 empty] | 42607 |  |  | No |  | 3 | 30857 | 101.45 | 304.2 | 7.88 | 0.947 | 4000 | 83.5
PQAZRTXC | LEDrock | LEDrock | Ele150W-40MMHH-D | Outdoor Luminaires | High Output | Architectural Flood and Spot Luminaires | Standard | FALSE | [9 empty] | 42607 |  |  | No |  | 3 | 15131 | 98.1 | 154.3 | 6.27 | 0.9017 | 4000 | 83.2
PTCRREFK | LEDrock | LEDrock | Ele100W-40MMHH-D | Outdoor Luminaires | High Output | Architectural Flood and Spot Luminaires | Standard | FALSE | [9 empty] | 42607 |  |  | No |  | 3 | 10035 | 103.53 | 96.93 | 19.07 | 0.9024 | 4000 | 82
P1W8KACF | Venture Lighting International | Venture Lighting International | FA-212W5B | Outdoor Luminaires | High Output | Architectural Flood and Spot Luminaires | Standard | TRUE | 23948 | 115.91 | 206.6 | 11.13 | 0.9518 | 3225 | 81.7 | 5 | 50000 | 42606 |  |  | Yes |  | 3.1 | 23948 | 115.91 | 206.6 | 11.13 | 0.952 | 3000 | 81.7
PSX1VAT1 | S LITE CO. LTD. | S LITE | FL205-UNV-2006-70-50K-T5v-[All Colors]-Options include[P3P5P7]-Options include[PMSCPMPSMSMCSCPMSMSC]-Options include[L]-[TRSF] | Outdoor Luminaires | High Output | Architectural Flood and Spot Luminaires | Standard | TRUE | 25687 | 130.72 | 196.5 | 11.67 | 0.9414 | 5227 | 75 | 5 | 50000 | 42606 |  |  | Yes |  | 4 | 25687 | 130.72 | 196.5 | 11.63 | 0.93 | 5000 | 74.9
PTEH5BHD | National Lighting Conduit | Omnibrite | OBFL-120-UNV-30 | Outdoor Luminaires | High Output | Architectural Flood and Spot Luminaires | Standard | TRUE | 12015.7 | 99.5 | 120.79 | 13.25 | 0.939 | 3022 | 70.7 | 5 | 100000 | 42606 |  |  | No |  | 3.1 | 12015 | 100 | 120 | 14 | 0.9 | 3000 | 70
P62EQWVG | National Lighting Conduit | Omnibrite | OBFL-60-UNV-30 | Outdoor Luminaires | Mid Output | Architectural Flood and Spot Luminaires | Standard | TRUE | 5403.5 | 100.6 | 53.7 | 11.91 | 0.935 | 3021 | 70.7 | 5 | 50000 | 42606 |  |  | No |  | 3.1 | 5403 | 100 | 60 | 12 | 0.9 | 3000 | 70
P6PX777W | National Lighting Conduit | Omnibrite | OBFL-40-UNV-30 | Outdoor Luminaires | Low Output | Architectural Flood and Spot Luminaires | Standard | TRUE | 3629.9 | 99 | 36.38 | 9.82 | 0.935 | 3020 | 70.7 | 5 | 100000 | 42606 |  |  | No |  | 3.1 | 3629 | 101 | 40 | 10 | 0.9 | 3000
P2FB6TM3 | National Lighting Conduit | Omnibrite | OBFL-150-UNV-30 | Outdoor Luminaires | High Output | Architectural Flood and Spot Luminaires | Standard | TRUE | 15918.2 | 108.7 | 146.4 | 13.07 | 0.931 | 3017 | 70.8 | 5 | 100000 | 42606 |  |  | No |  | 3.1 | 15918 | 108 | 150 | 14 | 0.9 | 3000 | 70
PQFG5V9B | S LITE CO. LTD. | S LITE | FL205-HV-0402-70-30K-T5v-[All Colors]-Options include[P3P5P7]-Options include[PMSCPMPSMSMCSCPMSMSC]-Options include[L]-[TRSF] | Outdoor Luminaires | Low Output | Architectural Flood and Spot Luminaires | Standard | TRUE | 4425.7 | 126.48 | 34.99 | 9.89 | 0.9219 | 3026 | 75 | 5 | 50000 | 42606 |  |  | Yes |  | 4 | 4425.7 | 126.48 | 34.99 | 9.84 | 0.92 | 3000 | 74.8
PCPA4VZY | National Lighting Conduit | Omnibrite | OBFL-90-UNV-30 | Outdoor Luminaires | Mid Output | Architectural Flood and Spot Luminaires | Standard | TRUE | 8173.5 | 102.5 | 79.8 | 19.4 | 0.916 | 3041 | 71.2 | 5 | 100000 | 42606 |  |  | No |  | 3.1 | 8173 | 102 | 90 | 20 | 0.9 | 3000 | 70
PK2YJZZQ | Venture Lighting International | Venture Lighting International | FA-120W5B | Outdoor Luminaires | High Output | Architectural Flood and Spot Luminaires | Standard | TRUE | 13435 | 118.07 | 113.8 | 18.42 | 0.9081 | 3178 | 82 | 5 | 50000 | 42606 |  |  | Yes |  | 3.1 | 13435 | 118.07 | 113.8 | 18.42 | 0.9081 | 3000 | 82
PRU8ZJ85 | Venture Lighting International | Venture Lighting International | FA-120C5B | Outdoor Luminaires | High Output | Architectural Flood and Spot Luminaires | Standard | FALSE | [9 empty] | 42606 |  |  | Yes |  | 3.1 | 13978 | 122.61 | 114 | 18.03 | 0.9074 | 5000 | 82.8
P3TNAM3M | Venture Lighting International | Venture Lighting International | FA-212C5B | Outdoor Luminaires | High Output | Architectural Flood and Spot Luminaires | Standard | FALSE | [9 empty] | 42606 |  |  | Yes |  | 3.1 | 24640 | 120.02 | 205.3 | 11.08 | 0.95 | 5000 | 82.7
PM4869PK | Venture Lighting International | Venture Lighting International | FA-120F5B | Outdoor Luminaires | High Output | Architectural Flood and Spot Luminaires | Standard | FALSE | [9 empty] | 42606 |  |  | Yes |  | 3.1 | 13842 | 121.53 | 113.9 | 18.42 | 0.9081 | 4500 | 82
P81NZMEP | Venture Lighting International | Venture Lighting International | FA-212F5B | Outdoor Luminaires | High Output | Architectural Flood and Spot Luminaires | Standard | FALSE | [9 empty] | 42606 |  |  | Yes |  | 3.1 | 24467 | 118.8 | 206 | 11.13 | 0.952 | 4500 | 81.7
PB97WXGV | Venture Lighting International | Venture Lighting International | FA-120N5B | Outdoor Luminaires | High Output | Architectural Flood and Spot Luminaires | Standard | FALSE | [9 empty] | 42606 |  |  | Yes |  | 3.1 | 13707 | 120.34 | 113.9 | 18.42 | 0.9081 | 4000 | 82
PSUA9YT9 | Venture Lighting International | Venture Lighting International | FA-212N5B | Outdoor Luminaires | High Output | Architectural Flood and Spot Luminaires | Standard | FALSE | [9 empty] | 42606 |  |  | Yes |  | 3.1 | 24294 | 117.96 | 206 | 11.13 | 0.952 | 4000 | 81.7
P4MSBJJX | Venture Lighting International | Venture Lighting International | FA-120B5B | Outdoor Luminaires | High Output | Architectural Flood and Spot Luminaires | Standard | FALSE | [9 empty] | 42606 |  |  | Yes |  | 3.1 | 13571 | 119.15 | 113.9 | 18.42 | 0.9081 | 3500 | 82
PSPCV5SC | Venture Lighting International | Venture Lighting International | FA-212B5B | Outdoor Luminaires | High Output | Architectural Flood and Spot Luminaires | Standard | FALSE | [9 empty] | 42606 |  |  | Yes |  | 3.1 | 24121 | 117.12 | 206 | 11.13 | 0.952 | 3500 | 81.7
PMN44PH3 | National Lighting Conduit | Omnibrite | OBFL-90-UNV-57 | Outdoor Luminaires | Mid Output | Architectural Flood and Spot Luminaires | Standard | FALSE | [9 empty] | 42606 |  |  | No |  | 3.1 | 9300 | 117 | 90 | 20 | 0.9 | 5700 | 70
PHJY7D4Q | National Lighting Conduit | Omnibrite | OBFL-60-UNV-57 | Outdoor Luminaires | Mid Output | Architectural Flood and Spot Luminaires | Standard | FALSE | [9 empty] | 42606 |  |  | No |  | 3.1 | 6150 | 115 | 60 | 12 | 0.9 | 5700 | 70
P6C1E21U | National Lighting Conduit | Omnibrite | OBFL-40-UNV-57 | Outdoor Luminaires | Low Output | Architectural Flood and Spot Luminaires | Standard | FALSE | [9 empty] | 42606 |  |  | No |  | 3.1 | 4120 | 115 | 40 | 10 | 0.9 | 5700
PZXKQDZG | National Lighting Conduit | Omnibrite | OBFL-120-UNV-57 | Outdoor Luminaires | High Output | Architectural Flood and Spot Luminaires | Standard | FALSE | [9 empty] | 42606 |  |  | No |  | 3.1 | 13900 | 115 | 120 | 14 | 0.9 | 5700 | 70
P5A9GGCU | National Lighting Conduit | Omnibrite | OBFL-150-UNV-57 | Outdoor Luminaires | High Output | Architectural Flood and Spot Luminaires | Standard | FALSE | [9 empty] | 42606 |  |  | No |  | 3.1 | 18300 | 125 | 150 | 14 | 0.9 | 5700 | 70
PB22GTMS | National Lighting Conduit | Omnibrite | OBFL-90-UNV-50 | Outdoor Luminaires | Mid Output | Architectural Flood and Spot Luminaires | Standard | FALSE | [9 empty] | 42606 |  |  | No |  | 3.1 | 9100 | 114 | 90 | 20 | 0.9 | 5000 | 70
PJUM61FM | National Lighting Conduit | Omnibrite | OBFL-60-UNV-50 | Outdoor Luminaires | Mid Output | Architectural Flood and Spot Luminaires | Standard | FALSE | [9 empty] | 42606 |  |  | No |  | 3.1 | 6000 | 112 | 60 | 12 | 0.9 | 5000 | 70
P9F9VM9U | National Lighting Conduit | Omnibrite | OBFL-40-UNV-50 | Outdoor Luminaires | Low Output | Architectural Flood and Spot Luminaires | Standard | FALSE | [9 empty] | 42606 |  |  | No |  | 3.1 | 3900 | 109 | 40 | 10 | 0.9 | 5000
PVCW66MJ | National Lighting Conduit | Omnibrite | OBFL-120-UNV-50 | Outdoor Luminaires | High Output | Architectural Flood and Spot Luminaires | Standard | FALSE | [9 empty] | 42606 |  |  | No |  | 3.1 | 13550 | 112 | 120 | 14 | 0.9 | 5000 | 70
PJJ7D9V8 | National Lighting Conduit | Omnibrite | OBFL-150-UNV-50 | Outdoor Luminaires | High Output | Architectural Flood and Spot Luminaires | Standard | FALSE | [9 empty] | 42606 |  |  | No |  | 3.1 | 17500 | 119 | 150 | 14 | 0.9 | 5000 | 70
P3BGX6ED | National Lighting Conduit | Omnibrite | OBFL-90-UNV-45 | Outdoor Luminaires | Mid Output | Architectural Flood and Spot Luminaires | Standard | FALSE | [9 empty] | 42606 |  |  | No |  | 3.1 | 8850 | 111 | 90 | 20 | 0.9 | 4500 | 70
P2Q3W2G9 | National Lighting Conduit | Omnibrite | OBFL-60-UNV-45 | Outdoor Luminaires | Mid Output | Architectural Flood and Spot Luminaires | Standard | FALSE | [9 empty] | 42606 |  |  | No |  | 3.1 | 5850 | 109 | 60 | 12 | 0.9 | 4500 | 70
P5MJSXRZ | National Lighting Conduit | Omnibrite | OBFL-40-UNV-45 | Outdoor Luminaires | Low Output | Architectural Flood and Spot Luminaires | Standard | FALSE | [9 empty] | 42606 |  |  | No |  | 3.1 | 3830 | 107 | 40 | 10 | 0.9 | 4500
P58V4MZM | National Lighting Conduit | Omnibrite | OBFL-120-UNV-45 | Outdoor Luminaires | High Output | Architectural Flood and Spot Luminaires | Standard | FALSE | [9 empty] | 42606 |  |  | No |  | 3.1 | 13200 | 109 | 120 | 14 | 0.9 | 4500 | 70
PUB112VE | National Lighting Conduit | Omnibrite | OBFL-150-UNV-45 | Outdoor Luminaires | High Output | Architectural Flood and Spot Luminaires | Standard | FALSE | [9 empty] | 42606 |  |  | No |  | 3.1 | 17000 | 116 | 150 | 14 | 0.9 | 4500 | 70
PC5T5J6Y | National Lighting Conduit | Omnibrite | OBFL-90-UNV-40 | Outdoor Luminaires | Mid Output | Architectural Flood and Spot Luminaires | Standard | FALSE | [9 empty] | 42606 |  |  | No |  | 3.1 | 8600 | 108 | 90 | 20 | 0.9 | 4000 | 70
PQG3PHUT | National Lighting Conduit | Omnibrite | OBFL-60-UNV-40 | Outdoor Luminaires | Mid Output | Architectural Flood and Spot Luminaires | Standard | FALSE | [9 empty] | 42606 |  |  | No |  | 3.1 | 5700 | 106 | 60 | 12 | 0.9 | 4000 | 70
PVPU31GN | National Lighting Conduit | Omnibrite | OBFL-40-UNV-40 | Outdoor Luminaires | Low Output | Architectural Flood and Spot Luminaires | Standard | FALSE | [9 empty] | 42606 |  |  | No |  | 3.1 | 3750 | 105 | 40 | 10 | 0.9 | 4000
PFZ3WHQK | National Lighting Conduit | Omnibrite | OBFL-120-UNV-40 | Outdoor Luminaires | High Output | Architectural Flood and Spot Luminaires | Standard | FALSE | [9 empty] | 42606 |  |  | No |  | 3.1 | 12850 | 106 | 120 | 14 | 0.9 | 4000 | 70
PCQVXQNN | National Lighting Conduit | Omnibrite | OBFL-150-UNV-40 | Outdoor Luminaires | High Output | Architectural Flood and Spot Luminaires | Standard | FALSE | [9 empty] | 42606 |  |  | No |  | 3.1 | 16550 | 113 | 150 | 14 | 0.9 | 4000 | 70
P245ERM3 | National Lighting Conduit | Omnibrite | OBFL-90-UNV-35 | Outdoor Luminaires | Mid Output | Architectural Flood and Spot Luminaires | Standard | FALSE | [9 empty] | 42606 |  |  | No |  | 3.1 | 8350 | 105 | 90 | 20 | 0.9 | 3500 | 70
PCMF26XY | National Lighting Conduit | Omnibrite | OBFL-60-UNV-35 | Outdoor Luminaires | Mid Output | Architectural Flood and Spot Luminaires | Standard | FALSE | [9 empty] | 42606 |  |  | No |  | 3.1 | 5530 | 103 | 60 | 12 | 0.9 | 3500 | 70
PHFNH942 | National Lighting Conduit | Omnibrite | OBFL-40-UNV-35 | Outdoor Luminaires | Low Output | Architectural Flood and Spot Luminaires | Standard | FALSE | [9 empty] | 42606 |  |  | No |  | 3.1 | 3700 | 103 | 40 | 10 | 0.9 | 3500
PVEYDN51 | National Lighting Conduit | Omnibrite | OBFL-120-UNV-35 | Outdoor Luminaires | High Output | Architectural Flood and Spot Luminaires | Standard | FALSE | [9 empty] | 42606 |  |  | No |  | 3.1 | 12450 | 103 | 120 | 14 | 0.9 | 3500 | 70
PHKZXBYM | National Lighting Conduit | Omnibrite | OBFL-150-UNV-35 | Outdoor Luminaires | High Output | Architectural Flood and Spot Luminaires | Standard | FALSE | [9 empty] | 42606 |  |  | No |  | 3.1 | 16250 | 111 | 150 | 14 | 0.9 | 3500 | 70
PJU1Z8GA | S LITE CO. LTD. | S LITE | FL205-UNV-0752-70-50K-T5v-[All Colors]-Options include[P3P5P7]-Options include[PMSCPMPSMSMCSCPMSMSC]-Options include[L]-[TRSF] | Outdoor Luminaires | Mid Output | Architectural Flood and Spot Luminaires | Standard | FALSE | [9 empty] | 42606 | Dimmable | Continuous Above 10 | Yes |  | 4 | 8286 | 122.97 | 67.38 | 8.77 | 0.93 | 5000 | 74.9
PCJ38U26 | S LITE CO. LTD. | S LITE | FL205-HV-0402-70-50K-T5v-[All Colors]-Options include[P3P5P7]-Options include[PMSCPMPSMSMCSCPMSMSC]-Options include[L]-[TRSF] | Outdoor Luminaires | Low Output | Architectural Flood and Spot Luminaires | Standard | FALSE | [9 empty] | 42606 | Dimmable | Continuous Above 10 | Yes |  | 4 | 4791 | 136.89 | 35 | 9.75 | 0.92 | 5000 | 74.5
P57QZVPB | S LITE CO. LTD. | S LITE | FL205-HV-1203-70-50K-T5v-[All Colors]-Options include[P3P5P7]-Options include[PMSCPMPSMSMCSCPMSMSC]-Options include[L]-[TRSF] | Outdoor Luminaires | High Output | Architectural Flood and Spot Luminaires | Standard | FALSE | [9 empty] | 42606 | Dimmable | Continuous Above 10 | Yes |  | 4 | 13557 | 121.26 | 111.8 | 11.94 | 0.9 | 5000 | 72.9
PDG62S6M | S LITE CO. LTD. | S LITE | FL205-UNV-1203-70-50K-T5v-[All Colors]-Options include[P3P5P7]-Options include[PMSCPMPSMSMCSCPMSMSC]-Options include[L]-[TRSF] | Outdoor Luminaires | High Output | Architectural Flood and Spot Luminaires | Standard | FALSE | [9 empty] | 42606 | Dimmable | Continuous Above 10 | Yes |  | 4 | 13557 | 121.26 | 111.8 | 6.58 | 0.9 | 5000 | 72.9
PEJCS6Y2 | S LITE CO. LTD. | S LITE | FL205-UNV-0402-70-50K-T5v-[All Colors]-Options include[P3P5P7]-Options include[PMSCPMPSMSMCSCPMSMSC]-Options include[L]-[TRSF] | Outdoor Luminaires | Low Output | Architectural Flood and Spot Luminaires | Standard | FALSE | [9 empty] | 42606 | Dimmable | Continuous Above 10 | Yes |  | 4 | 4931 | 136.07 | 36.24 | 10.49 | 0.94 | 5000 | 72.8
PE46B54D | S LITE CO. LTD. | S LITE | FL205-UNV-1504-70-50K-T5v-[All Colors]-Options include[P3P5P7]-Options include[PMSCPMPSMSMCSCPMSMSC]-Options include[L]-[TRSF] | Outdoor Luminaires | High Output | Architectural Flood and Spot Luminaires | Standard | FALSE | [9 empty] | 42606 | Dimmable | Continuous Above 10 | Yes |  | 4 | 18243 | 127.48 | 143.1 | 6.81 | 0.9 | 5000 | 72.8
PSZ343ZF | S LITE CO. LTD. | S LITE | FL205-UNV-0402-70-50K-T5s-[All Colors]-Options include[P3P5P7]-Options include[PMSCPMPSMSMCSCPMSMSC]-Options include[L]-[TRSF] | Outdoor Luminaires | Mid Output | Architectural Flood and Spot Luminaires | Standard | FALSE | [9 empty] | 42606 | Dimmable | Continuous Above 10 | Yes |  | 4 | 5301 | 144.17 | 36.77 | 10.49 | 0.94 | 5000 | 72.7
PWA4QXWE | S LITE CO. LTD. | S LITE | FL205-UNV-0402-70-50K-T3m-[All Colors]-Options include[P3P5P7]-Options include[PMSCPMPSMSMCSCPMSMSC]-Options include[L]-[TRSF] | Outdoor Luminaires | Mid Output | Architectural Flood and Spot Luminaires | Standard | FALSE | [9 empty] | 42606 | Dimmable | Continuous Above 10 | Yes |  | 4 | 5227 | 142.24 | 36.75 | 10.49 | 0.94 | 5000 | 72.7
PZCDKH8A | S LITE CO. LTD. | S LITE | FL205-UNV-0402-70-50K-T4s-[All Colors]-Options include[P3P5P7]-Options include[PMSCPMPSMSMCSCPMSMSC]-Options include[L]-[TRSF] | Outdoor Luminaires | Mid Output | Architectural Flood and Spot Luminaires | Standard | FALSE | [9 empty] | 42606 | Dimmable | Continuous Above 10 | Yes |  | 4 | 5083 | 138.53 | 36.69 | 10.49 | 0.94 | 5000 | 72.7
P85NZAZW | S LITE CO. LTD. | S LITE | FL205-UNV-0402-70-50K-T4m-[All Colors]-Options include[P3P5P7]-Options include[PMSCPMPSMSMCSCPMSMSC]-Options include[L]-[TRSF] | Outdoor Luminaires | Mid Output | Architectural Flood and Spot Luminaires | Standard | FALSE | [9 empty] | 42606 | Dimmable | Continuous Above 10 | Yes |  | 4 | 5022 | 136.83 | 36.7 | 10.49 | 0.94 | 5000 | 72.7
PK3VKAAS | S LITE CO. LTD. | S LITE | FL205-HV-0402-70-50K-T4m-[All Colors]-Options include[P3P5P7]-Options include[PMSCPMPSMSMCSCPMSMSC]-Options include[L]-[TRSF] | Outdoor Luminaires | Mid Output | Architectural Flood and Spot Luminaires | Standard | FALSE | [9 empty] | 42606 | Dimmable | Continuous Above 10 | Yes |  | 4 | 5022 | 136.83 | 36.7 | 9.75 | 0.92 | 5000 | 72.7
PYWNCAGG | S LITE CO. LTD. | S LITE | FL205-UNV-0852-70-50K-T5v-[All Colors]-Options include[P3P5P7]-Options include[PMSCPMPSMSMCSCPMSMSC]-Options include[L]-[TRSF] | Outdoor Luminaires | Mid Output | Architectural Flood and Spot Luminaires | Standard | FALSE | [9 empty] | 42606 | Dimmable | Continuous Above 10 | Yes |  | 4 | 8892 | 121.39 | 73.25 | 8.67 | 0.94 | 5000 | 72.7
PXC366EU | S LITE CO. LTD. | S LITE | FL205-HV-0852-70-50K-T5v-[All Colors]-Options include[P3P5P7]-Options include[PMSCPMPSMSMCSCPMSMSC]-Options include[L]-[TRSF] | Outdoor Luminaires | Mid Output | Architectural Flood and Spot Luminaires | Standard | FALSE | [9 empty] | 42606 | Dimmable | Continuous Above 10 | Yes |  | 4 | 8892 | 121.39 | 73.25 | 18.5 | 0.9 | 5000 | 70
PN8U5Z26 | S LITE CO. LTD. | S LITE | FL205-HV-0852-70-50K-T4m-[All Colors]-Options include[P3P5P7]-Options include[PMSCPMPSMSMCSCPMSMSC]-Options include[L]-[SFTR] | Outdoor Luminaires | Mid Output | Architectural Flood and Spot Luminaires | Standard | FALSE | [9 empty] | 42606 | Dimmable | Continuous Above 10 | Yes |  | 4 | 8892 | 121.39 | 73.25 | 18.5 | 0.9 | 5000 | 70
PKUX7KUF | S LITE CO. LTD. | S LITE | FL205-HV-0852-70-50K-T4s-[All Colors]-Options include[P3P5P7]-Options include[PMSCPMPSMSMCSCPMSMSC]-Options include[L]-[SFTR] | Outdoor Luminaires | Mid Output | Architectural Flood and Spot Luminaires | Standard | FALSE | [9 empty] | 42606 | Dimmable | Continuous Above 10 | Yes |  | 4 | 8892 | 121.39 | 73.25 | 18.5 | 0.9 | 5000 | 70
PKJQJVQX | S LITE CO. LTD. | S LITE | FL205-HV-0852-70-50K-T5s-[All Colors]-Options include[P3P5P7]-Options include[PMSCPMPSMSMCSCPMSMSC]-Options include[L]-[SFTR] | Outdoor Luminaires | Mid Output | Architectural Flood and Spot Luminaires | Standard | FALSE | [9 empty] | 42606 | Dimmable | Continuous Above 10 | Yes |  | 4 | 8892 | 121.39 | 73.25 | 18.5 | 0.9 | 5000 | 70
P4WYRM37 | S LITE CO. LTD. | S LITE | FL205-HV-0852-70-50K-T3m-[All Colors]-Options include[P3P5P7]-Options include[PMSCPMPSMSMCSCPMSMSC]-Options include[L]-[SFTR] | Outdoor Luminaires | Mid Output | Architectural Flood and Spot Luminaires | Standard | FALSE | [9 empty] | 42606 | Dimmable | Continuous Above 10 | Yes |  | 4 | 8892 | 121.39 | 73.25 | 18.5 | 0.9 | 5000 | 70
PXB3QDQ4 | S LITE CO. LTD. | S LITE | FL205-HV-0752-70-50K-T5s-[All Colors]-Options include[P3P5P7]-Options include[PMSCPMPSMSMCSCPMSMSC]-Options include[L]-[SFTR] | Outdoor Luminaires | Mid Output | Architectural Flood and Spot Luminaires | Standard | FALSE | [9 empty] | 42606 | Dimmable | Continuous Above 10 | Yes |  | 4 | 8286 | 122.97 | 67.38 | 13.82 | 0.91 | 5000 | 70
PT3MNQPJ | S LITE CO. LTD. | S LITE | FL205-HV-0752-70-50K-T4m-[All Colors]-Options include[P3P5P7]-Options include[PMSCPMPSMSMCSCPMSMSC]-Options include[L]-[SFTR] | Outdoor Luminaires | Mid Output | Architectural Flood and Spot Luminaires | Standard | FALSE | [9 empty] | 42606 | Dimmable | Continuous Above 10 | Yes |  | 4 | 8286 | 122.97 | 67.38 | 13.82 | 0.91 | 5000 | 70
PQ557RFC | S LITE CO. LTD. | S LITE | FL205-HV-0752-70-50K-T4s-[All Colors]-Options include[P3P5P7]-Options include[PMSCPMPSMSMCSCPMSMSC]-Options include[L]-[SFTR] | Outdoor Luminaires | Mid Output | Architectural Flood and Spot Luminaires | Standard | FALSE | [9 empty] | 42606 | Dimmable | Continuous Above 10 | Yes |  | 4 | 8286 | 122.97 | 67.38 | 13.82 | 0.91 | 5000 | 70
PG1QW1TC | S LITE CO. LTD. | S LITE | FL205-HV-0752-70-50K-T3m-[All Colors]-Options include[P3P5P7]-Options include[PMSCPMPSMSMCSCPMSMSC]-Options include[L]-[SFTR] | Outdoor Luminaires | Mid Output | Architectural Flood and Spot Luminaires | Standard | FALSE | [9 empty] | 42606 | Dimmable | Continuous Above 10 | Yes |  | 4 | 8286 | 122.97 | 67.38 | 13.82 | 0.91 | 5000 | 70
PFHC7JK2 | S LITE CO. LTD. | S LITE | FL205-HV-0752-70-50K-T5v-[All Colors]-Options include[P3P5P7]-Options include[PMSCPMPSMSMCSCPMSMSC]-Options include[L]-[TRSF] | Outdoor Luminaires | Mid Output | Architectural Flood and Spot Luminaires | Standard | FALSE | [9 empty] | 42606 | Dimmable | Continuous Above 10 | Yes |  | 4 | 8286 | 122.97 | 67.38 | 13.82 | 0.91 | 5000 | 70
PZZ1YEMV | S LITE CO. LTD. | S LITE | FL205-HV-2006-70-50K-T3m-[All Colors]-Options include[P3P5P7]-Options include[PMSCPMPSMSMCSCPMSMSC]-Options include[L]-[SFTR] | Outdoor Luminaires | High Output | Architectural Flood and Spot Luminaires | Standard | FALSE | [9 empty] | 42606 | Dimmable | Continuous Above 10 | Yes |  | 4 | 25687 | 130.72 | 196.5 | 12.86 | 0.93 | 5000 | 70
PP97Y1CT | S LITE CO. LTD. | S LITE | FL205-HV-2006-70-50K-T5v-[All Colors]-Options include[P3P5P7]-Options include[PMSCPMPSMSMCSCPMSMSC]-Options include[L]-[TRSF] | Outdoor Luminaires | High Output | Architectural Flood and Spot Luminaires | Standard | FALSE | [9 empty] | 42606 | Dimmable | Continuous Above 10 | Yes |  | 4 | 25687 | 130.72 | 196.5 | 12.86 | 0.93 | 5000 | 70
P5KB6UAQ | S LITE CO. LTD. | S LITE | FL205-HV-2006-70-50K-T4s-[All Colors]-Options include[P3P5P7]-Options include[PMSCPMPSMSMCSCPMSMSC]-Options include[L]-[SFTR] | Outdoor Luminaires | High Output | Architectural Flood and Spot Luminaires | Standard | FALSE | [9 empty] | 42606 | Dimmable | Continuous Above 10 | Yes |  | 4 | 25687 | 130.72 | 196.5 | 12.86 | 0.93 | 5000 | 70
P5EW9QMN | S LITE CO. LTD. | S LITE | FL205-HV-2006-70-50K-T4m-[All Colors]-Options include[P3P5P7]-Options include[PMSCPMPSMSMCSCPMSMSC]-Options include[L]-[SFTR] | Outdoor Luminaires | High Output | Architectural Flood and Spot Luminaires | Standard | FALSE | [9 empty] | 42606 | Dimmable | Continuous Above 10 | Yes |  | 4 | 25687 | 130.72 | 196.5 | 12.86 | 0.93 | 5000 | 70
P3HHYSTP | S LITE CO. LTD. | S LITE | FL205-HV-2006-70-50K-T5s-[All Colors]-Options include[P3P5P7]-Options include[PMSCPMPSMSMCSCPMSMSC]-Options include[L]-[SFTR] | Outdoor Luminaires | High Output | Architectural Flood and Spot Luminaires | Standard | FALSE | [9 empty] | 42606 | Dimmable | Continuous Above 10 | Yes |  | 4 | 25687 | 130.72 | 196.5 | 12.86 | 0.93 | 5000 | 70
PUG344XZ | S LITE CO. LTD. | S LITE | FL205-HV-1203-70-50K-T4m-[All Colors]-Options include[P3P5P7]-Options include[PMSCPMPSMSMCSCPMSMSC]-Options include[L]-[SFTR] | Outdoor Luminaires | High Output | Architectural Flood and Spot Luminaires | Standard | FALSE | [9 empty] | 42606 | Dimmable | Continuous Above 10 | Yes |  | 4 | 13557 | 121.26 | 111.8 | 11.94 | 0.9 | 5000 | 70
PSZ71YHB | S LITE CO. LTD. | S LITE | FL205-HV-1203-70-50K-T3m-[All Colors]-Options include[P3P5P7]-Options include[PMSCPMPSMSMCSCPMSMSC]-Options include[L]-[SFTR] | Outdoor Luminaires | High Output | Architectural Flood and Spot Luminaires | Standard | FALSE | [9 empty] | 42606 | Dimmable | Continuous Above 10 | Yes |  | 4 | 13557 | 121.26 | 111.8 | 11.94 | 0.9 | 5000 | 70
PRHY99DT | S LITE CO. LTD. | S LITE | FL205-HV-1203-70-50K-T5s-[All Colors]-Options include[P3P5P7]-Options include[PMSCPMPSMSMCSCPMSMSC]-Options include[L]-[SFTR] | Outdoor Luminaires | High Output | Architectural Flood and Spot Luminaires | Standard | FALSE | [9 empty] | 42606 | Dimmable | Continuous Above 10 | Yes |  | 4 | 13557 | 121.26 | 111.8 | 11.94 | 0.9 | 5000 | 70
P6FHGVKY | S LITE CO. LTD. | S LITE | FL205-HV-1203-70-50K-T4s-[All Colors]-Options include[P3P5P7]-Options include[PMSCPMPSMSMCSCPMSMSC]-Options include[L]-[SFTR] | Outdoor Luminaires | High Output | Architectural Flood and Spot Luminaires | Standard | FALSE | [9 empty] | 42606 | Dimmable | Continuous Above 10 | Yes |  | 4 | 13557 | 121.26 | 111.8 | 11.94 | 0.9 | 5000 | 70
PV9Z1JME | S LITE CO. LTD. | S LITE | FL205-UNV-2006-70-50K-T5s-[All Colors]-Options include[P3P5P7]-Options include[PMSCPMPSMSMCSCPMSMSC]-Options include[L]-[SFTR] | Outdoor Luminaires | High Output | Architectural Flood and Spot Luminaires | Standard | FALSE | [9 empty] | 42606 | Dimmable | Continuous Above 10 | Yes |  | 4 | 25687 | 130.72 | 196.5 | 11.63 | 0.93 | 5000 | 70
PKXQS7AV | S LITE CO. LTD. | S LITE | FL205-UNV-2006-70-50K-T4s-[All Colors]-Options include[P3P5P7]-Options include[PMSCPMPSMSMCSCPMSMSC]-Options include[L]-[SFTR] | Outdoor Luminaires | High Output | Architectural Flood and Spot Luminaires | Standard | FALSE | [9 empty] | 42606 | Dimmable | Continuous Above 10 | Yes |  | 4 | 25687 | 130.72 | 196.5 | 11.63 | 0.93 | 5000 | 70
P9JNZ14F | S LITE CO. LTD. | S LITE | FL205-UNV-2006-70-50K-T4m-[All Colors]-Options include[P3P5P7]-Options include[PMSCPMPSMSMCSCPMSMSC]-Options include[L]-[SFTR] | Outdoor Luminaires | High Output | Architectural Flood and Spot Luminaires | Standard | FALSE | [9 empty] | 42606 | Dimmable | Continuous Above 10 | Yes |  | 4 | 25687 | 130.72 | 196.5 | 11.63 | 0.93 | 5000 | 70
P76S8DVW | S LITE CO. LTD. | S LITE | FL205-UNV-2006-70-50K-T3m-[All Colors]-Options include[P3P5P7]-Options include[PMSCPMPSMSMCSCPMSMSC]-Options include[L]-[SFTR] | Outdoor Luminaires | High Output | Architectural Flood and Spot Luminaires | Standard | FALSE | [9 empty] | 42606 | Dimmable | Continuous Above 10 | Yes |  | 4 | 25687 | 130.72 | 196.5 | 11.63 | 0.93 | 5000 | 70
PGMGXV5T | S LITE CO. LTD. | S LITE | FL205-HV-1504-70-50K-T5v-[All Colors]-Options include[P3P5P7]-Options include[PMSCPMPSMSMCSCPMSMSC]-Options include[L]-[TRSF] | Outdoor Luminaires | High Output | Architectural Flood and Spot Luminaires | Standard | FALSE | [9 empty] | 42606 | Dimmable | Continuous Above 10 | Yes |  | 4 | 18243 | 127.48 | 143.1 | 10.48 | 0.94 | 5000 | 70
PAGJMZM2 | S LITE CO. LTD. | S LITE | FL205-HV-1504-70-50K-T4m-[All Colors]-Options include[P3P5P7]-Options include[PMSCPMPSMSMCSCPMSMSC]-Options include[L]-[SFTR] | Outdoor Luminaires | High Output | Architectural Flood and Spot Luminaires | Standard | FALSE | [9 empty] | 42606 | Dimmable | Continuous Above 10 | Yes |  | 4 | 18243 | 127.48 | 143.1 | 10.48 | 0.94 | 5000 | 70
P9XZK3NE | S LITE CO. LTD. | S LITE | FL205-HV-1504-70-50K-T3m-[All Colors]-Options include[P3P5P7]-Options include[PMSCPMPSMSMCSCPMSMSC]-Options include[L]-[SFTR] | Outdoor Luminaires | High Output | Architectural Flood and Spot Luminaires | Standard | FALSE | [9 empty] | 42606 | Dimmable | Continuous Above 10 | Yes |  | 4 | 18243 | 127.48 | 143.1 | 10.48 | 0.94 | 5000 | 70
P47FAP9S | S LITE CO. LTD. | S LITE | FL205-HV-1504-70-50K-T4s-[All Colors]-Options include[P3P5P7]-Options include[PMSCPMPSMSMCSCPMSMSC]-Options include[L]-[SFTR] | Outdoor Luminaires | High Output | Architectural Flood and Spot Luminaires | Standard | FALSE | [9 empty] | 42606 | Dimmable | Continuous Above 10 | Yes |  | 4 | 18243 | 127.48 | 143.1 | 10.48 | 0.94 | 5000 | 70
P16B4GSP | S LITE CO. LTD. | S LITE | FL205-HV-1504-70-50K-T5s-[All Colors]-Options include[P3P5P7]-Options include[PMSCPMPSMSMCSCPMSMSC]-Options include[L]-[SFTR] | Outdoor Luminaires | High Output | Architectural Flood and Spot Luminaires | Standard | FALSE | [9 empty] | 42606 | Dimmable | Continuous Above 10 | Yes |  | 4 | 18243 | 127.48 | 143.1 | 10.48 | 0.94 | 5000 | 70
P9WSR7EN | S LITE CO. LTD. | S LITE | FL205-HV-0402-70-50K-T5s-[All Colors]-Options include[P3P5P7]-Options include[PMSCPMPSMSMCSCPMSMSC]-Options include[L]-[TRSF] | Outdoor Luminaires | Mid Output | Architectural Flood and Spot Luminaires | Standard | FALSE | [9 empty] | 42606 | Dimmable | Continuous Above 10 | Yes |  | 4 | 5301 | 144.17 | 36.77 | 9.75 | 0.92 | 5000 | 70
PVVPNVS5 | S LITE CO. LTD. | S LITE | FL205-HV-0402-70-50K-T3m-[All Colors]-Options include[P3P5P7]-Options include[PMSCPMPSMSMCSCPMSMSC]-Options include[L]-[TRSF] | Outdoor Luminaires | Mid Output | Architectural Flood and Spot Luminaires | Standard | FALSE | [9 empty] | 42606 | Dimmable | Continuous Above 10 | Yes |  | 4 | 5227 | 142.24 | 36.75 | 9.75 | 0.92 | 5000 | 70
P87J3UQN | S LITE CO. LTD. | S LITE | FL205-HV-0402-70-50K-T4s-[All Colors]-Options include[P3P5P7]-Options include[PMSCPMPSMSMCSCPMSMSC]-Options include[L]-[TRSF] | Outdoor Luminaires | Mid Output | Architectural Flood and Spot Luminaires | Standard | FALSE | [9 empty] | 42606 | Dimmable | Continuous Above 10 | Yes |  | 4 | 5083 | 138.53 | 36.69 | 9.75 | 0.92 | 5000 | 70
PRJM5M69 | S LITE CO. LTD. | S LITE | FL205-UNV-0752-70-50K-T3m-[All Colors]-Options include[P3P5P7]-Options include[PMSCPMPSMSMCSCPMSMSC]-Options include[L]-[SFTR] | Outdoor Luminaires | Mid Output | Architectural Flood and Spot Luminaires | Standard | FALSE | [9 empty] | 42606 | Dimmable | Continuous Above 10 | Yes |  | 4 | 8286 | 122.97 | 67.38 | 8.77 | 0.93 | 5000 | 70
PH8SNZS4 | S LITE CO. LTD. | S LITE | FL205-UNV-0752-70-50K-T5s-[All Colors]-Options include[P3P5P7]-Options include[PMSCPMPSMSMCSCPMSMSC]-Options include[L]-[SFTR] | Outdoor Luminaires | Mid Output | Architectural Flood and Spot Luminaires | Standard | FALSE | [9 empty] | 42606 | Dimmable | Continuous Above 10 | Yes |  | 4 | 8286 | 122.97 | 67.38 | 8.77 | 0.93 | 5000 | 70
PCNVSHR1 | S LITE CO. LTD. | S LITE | FL205-UNV-0752-70-50K-T4m-[All Colors]-Options include[P3P5P7]-Options include[PMSCPMPSMSMCSCPMSMSC]-Options include[L]-[SFTR] | Outdoor Luminaires | Mid Output | Architectural Flood and Spot Luminaires | Standard | FALSE | [9 empty] | 42606 | Dimmable | Continuous Above 10 | Yes |  | 4 | 8286 | 122.97 | 67.38 | 8.77 | 0.93 | 5000 | 70
P52TSAES | S LITE CO. LTD. | S LITE | FL205-UNV-0752-70-50K-T4s-[All Colors]-Options include[P3P5P7]-Options include[PMSCPMPSMSMCSCPMSMSC]-Options include[L]-[SFTR] | Outdoor Luminaires | Mid Output | Architectural Flood and Spot Luminaires | Standard | FALSE | [9 empty] | 42606 | Dimmable | Continuous Above 10 | Yes |  | 4 | 8286 | 122.97 | 67.38 | 8.77 | 0.93 | 5000 | 70
PW6CYY2B | S LITE CO. LTD. | S LITE | FL205-UNV-0852-70-50K-T4s-[All Colors]-Options include[P3P5P7]-Options include[PMSCPMPSMSMCSCPMSMSC]-Options include[L]-[SFTR] | Outdoor Luminaires | Mid Output | Architectural Flood and Spot Luminaires | Standard | FALSE | [9 empty] | 42606 | Dimmable | Continuous Above 10 | Yes |  | 4 | 8892 | 121.39 | 73.25 | 8.67 | 0.94 | 5000 | 70
PGGB5ZS7 | S LITE CO. LTD. | S LITE | FL205-UNV-0852-70-50K-T4m-[All Colors]-Options include[P3P5P7]-Options include[PMSCPMPSMSMCSCPMSMSC]-Options include[L]-[SFTR] | Outdoor Luminaires | Mid Output | Architectural Flood and Spot Luminaires | Standard | FALSE | [9 empty] | 42606 | Dimmable | Continuous Above 10 | Yes |  | 4 | 8892 | 121.39 | 73.25 | 8.67 | 0.94 | 5000 | 70
P4U88YYK | S LITE CO. LTD. | S LITE | FL205-UNV-0852-70-50K-T3m-[All Colors]-Options include[P3P5P7]-Options include[PMSCPMPSMSMCSCPMSMSC]-Options include[L]-[SFTR] | Outdoor Luminaires | Mid Output | Architectural Flood and Spot Luminaires | Standard | FALSE | [9 empty] | 42606 | Dimmable | Continuous Above 10 | Yes |  | 4 | 8892 | 121.39 | 73.25 | 8.67 | 0.94 | 5000 | 70
P13HQKKH | S LITE CO. LTD. | S LITE | FL205-UNV-0852-70-50K-T5s-[All Colors]-Options include[P3P5P7]-Options include[PMSCPMPSMSMCSCPMSMSC]-Options include[L]-[SFTR] | Outdoor Luminaires | Mid Output | Architectural Flood and Spot Luminaires | Standard | FALSE | [9 empty] | 42606 | Dimmable | Continuous Above 10 | Yes |  | 4 | 8892 | 121.39 | 73.25 | 8.67 | 0.94 | 5000 | 70
PMBVKEZE | S LITE CO. LTD. | S LITE | FL205-UNV-1504-70-50K-T4s-[All Colors]-Options include[P3P5P7]-Options include[PMSCPMPSMSMCSCPMSMSC]-Options include[L]-[SFTR] | Outdoor Luminaires | High Output | Architectural Flood and Spot Luminaires | Standard | FALSE | [9 empty] | 42606 | Dimmable | Continuous Above 10 | Yes |  | 4 | 18243 | 127.48 | 143.1 | 6.81 | 0.9 | 5000 | 70
PEYQHQ9W | S LITE CO. LTD. | S LITE | FL205-UNV-1504-70-50K-T3m-[All Colors]-Options include[P3P5P7]-Options include[PMSCPMPSMSMCSCPMSMSC]-Options include[L]-[SFTR] | Outdoor Luminaires | High Output | Architectural Flood and Spot Luminaires | Standard | FALSE | [9 empty] | 42606 | Dimmable | Continuous Above 10 | Yes |  | 4 | 18243 | 127.48 | 143.1 | 6.81 | 0.9 | 5000 | 70
PBPGU5AS | S LITE CO. LTD. | S LITE | FL205-UNV-1504-70-50K-T5s-[All Colors]-Options include[P3P5P7]-Options include[PMSCPMPSMSMCSCPMSMSC]-Options include[L]-[SFTR] | Outdoor Luminaires | High Output | Architectural Flood and Spot Luminaires | Standard | FALSE | [9 empty] | 42606 | Dimmable | Continuous Above 10 | Yes |  | 4 | 18243 | 127.48 | 143.1 | 6.81 | 0.9 | 5000 | 70
P92KBFY8 | S LITE CO. LTD. | S LITE | FL205-UNV-1504-70-50K-T4m-[All Colors]-Options include[P3P5P7]-Options include[PMSCPMPSMSMCSCPMSMSC]-Options include[L]-[SFTR] | Outdoor Luminaires | High Output | Architectural Flood and Spot Luminaires | Standard | FALSE | [9 empty] | 42606 | Dimmable | Continuous Above 10 | Yes |  | 4 | 18243 | 127.48 | 143.1 | 6.81 | 0.9 | 5000 | 70
PSXCTYG7 | S LITE CO. LTD. | S LITE | FL205-UNV-1203-70-50K-T5s-[All Colors]-Options include[P3P5P7]-Options include[PMSCPMPSMSMCSCPMSMSC]-Options include[L]-[SFTR] | Outdoor Luminaires | High Output | Architectural Flood and Spot Luminaires | Standard | FALSE | [9 empty] | 42606 | Dimmable | Continuous Above 10 | Yes |  | 4 | 13557 | 121.26 | 111.8 | 6.58 | 0.9 | 5000 | 70
PSE55HMG | S LITE CO. LTD. | S LITE | FL205-UNV-1203-70-50K-T4m-[All Colors]-Options include[P3P5P7]-Options include[PMSCPMPSMSMCSCPMSMSC]-Options include[L]-[SFTR] | Outdoor Luminaires | High Output | Architectural Flood and Spot Luminaires | Standard | FALSE | [9 empty] | 42606 | Dimmable | Continuous Above 10 | Yes |  | 4 | 13557 | 121.26 | 111.8 | 6.58 | 0.9 | 5000 | 70
PMCYWY46 | S LITE CO. LTD. | S LITE | FL205-UNV-1203-70-50K-T4s-[All Colors]-Options include[P3P5P7]-Options include[PMSCPMPSMSMCSCPMSMSC]-Options include[L]-[SFTR] | Outdoor Luminaires | High Output | Architectural Flood and Spot Luminaires | Standard | FALSE | [9 empty] | 42606 | Dimmable | Continuous Above 10 | Yes |  | 4 | 13557 | 121.26 | 111.8 | 6.58 | 0.9 | 5000 | 70
PJRFGYY3 | S LITE CO. LTD. | S LITE | FL205-UNV-1203-70-50K-T3m-[All Colors]-Options include[P3P5P7]-Options include[PMSCPMPSMSMCSCPMSMSC]-Options include[L]-[SFTR] | Outdoor Luminaires | High Output | Architectural Flood and Spot Luminaires | Standard | FALSE | [9 empty] | 42606 | Dimmable | Continuous Above 10 | Yes |  | 4 | 13557 | 121.26 | 111.8 | 6.58 | 0.9 | 5000 | 70
PSXSGATS | S LITE CO. LTD. | S LITE | FL205-UNV-2006-70-45K-T5v-[All Colors]-Options include[P3P5P7]-Options include[PMSCPMPSMSMCSCPMSMSC]-Options include[L]-[TRSF] | Outdoor Luminaires | High Output | Architectural Flood and Spot Luminaires | Standard | FALSE | [9 empty] | 42606 | Dimmable | Continuous Above 10 | Yes |  | 4 | 25547 | 128.64 | 198.6 | 11.65 | 0.94 | 4500 | 74.8
P15GQVXW | S LITE CO. LTD. | S LITE | FL205-HV-0402-70-45K-T5v-[All Colors]-Options include[P3P5P7]-Options include[PMSCPMPSMSMCSCPMSMSC]-Options include[L]-[TRSF] | Outdoor Luminaires | Low Output | Architectural Flood and Spot Luminaires | Standard | FALSE | [9 empty] | 42606 | Dimmable | Continuous Above 10 | Yes |  | 4 | 4745 | 134.19 | 35.36 | 9.73 | 0.92 | 4500 | 74.8
P8JR22U2 | S LITE CO. LTD. | S LITE | FL205-UNV-1504-70-45K-T5v-[All Colors]-Options include[P3P5P7]-Options include[PMSCPMPSMSMCSCPMSMSC]-Options include[L]-[TRSF] | Outdoor Luminaires | High Output | Architectural Flood and Spot Luminaires | Standard | FALSE | [9 empty] | 42606 | Dimmable | Continuous Above 10 | Yes |  | 4 | 18104.5 | 126.25 | 143.4 | 6.65 | 0.9 | 4500 | 74.8
PVW1SQQD | S LITE CO. LTD. | S LITE | FL205-HV-1203-70-45K-T5v-[All Colors]-Options include[P3P5P7]-Options include[PMSCPMPSMSMCSCPMSMSC]-Options include[L]-[TRSF] | Outdoor Luminaires | High Output | Architectural Flood and Spot Luminaires | Standard | FALSE | [9 empty] | 42606 | Dimmable | Continuous Above 10 | Yes |  | 4 | 13293 | 119.22 | 111.5 | 11.94 | 0.9 | 4500 | 74.7
PD9YQEUZ | S LITE CO. LTD. | S LITE | FL205-UNV-0402-70-45K-T5s-[All Colors]-Options include[P3P5P7]-Options include[PMSCPMPSMSMCSCPMSMSC]-Options include[L]-[TRSF] | Outdoor Luminaires | Mid Output | Architectural Flood and Spot Luminaires | Standard | FALSE | [9 empty] | 42606 | Dimmable | Continuous Above 10 | Yes |  | 4 | 5287.5 | 144.15 | 36.68 | 10.83 | 0.94 | 4500 | 74.7
PBG89BSD | S LITE CO. LTD. | S LITE | FL205-UNV-1203-70-45K-T5v-[All Colors]-Options include[P3P5P7]-Options include[PMSCPMPSMSMCSCPMSMSC]-Options include[L]-[TRSF] | Outdoor Luminaires | High Output | Architectural Flood and Spot Luminaires | Standard | FALSE | [9 empty] | 42606 | Dimmable | Continuous Above 10 | Yes |  | 4 | 13293 | 119.22 | 111.5 | 6.44 | 0.9 | 4500 | 74.7
PX2ZWD95 | S LITE CO. LTD. | S LITE | FL205-UNV-0402-70-45K-T3m-[All Colors]-Options include[P3P5P7]-Options include[PMSCPMPSMSMCSCPMSMSC]-Options include[L]-[TRSF] | Outdoor Luminaires | Mid Output | Architectural Flood and Spot Luminaires | Standard | FALSE | [9 empty] | 42606 | Dimmable | Continuous Above 10 | Yes |  | 4 | 5181 | 141.25 | 36.68 | 10.83 | 0.94 | 4500 | 74.6
PHPUH6D8 | S LITE CO. LTD. | S LITE | FL205-UNV-0402-70-45K-T4s-[All Colors]-Options include[P3P5P7]-Options include[PMSCPMPSMSMCSCPMSMSC]-Options include[L]-[TRSF] | Outdoor Luminaires | Mid Output | Architectural Flood and Spot Luminaires | Standard | FALSE | [9 empty] | 42606 | Dimmable | Continuous Above 10 | Yes |  | 4 | 5045.5 | 138.23 | 36.5 | 10.83 | 0.94 | 4500 | 74.6
P3G2M5XK | S LITE CO. LTD. | S LITE | FL205-UNV-0402-70-45K-T4m-[All Colors]-Options include[P3P5P7]-Options include[PMSCPMPSMSMCSCPMSMSC]-Options include[L]-[TRSF] | Outdoor Luminaires | Mid Output | Architectural Flood and Spot Luminaires | Standard | FALSE | [9 empty] | 42606 | Dimmable | Continuous Above 10 | Yes |  | 4 | 5004 | 135.94 | 36.81 | 10.83 | 0.94 | 4500 | 74.6
PHUU2BPT | S LITE CO. LTD. | S LITE | FL205-HV-0402-70-45K-T4m-[All Colors]-Options include[P3P5P7]-Options include[PMSCPMPSMSMCSCPMSMSC]-Options include[L]-[TRSF] | Outdoor Luminaires | Mid Output | Architectural Flood and Spot Luminaires | Standard | FALSE | [9 empty] | 42606 | Dimmable | Continuous Above 10 | Yes |  | 4 | 5004 | 135.94 | 36.81 | 9.73 | 0.92 | 4500 | 74.6
PZVBNZ75 | S LITE CO. LTD. | S LITE | FL205-UNV-0752-70-45K-T5v-[All Colors]-Options include[P3P5P7]-Options include[PMSCPMPSMSMCSCPMSMSC]-Options include[L]-[TRSF] | Outdoor Luminaires | Mid Output | Architectural Flood and Spot Luminaires | Standard | FALSE | [9 empty] | 42606 | Dimmable | Continuous Above 10 | Yes |  | 4 | 8219.5 | 122.26 | 67.23 | 8.15 | 0.93 | 4500 | 74.6
PKNEFZVB | S LITE CO. LTD. | S LITE | FL205-UNV-0852-70-45K-T5v-[All Colors]-Options include[P3P5P7]-Options include[PMSCPMPSMSMCSCPMSMSC]-Options include[L]-[TRSF] | Outdoor Luminaires | Mid Output | Architectural Flood and Spot Luminaires | Standard | FALSE | [9 empty] | 42606 | Dimmable | Continuous Above 10 | Yes |  | 4 | 8800 | 118.3 | 74.39 | 8.07 | 0.94 | 4500 | 74.6
PU14143W | S LITE CO. LTD. | S LITE | FL205-UNV-0402-70-45K-T5v-[All Colors]-Options include[P3P5P7]-Options include[PMSCPMPSMSMCSCPMSMSC]-Options include[L]-[TRSF] | Outdoor Luminaires | Low Output | Architectural Flood and Spot Luminaires | Standard | FALSE | [9 empty] | 42606 | Dimmable | Continuous Above 10 | Yes |  | 4 | 4891.5 | 134.49 | 36.37 | 10.83 | 0.94 | 4500 | 74.4
PXNC3QM3 | S LITE CO. LTD. | S LITE | FL205-HV-0852-70-45K-T5s-[All Colors]-Options include[P3P5P7]-Options include[PMSCPMPSMSMCSCPMSMSC]-Options include[L]-[SFTR] | Outdoor Luminaires | Mid Output | Architectural Flood and Spot Luminaires | Standard | FALSE | [9 empty] | 42606 | Dimmable | Continuous Above 10 | Yes |  | 4 | 8800 | 118.3 | 74.39 | 18.5 | 0.9 | 4500 | 70
PKHDA3ZD | S LITE CO. LTD. | S LITE | FL205-HV-0852-70-45K-T4m-[All Colors]-Options include[P3P5P7]-Options include[PMSCPMPSMSMCSCPMSMSC]-Options include[L]-[SFTR] | Outdoor Luminaires | Mid Output | Architectural Flood and Spot Luminaires | Standard | FALSE | [9 empty] | 42606 | Dimmable | Continuous Above 10 | Yes |  | 4 | 8800 | 118.3 | 74.39 | 18.5 | 0.9 | 4500 | 70
PGX6NTUE | S LITE CO. LTD. | S LITE | FL205-HV-0852-70-45K-T3m-[All Colors]-Options include[P3P5P7]-Options include[PMSCPMPSMSMCSCPMSMSC]-Options include[L]-[SFTR] | Outdoor Luminaires | Mid Output | Architectural Flood and Spot Luminaires | Standard | FALSE | [9 empty] | 42606 | Dimmable | Continuous Above 10 | Yes |  | 4 | 8800 | 118.3 | 74.39 | 18.5 | 0.9 | 4500 | 70
P212D5XF | S LITE CO. LTD. | S LITE | FL205-HV-0852-70-45K-T4s-[All Colors]-Options include[P3P5P7]-Options include[PMSCPMPSMSMCSCPMSMSC]-Options include[L]-[SFTR] | Outdoor Luminaires | Mid Output | Architectural Flood and Spot Luminaires | Standard | FALSE | [9 empty] | 42606 | Dimmable | Continuous Above 10 | Yes |  | 4 | 8800 | 118.3 | 74.39 | 18.5 | 0.9 | 4500 | 70
P1HC7K6H | S LITE CO. LTD. | S LITE | FL205-HV-0852-70-45K-T5v-[All Colors]-Options include[P3P5P7]-Options include[PMSCPMPSMSMCSCPMSMSC]-Options include[L]-[TRSF] | Outdoor Luminaires | Mid Output | Architectural Flood and Spot Luminaires | Standard | FALSE | [9 empty] | 42606 | Dimmable | Continuous Above 10 | Yes |  | 4 | 8800 | 118.3 | 74.39 | 18.5 | 0.9 | 4500 | 70
PVFHNMQS | S LITE CO. LTD. | S LITE | FL205-HV-0752-70-45K-T4s-[All Colors]-Options include[P3P5P7]-Options include[PMSCPMPSMSMCSCPMSMSC]-Options include[L]-[SFTR] | Outdoor Luminaires | Mid Output | Architectural Flood and Spot Luminaires | Standard | FALSE | [9 empty] | 42606 | Dimmable | Continuous Above 10 | Yes |  | 4 | 8219.5 | 122.26 | 67.23 | 13.82 | 0.91 | 4500 | 70
PKWKG1BT | S LITE CO. LTD. | S LITE | FL205-HV-0752-70-45K-T5s-[All Colors]-Options include[P3P5P7]-Options include[PMSCPMPSMSMCSCPMSMSC]-Options include[L]-[SFTR] | Outdoor Luminaires | Mid Output | Architectural Flood and Spot Luminaires | Standard | FALSE | [9 empty] | 42606 | Dimmable | Continuous Above 10 | Yes |  | 4 | 8219.5 | 122.26 | 67.23 | 13.82 | 0.91 | 4500 | 70
PKMPKQSK | S LITE CO. LTD. | S LITE | FL205-HV-0752-70-45K-T4m-[All Colors]-Options include[P3P5P7]-Options include[PMSCPMPSMSMCSCPMSMSC]-Options include[L]-[SFTR] | Outdoor Luminaires | Mid Output | Architectural Flood and Spot Luminaires | Standard | FALSE | [9 empty] | 42606 | Dimmable | Continuous Above 10 | Yes |  | 4 | 8219.5 | 122.26 | 67.23 | 13.82 | 0.91 | 4500 | 70
PKCYFA92 | S LITE CO. LTD. | S LITE | FL205-HV-0752-70-45K-T3m-[All Colors]-Options include[P3P5P7]-Options include[PMSCPMPSMSMCSCPMSMSC]-Options include[L]-[SFTR] | Outdoor Luminaires | Mid Output | Architectural Flood and Spot Luminaires | Standard | FALSE | [9 empty] | 42606 | Dimmable | Continuous Above 10 | Yes |  | 4 | 8219.5 | 122.26 | 67.23 | 13.82 | 0.91 | 4500 | 70
PJNAW4ZW | S LITE CO. LTD. | S LITE | FL205-HV-0752-70-45K-T5v-[All Colors]-Options include[P3P5P7]-Options include[PMSCPMPSMSMCSCPMSMSC]-Options include[L]-[TRSF] | Outdoor Luminaires | Mid Output | Architectural Flood and Spot Luminaires | Standard | FALSE | [9 empty] | 42606 | Dimmable | Continuous Above 10 | Yes |  | 4 | 8219.5 | 122.26 | 67.23 | 13.82 | 0.91 | 4500 | 70
PYW2SB4K | S LITE CO. LTD. | S LITE | FL205-HV-2006-70-45K-T4m-[All Colors]-Options include[P3P5P7]-Options include[PMSCPMPSMSMCSCPMSMSC]-Options include[L]-[SFTR] | Outdoor Luminaires | High Output | Architectural Flood and Spot Luminaires | Standard | FALSE | [9 empty] | 42606 | Dimmable | Continuous Above 10 | Yes |  | 4 | 25547 | 128.64 | 198.6 | 12.86 | 0.93 | 4500 | 70
PPHFJQ49 | S LITE CO. LTD. | S LITE | FL205-HV-2006-70-45K-T3m-[All Colors]-Options include[P3P5P7]-Options include[PMSCPMPSMSMCSCPMSMSC]-Options include[L]-[SFTR] | Outdoor Luminaires | High Output | Architectural Flood and Spot Luminaires | Standard | FALSE | [9 empty] | 42606 | Dimmable | Continuous Above 10 | Yes |  | 4 | 25547 | 128.64 | 198.6 | 12.86 | 0.93 | 4500 | 70
PMPRA2R3 | S LITE CO. LTD. | S LITE | FL205-HV-2006-70-45K-T5s-[All Colors]-Options include[P3P5P7]-Options include[PMSCPMPSMSMCSCPMSMSC]-Options include[L]-[SFTR] | Outdoor Luminaires | High Output | Architectural Flood and Spot Luminaires | Standard | FALSE | [9 empty] | 42606 | Dimmable | Continuous Above 10 | Yes |  | 4 | 25547 | 128.64 | 198.6 | 12.86 | 0.93 | 4500 | 70
P2G1QG1R | S LITE CO. LTD. | S LITE | FL205-HV-2006-70-45K-T4s-[All Colors]-Options include[P3P5P7]-Options include[PMSCPMPSMSMCSCPMSMSC]-Options include[L]-[SFTR] | Outdoor Luminaires | High Output | Architectural Flood and Spot Luminaires | Standard | FALSE | [9 empty] | 42606 | Dimmable | Continuous Above 10 | Yes |  | 4 | 25547 | 128.64 | 198.6 | 12.86 | 0.93 | 4500 | 70
P13PEDVP | S LITE CO. LTD. | S LITE | FL205-HV-2006-70-45K-T5v-[All Colors]-Options include[P3P5P7]-Options include[PMSCPMPSMSMCSCPMSMSC]-Options include[L]-[TRSF] | Outdoor Luminaires | High Output | Architectural Flood and Spot Luminaires | Standard | FALSE | [9 empty] | 42606 | Dimmable | Continuous Above 10 | Yes |  | 4 | 25547 | 128.64 | 198.6 | 12.86 | 0.93 | 4500 | 70
PZGJ6JEP | S LITE CO. LTD. | S LITE | FL205-HV-1203-70-45K-T4s-[All Colors]-Options include[P3P5P7]-Options include[PMSCPMPSMSMCSCPMSMSC]-Options include[L]-[SFTR] | Outdoor Luminaires | High Output | Architectural Flood and Spot Luminaires | Standard | FALSE | [9 empty] | 42606 | Dimmable | Continuous Above 10 | Yes |  | 4 | 13293 | 119.22 | 111.5 | 11.94 | 0.9 | 4500 | 70
PF3VWC4H | S LITE CO. LTD. | S LITE | FL205-HV-1203-70-45K-T3m-[All Colors]-Options include[P3P5P7]-Options include[PMSCPMPSMSMCSCPMSMSC]-Options include[L]-[SFTR] | Outdoor Luminaires | High Output | Architectural Flood and Spot Luminaires | Standard | FALSE | [9 empty] | 42606 | Dimmable | Continuous Above 10 | Yes |  | 4 | 13293 | 119.22 | 111.5 | 11.94 | 0.9 | 4500 | 70
P9TC7G1U | S LITE CO. LTD. | S LITE | FL205-HV-1203-70-45K-T4m-[All Colors]-Options include[P3P5P7]-Options include[PMSCPMPSMSMCSCPMSMSC]-Options include[L]-[SFTR] | Outdoor Luminaires | High Output | Architectural Flood and Spot Luminaires | Standard | FALSE | [9 empty] | 42606 | Dimmable | Continuous Above 10 | Yes |  | 4 | 13293 | 119.22 | 111.5 | 11.94 | 0.9 | 4500 | 70
P2K223WN | S LITE CO. LTD. | S LITE | FL205-HV-1203-70-45K-T5s-[All Colors]-Options include[P3P5P7]-Options include[PMSCPMPSMSMCSCPMSMSC]-Options include[L]-[SFTR] | Outdoor Luminaires | High Output | Architectural Flood and Spot Luminaires | Standard | FALSE | [9 empty] | 42606 | Dimmable | Continuous Above 10 | Yes |  | 4 | 13293 | 119.22 | 111.5 | 11.94 | 0.9 | 4500 | 70
PSWAA9VK | S LITE CO. LTD. | S LITE | FL205-UNV-2006-70-45K-T3m-[All Colors]-Options include[P3P5P7]-Options include[PMSCPMPSMSMCSCPMSMSC]-Options include[L]-[SFTR] | Outdoor Luminaires | High Output | Architectural Flood and Spot Luminaires | Standard | FALSE | [9 empty] | 42606 | Dimmable | Continuous Above 10 | Yes |  | 4 | 25547 | 128.64 | 198.6 | 11.65 | 0.94 | 4500 | 70
PJVAFGC6 | S LITE CO. LTD. | S LITE | FL205-UNV-2006-70-45K-T4m-[All Colors]-Options include[P3P5P7]-Options include[PMSCPMPSMSMCSCPMSMSC]-Options include[L]-[SFTR] | Outdoor Luminaires | High Output | Architectural Flood and Spot Luminaires | Standard | FALSE | [9 empty] | 42606 | Dimmable | Continuous Above 10 | Yes |  | 4 | 25547 | 128.64 | 198.6 | 11.65 | 0.94 | 4500 | 70
PEKX22CH | S LITE CO. LTD. | S LITE | FL205-UNV-2006-70-45K-T5s-[All Colors]-Options include[P3P5P7]-Options include[PMSCPMPSMSMCSCPMSMSC]-Options include[L]-[SFTR] | Outdoor Luminaires | High Output | Architectural Flood and Spot Luminaires | Standard | FALSE | [9 empty] | 42606 | Dimmable | Continuous Above 10 | Yes |  | 4 | 25547 | 128.64 | 198.6 | 11.65 | 0.94 | 4500 | 70
P2VFNP4Z | S LITE CO. LTD. | S LITE | FL205-UNV-2006-70-45K-T4s-[All Colors]-Options include[P3P5P7]-Options include[PMSCPMPSMSMCSCPMSMSC]-Options include[L]-[SFTR] | Outdoor Luminaires | High Output | Architectural Flood and Spot Luminaires | Standard | FALSE | [9 empty] | 42606 | Dimmable | Continuous Above 10 | Yes |  | 4 | 25547 | 128.64 | 198.6 | 11.65 | 0.94 | 4500 | 70
PX2R22RA | S LITE CO. LTD. | S LITE | FL205-HV-1504-70-45K-T3m-[All Colors]-Options include[P3P5P7]-Options include[PMSCPMPSMSMCSCPMSMSC]-Options include[L]-[SFTR] | Outdoor Luminaires | High Output | Architectural Flood and Spot Luminaires | Standard | FALSE | [9 empty] | 42606 | Dimmable | Continuous Above 10 | Yes |  | 4 | 18104.5 | 126.25 | 143.4 | 10.48 | 0.94 | 4500 | 70
PRFMA45E | S LITE CO. LTD. | S LITE | FL205-HV-1504-70-45K-T4s-[All Colors]-Options include[P3P5P7]-Options include[PMSCPMPSMSMCSCPMSMSC]-Options include[L]-[SFTR] | Outdoor Luminaires | High Output | Architectural Flood and Spot Luminaires | Standard | FALSE | [9 empty] | 42606 | Dimmable | Continuous Above 10 | Yes |  | 4 | 18104.5 | 126.25 | 143.4 | 10.48 | 0.94 | 4500 | 70
PP8JNNPS | S LITE CO. LTD. | S LITE | FL205-HV-1504-70-45K-T5v-[All Colors]-Options include[P3P5P7]-Options include[PMSCPMPSMSMCSCPMSMSC]-Options include[L]-[TRSF] | Outdoor Luminaires | High Output | Architectural Flood and Spot Luminaires | Standard | FALSE | [9 empty] | 42606 | Dimmable | Continuous Above 10 | Yes |  | 4 | 18104.5 | 126.25 | 143.4 | 10.48 | 0.94 | 4500 | 70
P618HANC | S LITE CO. LTD. | S LITE | FL205-HV-1504-70-45K-T5s-[All Colors]-Options include[P3P5P7]-Options include[PMSCPMPSMSMCSCPMSMSC]-Options include[L]-[SFTR] | Outdoor Luminaires | High Output | Architectural Flood and Spot Luminaires | Standard | FALSE | [9 empty] | 42606 | Dimmable | Continuous Above 10 | Yes |  | 4 | 18104.5 | 126.25 | 143.4 | 10.48 | 0.94 | 4500 | 70
P216DVA6 | S LITE CO. LTD. | S LITE | FL205-HV-1504-70-45K-T4m-[All Colors]-Options include[P3P5P7]-Options include[PMSCPMPSMSMCSCPMSMSC]-Options include[L]-[SFTR] | Outdoor Luminaires | High Output | Architectural Flood and Spot Luminaires | Standard | FALSE | [9 empty] | 42606 | Dimmable | Continuous Above 10 | Yes |  | 4 | 18104.5 | 126.25 | 143.4 | 10.48 | 0.94 | 4500 | 70
PWQ945EP | S LITE CO. LTD. | S LITE | FL205-HV-0402-70-45K-T5s-[All Colors]-Options include[P3P5P7]-Options include[PMSCPMPSMSMCSCPMSMSC]-Options include[L]-[TRSF] | Outdoor Luminaires | Mid Output | Architectural Flood and Spot Luminaires | Standard | FALSE | [9 empty] | 42606 | Dimmable | Continuous Above 10 | Yes |  | 4 | 5287.5 | 144.15 | 36.68 | 9.73 | 0.92 | 4500 | 70
PFPJ9KDA | S LITE CO. LTD. | S LITE | FL205-HV-0402-70-45K-T3m-[All Colors]-Options include[P3P5P7]-Options include[PMSCPMPSMSMCSCPMSMSC]-Options include[L]-[TRSF] | Outdoor Luminaires | Mid Output | Architectural Flood and Spot Luminaires | Standard | FALSE | [9 empty] | 42606 | Dimmable | Continuous Above 10 | Yes |  | 4 | 5181 | 141.25 | 36.68 | 9.73 | 0.92 | 4500 | 70
P675C2Z6 | S LITE CO. LTD. | S LITE | FL205-HV-0402-70-45K-T4s-[All Colors]-Options include[P3P5P7]-Options include[PMSCPMPSMSMCSCPMSMSC]-Options include[L]-[TRSF] | Outdoor Luminaires | Mid Output | Architectural Flood and Spot Luminaires | Standard | FALSE | [9 empty] | 42606 | Dimmable | Continuous Above 10 | Yes |  | 4 | 5045.5 | 138.23 | 36.5 | 9.73 | 0.92 | 4500 | 70
PG9PUTPW | S LITE CO. LTD. | S LITE | FL205-UNV-0752-70-45K-T3m-[All Colors]-Options include[P3P5P7]-Options include[PMSCPMPSMSMCSCPMSMSC]-Options include[L]-[SFTR] | Outdoor Luminaires | Mid Output | Architectural Flood and Spot Luminaires | Standard | FALSE | [9 empty] | 42606 | Dimmable | Continuous Above 10 | Yes |  | 4 | 8219.5 | 122.26 | 67.23 | 8.15 | 0.93 | 4500 | 70
PG1PSCFA | S LITE CO. LTD. | S LITE | FL205-UNV-0752-70-45K-T5s-[All Colors]-Options include[P3P5P7]-Options include[PMSCPMPSMSMCSCPMSMSC]-Options include[L]-[SFTR] | Outdoor Luminaires | Mid Output | Architectural Flood and Spot Luminaires | Standard | FALSE | [9 empty] | 42606 | Dimmable | Continuous Above 10 | Yes |  | 4 | 8219.5 | 122.26 | 67.23 | 8.15 | 0.93 | 4500 | 70
P6FTT8GC | S LITE CO. LTD. | S LITE | FL205-UNV-0752-70-45K-T4s-[All Colors]-Options include[P3P5P7]-Options include[PMSCPMPSMSMCSCPMSMSC]-Options include[L]-[SFTR] | Outdoor Luminaires | Mid Output | Architectural Flood and Spot Luminaires | Standard | FALSE | [9 empty] | 42606 | Dimmable | Continuous Above 10 | Yes |  | 4 | 8219.5 | 122.26 | 67.23 | 8.15 | 0.93 | 4500 | 70
P3ZS7CBD | S LITE CO. LTD. | S LITE | FL205-UNV-0752-70-45K-T4m-[All Colors]-Options include[P3P5P7]-Options include[PMSCPMPSMSMCSCPMSMSC]-Options include[L]-[SFTR] | Outdoor Luminaires | Mid Output | Architectural Flood and Spot Luminaires | Standard | FALSE | [9 empty] | 42606 | Dimmable | Continuous Above 10 | Yes |  | 4 | 8219.5 | 122.26 | 67.23 | 8.15 | 0.93 | 4500 | 70
PY8EUKNH | S LITE CO. LTD. | S LITE | FL205-UNV-0852-70-45K-T5s-[All Colors]-Options include[P3P5P7]-Options include[PMSCPMPSMSMCSCPMSMSC]-Options include[L]-[SFTR] | Outdoor Luminaires | Mid Output | Architectural Flood and Spot Luminaires | Standard | FALSE | [9 empty] | 42606 | Dimmable | Continuous Above 10 | Yes |  | 4 | 8800 | 118.3 | 74.39 | 8.07 | 0.94 | 4500 | 70
PX4TMXBV | S LITE CO. LTD. | S LITE | FL205-UNV-0852-70-45K-T4m-[All Colors]-Options include[P3P5P7]-Options include[PMSCPMPSMSMCSCPMSMSC]-Options include[L]-[SFTR] | Outdoor Luminaires | Mid Output | Architectural Flood and Spot Luminaires | Standard | FALSE | [9 empty] | 42606 | Dimmable | Continuous Above 10 | Yes |  | 4 | 8800 | 118.3 | 74.39 | 8.07 | 0.94 | 4500 | 70
PAH9NMVK | S LITE CO. LTD. | S LITE | FL205-UNV-0852-70-45K-T4s-[All Colors]-Options include[P3P5P7]-Options include[PMSCPMPSMSMCSCPMSMSC]-Options include[L]-[SFTR] | Outdoor Luminaires | Mid Output | Architectural Flood and Spot Luminaires | Standard | FALSE | [9 empty] | 42606 | Dimmable | Continuous Above 10 | Yes |  | 4 | 8800 | 118.3 | 74.39 | 8.07 | 0.94 | 4500 | 70
P398HDX6 | S LITE CO. LTD. | S LITE | FL205-UNV-0852-70-45K-T3m-[All Colors]-Options include[P3P5P7]-Options include[PMSCPMPSMSMCSCPMSMSC]-Options include[L]-[SFTR] | Outdoor Luminaires | Mid Output | Architectural Flood and Spot Luminaires | Standard | FALSE | [9 empty] | 42606 | Dimmable | Continuous Above 10 | Yes |  | 4 | 8800 | 118.3 | 74.39 | 8.07 | 0.94 | 4500 | 70
PUZUQAYT | S LITE CO. LTD. | S LITE | FL205-UNV-1504-70-45K-T3m-[All Colors]-Options include[P3P5P7]-Options include[PMSCPMPSMSMCSCPMSMSC]-Options include[L]-[SFTR] | Outdoor Luminaires | High Output | Architectural Flood and Spot Luminaires | Standard | FALSE | [9 empty] | 42606 | Dimmable | Continuous Above 10 | Yes |  | 4 | 18104.5 | 126.25 | 143.4 | 6.65 | 0.9 | 4500 | 70
PDVJRPRT | S LITE CO. LTD. | S LITE | FL205-UNV-1504-70-45K-T4m-[All Colors]-Options include[P3P5P7]-Options include[PMSCPMPSMSMCSCPMSMSC]-Options include[L]-[SFTR] | Outdoor Luminaires | High Output | Architectural Flood and Spot Luminaires | Standard | FALSE | [9 empty] | 42606 | Dimmable | Continuous Above 10 | Yes |  | 4 | 18104.5 | 126.25 | 143.4 | 6.65 | 0.9 | 4500 | 70
PCTPMET8 | S LITE CO. LTD. | S LITE | FL205-UNV-1504-70-45K-T4s-[All Colors]-Options include[P3P5P7]-Options include[PMSCPMPSMSMCSCPMSMSC]-Options include[L]-[SFTR] | Outdoor Luminaires | High Output | Architectural Flood and Spot Luminaires | Standard | FALSE | [9 empty] | 42606 | Dimmable | Continuous Above 10 | Yes |  | 4 | 18104.5 | 126.25 | 143.4 | 6.65 | 0.9 | 4500 | 70
P18A4Q5P | S LITE CO. LTD. | S LITE | FL205-UNV-1504-70-45K-T5s-[All Colors]-Options include[P3P5P7]-Options include[PMSCPMPSMSMCSCPMSMSC]-Options include[L]-[SFTR] | Outdoor Luminaires | High Output | Architectural Flood and Spot Luminaires | Standard | FALSE | [9 empty] | 42606 | Dimmable | Continuous Above 10 | Yes |  | 4 | 18104.5 | 126.25 | 143.4 | 6.65 | 0.9 | 4500 | 70
PRMEC9VB | S LITE CO. LTD. | S LITE | FL205-UNV-1203-70-45K-T5s-[All Colors]-Options include[P3P5P7]-Options include[PMSCPMPSMSMCSCPMSMSC]-Options include[L]-[SFTR] | Outdoor Luminaires | High Output | Architectural Flood and Spot Luminaires | Standard | FALSE | [9 empty] | 42606 | Dimmable | Continuous Above 10 | Yes |  | 4 | 13293 | 119.22 | 111.5 | 6.44 | 0.9 | 4500 | 70
PM5QVV3C | S LITE CO. LTD. | S LITE | FL205-UNV-1203-70-45K-T4s-[All Colors]-Options include[P3P5P7]-Options include[PMSCPMPSMSMCSCPMSMSC]-Options include[L]-[SFTR] | Outdoor Luminaires | High Output | Architectural Flood and Spot Luminaires | Standard | FALSE | [9 empty] | 42606 | Dimmable | Continuous Above 10 | Yes |  | 4 | 13293 | 119.22 | 111.5 | 6.44 | 0.9 | 4500 | 70
PFYSR4U2 | S LITE CO. LTD. | S LITE | FL205-UNV-1203-70-45K-T4m-[All Colors]-Options include[P3P5P7]-Options include[PMSCPMPSMSMCSCPMSMSC]-Options include[L]-[SFTR] | Outdoor Luminaires | High Output | Architectural Flood and Spot Luminaires | Standard | FALSE | [9 empty] | 42606 | Dimmable | Continuous Above 10 | Yes |  | 4 | 13293 | 119.22 | 111.5 | 6.44 | 0.9 | 4500 | 70
P7Z71691 | S LITE CO. LTD. | S LITE | FL205-UNV-1203-70-45K-T3m-[All Colors]-Options include[P3P5P7]-Options include[PMSCPMPSMSMCSCPMSMSC]-Options include[L]-[SFTR] | Outdoor Luminaires | High Output | Architectural Flood and Spot Luminaires | Standard | FALSE | [9 empty] | 42606 | Dimmable | Continuous Above 10 | Yes |  | 4 | 13293 | 119.22 | 111.5 | 6.44 | 0.9 | 4500 | 70
PH4BKXHQ | S LITE CO. LTD. | S LITE | FL205-UNV-2006-70-40K-T5v-[All Colors]-Options include[P3P5P7]-Options include[PMSCPMPSMSMCSCPMSMSC]-Options include[L]-[TRSF] | Outdoor Luminaires | High Output | Architectural Flood and Spot Luminaires | Standard | FALSE | [9 empty] | 42606 | Dimmable | Continuous Above 10 | Yes |  | 4 | 25407 | 127.93 | 198.6 | 11.65 | 0.94 | 4000 | 74.8
PCUTTJVM | S LITE CO. LTD. | S LITE | FL205-HV-0402-70-40K-T5v-[All Colors]-Options include[P3P5P7]-Options include[PMSCPMPSMSMCSCPMSMSC]-Options include[L]-[TRSF] | Outdoor Luminaires | Low Output | Architectural Flood and Spot Luminaires | Standard | FALSE | [9 empty] | 42606 | Dimmable | Continuous Above 10 | Yes |  | 4 | 4699 | 132.89 | 35.36 | 9.73 | 0.92 | 4000 | 74.8
PAPUCE3P | S LITE CO. LTD. | S LITE | FL205-UNV-1504-70-40K-T5v-[All Colors]-Options include[P3P5P7]-Options include[PMSCPMPSMSMCSCPMSMSC]-Options include[L]-[TRSF] | Outdoor Luminaires | High Output | Architectural Flood and Spot Luminaires | Standard | FALSE | [9 empty] | 42606 | Dimmable | Continuous Above 10 | Yes |  | 4 | 17966 | 125.29 | 143.4 | 6.65 | 0.9 | 4000 | 74.8
PMBBT5QE | S LITE CO. LTD. | S LITE | FL205-HV-1203-70-40K-T5v-[All Colors]-Options include[P3P5P7]-Options include[PMSCPMPSMSMCSCPMSMSC]-Options include[L]-[TRSF] | Outdoor Luminaires | High Output | Architectural Flood and Spot Luminaires | Standard | FALSE | [9 empty] | 42606 | Dimmable | Continuous Above 10 | Yes |  | 4 | 13029 | 116.85 | 111.5 | 11.94 | 0.9 | 4000 | 74.7
PDEFMSH7 | S LITE CO. LTD. | S LITE | FL205-UNV-0402-70-40K-T5s-[All Colors]-Options include[P3P5P7]-Options include[PMSCPMPSMSMCSCPMSMSC]-Options include[L]-[TRSF] | Outdoor Luminaires | Mid Output | Architectural Flood and Spot Luminaires | Standard | FALSE | [9 empty] | 42606 | Dimmable | Continuous Above 10 | Yes |  | 4 | 5274 | 143.78 | 36.68 | 10.83 | 0.94 | 4000 | 74.7
PTCX1MRJ | S LITE CO. LTD. | S LITE | FL205-UNV-1203-70-40K-T5v-[All Colors]-Options include[P3P5P7]-Options include[PMSCPMPSMSMCSCPMSMSC]-Options include[L]-[TRSF] | Outdoor Luminaires | High Output | Architectural Flood and Spot Luminaires | Standard | FALSE | [9 empty] | 42606 | Dimmable | Continuous Above 10 | Yes |  | 4 | 13029 | 116.85 | 111.5 | 6.44 | 0.9 | 4000 | 74.7
P334GQV2 | S LITE CO. LTD. | S LITE | FL205-UNV-0402-70-40K-T3m-[All Colors]-Options include[P3P5P7]-Options include[PMSCPMPSMSMCSCPMSMSC]-Options include[L]-[TRSF] | Outdoor Luminaires | Mid Output | Architectural Flood and Spot Luminaires | Standard | FALSE | [9 empty] | 42606 | Dimmable | Continuous Above 10 | Yes |  | 4 | 5135 | 139.99 | 36.68 | 10.83 | 0.94 | 4000 | 74.6
P7XQYNPE | S LITE CO. LTD. | S LITE | FL205-UNV-0402-70-40K-T4s-[All Colors]-Options include[P3P5P7]-Options include[PMSCPMPSMSMCSCPMSMSC]-Options include[L]-[TRSF] | Outdoor Luminaires | Mid Output | Architectural Flood and Spot Luminaires | Standard | FALSE | [9 empty] | 42606 | Dimmable | Continuous Above 10 | Yes |  | 4 | 5008 | 137.21 | 36.5 | 10.83 | 0.94 | 4000 | 74.6
P6QWQBA6 | S LITE CO. LTD. | S LITE | FL205-UNV-0402-70-40K-T4m-[All Colors]-Options include[P3P5P7]-Options include[PMSCPMPSMSMCSCPMSMSC]-Options include[L]-[TRSF] | Outdoor Luminaires | Low Output | Architectural Flood and Spot Luminaires | Standard | FALSE | [9 empty] | 42606 | Dimmable | Continuous Above 10 | Yes |  | 4 | 4986 | 135.46 | 36.81 | 10.83 | 0.94 | 4000 | 74.6
PRFRDNT6 | S LITE CO. LTD. | S LITE | FL205-HV-0402-70-40K-T4m-[All Colors]-Options include[P3P5P7]-Options include[PMSCPMPSMSMCSCPMSMSC]-Options include[L]-[TRSF] | Outdoor Luminaires | Low Output | Architectural Flood and Spot Luminaires | Standard | FALSE | [9 empty] | 42606 | Dimmable | Continuous Above 10 | Yes |  | 4 | 4986 | 135.46 | 36.81 | 9.73 | 0.92 | 4000 | 74.6
PH3C1F41 | S LITE CO. LTD. | S LITE | FL205-UNV-0752-70-40K-T5v-[All Colors]-Options include[P3P5P7]-Options include[PMSCPMPSMSMCSCPMSMSC]-Options include[L]-[TRSF] | Outdoor Luminaires | Mid Output | Architectural Flood and Spot Luminaires | Standard | FALSE | [9 empty] | 42606 | Dimmable | Continuous Above 10 | Yes |  | 4 | 8153 | 121.27 | 67.23 | 8.15 | 0.93 | 4000 | 74.6
P6VNM7F8 | S LITE CO. LTD. | S LITE | FL205-UNV-0852-70-40K-T5v-[All Colors]-Options include[P3P5P7]-Options include[PMSCPMPSMSMCSCPMSMSC]-Options include[L]-[TRSF] | Outdoor Luminaires | Mid Output | Architectural Flood and Spot Luminaires | Standard | FALSE | [9 empty] | 42606 | Dimmable | Continuous Above 10 | Yes |  | 4 | 8708 | 117.06 | 74.39 | 8.07 | 0.94 | 4000 | 74.6
PQWP87XG | S LITE CO. LTD. | S LITE | FL205-UNV-0402-70-40K-T5v-[All Colors]-Options include[P3P5P7]-Options include[PMSCPMPSMSMCSCPMSMSC]-Options include[L]-[TRSF] | Outdoor Luminaires | Low Output | Architectural Flood and Spot Luminaires | Standard | FALSE | [9 empty] | 42606 | Dimmable | Continuous Above 10 | Yes |  | 4 | 4852 | 133.41 | 36.37 | 10.83 | 0.94 | 4000 | 74.4
PEU6992C | S LITE CO. LTD. | S LITE | FL205-HV-0852-70-40K-T4m-[All Colors]-Options include[P3P5P7]-Options include[PMSCPMPSMSMCSCPMSMSC]-Options include[L]-[SFTR] | Outdoor Luminaires | Mid Output | Architectural Flood and Spot Luminaires | Standard | FALSE | [9 empty] | 42606 | Dimmable | Continuous Above 10 | Yes |  | 4 | 8708 | 117.06 | 74.39 | 18.5 | 0.9 | 4000 | 70
PECUWBFS | S LITE CO. LTD. | S LITE | FL205-HV-0852-70-40K-T4s-[All Colors]-Options include[P3P5P7]-Options include[PMSCPMPSMSMCSCPMSMSC]-Options include[L]-[SFTR] | Outdoor Luminaires | Mid Output | Architectural Flood and Spot Luminaires | Standard | FALSE | [9 empty] | 42606 | Dimmable | Continuous Above 10 | Yes |  | 4 | 8708 | 117.06 | 74.39 | 18.5 | 0.9 | 4000 | 70
P7XT66KM | S LITE CO. LTD. | S LITE | FL205-HV-0852-70-40K-T5v-[All Colors]-Options include[P3P5P7]-Options include[PMSCPMPSMSMCSCPMSMSC]-Options include[L]-[TRSF] | Outdoor Luminaires | Mid Output | Architectural Flood and Spot Luminaires | Standard | FALSE | [9 empty] | 42606 | Dimmable | Continuous Above 10 | Yes |  | 4 | 8708 | 117.06 | 74.39 | 18.5 | 0.9 | 4000 | 70
P7JZDE4U | S LITE CO. LTD. | S LITE | FL205-HV-0852-70-40K-T3m-[All Colors]-Options include[P3P5P7]-Options include[PMSCPMPSMSMCSCPMSMSC]-Options include[L]-[SFTR] | Outdoor Luminaires | Mid Output | Architectural Flood and Spot Luminaires | Standard | FALSE | [9 empty] | 42606 | Dimmable | Continuous Above 10 | Yes |  | 4 | 8708 | 117.06 | 74.39 | 18.5 | 0.9 | 4000 | 70
P37QFMDH | S LITE CO. LTD. | S LITE | FL205-HV-0852-70-40K-T5s-[All Colors]-Options include[P3P5P7]-Options include[PMSCPMPSMSMCSCPMSMSC]-Options include[L]-[SFTR] | Outdoor Luminaires | Mid Output | Architectural Flood and Spot Luminaires | Standard | FALSE | [9 empty] | 42606 | Dimmable | Continuous Above 10 | Yes |  | 4 | 8708 | 117.06 | 74.39 | 18.5 | 0.9 | 4000 | 70
PZWDCX6H | S LITE CO. LTD. | S LITE | FL205-HV-0752-70-40K-T4m-[All Colors]-Options include[P3P5P7]-Options include[PMSCPMPSMSMCSCPMSMSC]-Options include[L]-[SFTR] | Outdoor Luminaires | Mid Output | Architectural Flood and Spot Luminaires | Standard | FALSE | [9 empty] | 42606 | Dimmable | Continuous Above 10 | Yes |  | 4 | 8153 | 121.27 | 67.23 | 13.82 | 0.91 | 4000 | 70
PYDQ62R2 | S LITE CO. LTD. | S LITE | FL205-HV-0752-70-40K-T5v-[All Colors]-Options include[P3P5P7]-Options include[PMSCPMPSMSMCSCPMSMSC]-Options include[L]-[TRSF] | Outdoor Luminaires | Mid Output | Architectural Flood and Spot Luminaires | Standard | FALSE | [9 empty] | 42606 | Dimmable | Continuous Above 10 | Yes |  | 4 | 8153 | 121.27 | 67.23 | 13.82 | 0.91 | 4000 | 70
PHPEPKF7 | S LITE CO. LTD. | S LITE | FL205-HV-0752-70-40K-T3m-[All Colors]-Options include[P3P5P7]-Options include[PMSCPMPSMSMCSCPMSMSC]-Options include[L]-[SFTR] | Outdoor Luminaires | Mid Output | Architectural Flood and Spot Luminaires | Standard | FALSE | [9 empty] | 42606 | Dimmable | Continuous Above 10 | Yes |  | 4 | 8153 | 121.27 | 67.23 | 13.82 | 0.91 | 4000 | 70
P6YHJZ8X | S LITE CO. LTD. | S LITE | FL205-HV-0752-70-40K-T5s-[All Colors]-Options include[P3P5P7]-Options include[PMSCPMPSMSMCSCPMSMSC]-Options include[L]-[SFTR] | Outdoor Luminaires | Mid Output | Architectural Flood and Spot Luminaires | Standard | FALSE | [9 empty] | 42606 | Dimmable | Continuous Above 10 | Yes |  | 4 | 8153 | 121.27 | 67.23 | 13.82 | 0.91 | 4000 | 70
P47KZXJ3 | S LITE CO. LTD. | S LITE | FL205-HV-0752-70-40K-T4s-[All Colors]-Options include[P3P5P7]-Options include[PMSCPMPSMSMCSCPMSMSC]-Options include[L]-[SFTR] | Outdoor Luminaires | Mid Output | Architectural Flood and Spot Luminaires | Standard | FALSE | [9 empty] | 42606 | Dimmable | Continuous Above 10 | Yes |  | 4 | 8153 | 121.27 | 67.23 | 13.82 | 0.91 | 4000 | 70
PUJT8EPS | S LITE CO. LTD. | S LITE | FL205-HV-2006-70-40K-T4s-[All Colors]-Options include[P3P5P7]-Options include[PMSCPMPSMSMCSCPMSMSC]-Options include[L]-[SFTR] | Outdoor Luminaires | High Output | Architectural Flood and Spot Luminaires | Standard | FALSE | [9 empty] | 42606 | Dimmable | Continuous Above 10 | Yes |  | 4 | 25407 | 127.93 | 198.6 | 12.86 | 0.93 | 4000 | 70
PNJZ186R | S LITE CO. LTD. | S LITE | FL205-HV-2006-70-40K-T4m-[All Colors]-Options include[P3P5P7]-Options include[PMSCPMPSMSMCSCPMSMSC]-Options include[L]-[SFTR] | Outdoor Luminaires | High Output | Architectural Flood and Spot Luminaires | Standard | FALSE | [9 empty] | 42606 | Dimmable | Continuous Above 10 | Yes |  | 4 | 25407 | 127.93 | 198.6 | 12.86 | 0.93 | 4000 | 70
PFKDGEVU | S LITE CO. LTD. | S LITE | FL205-HV-2006-70-40K-T5s-[All Colors]-Options include[P3P5P7]-Options include[PMSCPMPSMSMCSCPMSMSC]-Options include[L]-[SFTR] | Outdoor Luminaires | High Output | Architectural Flood and Spot Luminaires | Standard | FALSE | [9 empty] | 42606 | Dimmable | Continuous Above 10 | Yes |  | 4 | 25407 | 127.93 | 198.6 | 12.86 | 0.93 | 4000 | 70
P9GFP7QK | S LITE CO. LTD. | S LITE | FL205-HV-2006-70-40K-T5v-[All Colors]-Options include[P3P5P7]-Options include[PMSCPMPSMSMCSCPMSMSC]-Options include[L]-[TRSF] | Outdoor Luminaires | High Output | Architectural Flood and Spot Luminaires | Standard | FALSE | [9 empty] | 42606 | Dimmable | Continuous Above 10 | Yes |  | 4 | 25407 | 127.93 | 198.6 | 12.86 | 0.93 | 4000 | 70
P994H1N3 | S LITE CO. LTD. | S LITE | FL205-HV-2006-70-40K-T3m-[All Colors]-Options include[P3P5P7]-Options include[PMSCPMPSMSMCSCPMSMSC]-Options include[L]-[SFTR] | Outdoor Luminaires | High Output | Architectural Flood and Spot Luminaires | Standard | FALSE | [9 empty] | 42606 | Dimmable | Continuous Above 10 | Yes |  | 4 | 25407 | 127.93 | 198.6 | 12.86 | 0.93 | 4000 | 70
PXY4ANW4 | S LITE CO. LTD. | S LITE | FL205-HV-1203-70-40K-T3m-[All Colors]-Options include[P3P5P7]-Options include[PMSCPMPSMSMCSCPMSMSC]-Options include[L]-[SFTR] | Outdoor Luminaires | High Output | Architectural Flood and Spot Luminaires | Standard | FALSE | [9 empty] | 42606 | Dimmable | Continuous Above 10 | Yes |  | 4 | 13029 | 116.85 | 111.5 | 11.94 | 0.9 | 4000 | 70
PXKFR23N | S LITE CO. LTD. | S LITE | FL205-HV-1203-70-40K-T4m-[All Colors]-Options include[P3P5P7]-Options include[PMSCPMPSMSMCSCPMSMSC]-Options include[L]-[SFTR] | Outdoor Luminaires | High Output | Architectural Flood and Spot Luminaires | Standard | FALSE | [9 empty] | 42606 | Dimmable | Continuous Above 10 | Yes |  | 4 | 13029 | 116.85 | 111.5 | 11.94 | 0.9 | 4000 | 70
PQP4HVYU | S LITE CO. LTD. | S LITE | FL205-HV-1203-70-40K-T4s-[All Colors]-Options include[P3P5P7]-Options include[PMSCPMPSMSMCSCPMSMSC]-Options include[L]-[SFTR] | Outdoor Luminaires | High Output | Architectural Flood and Spot Luminaires | Standard | FALSE | [9 empty] | 42606 | Dimmable | Continuous Above 10 | Yes |  | 4 | 13029 | 116.85 | 111.5 | 11.94 | 0.9 | 4000 | 70
P6SHEVV2 | S LITE CO. LTD. | S LITE | FL205-HV-1203-70-40K-T5s-[All Colors]-Options include[P3P5P7]-Options include[PMSCPMPSMSMCSCPMSMSC]-Options include[L]-[SFTR] | Outdoor Luminaires | High Output | Architectural Flood and Spot Luminaires | Standard | FALSE | [9 empty] | 42606 | Dimmable | Continuous Above 10 | Yes |  | 4 | 13029 | 116.85 | 111.5 | 11.94 | 0.9 | 4000 | 70
PU327S6U | S LITE CO. LTD. | S LITE | FL205-UNV-2006-70-40K-T5s-[All Colors]-Options include[P3P5P7]-Options include[PMSCPMPSMSMCSCPMSMSC]-Options include[L]-[SFTR] | Outdoor Luminaires | High Output | Architectural Flood and Spot Luminaires | Standard | FALSE | [9 empty] | 42606 | Dimmable | Continuous Above 10 | Yes |  | 4 | 25407 | 127.93 | 198.6 | 11.65 | 0.94 | 4000 | 70
PT9MMCC9 | S LITE CO. LTD. | S LITE | FL205-UNV-2006-70-40K-T4s-[All Colors]-Options include[P3P5P7]-Options include[PMSCPMPSMSMCSCPMSMSC]-Options include[L]-[SFTR] | Outdoor Luminaires | High Output | Architectural Flood and Spot Luminaires | Standard | FALSE | [9 empty] | 42606 | Dimmable | Continuous Above 10 | Yes |  | 4 | 25407 | 127.93 | 198.6 | 11.65 | 0.94 | 4000 | 70
PDNU2WUH | S LITE CO. LTD. | S LITE | FL205-UNV-2006-70-40K-T4m-[All Colors]-Options include[P3P5P7]-Options include[PMSCPMPSMSMCSCPMSMSC]-Options include[L]-[SFTR] | Outdoor Luminaires | High Output | Architectural Flood and Spot Luminaires | Standard | FALSE | [9 empty] | 42606 | Dimmable | Continuous Above 10 | Yes |  | 4 | 25407 | 127.93 | 198.6 | 11.65 | 0.94 | 4000 | 70
P745M51B | S LITE CO. LTD. | S LITE | FL205-UNV-2006-70-40K-T3m-[All Colors]-Options include[P3P5P7]-Options include[PMSCPMPSMSMCSCPMSMSC]-Options include[L]-[SFTR] | Outdoor Luminaires | High Output | Architectural Flood and Spot Luminaires | Standard | FALSE | [9 empty] | 42606 | Dimmable | Continuous Above 10 | Yes |  | 4 | 25407 | 127.93 | 198.6 | 11.65 | 0.94 | 4000 | 70
PZ5P3CX6 | S LITE CO. LTD. | S LITE | FL205-HV-1504-70-40K-T5v-[All Colors]-Options include[P3P5P7]-Options include[PMSCPMPSMSMCSCPMSMSC]-Options include[L]-[TRSF] | Outdoor Luminaires | High Output | Architectural Flood and Spot Luminaires | Standard | FALSE | [9 empty] | 42606 | Dimmable | Continuous Above 10 | Yes |  | 4 | 17966 | 125.29 | 143.4 | 10.48 | 0.94 | 4000 | 70
PTT1XJ8K | S LITE CO. LTD. | S LITE | FL205-HV-1504-70-40K-T4m-[All Colors]-Options include[P3P5P7]-Options include[PMSCPMPSMSMCSCPMSMSC]-Options include[L]-[SFTR] | Outdoor Luminaires | High Output | Architectural Flood and Spot Luminaires | Standard | FALSE | [9 empty] | 42606 | Dimmable | Continuous Above 10 | Yes |  | 4 | 17966 | 125.29 | 143.4 | 10.48 | 0.94 | 4000 | 70
PN5277PM | S LITE CO. LTD. | S LITE | FL205-HV-1504-70-40K-T5s-[All Colors]-Options include[P3P5P7]-Options include[PMSCPMPSMSMCSCPMSMSC]-Options include[L]-[SFTR] | Outdoor Luminaires | High Output | Architectural Flood and Spot Luminaires | Standard | FALSE | [9 empty] | 42606 | Dimmable | Continuous Above 10 | Yes |  | 4 | 17966 | 125.29 | 143.4 | 10.48 | 0.94 | 4000 | 70
PGWPP9DD | S LITE CO. LTD. | S LITE | FL205-HV-1504-70-40K-T3m-[All Colors]-Options include[P3P5P7]-Options include[PMSCPMPSMSMCSCPMSMSC]-Options include[L]-[SFTR] | Outdoor Luminaires | High Output | Architectural Flood and Spot Luminaires | Standard | FALSE | [9 empty] | 42606 | Dimmable | Continuous Above 10 | Yes |  | 4 | 17966 | 125.29 | 143.4 | 10.48 | 0.94 | 4000 | 70
PAZPZP6B | S LITE CO. LTD. | S LITE | FL205-HV-1504-70-40K-T4s-[All Colors]-Options include[P3P5P7]-Options include[PMSCPMPSMSMCSCPMSMSC]-Options include[L]-[SFTR] | Outdoor Luminaires | High Output | Architectural Flood and Spot Luminaires | Standard | FALSE | [9 empty] | 42606 | Dimmable | Continuous Above 10 | Yes |  | 4 | 17966 | 125.29 | 143.4 | 10.48 | 0.94 | 4000 | 70
PQPMJDAP | S LITE CO. LTD. | S LITE | FL205-HV-0402-70-40K-T5s-[All Colors]-Options include[P3P5P7]-Options include[PMSCPMPSMSMCSCPMSMSC]-Options include[L]-[TRSF] | Outdoor Luminaires | Mid Output | Architectural Flood and Spot Luminaires | Standard | FALSE | [9 empty] | 42606 | Dimmable | Continuous Above 10 | Yes |  | 4 | 5274 | 143.78 | 36.68 | 9.73 | 0.92 | 4000 | 70
PHGEJ61V | S LITE CO. LTD. | S LITE | FL205-HV-0402-70-40K-T3m-[All Colors]-Options include[P3P5P7]-Options include[PMSCPMPSMSMCSCPMSMSC]-Options include[L]-[TRSF] | Outdoor Luminaires | Mid Output | Architectural Flood and Spot Luminaires | Standard | FALSE | [9 empty] | 42606 | Dimmable | Continuous Above 10 | Yes |  | 4 | 5135 | 139.99 | 36.68 | 9.73 | 0.92 | 4000 | 70
PJDQW444 | S LITE CO. LTD. | S LITE | FL205-HV-0402-70-40K-T4s-[All Colors]-Options include[P3P5P7]-Options include[PMSCPMPSMSMCSCPMSMSC]-Options include[L]-[TRSF] | Outdoor Luminaires | Mid Output | Architectural Flood and Spot Luminaires | Standard | FALSE | [9 empty] | 42606 | Dimmable | Continuous Above 10 | Yes |  | 4 | 5008 | 137.21 | 36.5 | 9.73 | 0.92 | 4000 | 70
PZPS8W2F | S LITE CO. LTD. | S LITE | FL205-UNV-0752-70-40K-T5s-[All Colors]-Options include[P3P5P7]-Options include[PMSCPMPSMSMCSCPMSMSC]-Options include[L]-[SFTR] | Outdoor Luminaires | Mid Output | Architectural Flood and Spot Luminaires | Standard | FALSE | [9 empty] | 42606 | Dimmable | Continuous Above 10 | Yes |  | 4 | 8153 | 121.27 | 67.23 | 8.15 | 0.93 | 4000 | 70
PWKD3UJU | S LITE CO. LTD. | S LITE | FL205-UNV-0752-70-40K-T3m-[All Colors]-Options include[P3P5P7]-Options include[PMSCPMPSMSMCSCPMSMSC]-Options include[L]-[SFTR] | Outdoor Luminaires | Mid Output | Architectural Flood and Spot Luminaires | Standard | FALSE | [9 empty] | 42606 | Dimmable | Continuous Above 10 | Yes |  | 4 | 8153 | 121.27 | 67.23 | 8.15 | 0.93 | 4000 | 70
P9RRQX3M | S LITE CO. LTD. | S LITE | FL205-UNV-0752-70-40K-T4s-[All Colors]-Options include[P3P5P7]-Options include[PMSCPMPSMSMCSCPMSMSC]-Options include[L]-[SFTR] | Outdoor Luminaires | Mid Output | Architectural Flood and Spot Luminaires | Standard | FALSE | [9 empty] | 42606 | Dimmable | Continuous Above 10 | Yes |  | 4 | 8153 | 121.27 | 67.23 | 8.15 | 0.93 | 4000 | 70
P3XE6D77 | S LITE CO. LTD. | S LITE | FL205-UNV-0752-70-40K-T4m-[All Colors]-Options include[P3P5P7]-Options include[PMSCPMPSMSMCSCPMSMSC]-Options include[L]-[SFTR] | Outdoor Luminaires | Mid Output | Architectural Flood and Spot Luminaires | Standard | FALSE | [9 empty] | 42606 | Dimmable | Continuous Above 10 | Yes |  | 4 | 8153 | 121.27 | 67.23 | 8.15 | 0.93 | 4000 | 70
PVKGQQCK | S LITE CO. LTD. | S LITE | FL205-UNV-0852-70-40K-T4m-[All Colors]-Options include[P3P5P7]-Options include[PMSCPMPSMSMCSCPMSMSC]-Options include[L]-[SFTR] | Outdoor Luminaires | Mid Output | Architectural Flood and Spot Luminaires | Standard | FALSE | [9 empty] | 42606 | Dimmable | Continuous Above 10 | Yes |  | 4 | 8708 | 117.06 | 74.39 | 8.07 | 0.94 | 4000 | 70
PHKKMBEG | S LITE CO. LTD. | S LITE | FL205-UNV-0852-70-40K-T4s-[All Colors]-Options include[P3P5P7]-Options include[PMSCPMPSMSMCSCPMSMSC]-Options include[L]-[SFTR] | Outdoor Luminaires | Mid Output | Architectural Flood and Spot Luminaires | Standard | FALSE | [9 empty] | 42606 | Dimmable | Continuous Above 10 | Yes |  | 4 | 8708 | 117.06 | 74.39 | 8.07 | 0.94 | 4000 | 70
PECK254J | S LITE CO. LTD. | S LITE | FL205-UNV-0852-70-40K-T3m-[All Colors]-Options include[P3P5P7]-Options include[PMSCPMPSMSMCSCPMSMSC]-Options include[L]-[SFTR] | Outdoor Luminaires | Mid Output | Architectural Flood and Spot Luminaires | Standard | FALSE | [9 empty] | 42606 | Dimmable | Continuous Above 10 | Yes |  | 4 | 8708 | 117.06 | 74.39 | 8.07 | 0.94 | 4000 | 70
P8Z61NE6 | S LITE CO. LTD. | S LITE | FL205-UNV-0852-70-40K-T5s-[All Colors]-Options include[P3P5P7]-Options include[PMSCPMPSMSMCSCPMSMSC]-Options include[L]-[SFTR] | Outdoor Luminaires | Mid Output | Architectural Flood and Spot Luminaires | Standard | FALSE | [9 empty] | 42606 | Dimmable | Continuous Above 10 | Yes |  | 4 | 8708 | 117.06 | 74.39 | 8.07 | 0.94 | 4000 | 70
PQFEY21V | S LITE CO. LTD. | S LITE | FL205-UNV-1504-70-40K-T3m-[All Colors]-Options include[P3P5P7]-Options include[PMSCPMPSMSMCSCPMSMSC]-Options include[L]-[SFTR] | Outdoor Luminaires | High Output | Architectural Flood and Spot Luminaires | Standard | FALSE | [9 empty] | 42606 | Dimmable | Continuous Above 10 | Yes |  | 4 | 17966 | 125.29 | 143.4 | 6.65 | 0.9 | 4000 | 70
PK4ES54C | S LITE CO. LTD. | S LITE | FL205-UNV-1504-70-40K-T4m-[All Colors]-Options include[P3P5P7]-Options include[PMSCPMPSMSMCSCPMSMSC]-Options include[L]-[SFTR] | Outdoor Luminaires | High Output | Architectural Flood and Spot Luminaires | Standard | FALSE | [9 empty] | 42606 | Dimmable | Continuous Above 10 | Yes |  | 4 | 17966 | 125.29 | 143.4 | 6.65 | 0.9 | 4000 | 70
PH4Y7J6H | S LITE CO. LTD. | S LITE | FL205-UNV-1504-70-40K-T4s-[All Colors]-Options include[P3P5P7]-Options include[PMSCPMPSMSMCSCPMSMSC]-Options include[L]-[SFTR] | Outdoor Luminaires | High Output | Architectural Flood and Spot Luminaires | Standard | FALSE | [9 empty] | 42606 | Dimmable | Continuous Above 10 | Yes |  | 4 | 17966 | 125.29 | 143.4 | 6.65 | 0.9 | 4000 | 70
P9NUPFZP | S LITE CO. LTD. | S LITE | FL205-UNV-1504-70-40K-T5s-[All Colors]-Options include[P3P5P7]-Options include[PMSCPMPSMSMCSCPMSMSC]-Options include[L]-[SFTR] | Outdoor Luminaires | High Output | Architectural Flood and Spot Luminaires | Standard | FALSE | [9 empty] | 42606 | Dimmable | Continuous Above 10 | Yes |  | 4 | 17966 | 125.29 | 143.4 | 6.65 | 0.9 | 4000 | 70
PTW6YM1M | S LITE CO. LTD. | S LITE | FL205-UNV-1203-70-40K-T4s-[All Colors]-Options include[P3P5P7]-Options include[PMSCPMPSMSMCSCPMSMSC]-Options include[L]-[SFTR] | Outdoor Luminaires | High Output | Architectural Flood and Spot Luminaires | Standard | FALSE | [9 empty] | 42606 | Dimmable | Continuous Above 10 | Yes |  | 4 | 13029 | 116.85 | 111.5 | 6.44 | 0.9 | 4000 | 70
PQ3UZ96H | S LITE CO. LTD. | S LITE | FL205-UNV-1203-70-40K-T5s-[All Colors]-Options include[P3P5P7]-Options include[PMSCPMPSMSMCSCPMSMSC]-Options include[L]-[SFTR] | Outdoor Luminaires | High Output | Architectural Flood and Spot Luminaires | Standard | FALSE | [9 empty] | 42606 | Dimmable | Continuous Above 10 | Yes |  | 4 | 13029 | 116.85 | 111.5 | 6.44 | 0.9 | 4000 | 70
PE98H7QS | S LITE CO. LTD. | S LITE | FL205-UNV-1203-70-40K-T3m-[All Colors]-Options include[P3P5P7]-Options include[PMSCPMPSMSMCSCPMSMSC]-Options include[L]-[SFTR] | Outdoor Luminaires | High Output | Architectural Flood and Spot Luminaires | Standard | FALSE | [9 empty] | 42606 | Dimmable | Continuous Above 10 | Yes |  | 4 | 13029 | 116.85 | 111.5 | 6.44 | 0.9 | 4000 | 70
PBRP7PVQ | S LITE CO. LTD. | S LITE | FL205-UNV-1203-70-40K-T4m-[All Colors]-Options include[P3P5P7]-Options include[PMSCPMPSMSMCSCPMSMSC]-Options include[L]-[SFTR] | Outdoor Luminaires | High Output | Architectural Flood and Spot Luminaires | Standard | FALSE | [9 empty] | 42606 | Dimmable | Continuous Above 10 | Yes |  | 4 | 13029 | 116.85 | 111.5 | 6.44 | 0.9 | 4000 | 70
PN4Q3FEH | S LITE CO. LTD. | S LITE | FL205-UNV-2006-70-35K-T5v-[All Colors]-Options include[P3P5P7]-Options include[PMSCPMPSMSMCSCPMSMSC]-Options include[L]-[TRSF] | Outdoor Luminaires | High Output | Architectural Flood and Spot Luminaires | Standard | FALSE | [9 empty] | 42606 | Dimmable | Continuous Above 10 | Yes |  | 4 | 24484.5 | 124.73 | 196.3 | 11.65 | 0.94 | 3500 | 74.8
PFJ5K2ZE | S LITE CO. LTD. | S LITE | FL205-HV-0402-70-35K-T5v-[All Colors]-Options include[P3P5P7]-Options include[PMSCPMPSMSMCSCPMSMSC]-Options include[L]-[TRSF] | Outdoor Luminaires | Low Output | Architectural Flood and Spot Luminaires | Standard | FALSE | [9 empty] | 42606 | Dimmable | Continuous Above 10 | Yes |  | 4 | 4562.35 | 130.39 | 34.99 | 9.84 | 0.92 | 3500 | 74.8
PJSSJFGA | S LITE CO. LTD. | S LITE | FL205-UNV-1504-70-35K-T5v-[All Colors]-Options include[P3P5P7]-Options include[PMSCPMPSMSMCSCPMSMSC]-Options include[L]-[TRSF] | Outdoor Luminaires | High Output | Architectural Flood and Spot Luminaires | Standard | FALSE | [9 empty] | 42606 | Dimmable | Continuous Above 10 | Yes |  | 4 | 17387 | 121.93 | 142.6 | 6.65 | 0.9 | 3500 | 74.8
PPV4BKAV | S LITE CO. LTD. | S LITE | FL205-HV-1203-70-35K-T5v-[All Colors]-Options include[P3P5P7]-Options include[PMSCPMPSMSMCSCPMSMSC]-Options include[L]-[TRSF] | Outdoor Luminaires | High Output | Architectural Flood and Spot Luminaires | Standard | FALSE | [9 empty] | 42606 | Dimmable | Continuous Above 10 | Yes |  | 4 | 12772.5 | 114.76 | 111.3 | 11.94 | 0.9 | 3500 | 74.7
PT2HYES6 | S LITE CO. LTD. | S LITE | FL205-UNV-0402-70-35K-T5s-[All Colors]-Options include[P3P5P7]-Options include[PMSCPMPSMSMCSCPMSMSC]-Options include[L]-[TRSF] | Outdoor Luminaires | Mid Output | Architectural Flood and Spot Luminaires | Standard | FALSE | [9 empty] | 42606 | Dimmable | Continuous Above 10 | Yes |  | 4 | 5099.6 | 140.8 | 36.22 | 10.38 | 0.94 | 3500 | 74.7
PCJUN5B3 | S LITE CO. LTD. | S LITE | FL205-UNV-1203-70-35K-T5v-[All Colors]-Options include[P3P5P7]-Options include[PMSCPMPSMSMCSCPMSMSC]-Options include[L]-[TRSF] | Outdoor Luminaires | High Output | Architectural Flood and Spot Luminaires | Standard | FALSE | [9 empty] | 42606 | Dimmable | Continuous Above 10 | Yes |  | 4 | 12772.5 | 114.76 | 111.3 | 6.44 | 0.9 | 3500 | 74.7
PM9GXRQ1 | S LITE CO. LTD. | S LITE | FL205-UNV-0402-70-35K-T3m-[All Colors]-Options include[P3P5P7]-Options include[PMSCPMPSMSMCSCPMSMSC]-Options include[L]-[TRSF] | Outdoor Luminaires | Low Output | Architectural Flood and Spot Luminaires | Standard | FALSE | [9 empty] | 42606 | Dimmable | Continuous Above 10 | Yes |  | 4 | 4972.1 | 136.82 | 36.34 | 10.38 | 0.94 | 3500 | 74.6
PV7A3DV3 | S LITE CO. LTD. | S LITE | FL205-UNV-0402-70-35K-T4m-[All Colors]-Options include[P3P5P7]-Options include[PMSCPMPSMSMCSCPMSMSC]-Options include[L]-[TRSF] | Outdoor Luminaires | Low Output | Architectural Flood and Spot Luminaires | Standard | FALSE | [9 empty] | 42606 | Dimmable | Continuous Above 10 | Yes |  | 4 | 4898.7 | 135.29 | 36.21 | 10.38 | 0.94 | 3500 | 74.6
PETAPV6V | S LITE CO. LTD. | S LITE | FL205-UNV-0402-70-35K-T4s-[All Colors]-Options include[P3P5P7]-Options include[PMSCPMPSMSMCSCPMSMSC]-Options include[L]-[TRSF] | Outdoor Luminaires | Low Output | Architectural Flood and Spot Luminaires | Standard | FALSE | [9 empty] | 42606 | Dimmable | Continuous Above 10 | Yes |  | 4 | 4857.4 | 134.26 | 36.18 | 10.38 | 0.94 | 3500 | 74.6
P86AAT2H | S LITE CO. LTD. | S LITE | FL205-HV-0402-70-35K-T4m-[All Colors]-Options include[P3P5P7]-Options include[PMSCPMPSMSMCSCPMSMSC]-Options include[L]-[TRSF] | Outdoor Luminaires | Low Output | Architectural Flood and Spot Luminaires | Standard | FALSE | [9 empty] | 42606 | Dimmable | Continuous Above 10 | Yes |  | 4 | 4898.7 | 135.29 | 36.21 | 9.84 | 0.92 | 3500 | 74.6
PZX82BQ7 | S LITE CO. LTD. | S LITE | FL205-UNV-0752-70-35K-T5v-[All Colors]-Options include[P3P5P7]-Options include[PMSCPMPSMSMCSCPMSMSC]-Options include[L]-[TRSF] | Outdoor Luminaires | Mid Output | Architectural Flood and Spot Luminaires | Standard | FALSE | [9 empty] | 42606 | Dimmable | Continuous Above 10 | Yes |  | 4 | 7850.5 | 117.61 | 66.75 | 8.15 | 0.93 | 3500 | 74.6
PF6W2MWS | S LITE CO. LTD. | S LITE | FL205-UNV-0852-70-35K-T5v-[All Colors]-Options include[P3P5P7]-Options include[PMSCPMPSMSMCSCPMSMSC]-Options include[L]-[TRSF] | Outdoor Luminaires | Mid Output | Architectural Flood and Spot Luminaires | Standard | FALSE | [9 empty] | 42606 | Dimmable | Continuous Above 10 | Yes |  | 4 | 8416 | 115.64 | 72.78 | 8.07 | 0.94 | 3500 | 74.6
PFZUCMR8 | S LITE CO. LTD. | S LITE | FL205-UNV-0402-70-35K-T5v-[All Colors]-Options include[P3P5P7]-Options include[PMSCPMPSMSMCSCPMSMSC]-Options include[L]-[TRSF] | Outdoor Luminaires | Low Output | Architectural Flood and Spot Luminaires | Standard | FALSE | [9 empty] | 42606 | Dimmable | Continuous Above 10 | Yes |  | 4 | 4693.35 | 129.97 | 36.11 | 10.38 | 0.94 | 3500 | 74.4
PVSUDKZ4 | S LITE CO. LTD. | S LITE | FL205-HV-0852-70-35K-T5s-[All Colors]-Options include[P3P5P7]-Options include[PMSCPMPSMSMCSCPMSMSC]-Options include[L]-[SFTR] | Outdoor Luminaires | Mid Output | Architectural Flood and Spot Luminaires | Standard | FALSE | [9 empty] | 42606 | Dimmable | Continuous Above 10 | Yes |  | 4 | 8416 | 115.64 | 72.78 | 18.5 | 0.9 | 3500 | 70
PTBAX5HP | S LITE CO. LTD. | S LITE | FL205-HV-0852-70-35K-T3m-[All Colors]-Options include[P3P5P7]-Options include[PMSCPMPSMSMCSCPMSMSC]-Options include[L]-[SFTR] | Outdoor Luminaires | Mid Output | Architectural Flood and Spot Luminaires | Standard | FALSE | [9 empty] | 42606 | Dimmable | Continuous Above 10 | Yes |  | 4 | 8416 | 115.64 | 72.78 | 18.5 | 0.9 | 3500 | 70
PREX7477 | S LITE CO. LTD. | S LITE | FL205-HV-0852-70-35K-T4m-[All Colors]-Options include[P3P5P7]-Options include[PMSCPMPSMSMCSCPMSMSC]-Options include[L]-[SFTR] | Outdoor Luminaires | Mid Output | Architectural Flood and Spot Luminaires | Standard | FALSE | [9 empty] | 42606 | Dimmable | Continuous Above 10 | Yes |  | 4 | 8416 | 115.64 | 72.78 | 18.5 | 0.9 | 3500 | 70
PHKCHNE6 | S LITE CO. LTD. | S LITE | FL205-HV-0852-70-35K-T4s-[All Colors]-Options include[P3P5P7]-Options include[PMSCPMPSMSMCSCPMSMSC]-Options include[L]-[SFTR] | Outdoor Luminaires | Mid Output | Architectural Flood and Spot Luminaires | Standard | FALSE | [9 empty] | 42606 | Dimmable | Continuous Above 10 | Yes |  | 4 | 8416 | 115.64 | 72.78 | 18.5 | 0.9 | 3500 | 70
PB7PVSXH | S LITE CO. LTD. | S LITE | FL205-HV-0852-70-35K-T5v-[All Colors]-Options include[P3P5P7]-Options include[PMSCPMPSMSMCSCPMSMSC]-Options include[L]-[TRSF] | Outdoor Luminaires | Mid Output | Architectural Flood and Spot Luminaires | Standard | FALSE | [9 empty] | 42606 | Dimmable | Continuous Above 10 | Yes |  | 4 | 8416 | 115.64 | 72.78 | 18.5 | 0.9 | 3500 | 70
PVNVZFQ1 | S LITE CO. LTD. | S LITE | FL205-HV-0752-70-35K-T3m-[All Colors]-Options include[P3P5P7]-Options include[PMSCPMPSMSMCSCPMSMSC]-Options include[L]-[SFTR] | Outdoor Luminaires | Mid Output | Architectural Flood and Spot Luminaires | Standard | FALSE | [9 empty] | 42606 | Dimmable | Continuous Above 10 | Yes |  | 4 | 7850.5 | 117.61 | 66.75 | 13.82 | 0.91 | 3500 | 70
PJJM53YN | S LITE CO. LTD. | S LITE | FL205-HV-0752-70-35K-T4s-[All Colors]-Options include[P3P5P7]-Options include[PMSCPMPSMSMCSCPMSMSC]-Options include[L]-[SFTR] | Outdoor Luminaires | Mid Output | Architectural Flood and Spot Luminaires | Standard | FALSE | [9 empty] | 42606 | Dimmable | Continuous Above 10 | Yes |  | 4 | 7850.5 | 117.61 | 66.75 | 13.82 | 0.91 | 3500 | 70
PC6AF3C2 | S LITE CO. LTD. | S LITE | FL205-HV-0752-70-35K-T5s-[All Colors]-Options include[P3P5P7]-Options include[PMSCPMPSMSMCSCPMSMSC]-Options include[L]-[SFTR] | Outdoor Luminaires | Mid Output | Architectural Flood and Spot Luminaires | Standard | FALSE | [9 empty] | 42606 | Dimmable | Continuous Above 10 | Yes |  | 4 | 7850.5 | 117.61 | 66.75 | 13.82 | 0.91 | 3500 | 70
P82FRXP8 | S LITE CO. LTD. | S LITE | FL205-HV-0752-70-35K-T4m-[All Colors]-Options include[P3P5P7]-Options include[PMSCPMPSMSMCSCPMSMSC]-Options include[L]-[SFTR] | Outdoor Luminaires | Mid Output | Architectural Flood and Spot Luminaires | Standard | FALSE | [9 empty] | 42606 | Dimmable | Continuous Above 10 | Yes |  | 4 | 7850.5 | 117.61 | 66.75 | 13.82 | 0.91 | 3500 | 70
P1196WCK | S LITE CO. LTD. | S LITE | FL205-HV-0752-70-35K-T5v-[All Colors]-Options include[P3P5P7]-Options include[PMSCPMPSMSMCSCPMSMSC]-Options include[L]-[TRSF] | Outdoor Luminaires | Mid Output | Architectural Flood and Spot Luminaires | Standard | FALSE | [9 empty] | 42606 | Dimmable | Continuous Above 10 | Yes |  | 4 | 7850.5 | 117.61 | 66.75 | 13.82 | 0.91 | 3500 | 70
PTBT3MX9 | S LITE CO. LTD. | S LITE | FL205-HV-2006-70-35K-T4s-[All Colors]-Options include[P3P5P7]-Options include[PMSCPMPSMSMCSCPMSMSC]-Options include[L]-[SFTR] | Outdoor Luminaires | High Output | Architectural Flood and Spot Luminaires | Standard | FALSE | [9 empty] | 42606 | Dimmable | Continuous Above 10 | Yes |  | 4 | 24484.5 | 124.73 | 196.3 | 12.86 | 0.93 | 3500 | 70
PRA76BKU | S LITE CO. LTD. | S LITE | FL205-HV-2006-70-35K-T5v-[All Colors]-Options include[P3P5P7]-Options include[PMSCPMPSMSMCSCPMSMSC]-Options include[L]-[TRSF] | Outdoor Luminaires | High Output | Architectural Flood and Spot Luminaires | Standard | FALSE | [9 empty] | 42606 | Dimmable | Continuous Above 10 | Yes |  | 4 | 24484.5 | 124.73 | 196.3 | 12.86 | 0.93 | 3500 | 70
PPA2THSY | S LITE CO. LTD. | S LITE | FL205-HV-2006-70-35K-T5s-[All Colors]-Options include[P3P5P7]-Options include[PMSCPMPSMSMCSCPMSMSC]-Options include[L]-[SFTR] | Outdoor Luminaires | High Output | Architectural Flood and Spot Luminaires | Standard | FALSE | [9 empty] | 42606 | Dimmable | Continuous Above 10 | Yes |  | 4 | 24484.5 | 124.73 | 196.3 | 12.86 | 0.93 | 3500 | 70
PGRMYQRR | S LITE CO. LTD. | S LITE | FL205-HV-2006-70-35K-T3m-[All Colors]-Options include[P3P5P7]-Options include[PMSCPMPSMSMCSCPMSMSC]-Options include[L]-[SFTR] | Outdoor Luminaires | High Output | Architectural Flood and Spot Luminaires | Standard | FALSE | [9 empty] | 42606 | Dimmable | Continuous Above 10 | Yes |  | 4 | 24484.5 | 124.73 | 196.3 | 12.86 | 0.93 | 3500 | 70
P537SNB6 | S LITE CO. LTD. | S LITE | FL205-HV-2006-70-35K-T4m-[All Colors]-Options include[P3P5P7]-Options include[PMSCPMPSMSMCSCPMSMSC]-Options include[L]-[SFTR] | Outdoor Luminaires | High Output | Architectural Flood and Spot Luminaires | Standard | FALSE | [9 empty] | 42606 | Dimmable | Continuous Above 10 | Yes |  | 4 | 24484.5 | 124.73 | 196.3 | 12.86 | 0.93 | 3500 | 70
PW2EF3D5 | S LITE CO. LTD. | S LITE | FL205-HV-1203-70-35K-T4m-[All Colors]-Options include[P3P5P7]-Options include[PMSCPMPSMSMCSCPMSMSC]-Options include[L]-[SFTR] | Outdoor Luminaires | High Output | Architectural Flood and Spot Luminaires | Standard | FALSE | [9 empty] | 42606 | Dimmable | Continuous Above 10 | Yes |  | 4 | 12772.5 | 114.76 | 111.3 | 11.94 | 0.9 | 3500 | 70
PNHFYMKS | S LITE CO. LTD. | S LITE | FL205-HV-1203-70-35K-T3m-[All Colors]-Options include[P3P5P7]-Options include[PMSCPMPSMSMCSCPMSMSC]-Options include[L]-[SFTR] | Outdoor Luminaires | High Output | Architectural Flood and Spot Luminaires | Standard | FALSE | [9 empty] | 42606 | Dimmable | Continuous Above 10 | Yes |  | 4 | 12772.5 | 114.76 | 111.3 | 11.94 | 0.9 | 3500 | 70
PFXDVM3R | S LITE CO. LTD. | S LITE | FL205-HV-1203-70-35K-T5s-[All Colors]-Options include[P3P5P7]-Options include[PMSCPMPSMSMCSCPMSMSC]-Options include[L]-[SFTR] | Outdoor Luminaires | High Output | Architectural Flood and Spot Luminaires | Standard | FALSE | [9 empty] | 42606 | Dimmable | Continuous Above 10 | Yes |  | 4 | 12772.5 | 114.76 | 111.3 | 11.94 | 0.9 | 3500 | 70
P5ABFPNF | S LITE CO. LTD. | S LITE | FL205-HV-1203-70-35K-T4s-[All Colors]-Options include[P3P5P7]-Options include[PMSCPMPSMSMCSCPMSMSC]-Options include[L]-[SFTR] | Outdoor Luminaires | High Output | Architectural Flood and Spot Luminaires | Standard | FALSE | [9 empty] | 42606 | Dimmable | Continuous Above 10 | Yes |  | 4 | 12772.5 | 114.76 | 111.3 | 11.94 | 0.9 | 3500 | 70
PSXW8257 | S LITE CO. LTD. | S LITE | FL205-UNV-2006-70-35K-T3m-[All Colors]-Options include[P3P5P7]-Options include[PMSCPMPSMSMCSCPMSMSC]-Options include[L]-[SFTR] | Outdoor Luminaires | High Output | Architectural Flood and Spot Luminaires | Standard | FALSE | [9 empty] | 42606 | Dimmable | Continuous Above 10 | Yes |  | 4 | 24484.5 | 124.73 | 196.3 | 11.65 | 0.94 | 3500 | 70
P4CUSGJV | S LITE CO. LTD. | S LITE | FL205-UNV-2006-70-35K-T5s-[All Colors]-Options include[P3P5P7]-Options include[PMSCPMPSMSMCSCPMSMSC]-Options include[L]-[SFTR] | Outdoor Luminaires | High Output | Architectural Flood and Spot Luminaires | Standard | FALSE | [9 empty] | 42606 | Dimmable | Continuous Above 10 | Yes |  | 4 | 24484.5 | 124.73 | 196.3 | 11.65 | 0.94 | 3500 | 70
P1D2PYHW | S LITE CO. LTD. | S LITE | FL205-UNV-2006-70-35K-T4s-[All Colors]-Options include[P3P5P7]-Options include[PMSCPMPSMSMCSCPMSMSC]-Options include[L]-[SFTR] | Outdoor Luminaires | High Output | Architectural Flood and Spot Luminaires | Standard | FALSE | [9 empty] | 42606 | Dimmable | Continuous Above 10 | Yes |  | 4 | 24484.5 | 124.73 | 196.3 | 11.65 | 0.94 | 3500 | 70
P1B5DFQU | S LITE CO. LTD. | S LITE | FL205-UNV-2006-70-35K-T4m-[All Colors]-Options include[P3P5P7]-Options include[PMSCPMPSMSMCSCPMSMSC]-Options include[L]-[SFTR] | Outdoor Luminaires | High Output | Architectural Flood and Spot Luminaires | Standard | FALSE | [9 empty] | 42606 | Dimmable | Continuous Above 10 | Yes |  | 4 | 24484.5 | 124.73 | 196.3 | 11.65 | 0.94 | 3500 | 70
PFB9KADR | S LITE CO. LTD. | S LITE | FL205-HV-1504-70-35K-T4s-[All Colors]-Options include[P3P5P7]-Options include[PMSCPMPSMSMCSCPMSMSC]-Options include[L]-[SFTR] | Outdoor Luminaires | High Output | Architectural Flood and Spot Luminaires | Standard | FALSE | [9 empty] | 42606 | Dimmable | Continuous Above 10 | Yes |  | 4 | 17387 | 121.93 | 142.6 | 10.48 | 0.94 | 3500 | 70
PEZABJWC | S LITE CO. LTD. | S LITE | FL205-HV-1504-70-35K-T5v-[All Colors]-Options include[P3P5P7]-Options include[PMSCPMPSMSMCSCPMSMSC]-Options include[L]-[TRSF] | Outdoor Luminaires | High Output | Architectural Flood and Spot Luminaires | Standard | FALSE | [9 empty] | 42606 | Dimmable | Continuous Above 10 | Yes |  | 4 | 17387 | 121.93 | 142.6 | 10.48 | 0.94 | 3500 | 70
PCSZ3YF2 | S LITE CO. LTD. | S LITE | FL205-HV-1504-70-35K-T5s-[All Colors]-Options include[P3P5P7]-Options include[PMSCPMPSMSMCSCPMSMSC]-Options include[L]-[SFTR] | Outdoor Luminaires | High Output | Architectural Flood and Spot Luminaires | Standard | FALSE | [9 empty] | 42606 | Dimmable | Continuous Above 10 | Yes |  | 4 | 17387 | 121.93 | 142.6 | 10.48 | 0.94 | 3500 | 70
PBE4GUUJ | S LITE CO. LTD. | S LITE | FL205-HV-1504-70-35K-T4m-[All Colors]-Options include[P3P5P7]-Options include[PMSCPMPSMSMCSCPMSMSC]-Options include[L]-[SFTR] | Outdoor Luminaires | High Output | Architectural Flood and Spot Luminaires | Standard | FALSE | [9 empty] | 42606 | Dimmable | Continuous Above 10 | Yes |  | 4 | 17387 | 121.93 | 142.6 | 10.48 | 0.94 | 3500 | 70
P175SBYX | S LITE CO. LTD. | S LITE | FL205-HV-1504-70-35K-T3m-[All Colors]-Options include[P3P5P7]-Options include[PMSCPMPSMSMCSCPMSMSC]-Options include[L]-[SFTR] | Outdoor Luminaires | High Output | Architectural Flood and Spot Luminaires | Standard | FALSE | [9 empty] | 42606 | Dimmable | Continuous Above 10 | Yes |  | 4 | 17387 | 121.93 | 142.6 | 10.48 | 0.94 | 3500 | 70
P6UDDKPT | S LITE CO. LTD. | S LITE | FL205-HV-0402-70-35K-T5s-[All Colors]-Options include[P3P5P7]-Options include[PMSCPMPSMSMCSCPMSMSC]-Options include[L]-[TRSF] | Outdoor Luminaires | Mid Output | Architectural Flood and Spot Luminaires | Standard | FALSE | [9 empty] | 42606 | Dimmable | Continuous Above 10 | Yes |  | 4 | 5099.6 | 140.8 | 36.22 | 9.84 | 0.92 | 3500 | 70
P4CM7PGM | S LITE CO. LTD. | S LITE | FL205-HV-0402-70-35K-T3m-[All Colors]-Options include[P3P5P7]-Options include[PMSCPMPSMSMCSCPMSMSC]-Options include[L]-[TRSF] | Outdoor Luminaires | Low Output | Architectural Flood and Spot Luminaires | Standard | FALSE | [9 empty] | 42606 | Dimmable | Continuous Above 10 | Yes |  | 4 | 4972.1 | 136.82 | 36.34 | 9.84 | 0.92 | 3500 | 70
PHYQGJEU | S LITE CO. LTD. | S LITE | FL205-HV-0402-70-35K-T4s-[All Colors]-Options include[P3P5P7]-Options include[PMSCPMPSMSMCSCPMSMSC]-Options include[L]-[TRSF] | Outdoor Luminaires | Low Output | Architectural Flood and Spot Luminaires | Standard | FALSE | [9 empty] | 42606 | Dimmable | Continuous Above 10 | Yes |  | 4 | 4857.4 | 134.26 | 36.18 | 9.84 | 0.92 | 3500 | 70
PRWXEMNY | S LITE CO. LTD. | S LITE | FL205-UNV-0752-70-35K-T5s-[All Colors]-Options include[P3P5P7]-Options include[PMSCPMPSMSMCSCPMSMSC]-Options include[L]-[SFTR] | Outdoor Luminaires | Mid Output | Architectural Flood and Spot Luminaires | Standard | FALSE | [9 empty] | 42606 | Dimmable | Continuous Above 10 | Yes |  | 4 | 7850.5 | 117.61 | 66.75 | 8.15 | 0.93 | 3500 | 70
PEEK45X2 | S LITE CO. LTD. | S LITE | FL205-UNV-0752-70-35K-T4s-[All Colors]-Options include[P3P5P7]-Options include[PMSCPMPSMSMCSCPMSMSC]-Options include[L]-[SFTR] | Outdoor Luminaires | Mid Output | Architectural Flood and Spot Luminaires | Standard | FALSE | [9 empty] | 42606 | Dimmable | Continuous Above 10 | Yes |  | 4 | 7850.5 | 117.61 | 66.75 | 8.15 | 0.93 | 3500 | 70
P7CT15B5 | S LITE CO. LTD. | S LITE | FL205-UNV-0752-70-35K-T4m-[All Colors]-Options include[P3P5P7]-Options include[PMSCPMPSMSMCSCPMSMSC]-Options include[L]-[SFTR] | Outdoor Luminaires | Mid Output | Architectural Flood and Spot Luminaires | Standard | FALSE | [9 empty] | 42606 | Dimmable | Continuous Above 10 | Yes |  | 4 | 7850.5 | 117.61 | 66.75 | 8.15 | 0.93 | 3500 | 70
P35MT9F5 | S LITE CO. LTD. | S LITE | FL205-UNV-0752-70-35K-T3m-[All Colors]-Options include[P3P5P7]-Options include[PMSCPMPSMSMCSCPMSMSC]-Options include[L]-[SFTR] | Outdoor Luminaires | Mid Output | Architectural Flood and Spot Luminaires | Standard | FALSE | [9 empty] | 42606 | Dimmable | Continuous Above 10 | Yes |  | 4 | 7850.5 | 117.61 | 66.75 | 8.15 | 0.93 | 3500 | 70
PQTN8T78 | S LITE CO. LTD. | S LITE | FL205-UNV-0852-70-35K-T4s-[All Colors]-Options include[P3P5P7]-Options include[PMSCPMPSMSMCSCPMSMSC]-Options include[L]-[SFTR] | Outdoor Luminaires | Mid Output | Architectural Flood and Spot Luminaires | Standard | FALSE | [9 empty] | 42606 | Dimmable | Continuous Above 10 | Yes |  | 4 | 8416 | 115.64 | 72.78 | 8.07 | 0.94 | 3500 | 70
PG6F75AD | S LITE CO. LTD. | S LITE | FL205-UNV-0852-70-35K-T3m-[All Colors]-Options include[P3P5P7]-Options include[PMSCPMPSMSMCSCPMSMSC]-Options include[L]-[SFTR] | Outdoor Luminaires | Mid Output | Architectural Flood and Spot Luminaires | Standard | FALSE | [9 empty] | 42606 | Dimmable | Continuous Above 10 | Yes |  | 4 | 8416 | 115.64 | 72.78 | 8.07 | 0.94 | 3500 | 70
P91TMCHW | S LITE CO. LTD. | S LITE | FL205-UNV-0852-70-35K-T5s-[All Colors]-Options include[P3P5P7]-Options include[PMSCPMPSMSMCSCPMSMSC]-Options include[L]-[SFTR] | Outdoor Luminaires | Mid Output | Architectural Flood and Spot Luminaires | Standard | FALSE | [9 empty] | 42606 | Dimmable | Continuous Above 10 | Yes |  | 4 | 8416 | 115.64 | 72.78 | 8.07 | 0.94 | 3500 | 70
P7GXV7G4 | S LITE CO. LTD. | S LITE | FL205-UNV-0852-70-35K-T4m-[All Colors]-Options include[P3P5P7]-Options include[PMSCPMPSMSMCSCPMSMSC]-Options include[L]-[SFTR] | Outdoor Luminaires | Mid Output | Architectural Flood and Spot Luminaires | Standard | FALSE | [9 empty] | 42606 | Dimmable | Continuous Above 10 | Yes |  | 4 | 8416 | 115.64 | 72.78 | 8.07 | 0.94 | 3500 | 70
PHCTAFT7 | S LITE CO. LTD. | S LITE | FL205-UNV-1504-70-35K-T4m-[All Colors]-Options include[P3P5P7]-Options include[PMSCPMPSMSMCSCPMSMSC]-Options include[L]-[SFTR] | Outdoor Luminaires | High Output | Architectural Flood and Spot Luminaires | Standard | FALSE | [9 empty] | 42606 | Dimmable | Continuous Above 10 | Yes |  | 4 | 17387 | 121.93 | 142.6 | 6.65 | 0.9 | 3500 | 70
PDC69KKK | S LITE CO. LTD. | S LITE | FL205-UNV-1504-70-35K-T5s-[All Colors]-Options include[P3P5P7]-Options include[PMSCPMPSMSMCSCPMSMSC]-Options include[L]-[SFTR] | Outdoor Luminaires | High Output | Architectural Flood and Spot Luminaires | Standard | FALSE | [9 empty] | 42606 | Dimmable | Continuous Above 10 | Yes |  | 4 | 17387 | 121.93 | 142.6 | 6.65 | 0.9 | 3500 | 70
P2VVB46G | S LITE CO. LTD. | S LITE | FL205-UNV-1504-70-35K-T3m-[All Colors]-Options include[P3P5P7]-Options include[PMSCPMPSMSMCSCPMSMSC]-Options include[L]-[SFTR] | Outdoor Luminaires | High Output | Architectural Flood and Spot Luminaires | Standard | FALSE | [9 empty] | 42606 | Dimmable | Continuous Above 10 | Yes |  | 4 | 17387 | 121.93 | 142.6 | 6.65 | 0.9 | 3500 | 70
P2CG7UWX | S LITE CO. LTD. | S LITE | FL205-UNV-1504-70-35K-T4s-[All Colors]-Options include[P3P5P7]-Options include[PMSCPMPSMSMCSCPMSMSC]-Options include[L]-[SFTR] | Outdoor Luminaires | High Output | Architectural Flood and Spot Luminaires | Standard | FALSE | [9 empty] | 42606 | Dimmable | Continuous Above 10 | Yes |  | 4 | 17387 | 121.93 | 142.6 | 6.65 | 0.9 | 3500 | 70
PZC1QR45 | S LITE CO. LTD. | S LITE | FL205-UNV-1203-70-35K-T5s-[All Colors]-Options include[P3P5P7]-Options include[PMSCPMPSMSMCSCPMSMSC]-Options include[L]-[SFTR] | Outdoor Luminaires | High Output | Architectural Flood and Spot Luminaires | Standard | FALSE | [9 empty] | 42606 | Dimmable | Continuous Above 10 | Yes |  | 4 | 12772.5 | 114.76 | 111.3 | 6.44 | 0.9 | 3500 | 70
PSVYFHSF | S LITE CO. LTD. | S LITE | FL205-UNV-1203-70-35K-T4m-[All Colors]-Options include[P3P5P7]-Options include[PMSCPMPSMSMCSCPMSMSC]-Options include[L]-[SFTR] | Outdoor Luminaires | High Output | Architectural Flood and Spot Luminaires | Standard | FALSE | [9 empty] | 42606 | Dimmable | Continuous Above 10 | Yes |  | 4 | 12772.5 | 114.76 | 111.3 | 6.44 | 0.9 | 3500 | 70
PQ3689CK | S LITE CO. LTD. | S LITE | FL205-UNV-1203-70-35K-T4s-[All Colors]-Options include[P3P5P7]-Options include[PMSCPMPSMSMCSCPMSMSC]-Options include[L]-[SFTR] | Outdoor Luminaires | High Output | Architectural Flood and Spot Luminaires | Standard | FALSE | [9 empty] | 42606 | Dimmable | Continuous Above 10 | Yes |  | 4 | 12772.5 | 114.76 | 111.3 | 6.44 | 0.9 | 3500 | 70
P2GPFNE4 | S LITE CO. LTD. | S LITE | FL205-UNV-1203-70-35K-T3m-[All Colors]-Options include[P3P5P7]-Options include[PMSCPMPSMSMCSCPMSMSC]-Options include[L]-[SFTR] | Outdoor Luminaires | High Output | Architectural Flood and Spot Luminaires | Standard | FALSE | [9 empty] | 42606 | Dimmable | Continuous Above 10 | Yes |  | 4 | 12772.5 | 114.76 | 111.3 | 6.44 | 0.9 | 3500 | 70
PXV2HDH7 | S LITE CO. LTD. | S LITE | FL205-UNV-2006-70-30K-T5v-[All Colors]-Options include[P3P5P7]-Options include[PMSCPMPSMSMCSCPMSMSC]-Options include[L]-[TRSF] | Outdoor Luminaires | High Output | Architectural Flood and Spot Luminaires | Standard | FALSE | [9 empty] | 42606 | Dimmable | Continuous Above 10 | Yes |  | 4 | 23562 | 120.03 | 196.3 | 11.65 | 0.94 | 3000 | 74.8
PKJ3PW2K | S LITE CO. LTD. | S LITE | FL205-UNV-1504-70-30K-T5v-[All Colors]-Options include[P3P5P7]-Options include[PMSCPMPSMSMCSCPMSMSC]-Options include[L]-[TRSF] | Outdoor Luminaires | High Output | Architectural Flood and Spot Luminaires | Standard | FALSE | [9 empty] | 42606 | Dimmable | Continuous Above 10 | Yes |  | 4 | 16808 | 117.87 | 142.6 | 6.65 | 0.9 | 3000 | 74.8
P9K4K2WM | S LITE CO. LTD. | S LITE | FL205-HV-1203-70-30K-T5v-[All Colors]-Options include[P3P5P7]-Options include[PMSCPMPSMSMCSCPMSMSC]-Options include[L]-[TRSF] | Outdoor Luminaires | High Output | Architectural Flood and Spot Luminaires | Standard | FALSE | [9 empty] | 42606 | Dimmable | Continuous Above 10 | Yes |  | 4 | 12516 | 112.45 | 111.3 | 11.94 | 0.9 | 3000 | 74.7
PY9SMY3J | S LITE CO. LTD. | S LITE | FL205-UNV-0402-70-30K-T5s-[All Colors]-Options include[P3P5P7]-Options include[PMSCPMPSMSMCSCPMSMSC]-Options include[L]-[TRSF] | Outdoor Luminaires | Low Output | Architectural Flood and Spot Luminaires | Standard | FALSE | [9 empty] | 42606 | Dimmable | Continuous Above 10 | Yes |  | 4 | 4925.2 | 135.98 | 36.22 | 10.38 | 0.94 | 3000 | 74.7
PCPU86NE | S LITE CO. LTD. | S LITE | FL205-UNV-1203-70-30K-T5v-[All Colors]-Options include[P3P5P7]-Options include[PMSCPMPSMSMCSCPMSMSC]-Options include[L]-[TRSF] | Outdoor Luminaires | High Output | Architectural Flood and Spot Luminaires | Standard | FALSE | [9 empty] | 42606 | Dimmable | Continuous Above 10 | Yes |  | 4 | 12516 | 112.45 | 111.3 | 6.44 | 0.9 | 3000 | 74.7
PW1ZZYTJ | S LITE CO. LTD. | S LITE | FL205-UNV-0402-70-30K-T4m-[All Colors]-Options include[P3P5P7]-Options include[PMSCPMPSMSMCSCPMSMSC]-Options include[L]-[TRSF] | Outdoor Luminaires | Low Output | Architectural Flood and Spot Luminaires | Standard | FALSE | [9 empty] | 42606 | Dimmable | Continuous Above 10 | Yes |  | 4 | 4811.4 | 132.89 | 36.21 | 10.38 | 0.94 | 3000 | 74.6
PBDCN32Q | S LITE CO. LTD. | S LITE | FL205-UNV-0402-70-30K-T3m-[All Colors]-Options include[P3P5P7]-Options include[PMSCPMPSMSMCSCPMSMSC]-Options include[L]-[TRSF] | Outdoor Luminaires | Low Output | Architectural Flood and Spot Luminaires | Standard | FALSE | [9 empty] | 42606 | Dimmable | Continuous Above 10 | Yes |  | 4 | 4809.2 | 132.35 | 36.34 | 10.38 | 0.94 | 3000 | 74.6
PTQ8KQSU | S LITE CO. LTD. | S LITE | FL205-UNV-0402-70-30K-T4s-[All Colors]-Options include[P3P5P7]-Options include[PMSCPMPSMSMCSCPMSMSC]-Options include[L]-[TRSF] | Outdoor Luminaires | Low Output | Architectural Flood and Spot Luminaires | Standard | FALSE | [9 empty] | 42606 | Dimmable | Continuous Above 10 | Yes |  | 4 | 4706.8 | 130.09 | 36.18 | 10.38 | 0.94 | 3000 | 74.6
PMWR8K1A | S LITE CO. LTD. | S LITE | FL205-HV-0402-70-30K-T4m-[All Colors]-Options include[P3P5P7]-Options include[PMSCPMPSMSMCSCPMSMSC]-Options include[L]-[TRSF] | Outdoor Luminaires | Low Output | Architectural Flood and Spot Luminaires | Standard | FALSE | [9 empty] | 42606 | Dimmable | Continuous Above 10 | Yes |  | 4 | 4811.4 | 132.89 | 36.21 | 9.84 | 0.92 | 3000 | 74.6
PVC5NR3G | S LITE CO. LTD. | S LITE | FL205-UNV-0752-70-30K-T5v-[All Colors]-Options include[P3P5P7]-Options include[PMSCPMPSMSMCSCPMSMSC]-Options include[L]-[TRSF] | Outdoor Luminaires | Mid Output | Architectural Flood and Spot Luminaires | Standard | FALSE | [9 empty] | 42606 | Dimmable | Continuous Above 10 | Yes |  | 4 | 7548 | 113.08 | 66.75 | 8.15 | 0.93 | 3000 | 74.6
PE31CDJM | S LITE CO. LTD. | S LITE | FL205-UNV-0852-70-30K-T5v-[All Colors]-Options include[P3P5P7]-Options include[PMSCPMPSMSMCSCPMSMSC]-Options include[L]-[TRSF] | Outdoor Luminaires | Mid Output | Architectural Flood and Spot Luminaires | Standard | FALSE | [9 empty] | 42606 | Dimmable | Continuous Above 10 | Yes |  | 4 | 8124 | 111.62 | 72.78 | 8.07 | 0.94 | 3000 | 74.6
PP1F3WNR | S LITE CO. LTD. | S LITE | FL205-UNV-0402-70-30K-T5v-[All Colors]-Options include[P3P5P7]-Options include[PMSCPMPSMSMCSCPMSMSC]-Options include[L]-[TRSF] | Outdoor Luminaires | Low Output | Architectural Flood and Spot Luminaires | Standard | FALSE | [9 empty] | 42606 | Dimmable | Continuous Above 10 | Yes |  | 4 | 4534.7 | 125.58 | 36.11 | 10.38 | 0.94 | 3000 | 74.4
PUYMJCEX | S LITE CO. LTD. | S LITE | FL205-HV-0852-70-30K-T4s-[All Colors]-Options include[P3P5P7]-Options include[PMSCPMPSMSMCSCPMSMSC]-Options include[L]-[SFTR] | Outdoor Luminaires | Mid Output | Architectural Flood and Spot Luminaires | Standard | FALSE | [9 empty] | 42606 | Dimmable | Continuous Above 10 | Yes |  | 4 | 8124 | 111.62 | 72.78 | 18.5 | 0.9 | 3000 | 70
PS87J362 | S LITE CO. LTD. | S LITE | FL205-HV-0852-70-30K-T5v-[All Colors]-Options include[P3P5P7]-Options include[PMSCPMPSMSMCSCPMSMSC]-Options include[L]-[TRSF] | Outdoor Luminaires | Mid Output | Architectural Flood and Spot Luminaires | Standard | FALSE | [9 empty] | 42606 | Dimmable | Continuous Above 10 | Yes |  | 4 | 8124 | 111.62 | 72.78 | 18.5 | 0.9 | 3000 | 70
PRY3Z9Y4 | S LITE CO. LTD. | S LITE | FL205-HV-0852-70-30K-T5s-[All Colors]-Options include[P3P5P7]-Options include[PMSCPMPSMSMCSCPMSMSC]-Options include[L]-[SFTR] | Outdoor Luminaires | Mid Output | Architectural Flood and Spot Luminaires | Standard | FALSE | [9 empty] | 42606 | Dimmable | Continuous Above 10 | Yes |  | 4 | 8124 | 111.62 | 72.78 | 18.5 | 0.9 | 3000 | 70
PGZP7T54 | S LITE CO. LTD. | S LITE | FL205-HV-0852-70-30K-T4m-[All Colors]-Options include[P3P5P7]-Options include[PMSCPMPSMSMCSCPMSMSC]-Options include[L]-[SFTR] | Outdoor Luminaires | Mid Output | Architectural Flood and Spot Luminaires | Standard | FALSE | [9 empty] | 42606 | Dimmable | Continuous Above 10 | Yes |  | 4 | 8124 | 111.62 | 72.78 | 18.5 | 0.9 | 3000 | 70
PB32CHDH | S LITE CO. LTD. | S LITE | FL205-HV-0852-70-30K-T3m-[All Colors]-Options include[P3P5P7]-Options include[PMSCPMPSMSMCSCPMSMSC]-Options include[L]-[SFTR] | Outdoor Luminaires | Mid Output | Architectural Flood and Spot Luminaires | Standard | FALSE | [9 empty] | 42606 | Dimmable | Continuous Above 10 | Yes |  | 4 | 8124 | 111.62 | 72.78 | 18.5 | 0.9 | 3000 | 70
PTKEPFRR | S LITE CO. LTD. | S LITE | FL205-HV-0752-70-30K-T4m-[All Colors]-Options include[P3P5P7]-Options include[PMSCPMPSMSMCSCPMSMSC]-Options include[L]-[SFTR] | Outdoor Luminaires | Mid Output | Architectural Flood and Spot Luminaires | Standard | FALSE | [9 empty] | 42606 | Dimmable | Continuous Above 10 | Yes |  | 4 | 7548 | 113.08 | 66.75 | 13.82 | 0.91 | 3000 | 70
PCFVYA7H | S LITE CO. LTD. | S LITE | FL205-HV-0752-70-30K-T5s-[All Colors]-Options include[P3P5P7]-Options include[PMSCPMPSMSMCSCPMSMSC]-Options include[L]-[SFTR] | Outdoor Luminaires | Mid Output | Architectural Flood and Spot Luminaires | Standard | FALSE | [9 empty] | 42606 | Dimmable | Continuous Above 10 | Yes |  | 4 | 7548 | 113.08 | 66.75 | 13.82 | 0.91 | 3000 | 70
PBADH4G9 | S LITE CO. LTD. | S LITE | FL205-HV-0752-70-30K-T5v-[All Colors]-Options include[P3P5P7]-Options include[PMSCPMPSMSMCSCPMSMSC]-Options include[L]-[TRSF] | Outdoor Luminaires | Mid Output | Architectural Flood and Spot Luminaires | Standard | FALSE | [9 empty] | 42606 | Dimmable | Continuous Above 10 | Yes |  | 4 | 7548 | 113.08 | 66.75 | 13.82 | 0.91 | 3000 | 70
P8ZRRX5W | S LITE CO. LTD. | S LITE | FL205-HV-0752-70-30K-T4s-[All Colors]-Options include[P3P5P7]-Options include[PMSCPMPSMSMCSCPMSMSC]-Options include[L]-[SFTR] | Outdoor Luminaires | Mid Output | Architectural Flood and Spot Luminaires | Standard | FALSE | [9 empty] | 42606 | Dimmable | Continuous Above 10 | Yes |  | 4 | 7548 | 113.08 | 66.75 | 13.82 | 0.91 | 3000 | 70
P336KPDT | S LITE CO. LTD. | S LITE | FL205-HV-0752-70-30K-T3m-[All Colors]-Options include[P3P5P7]-Options include[PMSCPMPSMSMCSCPMSMSC]-Options include[L]-[SFTR] | Outdoor Luminaires | Mid Output | Architectural Flood and Spot Luminaires | Standard | FALSE | [9 empty] | 42606 | Dimmable | Continuous Above 10 | Yes |  | 4 | 7548 | 113.08 | 66.75 | 13.82 | 0.91 | 3000 | 70
PZNSRW1Q | S LITE CO. LTD. | S LITE | FL205-HV-2006-70-30K-T3m-[All Colors]-Options include[P3P5P7]-Options include[PMSCPMPSMSMCSCPMSMSC]-Options include[L]-[SFTR] | Outdoor Luminaires | High Output | Architectural Flood and Spot Luminaires | Standard | FALSE | [9 empty] | 42606 | Dimmable | Continuous Above 10 | Yes |  | 4 | 23562 | 120.03 | 196.3 | 12.86 | 0.93 | 3000 | 70
PVUJZGWZ | S LITE CO. LTD. | S LITE | FL205-HV-2006-70-30K-T4m-[All Colors]-Options include[P3P5P7]-Options include[PMSCPMPSMSMCSCPMSMSC]-Options include[L]-[SFTR] | Outdoor Luminaires | High Output | Architectural Flood and Spot Luminaires | Standard | FALSE | [9 empty] | 42606 | Dimmable | Continuous Above 10 | Yes |  | 4 | 23562 | 120.03 | 196.3 | 12.86 | 0.93 | 3000 | 70
PD9QD7JJ | S LITE CO. LTD. | S LITE | FL205-HV-2006-70-30K-T5v-[All Colors]-Options include[P3P5P7]-Options include[PMSCPMPSMSMCSCPMSMSC]-Options include[L]-[TRSF] | Outdoor Luminaires | High Output | Architectural Flood and Spot Luminaires | Standard | FALSE | [9 empty] | 42606 | Dimmable | Continuous Above 10 | Yes |  | 4 | 23562 | 120.03 | 196.3 | 12.86 | 0.93 | 3000 | 70
PCZ24NYJ | S LITE CO. LTD. | S LITE | FL205-HV-2006-70-30K-T4s-[All Colors]-Options include[P3P5P7]-Options include[PMSCPMPSMSMCSCPMSMSC]-Options include[L]-[SFTR] | Outdoor Luminaires | High Output | Architectural Flood and Spot Luminaires | Standard | FALSE | [9 empty] | 42606 | Dimmable | Continuous Above 10 | Yes |  | 4 | 23562 | 120.03 | 196.3 | 12.86 | 0.93 | 3000 | 70
PBHEXAXY | S LITE CO. LTD. | S LITE | FL205-HV-2006-70-30K-T5s-[All Colors]-Options include[P3P5P7]-Options include[PMSCPMPSMSMCSCPMSMSC]-Options include[L]-[SFTR] | Outdoor Luminaires | High Output | Architectural Flood and Spot Luminaires | Standard | FALSE | [9 empty] | 42606 | Dimmable | Continuous Above 10 | Yes |  | 4 | 23562 | 120.03 | 196.3 | 12.86 | 0.93 | 3000 | 70
PS6F5K1C | S LITE CO. LTD. | S LITE | FL205-HV-1203-70-30K-T5s-[All Colors]-Options include[P3P5P7]-Options include[PMSCPMPSMSMCSCPMSMSC]-Options include[L]-[SFTR] | Outdoor Luminaires | High Output | Architectural Flood and Spot Luminaires | Standard | FALSE | [9 empty] | 42606 | Dimmable | Continuous Above 10 | Yes |  | 4 | 12516 | 112.45 | 111.3 | 11.94 | 0.9 | 3000 | 70
PG9XHGDY | S LITE CO. LTD. | S LITE | FL205-HV-1203-70-30K-T3m-[All Colors]-Options include[P3P5P7]-Options include[PMSCPMPSMSMCSCPMSMSC]-Options include[L]-[SFTR] | Outdoor Luminaires | High Output | Architectural Flood and Spot Luminaires | Standard | FALSE | [9 empty] | 42606 | Dimmable | Continuous Above 10 | Yes |  | 4 | 12516 | 112.45 | 111.3 | 11.94 | 0.9 | 3000 | 70
P6XBJMJC | S LITE CO. LTD. | S LITE | FL205-HV-1203-70-30K-T4m-[All Colors]-Options include[P3P5P7]-Options include[PMSCPMPSMSMCSCPMSMSC]-Options include[L]-[SFTR] | Outdoor Luminaires | High Output | Architectural Flood and Spot Luminaires | Standard | FALSE | [9 empty] | 42606 | Dimmable | Continuous Above 10 | Yes |  | 4 | 12516 | 112.45 | 111.3 | 11.94 | 0.9 | 3000 | 70
P5DM4DET | S LITE CO. LTD. | S LITE | FL205-HV-1203-70-30K-T5s-[All Colors]-Options include[P3P5P7]-Options include[PMSCPMPSMSMCSCPMSMSC]-Options include[L]-[SFTR] | Outdoor Luminaires | High Output | Architectural Flood and Spot Luminaires | Standard | FALSE | [9 empty] | 42606 | Dimmable | Continuous Above 10 | Yes |  | 4 | 12516 | 112.45 | 111.3 | 11.94 | 0.9 | 3000 | 70
PT1WSU1X | S LITE CO. LTD. | S LITE | FL205-UNV-2006-70-30K-T3m-[All Colors]-Options include[P3P5P7]-Options include[PMSCPMPSMSMCSCPMSMSC]-Options include[L]-[SFTR] | Outdoor Luminaires | High Output | Architectural Flood and Spot Luminaires | Standard | FALSE | [9 empty] | 42606 | Dimmable | Continuous Above 10 | Yes |  | 4 | 23562 | 120.03 | 196.3 | 11.65 | 0.94 | 3000 | 70
PRZJNASR | S LITE CO. LTD. | S LITE | FL205-UNV-2006-70-30K-T4s-[All Colors]-Options include[P3P5P7]-Options include[PMSCPMPSMSMCSCPMSMSC]-Options include[L]-[SFTR] | Outdoor Luminaires | High Output | Architectural Flood and Spot Luminaires | Standard | FALSE | [9 empty] | 42606 | Dimmable | Continuous Above 10 | Yes |  | 4 | 23562 | 120.03 | 196.3 | 11.65 | 0.94 | 3000 | 70
PBRE6H7P | S LITE CO. LTD. | S LITE | FL205-UNV-2006-70-30K-T4m-[All Colors]-Options include[P3P5P7]-Options include[PMSCPMPSMSMCSCPMSMSC]-Options include[L]-[SFTR] | Outdoor Luminaires | High Output | Architectural Flood and Spot Luminaires | Standard | FALSE | [9 empty] | 42606 | Dimmable | Continuous Above 10 | Yes |  | 4 | 23562 | 120.03 | 196.3 | 11.65 | 0.94 | 3000 | 70
PAC54U2T | S LITE CO. LTD. | S LITE | FL205-UNV-2006-70-30K-T5s-[All Colors]-Options include[P3P5P7]-Options include[PMSCPMPSMSMCSCPMSMSC]-Options include[L]-[SFTR] | Outdoor Luminaires | High Output | Architectural Flood and Spot Luminaires | Standard | FALSE | [9 empty] | 42606 | Dimmable | Continuous Above 10 | Yes |  | 4 | 23562 | 120.03 | 196.3 | 11.65 | 0.94 | 3000 | 70
PUQU2S6V | S LITE CO. LTD. | S LITE | FL205-HV-1504-70-30K-T5s-[All Colors]-Options include[P3P5P7]-Options include[PMSCPMPSMSMCSCPMSMSC]-Options include[L]-[SFTR] | Outdoor Luminaires | High Output | Architectural Flood and Spot Luminaires | Standard | FALSE | [9 empty] | 42606 | Dimmable | Continuous Above 10 | Yes |  | 4 | 16808 | 117.87 | 142.6 | 10.48 | 0.94 | 3000 | 70
PJ54MJ5X | S LITE CO. LTD. | S LITE | FL205-HV-1504-70-30K-T4m-[All Colors]-Options include[P3P5P7]-Options include[PMSCPMPSMSMCSCPMSMSC]-Options include[L]-[SFTR] | Outdoor Luminaires | High Output | Architectural Flood and Spot Luminaires | Standard | FALSE | [9 empty] | 42606 | Dimmable | Continuous Above 10 | Yes |  | 4 | 16808 | 117.87 | 142.6 | 10.48 | 0.94 | 3000 | 70
PED2SX9C | S LITE CO. LTD. | S LITE | FL205-HV-1504-70-30K-T3m-[All Colors]-Options include[P3P5P7]-Options include[PMSCPMPSMSMCSCPMSMSC]-Options include[L]-[SFTR] | Outdoor Luminaires | High Output | Architectural Flood and Spot Luminaires | Standard | FALSE | [9 empty] | 42606 | Dimmable | Continuous Above 10 | Yes |  | 4 | 16808 | 117.87 | 142.6 | 10.48 | 0.94 | 3000 | 70
PDA8RFVH | S LITE CO. LTD. | S LITE | FL205-HV-1504-70-30K-T4s-[All Colors]-Options include[P3P5P7]-Options include[PMSCPMPSMSMCSCPMSMSC]-Options include[L]-[SFTR] | Outdoor Luminaires | High Output | Architectural Flood and Spot Luminaires | Standard | FALSE | [9 empty] | 42606 | Dimmable | Continuous Above 10 | Yes |  | 4 | 16808 | 117.87 | 142.6 | 10.48 | 0.94 | 3000 | 70
PC7VDRS6 | S LITE CO. LTD. | S LITE | FL205-HV-1504-70-30K-T5v-[All Colors]-Options include[P3P5P7]-Options include[PMSCPMPSMSMCSCPMSMSC]-Options include[L]-[TRSF] | Outdoor Luminaires | High Output | Architectural Flood and Spot Luminaires | Standard | FALSE | [9 empty] | 42606 | Dimmable | Continuous Above 10 | Yes |  | 4 | 16808 | 117.87 | 142.6 | 10.48 | 0.94 | 3000 | 70
PGG2B39A | S LITE CO. LTD. | S LITE | FL205-HV-0402-70-30K-T5s-[All Colors]-Options include[P3P5P7]-Options include[PMSCPMPSMSMCSCPMSMSC]-Options include[L]-[TRSF] | Outdoor Luminaires | Low Output | Architectural Flood and Spot Luminaires | Standard | FALSE | [9 empty] | 42606 | Dimmable | Continuous Above 10 | Yes |  | 4 | 4925.2 | 135.98 | 36.22 | 9.84 | 0.92 | 3000 | 70
P22897UD | S LITE CO. LTD. | S LITE | FL205-HV-0402-70-30K-T3m-[All Colors]-Options include[P3P5P7]-Options include[PMSCPMPSMSMCSCPMSMSC]-Options include[L]-[TRSF] | Outdoor Luminaires | Low Output | Architectural Flood and Spot Luminaires | Standard | FALSE | [9 empty] | 42606 | Dimmable | Continuous Above 10 | Yes |  | 4 | 4809.2 | 132.35 | 36.34 | 9.84 | 0.92 | 3000 | 70
PUQ657A5 | S LITE CO. LTD. | S LITE | FL205-HV-0402-70-30K-T4s-[All Colors]-Options include[P3P5P7]-Options include[PMSCPMPSMSMCSCPMSMSC]-Options include[L]-[TRSF] | Outdoor Luminaires | Low Output | Architectural Flood and Spot Luminaires | Standard | FALSE | [9 empty] | 42606 | Dimmable | Continuous Above 10 | Yes |  | 4 | 4706.8 | 130.09 | 36.18 | 9.84 | 0.92 | 3000 | 70
PZ1CB88F | S LITE CO. LTD. | S LITE | FL205-UNV-0752-70-30K-T4s-[All Colors]-Options include[P3P5P7]-Options include[PMSCPMPSMSMCSCPMSMSC]-Options include[L]-[SFTR] | Outdoor Luminaires | Mid Output | Architectural Flood and Spot Luminaires | Standard | FALSE | [9 empty] | 42606 | Dimmable | Continuous Above 10 | Yes |  | 4 | 7548 | 113.08 | 66.75 | 8.15 | 0.93 | 3000 | 70
PXNR17FD | S LITE CO. LTD. | S LITE | FL205-UNV-0752-70-30K-T3m-[All Colors]-Options include[P3P5P7]-Options include[PMSCPMPSMSMCSCPMSMSC]-Options include[L]-[SFTR] | Outdoor Luminaires | Mid Output | Architectural Flood and Spot Luminaires | Standard | FALSE | [9 empty] | 42606 | Dimmable | Continuous Above 10 | Yes |  | 4 | 7548 | 113.08 | 66.75 | 8.15 | 0.93 | 3000 | 70
PBFMHFFZ | S LITE CO. LTD. | S LITE | FL205-UNV-0752-70-30K-T4m-[All Colors]-Options include[P3P5P7]-Options include[PMSCPMPSMSMCSCPMSMSC]-Options include[L]-[SFTR] | Outdoor Luminaires | Mid Output | Architectural Flood and Spot Luminaires | Standard | FALSE | [9 empty] | 42606 | Dimmable | Continuous Above 10 | Yes |  | 4 | 7548 | 113.08 | 66.75 | 8.15 | 0.93 | 3000 | 70
P6TVMW1Y | S LITE CO. LTD. | S LITE | FL205-UNV-0752-70-30K-T5s-[All Colors]-Options include[P3P5P7]-Options include[PMSCPMPSMSMCSCPMSMSC]-Options include[L]-[SFTR] | Outdoor Luminaires | Mid Output | Architectural Flood and Spot Luminaires | Standard | FALSE | [9 empty] | 42606 | Dimmable | Continuous Above 10 | Yes |  | 4 | 7548 | 113.08 | 66.75 | 8.15 | 0.93 | 3000 | 70
PY4AAT81 | S LITE CO. LTD. | S LITE | FL205-UNV-0852-70-30K-T4m-[All Colors]-Options include[P3P5P7]-Options include[PMSCPMPSMSMCSCPMSMSC]-Options include[L]-[SFTR] | Outdoor Luminaires | Mid Output | Architectural Flood and Spot Luminaires | Standard | FALSE | [9 empty] | 42606 | Dimmable | Continuous Above 10 | Yes |  | 4 | 8124 | 111.62 | 72.78 | 8.07 | 0.94 | 3000 | 70
PPF6V4R7 | S LITE CO. LTD. | S LITE | FL205-UNV-0852-70-30K-T3m-[All Colors]-Options include[P3P5P7]-Options include[PMSCPMPSMSMCSCPMSMSC]-Options include[L]-[SFTR] | Outdoor Luminaires | Mid Output | Architectural Flood and Spot Luminaires | Standard | FALSE | [9 empty] | 42606 | Dimmable | Continuous Above 10 | Yes |  | 4 | 8124 | 111.62 | 72.78 | 8.07 | 0.94 | 3000 | 70
PG8GF3CJ | S LITE CO. LTD. | S LITE | FL205-UNV-0852-70-30K-T4s-[All Colors]-Options include[P3P5P7]-Options include[PMSCPMPSMSMCSCPMSMSC]-Options include[L]-[SFTR] | Outdoor Luminaires | Mid Output | Architectural Flood and Spot Luminaires | Standard | FALSE | [9 empty] | 42606 | Dimmable | Continuous Above 10 | Yes |  | 4 | 8124 | 111.62 | 72.78 | 8.07 | 0.94 | 3000 | 70
P6A8THWY | S LITE CO. LTD. | S LITE | FL205-UNV-0852-70-30K-T5s-[All Colors]-Options include[P3P5P7]-Options include[PMSCPMPSMSMCSCPMSMSC]-Options include[L]-[SFTR] | Outdoor Luminaires | Mid Output | Architectural Flood and Spot Luminaires | Standard | FALSE | [9 empty] | 42606 | Dimmable | Continuous Above 10 | Yes |  | 4 | 8124 | 111.62 | 72.78 | 8.07 | 0.94 | 3000 | 70
PVCXY2MF | S LITE CO. LTD. | S LITE | FL205-UNV-1504-70-30K-T3m-[All Colors]-Options include[P3P5P7]-Options include[PMSCPMPSMSMCSCPMSMSC]-Options include[L]-[SFTR] | Outdoor Luminaires | High Output | Architectural Flood and Spot Luminaires | Standard | FALSE | [9 empty] | 42606 | Dimmable | Continuous Above 10 | Yes |  | 4 | 16808 | 117.87 | 142.6 | 6.65 | 0.9 | 3000 | 70
PPKTQEVJ | S LITE CO. LTD. | S LITE | FL205-UNV-1504-70-30K-T4m-[All Colors]-Options include[P3P5P7]-Options include[PMSCPMPSMSMCSCPMSMSC]-Options include[L]-[SFTR] | Outdoor Luminaires | High Output | Architectural Flood and Spot Luminaires | Standard | FALSE | [9 empty] | 42606 | Dimmable | Continuous Above 10 | Yes |  | 4 | 16808 | 117.87 | 142.6 | 6.65 | 0.9 | 3000 | 70
PKYJR1CR | S LITE CO. LTD. | S LITE | FL205-UNV-1504-70-30K-T5s-[All Colors]-Options include[P3P5P7]-Options include[PMSCPMPSMSMCSCPMSMSC]-Options include[L]-[SFTR] | Outdoor Luminaires | High Output | Architectural Flood and Spot Luminaires | Standard | FALSE | [9 empty] | 42606 | Dimmable | Continuous Above 10 | Yes |  | 4 | 16808 | 117.87 | 142.6 | 6.65 | 0.9 | 3000 | 70
PEJ63MNT | S LITE CO. LTD. | S LITE | FL205-UNV-1504-70-30K-T4s-[All Colors]-Options include[P3P5P7]-Options include[PMSCPMPSMSMCSCPMSMSC]-Options include[L]-[SFTR] | Outdoor Luminaires | High Output | Architectural Flood and Spot Luminaires | Standard | FALSE | [9 empty] | 42606 | Dimmable | Continuous Above 10 | Yes |  | 4 | 16808 | 117.87 | 142.6 | 6.65 | 0.9 | 3000 | 70
PN6J472A | S LITE CO. LTD. | S LITE | FL205-UNV-1203-70-30K-T5s-[All Colors]-Options include[P3P5P7]-Options include[PMSCPMPSMSMCSCPMSMSC]-Options include[L]-[SFTR] | Outdoor Luminaires | High Output | Architectural Flood and Spot Luminaires | Standard | FALSE | [9 empty] | 42606 | Dimmable | Continuous Above 10 | Yes |  | 4 | 12516 | 112.45 | 111.3 | 6.44 | 0.9 | 3000 | 70
PF8RUHQA | S LITE CO. LTD. | S LITE | FL205-UNV-1203-70-30K-T4m-[All Colors]-Options include[P3P5P7]-Options include[PMSCPMPSMSMCSCPMSMSC]-Options include[L]-[SFTR] | Outdoor Luminaires | High Output | Architectural Flood and Spot Luminaires | Standard | FALSE | [9 empty] | 42606 | Dimmable | Continuous Above 10 | Yes |  | 4 | 12516 | 112.45 | 111.3 | 6.44 | 0.9 | 3000 | 70
PBRE8DRF | S LITE CO. LTD. | S LITE | FL205-UNV-1203-70-30K-T5s-[All Colors]-Options include[P3P5P7]-Options include[PMSCPMPSMSMCSCPMSMSC]-Options include[L]-[SFTR] | Outdoor Luminaires | High Output | Architectural Flood and Spot Luminaires | Standard | FALSE | [9 empty] | 42606 | Dimmable | Continuous Above 10 | Yes |  | 4 | 12516 | 112.45 | 111.3 | 6.44 | 0.9 | 3000 | 70
PAHT418Z | S LITE CO. LTD. | S LITE | FL205-UNV-1203-70-30K-T3m-[All Colors]-Options include[P3P5P7]-Options include[PMSCPMPSMSMCSCPMSMSC]-Options include[L]-[SFTR] | Outdoor Luminaires | High Output | Architectural Flood and Spot Luminaires | Standard | FALSE | [9 empty] | 42606 | Dimmable | Continuous Above 10 | Yes |  | 4 | 12516 | 112.45 | 111.3 | 6.44 | 0.9 | 3000 | 70
PN9AG8JW | KOMEE USA | KOMEE | KMK-30W [5000K 120V only] | Outdoor Luminaires | Low Output | Architectural Flood and Spot Luminaires | Standard | TRUE | 3034.5 | 97.45 | 31.14 | 5.74 | 0.9899 | 5242 | 81.3 | 5 | 50000 | 42601 |  |  | No |  | 3.1 | 3034.5 | 97.45 | 31.14 | 5.74 | 0.99 | 5242 | 81.3
PTGN8T6C | Kobi Electric Inc. | KOBI ELECTRIC | FL-45-50-BZ-MV | Outdoor Luminaires | Low Output | Architectural Flood and Spot Luminaires | Standard | TRUE | 4572.993 | 101.94 | 44.86 | 20.45 | 0.9545 | 4773 | 81.3 | 5 | 50000 | 42601 |  |  | No |  | 3.1 | 4578 | 101.73 | 45 | 20.45 | 0.95 | 5000 | 80
PPN69QQ2 | QSSI | Eco Revolution | ECKH25QF1X81U5KC*** | Outdoor Luminaires | Mid Output | Architectural Flood and Spot Luminaires | Standard | TRUE | 7748.58 | 88.4 | 87.65 | 11.89 | 0.9412 | 5110 | 79.66 | 5 | 50000 | 42601 |  |  | NotYetVerified |  | 3 | 7748.58 | 88.4 | 87.65 | 11.89 | 0.9412 | 5110 | 79.66
PBV55G9Q | GE Lighting Solutions | GE Lighting Evolve | EFNB-[012345DH]-B4-7-30-X-X-XXXX-XXXXXX | Outdoor Luminaires | Mid Output | Architectural Flood and Spot Luminaires | Standard | TRUE | 5985.3 | 104.2 | 57.4 | 8.9 | 0.94 | 3083 | 72.1 | 5 | 50000 | 42601 |  |  | Yes |  | 4 | 5800 | 100 | 58 | 20 | 0.9 | 3000 | 70
PR9X4QWR | QSSI | Eco Revolution | ECKH45QF1X167U5KC*** | Outdoor Luminaires | High Output | Architectural Flood and Spot Luminaires | Standard | TRUE | 16703.18 | 91.07 | 183.4 | 11.4 | 0.9354 | 5139 | 79.41 | 5 | 50000 | 42601 |  |  | NotYetVerified |  | 3 | 16703.18 | 91.07 | 183.4 | 11.4 | 0.9354 | 5139 | 79.41
P62BAK7S | QSSI | Eco Revolution | ECFL32QF1X22U5KC** | Outdoor Luminaires | Low Output | Architectural Flood and Spot Luminaires | Standard | TRUE | 2210.9 | 87.53 | 25.26 | 12.95 | 0.9339 | 5155 | 75.1 | 5 | 50000 | 42601 |  |  | NotYetVerified |  | 3 | 2210.9 | 87.53 | 25.26 | 12 | 0.93 | 5000 | 75.1
PBJ7ENX1 | Kobi Electric Inc. | KOBI ELECTRIC | FL-70-50-BZ-MV | Outdoor Luminaires | Mid Output | Architectural Flood and Spot Luminaires | Standard | TRUE | 6796.19 | 95.82 | 70.93 | 18.26 | 0.9317 | 4877 | 81.5 | 5 | 50000 | 42601 |  |  | No |  | 3.1 | 6800 | 97.14 | 70 | 18.26 | 0.95 | 5000 | 80
PP94TY1K | QSSI | Eco Revolution | ECFL61QF1X40U5KC*** | Outdoor Luminaires | Low Output | Architectural Flood and Spot Luminaires | Standard | TRUE | 3738.5 | 85.61 | 43.67 | 10.37 | 0.931 | 5166 | 72.7 | 5 | 50000 | 42601 |  |  | NotYetVerified |  | 3 | 3815 | 87.36 | 43.668 | 7.57 | 0.9956 | 5122 | 72.7
PXXM5VJS | GE Lighting Solutions | GE Lighting Evolve | EFNB-[012345DH]-F2-7-50-X-X-XXXX-XXXXXX | Outdoor Luminaires | High Output | Architectural Flood and Spot Luminaires | Standard | TRUE | 13960.6 | 112.1 | 124.6 | 11.2 | 0.93 | 5046 | 72.5 | 5 | 50000 | 42601 |  |  | Yes |  | 4 | 14400 | 115.2 | 125 | 20 | 0.9 | 5000 | 70
PTKN264K | QSSI | Eco Revolution | ECKH45QF1X256U5KC*** | Outdoor Luminaires | High Output | Architectural Flood and Spot Luminaires | Standard | TRUE | 25068.47 | 90.94 | 275.63 | 19.06 | 0.927 | 5122 | 79.2 | 5 | 50000 | 42601 |  |  | NotYetVerified |  | 3 | 25068.47 | 90.94 | 275.63 | 19.06 | 0.927 | 5122 | 79.2
PMUR91NE | QSSI | Eco Revolution | ECFL65QF1X68U5KC*** | Outdoor Luminaires | Mid Output | Architectural Flood and Spot Luminaires | Standard | TRUE | 5964 | 80.38 | 74.19 | 9.79 | 0.924 | 5109 | 74.9 | 5 | 50000 | 42601 |  |  | NotYetVerified |  | 3 | 5964 | 80.38 | 74.19 | 7.84 | 0.9966 | 5109 | 74.9
PAMC18HD | GE Lighting Solutions | GE Lighting Evolve | EFNB-[012345DH]-A4-7-30-X-X-XXXX-XXXXXX | Outdoor Luminaires | Low Output | Architectural Flood and Spot Luminaires | Standard | TRUE | 4083.2 | 94.8 | 43.2 | 15.9 | 0.91 | 3074 | 73.2 | 5 | 50000 | 42601 |  |  | Yes |  | 4 | 4000 | 90.91 | 44 | 20 | 0.9 | 3000 | 70
PHAXVQZ4 | QSSI | Eco Revolution | ECFL45QF1X37U5KC*** | Outdoor Luminaires | Low Output | Architectural Flood and Spot Luminaires | Standard | TRUE | 3377.7 | 81.46 | 41.47 | 8.34 | 0.895 | 5144 | 73 | 5 | 50000 | 42601 |  |  | NotYetVerified |  | 3 | 3566 |  | 41 |  |  | 5000 | 73
PE4ZYB7V | QSSI | Eco Revolution | ECFL20L1X18U5K | Outdoor Luminaires | Low Output | Architectural Flood and Spot Luminaires | Standard | TRUE | 1576 | 78.4 | 20.1 | 10.66 | 0.87 | 5214 | 84.2 | 5 | 50000 | 42601 |  |  | NotYetVerified |  | 3 | 1590 |  | 21 |  | 0.99 | 5000 | 84
PXSJH4UT | GE Lighting Solutions | GE Lighting Evolve | EFNB-[012345DH]-D4-7-50-X-X-XXXX-XXXXXX | Outdoor Luminaires | Mid Output | Architectural Flood and Spot Luminaires | Standard | FALSE | [9 empty] | 42601 |  |  | Yes |  | 4 | 9800 | 110.11 | 89 | 20 | 0.9 | 5000 | 70
PWXDT4BU | GE Lighting Solutions | GE Lighting Evolve | EFNB-[012345DH]-CS-7-50-X-X-XXXX-XXXXXX | Outdoor Luminaires | Mid Output | Architectural Flood and Spot Luminaires | Standard | FALSE | [9 empty] | 42601 |  |  | Yes |  | 4 | 9300 | 132.86 | 70 | 20 | 0.9 | 5000 | 70
PRDGF2D8 | GE Lighting Solutions | GE Lighting Evolve | EFNB-[012345DH]-CW-7-50-X-X-XXXX-XXXXXX | Outdoor Luminaires | Mid Output | Architectural Flood and Spot Luminaires | Standard | FALSE | [9 empty] | 42601 |  |  | Yes |  | 4 | 9300 | 132.86 | 70 | 20 | 0.9 | 5000 | 70
PH4ZUTWC | GE Lighting Solutions | GE Lighting Evolve | EFNB-[012345DH]-CE-7-50-X-X-XXXX-XXXXXX | Outdoor Luminaires | Mid Output | Architectural Flood and Spot Luminaires | Standard | FALSE | [9 empty] | 42601 |  |  | Yes |  | 4 | 9100 | 130 | 70 | 20 | 0.9 | 5000 | 70
PM17FAB3 | GE Lighting Solutions | GE Lighting Evolve | EFNB-[012345DH]-C3-7-50-X-X-XXXX-XXXXXX | Outdoor Luminaires | Mid Output | Architectural Flood and Spot Luminaires | Standard | FALSE | [9 empty] | 42601 |  |  | Yes |  | 4 | 8600 | 122.86 | 70 | 20 | 0.9 | 5000 | 70
PAR3CYXH | GE Lighting Solutions | GE Lighting Evolve | EFNB-[012345DH]-C2-7-50-X-X-XXXX-XXXXXX | Outdoor Luminaires | Mid Output | Architectural Flood and Spot Luminaires | Standard | FALSE | [9 empty] | 42601 |  |  | Yes |  | 4 | 8400 | 120 | 70 | 20 | 0.9 | 5000 | 70
P1H52JZN | GE Lighting Solutions | GE Lighting Evolve | EFNB-[012345DH]-C4-7-50-X-X-XXXX-XXXXXX | Outdoor Luminaires | Mid Output | Architectural Flood and Spot Luminaires | Standard | FALSE | [9 empty] | 42601 |  |  | Yes |  | 4 | 8000 | 114.29 | 70 | 20 | 0.9 | 5000 | 70
PYXN1CQ3 | GE Lighting Solutions | GE Lighting Evolve | EFNB-[012345DH]-BS-7-50-X-X-XXXX-XXXXXX | Outdoor Luminaires | Mid Output | Architectural Flood and Spot Luminaires | Standard | FALSE | [9 empty] | 42601 |  |  | Yes |  | 4 | 7200 | 124.14 | 58 | 20 | 0.9 | 5000 | 70
PJTXS5YZ | GE Lighting Solutions | GE Lighting Evolve | EFNB-[012345DH]-BW-7-50-X-X-XXXX-XXXXXX | Outdoor Luminaires | Mid Output | Architectural Flood and Spot Luminaires | Standard | FALSE | [9 empty] | 42601 |  |  | Yes |  | 4 | 7200 | 124.14 | 58 | 20 | 0.9 | 5000 | 70
PRKK925Z | GE Lighting Solutions | GE Lighting Evolve | EFNB-[012345DH]-BE-7-50-X-X-XXXX-XXXXXX | Outdoor Luminaires | Mid Output | Architectural Flood and Spot Luminaires | Standard | FALSE | [9 empty] | 42601 |  |  | Yes |  | 4 | 7000 | 120.69 | 58 | 20 | 0.9 | 5000 | 70
PSAJNUT3 | GE Lighting Solutions | GE Lighting Evolve | EFNB-[012345DH]-B3-7-50-X-X-XXXX-XXXXXX | Outdoor Luminaires | Mid Output | Architectural Flood and Spot Luminaires | Standard | FALSE | [9 empty] | 42601 |  |  | Yes |  | 4 | 6600 | 113.79 | 58 | 20 | 0.9 | 5000 | 70
PAQCWJSH | GE Lighting Solutions | GE Lighting Evolve | EFNB-[012345DH]-B2-7-50-X-X-XXXX-XXXXXX | Outdoor Luminaires | Mid Output | Architectural Flood and Spot Luminaires | Standard | FALSE | [9 empty] | 42601 |  |  | Yes |  | 4 | 6500 | 112.07 | 58 | 20 | 0.9 | 5000 | 70
PPZ5PPU2 | GE Lighting Solutions | GE Lighting Evolve | EFNB-[012345DH]-B4-7-50-X-X-XXXX-XXXXXX | Outdoor Luminaires | Mid Output | Architectural Flood and Spot Luminaires | Standard | FALSE | [9 empty] | 42601 |  |  | Yes |  | 4 | 6200 | 106.9 | 58 | 20 | 0.9 | 5000 | 70
PZA2HTSB | GE Lighting Solutions | GE Lighting Evolve | EFNB-[012345DH]-AW-7-50-X-X-XXXX-XXXXXX | Outdoor Luminaires | Low Output | Architectural Flood and Spot Luminaires | Standard | FALSE | [9 empty] | 42601 |  |  | Yes |  | 4 | 5000 | 113.64 | 44 | 20 | 0.9 | 5000 | 70
PYWS1E7K | GE Lighting Solutions | GE Lighting Evolve | EFNB-[012345DH]-AS-7-50-X-X-XXXX-XXXXXX | Outdoor Luminaires | Low Output | Architectural Flood and Spot Luminaires | Standard | FALSE | [9 empty] | 42601 |  |  | Yes |  | 4 | 5000 | 113.64 | 44 | 20 | 0.9 | 5000 | 70
PRQCV21B | GE Lighting Solutions | GE Lighting Evolve | EFNB-[012345DH]-AE-7-50-X-X-XXXX-XXXXXX | Outdoor Luminaires | Low Output | Architectural Flood and Spot Luminaires | Standard | FALSE | [9 empty] | 42601 |  |  | Yes |  | 4 | 4900 | 111.36 | 44 | 20 | 0.9 | 5000 | 70
PQ88VKU1 | GE Lighting Solutions | GE Lighting Evolve | EFNB-[012345DH]-A3-7-50-X-X-XXXX-XXXXXX | Outdoor Luminaires | Low Output | Architectural Flood and Spot Luminaires | Standard | FALSE | [9 empty] | 42601 |  |  | Yes |  | 4 | 4600 | 104.55 | 44 | 20 | 0.9 | 5000 | 70
PK6J99CE | GE Lighting Solutions | GE Lighting Evolve | EFNB-[012345DH]-A2-7-50-X-X-XXXX-XXXXXX | Outdoor Luminaires | Low Output | Architectural Flood and Spot Luminaires | Standard | FALSE | [9 empty] | 42601 |  |  | Yes |  | 4 | 4500 | 102.27 | 44 | 20 | 0.9 | 5000 | 70
PMMQR896 | GE Lighting Solutions | GE Lighting Evolve | EFNB-[012345DH]-A4-7-50-X-X-XXXX-XXXXXX | Outdoor Luminaires | Low Output | Architectural Flood and Spot Luminaires | Standard | FALSE | [9 empty] | 42601 |  |  | Yes |  | 4 | 4300 | 97.73 | 44 | 20 | 0.9 | 5000 | 70
PTU5A5VD | GE Lighting Solutions | GE Lighting Evolve | EFNB-[012345DH]-FW-7-50-X-X-XXXX-XXXXXX | Outdoor Luminaires | High Output | Architectural Flood and Spot Luminaires | Standard | FALSE | [9 empty] | 42601 |  |  | Yes |  | 4 | 16000 | 128 | 125 | 20 | 0.9 | 5000 | 70
PMC26978 | GE Lighting Solutions | GE Lighting Evolve | EFNB-[012345DH]-FS-7-50-X-X-XXXX-XXXXXX | Outdoor Luminaires | High Output | Architectural Flood and Spot Luminaires | Standard | FALSE | [9 empty] | 42601 |  |  | Yes |  | 4 | 15900 | 127.2 | 125 | 20 | 0.9 | 5000 | 70
PAXT643W | GE Lighting Solutions | GE Lighting Evolve | EFNB-[012345DH]-FE-7-50-X-X-XXXX-XXXXXX | Outdoor Luminaires | High Output | Architectural Flood and Spot Luminaires | Standard | FALSE | [9 empty] | 42601 |  |  | Yes |  | 4 | 15600 | 124.8 | 125 | 20 | 0.9 | 5000 | 70
P2997R4X | GE Lighting Solutions | GE Lighting Evolve | EFNB-[012345DH]-F3-7-50-X-X-XXXX-XXXXXX | Outdoor Luminaires | High Output | Architectural Flood and Spot Luminaires | Standard | FALSE | [9 empty] | 42601 |  |  | Yes |  | 4 | 14700 | 117.6 | 125 | 20 | 0.9 | 5000 | 70
PUQW5XKF | GE Lighting Solutions | GE Lighting Evolve | EFNB-[012345DH]-F4-7-50-X-X-XXXX-XXXXXX | Outdoor Luminaires | High Output | Architectural Flood and Spot Luminaires | Standard | FALSE | [9 empty] | 42601 |  |  | Yes |  | 4 | 13700 | 109.6 | 125 | 20 | 0.9 | 5000 | 70
PEEH4THU | GE Lighting Solutions | GE Lighting Evolve | EFNB-[012345DH]-EW-7-50-X-X-XXXX-XXXXXX | Outdoor Luminaires | High Output | Architectural Flood and Spot Luminaires | Standard | FALSE | [9 empty] | 42601 |  |  | Yes |  | 4 | 13400 | 136.73 | 98 | 20 | 0.9 | 5000 | 70
PDPT51AB | GE Lighting Solutions | GE Lighting Evolve | EFNB-[012345DH]-ES-7-50-X-X-XXXX-XXXXXX | Outdoor Luminaires | High Output | Architectural Flood and Spot Luminaires | Standard | FALSE | [9 empty] | 42601 |  |  | Yes |  | 4 | 13300 | 135.71 | 98 | 20 | 0.9 | 5000 | 70
PTKZ1GBA | GE Lighting Solutions | GE Lighting Evolve | EFNB-[012345DH]-EE-7-50-X-X-XXXX-XXXXXX | Outdoor Luminaires | High Output | Architectural Flood and Spot Luminaires | Standard | FALSE | [9 empty] | 42601 |  |  | Yes |  | 4 | 13100 | 133.67 | 98 | 20 | 0.9 | 5000 | 70
PZYXBMEU | GE Lighting Solutions | GE Lighting Evolve | EFNB-[012345DH]-E3-7-50-X-X-XXXX-XXXXXX | Outdoor Luminaires | High Output | Architectural Flood and Spot Luminaires | Standard | FALSE | [9 empty] | 42601 |  |  | Yes |  | 4 | 12400 | 126.53 | 98 | 20 | 0.9 | 5000 | 70
PJ8Q3NGX | GE Lighting Solutions | GE Lighting Evolve | EFNB-[012345DH]-E2-7-50-X-X-XXXX-XXXXXX | Outdoor Luminaires | High Output | Architectural Flood and Spot Luminaires | Standard | FALSE | [9 empty] | 42601 |  |  | Yes |  | 4 | 12100 | 123.47 | 98 | 20 | 0.9 | 5000 | 70
PCUFST8E | GE Lighting Solutions | GE Lighting Evolve | EFNB-[012345DH]-E4-7-50-X-X-XXXX-XXXXXX | Outdoor Luminaires | High Output | Architectural Flood and Spot Luminaires | Standard | FALSE | [9 empty] | 42601 |  |  | Yes |  | 4 | 11500 | 117.35 | 98 | 20 | 0.9 | 5000 | 70
PN2FBPFJ | GE Lighting Solutions | GE Lighting Evolve | EFNB-[012345DH]-DW-7-50-X-X-XXXX-XXXXXX | Outdoor Luminaires | High Output | Architectural Flood and Spot Luminaires | Standard | FALSE | [9 empty] | 42601 |  |  | Yes |  | 4 | 11400 | 128.09 | 89 | 20 | 0.9 | 5000 | 70
PBY3ZKXK | GE Lighting Solutions | GE Lighting Evolve | EFNB-[012345DH]-DS-7-50-X-X-XXXX-XXXXXX | Outdoor Luminaires | High Output | Architectural Flood and Spot Luminaires | Standard | FALSE | [9 empty] | 42601 |  |  | Yes |  | 4 | 11300 | 126.97 | 89 | 20 | 0.9 | 5000 | 70
PKFVB7VR | GE Lighting Solutions | GE Lighting Evolve | EFNB-[012345DH]-DE-7-50-X-X-XXXX-XXXXXX | Outdoor Luminaires | High Output | Architectural Flood and Spot Luminaires | Standard | FALSE | [9 empty] | 42601 |  |  | Yes |  | 4 | 11200 | 125.84 | 89 | 20 | 0.9 | 5000 | 70
PJVDCGQX | GE Lighting Solutions | GE Lighting Evolve | EFNB-[012345DH]-D3-7-50-X-X-XXXX-XXXXXX | Outdoor Luminaires | High Output | Architectural Flood and Spot Luminaires | Standard | FALSE | [9 empty] | 42601 |  |  | Yes |  | 4 | 10500 | 117.98 | 89 | 20 | 0.9 | 5000 | 70
P73R4VSW | GE Lighting Solutions | GE Lighting Evolve | EFNB-[012345DH]-D2-7-50-X-X-XXXX-XXXXXX | Outdoor Luminaires | High Output | Architectural Flood and Spot Luminaires | Standard | FALSE | [9 empty] | 42601 |  |  | Yes |  | 4 | 10300 | 115.73 | 89 | 20 | 0.9 | 5000 | 70
PXUBVQDH | GE Lighting Solutions | GE Lighting Evolve | EFNB-[012345DH]-D4-7-40-X-X-XXXX-XXXXXX | Outdoor Luminaires | Mid Output | Architectural Flood and Spot Luminaires | Standard | FALSE | [9 empty] | 42601 |  |  | Yes |  | 4 | 9800 | 110.11 | 89 | 20 | 0.9 | 4000 | 70
PBAXSQ78 | GE Lighting Solutions | GE Lighting Evolve | EFNB-[012345DH]-CW-7-40-X-X-XXXX-XXXXXX | Outdoor Luminaires | Mid Output | Architectural Flood and Spot Luminaires | Standard | FALSE | [9 empty] | 42601 |  |  | Yes |  | 4 | 9300 | 132.86 | 70 | 20 | 0.9 | 4000 | 70
PA5EQMG7 | GE Lighting Solutions | GE Lighting Evolve | EFNB-[012345DH]-CS-7-40-X-X-XXXX-XXXXXX | Outdoor Luminaires | Mid Output | Architectural Flood and Spot Luminaires | Standard | FALSE | [9 empty] | 42601 |  |  | Yes |  | 4 | 9300 | 132.86 | 70 | 20 | 0.9 | 4000 | 70
PE2QC4CM | GE Lighting Solutions | GE Lighting Evolve | EFNB-[012345DH]-CE-7-40-X-X-XXXX-XXXXXX | Outdoor Luminaires | Mid Output | Architectural Flood and Spot Luminaires | Standard | FALSE | [9 empty] | 42601 |  |  | Yes |  | 4 | 9100 | 130 | 70 | 20 | 0.9 | 4000 | 70
PSXJN1RE | GE Lighting Solutions | GE Lighting Evolve | EFNB-[012345DH]-C3-7-40-X-X-XXXX-XXXXXX | Outdoor Luminaires | Mid Output | Architectural Flood and Spot Luminaires | Standard | FALSE | [9 empty] | 42601 |  |  | Yes |  | 4 | 8600 | 122.86 | 70 | 20 | 0.9 | 4000 | 70
PC17S1T3 | GE Lighting Solutions | GE Lighting Evolve | EFNB-[012345DH]-C2-7-40-X-X-XXXX-XXXXXX | Outdoor Luminaires | Mid Output | Architectural Flood and Spot Luminaires | Standard | FALSE | [9 empty] | 42601 |  |  | Yes |  | 4 | 8400 | 120 | 70 | 20 | 0.9 | 4000 | 70
P3P8AJG8 | GE Lighting Solutions | GE Lighting Evolve | EFNB-[012345DH]-C4-7-40-X-X-XXXX-XXXXXX | Outdoor Luminaires | Mid Output | Architectural Flood and Spot Luminaires | Standard | FALSE | [9 empty] | 42601 |  |  | Yes |  | 4 | 8000 | 114.29 | 70 | 20 | 0.9 | 4000 | 70
PMC737EY | GE Lighting Solutions | GE Lighting Evolve | EFNB-[012345DH]-BS-7-40-X-X-XXXX-XXXXXX | Outdoor Luminaires | Mid Output | Architectural Flood and Spot Luminaires | Standard | FALSE | [9 empty] | 42601 |  |  | Yes |  | 4 | 7200 | 124.14 | 58 | 20 | 0.9 | 4000 | 70
PM291CC4 | GE Lighting Solutions | GE Lighting Evolve | EFNB-[012345DH]-BW-7-40-X-X-XXXX-XXXXXX | Outdoor Luminaires | Mid Output | Architectural Flood and Spot Luminaires | Standard | FALSE | [9 empty] | 42601 |  |  | Yes |  | 4 | 7200 | 124.14 | 58 | 20 | 0.9 | 4000 | 70
PVN4XXRF | GE Lighting Solutions | GE Lighting Evolve | EFNB-[012345DH]-BE-7-40-X-X-XXXX-XXXXXX | Outdoor Luminaires | Mid Output | Architectural Flood and Spot Luminaires | Standard | FALSE | [9 empty] | 42601 |  |  | Yes |  | 4 | 7000 | 120.69 | 58 | 20 | 0.9 | 4000 | 70
PEUX5Y8K | GE Lighting Solutions | GE Lighting Evolve | EFNB-[012345DH]-B3-7-40-X-X-XXXX-XXXXXX | Outdoor Luminaires | Mid Output | Architectural Flood and Spot Luminaires | Standard | FALSE | [9 empty] | 42601 |  |  | Yes |  | 4 | 6600 | 113.79 | 58 | 20 | 0.9 | 4000 | 70
PYYE5M6W | GE Lighting Solutions | GE Lighting Evolve | EFNB-[012345DH]-B2-7-40-X-X-XXXX-XXXXXX | Outdoor Luminaires | Mid Output | Architectural Flood and Spot Luminaires | Standard | FALSE | [9 empty] | 42601 |  |  | Yes |  | 4 | 6500 | 112.07 | 58 | 20 | 0.9 | 4000 | 70
PKFJQC49 | GE Lighting Solutions | GE Lighting Evolve | EFNB-[012345DH]-B4-7-40-X-X-XXXX-XXXXXX | Outdoor Luminaires | Mid Output | Architectural Flood and Spot Luminaires | Standard | FALSE | [9 empty] | 42601 |  |  | Yes |  | 4 | 6200 | 106.9 | 58 | 20 | 0.9 | 4000 | 70
PJJ4VXHT | GE Lighting Solutions | GE Lighting Evolve | EFNB-[012345DH]-AW-7-40-X-X-XXXX-XXXXXX | Outdoor Luminaires | Low Output | Architectural Flood and Spot Luminaires | Standard | FALSE | [9 empty] | 42601 |  |  | Yes |  | 4 | 5000 | 113.64 | 44 | 20 | 0.9 | 4000 | 70
P5BAHJ8P | GE Lighting Solutions | GE Lighting Evolve | EFNB-[012345DH]-AS-7-40-X-X-XXXX-XXXXXX | Outdoor Luminaires | Low Output | Architectural Flood and Spot Luminaires | Standard | FALSE | [9 empty] | 42601 |  |  | Yes |  | 4 | 5000 | 113.64 | 44 | 20 | 0.9 | 4000 | 70
PX7H58Z5 | GE Lighting Solutions | GE Lighting Evolve | EFNB-[012345DH]-AE-7-40-X-X-XXXX-XXXXXX | Outdoor Luminaires | Low Output | Architectural Flood and Spot Luminaires | Standard | FALSE | [9 empty] | 42601 |  |  | Yes |  | 4 | 4900 | 111.36 | 44 | 20 | 0.9 | 4000 | 70
P7D1MVN8 | GE Lighting Solutions | GE Lighting Evolve | EFNB-[012345DH]-A3-7-40-X-X-XXXX-XXXXXX | Outdoor Luminaires | Low Output | Architectural Flood and Spot Luminaires | Standard | FALSE | [9 empty] | 42601 |  |  | Yes |  | 4 | 4600 | 104.55 | 44 | 20 | 0.9 | 4000 | 70
P7RA5JD8 | GE Lighting Solutions | GE Lighting Evolve | EFNB-[012345DH]-A2-7-40-X-X-XXXX-XXXXXX | Outdoor Luminaires | Low Output | Architectural Flood and Spot Luminaires | Standard | FALSE | [9 empty] | 42601 |  |  | Yes |  | 4 | 4500 | 102.27 | 44 | 20 | 0.9 | 4000 | 70
PY7EHTMX | GE Lighting Solutions | GE Lighting Evolve | EFNB-[012345DH]-A4-7-40-X-X-XXXX-XXXXXX | Outdoor Luminaires | Low Output | Architectural Flood and Spot Luminaires | Standard | FALSE | [9 empty] | 42601 |  |  | Yes |  | 4 | 4300 | 97.73 | 44 | 20 | 0.9 | 4000 | 70
PNBEP8Z2 | GE Lighting Solutions | GE Lighting Evolve | EFNB-[012345DH]-FW-7-40-X-X-XXXX-XXXXXX | Outdoor Luminaires | High Output | Architectural Flood and Spot Luminaires | Standard | FALSE | [9 empty] | 42601 |  |  | Yes |  | 4 | 16000 | 128 | 125 | 20 | 0.9 | 4000 | 70
P8M4TQH1 | GE Lighting Solutions | GE Lighting Evolve | EFNB-[012345DH]-FS-7-40-X-X-XXXX-XXXXXX | Outdoor Luminaires | High Output | Architectural Flood and Spot Luminaires | Standard | FALSE | [9 empty] | 42601 |  |  | Yes |  | 4 | 15900 | 127.2 | 125 | 20 | 0.9 | 4000 | 70
PXESVBW9 | GE Lighting Solutions | GE Lighting Evolve | EFNB-[012345DH]-FE-7-40-X-X-XXXX-XXXXXX | Outdoor Luminaires | High Output | Architectural Flood and Spot Luminaires | Standard | FALSE | [9 empty] | 42601 |  |  | Yes |  | 4 | 15600 | 124.8 | 125 | 20 | 0.9 | 4000 | 70
PE3D3XEX | GE Lighting Solutions | GE Lighting Evolve | EFNB-[012345DH]-F3-7-40-X-X-XXXX-XXXXXX | Outdoor Luminaires | High Output | Architectural Flood and Spot Luminaires | Standard | FALSE | [9 empty] | 42601 |  |  | Yes |  | 4 | 14700 | 117.6 | 125 | 20 | 0.9 | 4000 | 70
PYMJCFX4 | GE Lighting Solutions | GE Lighting Evolve | EFNB-[012345DH]-F2-7-40-X-X-XXXX-XXXXXX | Outdoor Luminaires | High Output | Architectural Flood and Spot Luminaires | Standard | FALSE | [9 empty] | 42601 |  |  | Yes |  | 4 | 14400 | 115.2 | 125 | 20 | 0.9 | 4000 | 70
P1WURF57 | GE Lighting Solutions | GE Lighting Evolve | EFNB-[012345DH]-F4-7-40-X-X-XXXX-XXXXXX | Outdoor Luminaires | High Output | Architectural Flood and Spot Luminaires | Standard | FALSE | [9 empty] | 42601 |  |  | Yes |  | 4 | 13700 | 109.6 | 125 | 20 | 0.9 | 4000 | 70
PPQMDU1U | GE Lighting Solutions | GE Lighting Evolve | EFNB-[012345DH]-EW-7-40-X-X-XXXX-XXXXXX | Outdoor Luminaires | High Output | Architectural Flood and Spot Luminaires | Standard | FALSE | [9 empty] | 42601 |  |  | Yes |  | 4 | 13400 | 136.73 | 98 | 20 | 0.9 | 4000 | 70
PAHGHNJM | GE Lighting Solutions | GE Lighting Evolve | EFNB-[012345DH]-ES-7-40-X-X-XXXX-XXXXXX | Outdoor Luminaires | High Output | Architectural Flood and Spot Luminaires | Standard | FALSE | [9 empty] | 42601 |  |  | Yes |  | 4 | 13300 | 135.71 | 98 | 20 | 0.9 | 4000 | 70
PSVRHHXU | GE Lighting Solutions | GE Lighting Evolve | EFNB-[012345DH]-EE-7-40-X-X-XXXX-XXXXXX | Outdoor Luminaires | High Output | Architectural Flood and Spot Luminaires | Standard | FALSE | [9 empty] | 42601 |  |  | Yes |  | 4 | 13100 | 133.67 | 98 | 20 | 0.9 | 4000 | 70
PKNFUR98 | GE Lighting Solutions | GE Lighting Evolve | EFNB-[012345DH]-E3-7-40-X-X-XXXX-XXXXXX | Outdoor Luminaires | High Output | Architectural Flood and Spot Luminaires | Standard | FALSE | [9 empty] | 42601 |  |  | Yes |  | 4 | 12400 | 126.53 | 98 | 20 | 0.9 | 4000 | 70
P8KTV4AW | GE Lighting Solutions | GE Lighting Evolve | EFNB-[012345DH]-E2-7-40-X-X-XXXX-XXXXXX | Outdoor Luminaires | High Output | Architectural Flood and Spot Luminaires | Standard | FALSE | [9 empty] | 42601 |  |  | Yes |  | 4 | 12100 | 123.47 | 98 | 20 | 0.9 | 4000 | 70
PRAXE5PC | GE Lighting Solutions | GE Lighting Evolve | EFNB-[012345DH]-E4-7-40-X-X-XXXX-XXXXXX | Outdoor Luminaires | High Output | Architectural Flood and Spot Luminaires | Standard | FALSE | [9 empty] | 42601 |  |  | Yes |  | 4 | 11500 | 117.35 | 98 | 20 | 0.9 | 4000 | 70
PTE2X4M6 | GE Lighting Solutions | GE Lighting Evolve | EFNB-[012345DH]-DW-7-40-X-X-XXXX-XXXXXX | Outdoor Luminaires | High Output | Architectural Flood and Spot Luminaires | Standard | FALSE | [9 empty] | 42601 |  |  | Yes |  | 4 | 11400 | 128.09 | 89 | 20 | 0.9 | 4000 | 70
P9EACTSY | GE Lighting Solutions | GE Lighting Evolve | EFNB-[012345DH]-DS-7-40-X-X-XXXX-XXXXXX | Outdoor Luminaires | High Output | Architectural Flood and Spot Luminaires | Standard | FALSE | [9 empty] | 42601 |  |  | Yes |  | 4 | 11300 | 126.97 | 89 | 20 | 0.9 | 4000 | 70
PD3VA6MJ | GE Lighting Solutions | GE Lighting Evolve | EFNB-[012345DH]-DE-7-40-X-X-XXXX-XXXXXX | Outdoor Luminaires | High Output | Architectural Flood and Spot Luminaires | Standard | FALSE | [9 empty] | 42601 |  |  | Yes |  | 4 | 11200 | 125.84 | 89 | 20 | 0.9 | 4000 | 70
P8ZG1B77 | GE Lighting Solutions | GE Lighting Evolve | EFNB-[012345DH]-D3-7-40-X-X-XXXX-XXXXXX | Outdoor Luminaires | High Output | Architectural Flood and Spot Luminaires | Standard | FALSE | [9 empty] | 42601 |  |  | Yes |  | 4 | 10500 | 117.98 | 89 | 20 | 0.9 | 4000 | 70
PRFP1W6F | GE Lighting Solutions | GE Lighting Evolve | EFNB-[012345DH]-D2-7-40-X-X-XXXX-XXXXXX | Outdoor Luminaires | High Output | Architectural Flood and Spot Luminaires | Standard | FALSE | [9 empty] | 42601 |  |  | Yes |  | 4 | 10300 | 115.73 | 89 | 20 | 0.9 | 4000 | 70
PUDR7QX8 | GE Lighting Solutions | GE Lighting Evolve | EFNB-[012345DH]-D3-7-30-X-X-XXXX-XXXXXX | Outdoor Luminaires | Mid Output | Architectural Flood and Spot Luminaires | Standard | FALSE | [9 empty] | 42601 |  |  | Yes |  | 4 | 9900 | 111.24 | 89 | 20 | 0.9 | 3000 | 70
P25A8HNJ | GE Lighting Solutions | GE Lighting Evolve | EFNB-[012345DH]-D2-7-30-X-X-XXXX-XXXXXX | Outdoor Luminaires | Mid Output | Architectural Flood and Spot Luminaires | Standard | FALSE | [9 empty] | 42601 |  |  | Yes |  | 4 | 9700 | 108.99 | 89 | 20 | 0.9 | 3000 | 70
P154QSY8 | GE Lighting Solutions | GE Lighting Evolve | EFNB-[012345DH]-D4-7-30-X-X-XXXX-XXXXXX | Outdoor Luminaires | Mid Output | Architectural Flood and Spot Luminaires | Standard | FALSE | [9 empty] | 42601 |  |  | Yes |  | 4 | 9200 | 103.37 | 89 | 20 | 0.9 | 3000 | 70
PKH46YR9 | GE Lighting Solutions | GE Lighting Evolve | EFNB-[012345DH]-CS-7-30-X-X-XXXX-XXXXXX | Outdoor Luminaires | Mid Output | Architectural Flood and Spot Luminaires | Standard | FALSE | [9 empty] | 42601 |  |  | Yes |  | 4 | 8700 | 124.29 | 70 | 20 | 0.9 | 3000 | 70
PB9829GX | GE Lighting Solutions | GE Lighting Evolve | EFNB-[012345DH]-CW-7-30-X-X-XXXX-XXXXXX | Outdoor Luminaires | Mid Output | Architectural Flood and Spot Luminaires | Standard | FALSE | [9 empty] | 42601 |  |  | Yes |  | 4 | 8700 | 124.29 | 70 | 20 | 0.9 | 3000 | 70
PD6TA96B | GE Lighting Solutions | GE Lighting Evolve | EFNB-[012345DH]-CE-7-30-X-X-XXXX-XXXXXX | Outdoor Luminaires | Mid Output | Architectural Flood and Spot Luminaires | Standard | FALSE | [9 empty] | 42601 |  |  | Yes |  | 4 | 8500 | 121.43 | 70 | 20 | 0.9 | 3000 | 70
PS3DVS9D | GE Lighting Solutions | GE Lighting Evolve | EFNB-[012345DH]-C3-7-30-X-X-XXXX-XXXXXX | Outdoor Luminaires | Mid Output | Architectural Flood and Spot Luminaires | Standard | FALSE | [9 empty] | 42601 |  |  | Yes |  | 4 | 8100 | 115.71 | 70 | 20 | 0.9 | 3000 | 70
PND8NAZR | GE Lighting Solutions | GE Lighting Evolve | EFNB-[012345DH]-C2-7-30-X-X-XXXX-XXXXXX | Outdoor Luminaires | Mid Output | Architectural Flood and Spot Luminaires | Standard | FALSE | [9 empty] | 42601 |  |  | Yes |  | 4 | 7900 | 112.86 | 70 | 20 | 0.9 | 3000 | 70
P38PW8F6 | GE Lighting Solutions | GE Lighting Evolve | EFNB-[012345DH]-C4-7-30-X-X-XXXX-XXXXXX | Outdoor Luminaires | Mid Output | Architectural Flood and Spot Luminaires | Standard | FALSE | [9 empty] | 42601 |  |  | Yes |  | 4 | 7500 | 107.14 | 70 | 20 | 0.9 | 3000 | 70
P9JTYN2W | GE Lighting Solutions | GE Lighting Evolve | EFNB-[012345DH]-BS-7-30-X-X-XXXX-XXXXXX | Outdoor Luminaires | Mid Output | Architectural Flood and Spot Luminaires | Standard | FALSE | [9 empty] | 42601 |  |  | Yes |  | 4 | 6700 | 115.52 | 58 | 20 | 0.9 | 3000 | 70
P7N18BV3 | GE Lighting Solutions | GE Lighting Evolve | EFNB-[012345DH]-BW-7-30-X-X-XXXX-XXXXXX | Outdoor Luminaires | Mid Output | Architectural Flood and Spot Luminaires | Standard | FALSE | [9 empty] | 42601 |  |  | Yes |  | 4 | 6700 | 115.52 | 58 | 20 | 0.9 | 3000 | 70
PPGZVB3W | GE Lighting Solutions | GE Lighting Evolve | EFNB-[012345DH]-BE-7-30-X-X-XXXX-XXXXXX | Outdoor Luminaires | Mid Output | Architectural Flood and Spot Luminaires | Standard | FALSE | [9 empty] | 42601 |  |  | Yes |  | 4 | 6600 | 113.79 | 58 | 20 | 0.9 | 3000 | 70
PQCZYUFT | GE Lighting Solutions | GE Lighting Evolve | EFNB-[012345DH]-B3-7-30-X-X-XXXX-XXXXXX | Outdoor Luminaires | Mid Output | Architectural Flood and Spot Luminaires | Standard | FALSE | [9 empty] | 42601 |  |  | Yes |  | 4 | 6200 | 106.9 | 58 | 20 | 0.9 | 3000 | 70
PUB145K8 | GE Lighting Solutions | GE Lighting Evolve | EFNB-[012345DH]-B2-7-30-X-X-XXXX-XXXXXX | Outdoor Luminaires | Mid Output | Architectural Flood and Spot Luminaires | Standard | FALSE | [9 empty] | 42601 |  |  | Yes |  | 4 | 6100 | 105.17 | 58 | 20 | 0.9 | 3000 | 70
P65E26VY | GE Lighting Solutions | GE Lighting Evolve | EFNB-[012345DH]-AS-7-30-X-X-XXXX-XXXXXX | Outdoor Luminaires | Low Output | Architectural Flood and Spot Luminaires | Standard | FALSE | [9 empty] | 42601 |  |  | Yes |  | 4 | 4600 | 104.55 | 44 | 20 | 0.9 | 3000 | 70
P644FGN7 | GE Lighting Solutions | GE Lighting Evolve | EFNB-[012345DH]-AW-7-30-X-X-XXXX-XXXXXX | Outdoor Luminaires | Low Output | Architectural Flood and Spot Luminaires | Standard | FALSE | [9 empty] | 42601 |  |  | Yes |  | 4 | 4600 | 104.55 | 44 | 20 | 0.9 | 3000 | 70
PZQTKVMH | GE Lighting Solutions | GE Lighting Evolve | EFNB-[012345DH]-AE-7-30-X-X-XXXX-XXXXXX | Outdoor Luminaires | Low Output | Architectural Flood and Spot Luminaires | Standard | FALSE | [9 empty] | 42601 |  |  | Yes |  | 4 | 4500 | 102.27 | 44 | 20 | 0.9 | 3000 | 70
PUQQV1FV | GE Lighting Solutions | GE Lighting Evolve | EFNB-[012345DH]-A3-7-30-X-X-XXXX-XXXXXX | Outdoor Luminaires | Low Output | Architectural Flood and Spot Luminaires | Standard | FALSE | [9 empty] | 42601 |  |  | Yes |  | 4 | 4300 | 97.73 | 44 | 20 | 0.9 | 3000 | 70
PNBGW78V | GE Lighting Solutions | GE Lighting Evolve | EFNB-[012345DH]-A2-7-30-X-X-XXXX-XXXXXX | Outdoor Luminaires | Low Output | Architectural Flood and Spot Luminaires | Standard | FALSE | [9 empty] | 42601 |  |  | Yes |  | 4 | 4200 | 95.45 | 44 | 20 | 0.9 | 3000 | 70
PZDN3ZHV | GE Lighting Solutions | GE Lighting Evolve | EFNB-[012345DH]-FS-7-30-X-X-XXXX-XXXXXX | Outdoor Luminaires | High Output | Architectural Flood and Spot Luminaires | Standard | FALSE | [9 empty] | 42601 |  |  | Yes |  | 4 | 15000 | 120 | 125 | 20 | 0.9 | 3000 | 70
P664VVCC | GE Lighting Solutions | GE Lighting Evolve | EFNB-[012345DH]-FW-7-30-X-X-XXXX-XXXXXX | Outdoor Luminaires | High Output | Architectural Flood and Spot Luminaires | Standard | FALSE | [9 empty] | 42601 |  |  | Yes |  | 4 | 15000 | 120 | 125 | 20 | 0.9 | 3000 | 70
P95C81B8 | GE Lighting Solutions | GE Lighting Evolve | EFNB-[012345DH]-FE-7-30-X-X-XXXX-XXXXXX | Outdoor Luminaires | High Output | Architectural Flood and Spot Luminaires | Standard | FALSE | [9 empty] | 42601 |  |  | Yes |  | 4 | 14700 | 117.6 | 125 | 20 | 0.9 | 3000 | 70
P8CWYTGB | GE Lighting Solutions | GE Lighting Evolve | EFNB-[012345DH]-F3-7-30-X-X-XXXX-XXXXXX | Outdoor Luminaires | High Output | Architectural Flood and Spot Luminaires | Standard | FALSE | [9 empty] | 42601 |  |  | Yes |  | 4 | 13900 | 111.2 | 125 | 20 | 0.9 | 3000 | 70
PUU2DWXC | GE Lighting Solutions | GE Lighting Evolve | EFNB-[012345DH]-F2-7-30-X-X-XXXX-XXXXXX | Outdoor Luminaires | High Output | Architectural Flood and Spot Luminaires | Standard | FALSE | [9 empty] | 42601 |  |  | Yes |  | 4 | 13600 | 108.8 | 125 | 20 | 0.9 | 3000 | 70
P56R5CZC | GE Lighting Solutions | GE Lighting Evolve | EFNB-[012345DH]-F4-7-30-X-X-XXXX-XXXXXX | Outdoor Luminaires | High Output | Architectural Flood and Spot Luminaires | Standard | FALSE | [9 empty] | 42601 |  |  | Yes |  | 4 | 12900 | 103.2 | 125 | 20 | 0.9 | 3000 | 70
P1NJYF54 | GE Lighting Solutions | GE Lighting Evolve | EFNB-[012345DH]-EW-7-30-X-X-XXXX-XXXXXX | Outdoor Luminaires | High Output | Architectural Flood and Spot Luminaires | Standard | FALSE | [9 empty] | 42601 |  |  | Yes |  | 4 | 12600 | 128.57 | 98 | 20 | 0.9 | 3000 | 70
PH3NV81C | GE Lighting Solutions | GE Lighting Evolve | EFNB-[012345DH]-ES-7-30-X-X-XXXX-XXXXXX | Outdoor Luminaires | High Output | Architectural Flood and Spot Luminaires | Standard | FALSE | [9 empty] | 42601 |  |  | Yes |  | 4 | 12500 | 127.55 | 98 | 20 | 0.9 | 3000 | 70
PVPV3P5G | GE Lighting Solutions | GE Lighting Evolve | EFNB-[012345DH]-EE-7-30-X-X-XXXX-XXXXXX | Outdoor Luminaires | High Output | Architectural Flood and Spot Luminaires | Standard | FALSE | [9 empty] | 42601 |  |  | Yes |  | 4 | 12300 | 125.51 | 98 | 20 | 0.9 | 3000 | 70
P6NS7TFE | GE Lighting Solutions | GE Lighting Evolve | EFNB-[012345DH]-E3-7-30-X-X-XXXX-XXXXXX | Outdoor Luminaires | High Output | Architectural Flood and Spot Luminaires | Standard | FALSE | [9 empty] | 42601 |  |  | Yes |  | 4 | 11600 | 118.37 | 98 | 20 | 0.9 | 3000 | 70
P7GPWN3A | GE Lighting Solutions | GE Lighting Evolve | EFNB-[012345DH]-E2-7-30-X-X-XXXX-XXXXXX | Outdoor Luminaires | High Output | Architectural Flood and Spot Luminaires | Standard | FALSE | [9 empty] | 42601 |  |  | Yes |  | 4 | 11400 | 116.33 | 98 | 20 | 0.9 | 3000 | 70
P3MP3XAX | GE Lighting Solutions | GE Lighting Evolve | EFNB-[012345DH]-E4-7-30-X-X-XXXX-XXXXXX | Outdoor Luminaires | High Output | Architectural Flood and Spot Luminaires | Standard | FALSE | [9 empty] | 42601 |  |  | Yes |  | 4 | 10800 | 110.2 | 98 | 20 | 0.9 | 3000 | 70
PT54UFZQ | GE Lighting Solutions | GE Lighting Evolve | EFNB-[012345DH]-DW-7-30-X-X-XXXX-XXXXXX | Outdoor Luminaires | High Output | Architectural Flood and Spot Luminaires | Standard | FALSE | [9 empty] | 42601 |  |  | Yes |  | 4 | 10700 | 120.22 | 89 | 20 | 0.9 | 3000 | 70
P8DRN419 | GE Lighting Solutions | GE Lighting Evolve | EFNB-[012345DH]-DS-7-30-X-X-XXXX-XXXXXX | Outdoor Luminaires | High Output | Architectural Flood and Spot Luminaires | Standard | FALSE | [9 empty] | 42601 |  |  | Yes |  | 4 | 10600 | 119.1 | 89 | 20 | 0.9 | 3000 | 70
PVPGKJZA | GE Lighting Solutions | GE Lighting Evolve | EFNB-[012345DH]-DE-7-30-X-X-XXXX-XXXXXX | Outdoor Luminaires | High Output | Architectural Flood and Spot Luminaires | Standard | FALSE | [9 empty] | 42601 |  |  | Yes |  | 4 | 10500 | 117.98 | 89 | 20 | 0.9 | 3000 | 70
PUQ6YWA7 | Atlas Lighting Products | Atlas Lighting Products Inc. | PFL126LED | Outdoor Luminaires | High Output | Architectural Flood and Spot Luminaires | Standard | TRUE | 13180 | 104.59 | 126.01 | 9.07 | 0.979 | 4703 | 71.8 | 5 | 50000 | 42600 |  |  | Yes |  | 4 | 13180 | 104.59 | 126 | 9.07 | 0.98 | 4703 | 71.8
PSX5CPCS | CSC LED Corp | CSC LED | FL01H-100W-3K | Outdoor Luminaires | High Output | Architectural Flood and Spot Luminaires | Standard | TRUE | 9564.3 | 92.5 | 103.37 | 13.45 | 0.9648 | 3055 | 82.5 | 5 | 50000 | 42600 |  |  | No |  | 3.1 | 9800 | 98 | 100 | 20 | 0.9 | 3000 | 80
PV7PV7TP | CSC LED Corp | CSC LED | FL01H-300W-3K | Outdoor Luminaires | High Output | Architectural Flood and Spot Luminaires | Standard | TRUE | 27347 | 94.2 | 290.16 | 12.37 | 0.9548 | 3041 | 82.8 | 5 | 50000 | 42600 |  |  | No |  | 3.1 | 27400 | 95 | 300 | 20 | 0.9 | 3000 | 80
P9JM1268 | CSC LED Corp | CSC LED | FL01H-150W-3K | Outdoor Luminaires | High Output | Architectural Flood and Spot Luminaires | Standard | TRUE | 14065 | 93.1 | 151.07 | 8.92 | 0.9543 | 3043 | 82.5 | 5 | 50000 | 42600 |  |  | No |  | 3.1 | 14500 | 99 | 150 | 20 | 0.9 | 3000 | 80
PGTEK57Z | CSC LED Corp | CSC LED | FL01H-220W-3K | Outdoor Luminaires | High Output | Architectural Flood and Spot Luminaires | Standard | TRUE | 19737 | 92.4 | 213.67 | 11.53 | 0.9512 | 3061 | 82.4 | 5 | 50000 | 42600 |  |  | No |  | 3.1 | 19700 | 93 | 220 | 20 | 0.9 | 3000 | 80
PNEUST86 | CSC LED Corp | CSC LED | FL01-300W-3K | Outdoor Luminaires | Very High Output | Architectural Flood and Spot Luminaires | Standard | TRUE | 30857 | 101.45 | 304.2 | 7.88 | 0.947 | 3056 | 83.5 | 5 | 50000 | 42600 |  |  | No |  | 3 | 30857 | 101.45 | 304.2 | 7.88 | 0.947 | 3000 | 83.5
PVS8CRQT | CSC LED Corp | CSC LED | FL01-220W-3K | Outdoor Luminaires | High Output | Architectural Flood and Spot Luminaires | Standard | TRUE | 21495 | 99.51 | 216 | 18.31 | 0.9301 | 3110 | 83.6 | 5 | 50000 | 42600 |  |  | No |  | 3 | 21578 | 96.75 | 223 | 18.31 | 0.9301 | 3000 | 83.6
PX22ZZVB | CSC LED Corp | CSC LED | FL01-15W-3K | Outdoor Luminaires | Low Output | Architectural Flood and Spot Luminaires | Standard | TRUE | 1467.8 | 96.19 | 15.26 | 16.52 | 0.9079 | 3042 | 82.9 | 5 | 50000 | 42600 |  |  | NotYetVerified |  | 3 | 1467.8 | 96.19 | 15.26 | 20 | 0.9 | 3000 | 82.9
PXV9BAXK | CSC LED Corp | CSC LED | FL01-30W-3K | Outdoor Luminaires | Low Output | Architectural Flood and Spot Luminaires | Standard | TRUE | 2899.1 | 98.84 | 29.33 | 16.49 | 0.9049 | 3041 | 83.2 | 5 | 50000 | 42600 |  |  | NotYetVerified |  | 3 | 2899.1 | 98.84 | 29.33 | 20 | 0.9 | 3000 | 83.2
P11MDRCU | CSC LED Corp | CSC LED | FL01-50W-3K | Outdoor Luminaires | Low Output | Architectural Flood and Spot Luminaires | Standard | TRUE | 4906.5 | 102.12 | 48.05 | 17.63 | 0.9031 | 3042 | 83.3 | 5 | 50000 | 42600 |  |  | NotYetVerified |  | 3 | 4906.5 | 102.12 | 48.05 | 20 | 0.9 | 3000 | 83.3
PU51DCX3 | CSC LED Corp | CSC LED | FL01-100W-3K | Outdoor Luminaires | High Output | Architectural Flood and Spot Luminaires | Standard | TRUE | 10035 | 103.53 | 96.93 | 19.07 | 0.9024 | 3058 | 82 | 5 | 50000 | 42600 |  |  | No |  | 3 | 10035 | 103.53 | 96.93 | 19.07 | 0.9024 | 3000 | 82
PGZ7YTND | CSC LED Corp | CSC LED | FL01-80W-3K | Outdoor Luminaires | Mid Output | Architectural Flood and Spot Luminaires | Standard | TRUE | 8453 | 109.98 | 76.86 | 18.74 | 0.9024 | 3064 | 83.7 | 5 | 50000 | 42600 |  |  | No |  | 3 | 8591 | 110.11 | 78.02 | 18.74 | 0.9024 | 3000 | 83.7
P1NB3F4P | CSC LED Corp | CSC LED | FL01-150W-3K | Outdoor Luminaires | High Output | Architectural Flood and Spot Luminaires | Standard | TRUE | 15131 | 98.1 | 154.3 | 6.27 | 0.9017 | 3055 | 83.2 | 5 | 50000 | 42600 |  |  | No |  | 3 | 15131 | 98.1 | 154.3 | 6.27 | 0.9017 | 3000 | 83.2
PD3HQT2P | CSC LED Corp | CSC LED | FL01H-220W | Outdoor Luminaires | High Output | Architectural Flood and Spot Luminaires | Standard | FALSE | [9 empty] | 42600 | Dimmable | Continuous Below 10 | No |  | 3.1 | 19700 | 93 | 220 | 20 | 0.9 | 5000 | 80
PF92E7FC | CSC LED Corp | CSC LED | FL01H-150W | Outdoor Luminaires | High Output | Architectural Flood and Spot Luminaires | Standard | FALSE | [9 empty] | 42600 | Dimmable | Continuous Below 10 | No |  | 3.1 | 14500 | 99 | 150 | 20 | 0.9 | 5000 | 80
P14X11TA | CSC LED Corp | CSC LED | FL01H-100W | Outdoor Luminaires | High Output | Architectural Flood and Spot Luminaires | Standard | FALSE | [9 empty] | 42600 | Dimmable | Continuous Below 10 | No |  | 3.1 | 9800 | 98 | 100 | 20 | 0.9 | 5000 | 80
PJGQQ7VK | CSC LED Corp | CSC LED | FL01H-300W | Outdoor Luminaires | High Output | Architectural Flood and Spot Luminaires | Standard | FALSE | [9 empty] | 42600 | Dimmable | Continuous Below 10 | No |  | 3.1 | 27400 | 95 | 300 | 20 | 0.9 | 5000 | 80
PDVU7QNZ | CSC LED Corp | CSC LED | FL01-80W | Outdoor Luminaires | Mid Output | Architectural Flood and Spot Luminaires | Standard | FALSE | [9 empty] | 42600 | Not Dimmable | Not Dimmable | No |  | 3 | 9064 | 115.39 | 78.55 | 18.95 | 0.9062 | 5000 | 84.5
PXATC8G6 | CSC LED Corp | CSC LED | FL01-50W | Outdoor Luminaires | Low Output | Architectural Flood and Spot Luminaires | Standard | FALSE | [9 empty] | 42600 | Not Dimmable | Not Dimmable | NotYetVerified |  | 3 | 4906.5 | 102.12 | 48.05 | 20 | 0.9 | 5000 | 83.3
PBAPX6QH | CSC LED Corp | CSC LED | FL01-30W | Outdoor Luminaires | Low Output | Architectural Flood and Spot Luminaires | Standard | FALSE | [9 empty] | 42600 | Not Dimmable | Not Dimmable | NotYetVerified |  | 3 | 2899.1 | 98.84 | 29.33 | 20 | 0.9 | 5000 | 83.2
PDG5SWUD | CSC LED Corp | CSC LED | FL01-15W | Outdoor Luminaires | Low Output | Architectural Flood and Spot Luminaires | Standard | FALSE | [9 empty] | 42600 | Not Dimmable | Not Dimmable | NotYetVerified |  | 3 | 1467.8 | 96.19 | 15.26 | 20 | 0.9 | 5000 | 82.9
PEXU42RR | CSC LED Corp | CSC LED | FL01-220W | Outdoor Luminaires | High Output | Architectural Flood and Spot Luminaires | Standard | FALSE | [9 empty] | 42600 | Dimmable | Continuous Below 10 | No |  | 3 | 25684 | 116.82 | 219.9 | 19.02 | 0.9276 | 5000 | 84.7
PJNGV8UW | CSC LED Corp | CSC LED | FL01-100W | Outdoor Luminaires | High Output | Architectural Flood and Spot Luminaires | Standard | FALSE | [9 empty] | 42600 | Dimmable | Continuous Below 10 | No |  | 3 | 11021 | 111.95 | 98.45 | 18.87 | 0.9062 | 5000 | 83.8
PXRK2PTC | CSC LED Corp | CSC LED | FL01-300W | Outdoor Luminaires | Very High Output | Architectural Flood and Spot Luminaires | Standard | FALSE | [9 empty] | 42600 | Dimmable | Continuous Below 10 | No |  | 3 | 30857 | 101.45 | 304.2 | 7.88 | 0.947 | 5000 | 83.5
PRTPFRUA | CSC LED Corp | CSC LED | FL01-150W | Outdoor Luminaires | High Output | Architectural Flood and Spot Luminaires | Standard | FALSE | [9 empty] | 42600 | Dimmable | Continuous Below 10 | No |  | 3 | 15131 | 98.1 | 154.3 | 6.27 | 0.9017 | 5000 | 83.2
P8T1KT28 | S LITE CO. LTD. | S LITE | FL214HL-HV-3004-70-40K-N6-00-00-Optional include[WHBKDBSLXX]-Optional include[P3P5P700]-Optional include[PMSCPMPSSCMSMCPMSMSC00]-00-Optional include[PMTRSFTU]-CR-IVT | Outdoor Luminaires | Very High Output | Architectural Flood and Spot Luminaires | Standard | TRUE | 30181 | 104.4 | 289.1 | 8.14 | 0.953 | 4033 | 76.3 | 5 | 50000 | 42599 |  |  | Yes | Updated 9/1/2016 | 4 | 30181 | 104.4 | 289.1 | 8.14 | 0.95 | 4000 | 76.3
PE96GVDU | S LITE CO. LTD. | S LITE | FL214AL-UNV-3204-70-40K-N6-00-00-Optional include[WHBKDBSLXX]-Optional include[P3P5P700]-Optional include[PMSCPMPSSCMSMCPMSMSC00] -00-Optional include[PMTRSFTU]-CR-MW | Outdoor Luminaires | Very High Output | Architectural Flood and Spot Luminaires | Standard | TRUE | 32616 | 104.2 | 313 | 7.41 | 0.9528 | 4028 | 76.1 | 5 | 50000 | 42599 |  |  | Yes | Updated 9/1/2016 | 4 | 32616 | 104.2 | 313 | 7.41 | 0.95 | 4000 | 76.1
PAYS2T6A | Spring Lighting Group Inc | SLG | SLFD45ZZV4KBYWFLY | Outdoor Luminaires | Mid Output | Architectural Flood and Spot Luminaires | Standard | TRUE | 5385.4 | 113.93 | 47.27 | 16.55 | 0.948 | 3889 | 74 | 5 | 50000 | 42599 |  |  | No |  | 4 | 5300 | 118 | 45 | 20 | 0.9 | 4000 | 70
PG8W24M8 | Orbit Industries Inc. | ORBIT | LFL6-300W-WW (Y) | Outdoor Luminaires | Very High Output | Architectural Flood and Spot Luminaires | Standard | TRUE | 30857 | 101.45 | 304.2 | 7.88 | 0.947 | 3056 | 83.5 | 5 | 50000 | 42599 |  |  | No |  | 3 | 30857 | 101.45 | 304.2 | 7.88 | 0.947 | 3000 | 83.5
PJYR3BUD | Spring Lighting Group Inc | SLG | SLFD90ZZV4KBYWFLYY | Outdoor Luminaires | High Output | Architectural Flood and Spot Luminaires | Standard | TRUE | 10548 | 114.35 | 92.24 | 17.7 | 0.9408 | 3907 | 73.4 | 5 | 50000 | 42599 |  |  | NotYetVerified |  | 4 | 10500 | 118 | 90 | 20 | 0.9 | 4000 | 70
PSN5P1KQ | Orbit Industries Inc. | ORBIT | LFL6-220W (3000K) (Y) | Outdoor Luminaires | High Output | Architectural Flood and Spot Luminaires | Standard | TRUE | 21495 | 99.51 | 216 | 18.31 | 0.9301 | 3110 | 83.6 | 5 | 50000 | 42599 |  |  | No |  | 3 | 21578 | 96.75 | 223 | 18.31 | 0.9301 | 3000 | 83.6
PA9SDJG1 | Spring Lighting Group Inc | SLG | SLFD70ZZV4KBYWFLYY | Outdoor Luminaires | Mid Output | Architectural Flood and Spot Luminaires | Standard | TRUE | 8821.9 | 125.24 | 70.44 | 16.87 | 0.9207 | 3897 | 73.9 | 5 | 50000 | 42599 |  |  | NotYetVerified |  | 4 | 8800 | 129 | 70 | 20 | 0.9 | 4000 | 70
P4TWP3VN | Orbit Industries Inc. | ORBIT | LFL6-15W-WW (X) | Outdoor Luminaires | Low Output | Architectural Flood and Spot Luminaires | Standard | TRUE | 1467.8 | 96.19 | 15.26 | 16.52 | 0.9079 | 3042 | 82.9 | 5 | 50000 | 42599 |  |  | NotYetVerified |  | 3 | 1467.8 | 96.19 | 15.26 | 20 | 0.9 | 3000 | 82.9
PYKM2F35 | Orbit Industries Inc. | ORBIT | LFL6-30W-WW (X) | Outdoor Luminaires | Low Output | Architectural Flood and Spot Luminaires | Standard | TRUE | 2899.1 | 98.84 | 29.33 | 16.49 | 0.9049 | 3041 | 83.2 | 5 | 50000 | 42599 |  |  | NotYetVerified |  | 3 | 2899.1 | 98.84 | 29.33 | 20 | 0.9 | 3000 | 83.2
P4MFQ4JJ | Orbit Industries Inc. | ORBIT | LFL6-50W-WW (X) | Outdoor Luminaires | Low Output | Architectural Flood and Spot Luminaires | Standard | TRUE | 4906.5 | 102.12 | 48.05 | 17.63 | 0.9031 | 3042 | 83.3 | 5 | 50000 | 42599 |  |  | NotYetVerified |  | 3 | 4906.5 | 102.12 | 48.05 | 20 | 0.9 | 3000 | 83.3
P5W42KZ9 | Orbit Industries Inc. | ORBIT | LFL6-100W (3000K) (Y) | Outdoor Luminaires | High Output | Architectural Flood and Spot Luminaires | Standard | TRUE | 10035 | 103.53 | 96.93 | 19.07 | 0.9024 | 3058 | 82 | 5 | 50000 | 42599 |  |  | No |  | 3 | 10035 | 103.53 | 96.93 | 19.07 | 0.9024 | 3000 | 82
PAP9JU52 | Orbit Industries Inc. | ORBIT | LFL6-80W (3000K) (Y) | Outdoor Luminaires | Mid Output | Architectural Flood and Spot Luminaires | Standard | TRUE | 8453 | 109.98 | 76.86 | 18.74 | 0.9024 | 3064 | 83.7 | 5 | 50000 | 42599 |  |  | No |  | 3 | 8591 | 110.11 | 78.02 | 18.74 | 0.9024 | 3000 | 83.7
PEX59Y1Y | Orbit Industries Inc. | ORBIT | LFL6-150W (3000K) (Y) | Outdoor Luminaires | High Output | Architectural Flood and Spot Luminaires | Standard | TRUE | 15131 | 98.1 | 154.3 | 6.27 | 0.9017 | 3055 | 83.2 | 5 | 50000 | 42599 |  |  | No |  | 3 | 15131 | 98.1 | 154.3 | 6.27 | 0.9017 | 3000 | 83.2
PK44VQU9 | Orbit Industries Inc. | ORBIT | LFL6-80W (5000K) (Y) | Outdoor Luminaires | Mid Output | Architectural Flood and Spot Luminaires | Standard | FALSE | [9 empty] | 42599 |  |  | No |  | 3 | 9064 | 115.39 | 78.55 | 18.95 | 0.9062 | 5000 | 84.5
PKDY2Q5H | Orbit Industries Inc. | ORBIT | LFL6-50W-CW (X) | Outdoor Luminaires | Low Output | Architectural Flood and Spot Luminaires | Standard | FALSE | [9 empty] | 42599 |  |  | NotYetVerified |  | 3 | 4906.5 | 102.12 | 48.05 | 20 | 0.9 | 5000 | 83.3
P3HKWPT8 | Orbit Industries Inc. | ORBIT | LFL6-30W-CW (X) | Outdoor Luminaires | Low Output | Architectural Flood and Spot Luminaires | Standard | FALSE | [9 empty] | 42599 |  |  | NotYetVerified |  | 3 | 2899.1 | 98.84 | 29.33 | 20 | 0.9 | 5000 | 83.2
PXF7W7CV | Orbit Industries Inc. | ORBIT | LFL6-15W-CW (X) | Outdoor Luminaires | Low Output | Architectural Flood and Spot Luminaires | Standard | FALSE | [9 empty] | 42599 |  |  | NotYetVerified |  | 3 | 1467.8 | 96.19 | 15.26 | 20 | 0.9 | 5000 | 82.9
PS4AEEJ4 | Orbit Industries Inc. | ORBIT | LFL6-220W (5000K) (Y) | Outdoor Luminaires | High Output | Architectural Flood and Spot Luminaires | Standard | FALSE | [9 empty] | 42599 |  |  | No |  | 3 | 25684 | 116.82 | 219.9 | 19.02 | 0.9276 | 5000 | 84.7
PFQ98MCS | Orbit Industries Inc. | ORBIT | LFL6-100W (5000K) (Y) | Outdoor Luminaires | High Output | Architectural Flood and Spot Luminaires | Standard | FALSE | [9 empty] | 42599 |  |  | No |  | 3 | 11021 | 111.95 | 98.45 | 18.87 | 0.9062 | 5000 | 83.8
P8AKH3JF | Orbit Industries Inc. | ORBIT | LFL6-300W-CW (Y) | Outdoor Luminaires | Very High Output | Architectural Flood and Spot Luminaires | Standard | FALSE | [9 empty] | 42599 |  |  | No |  | 3 | 30857 | 101.45 | 304.2 | 7.88 | 0.947 | 5000 | 83.5
P7NTX7CU | Orbit Industries Inc. | ORBIT | LFL6-150W(5000K) (Y) | Outdoor Luminaires | High Output | Architectural Flood and Spot Luminaires | Standard | FALSE | [9 empty] | 42599 |  |  | No |  | 3 | 15131 | 98.1 | 154.3 | 6.27 | 0.9017 | 5000 | 83.2
PZFKW5VH | S LITE CO. LTD. | S LITE | FL214HL-HV-3004-70-50K-N6-00-00-Optional include[WHBKDBSLXX]-Optional include[P3P5P700]-Optional include[PMSCPMPSSCMSMCPMSMSC00]-00-Optional include[PMTRSFTU]-CR-IVT | Outdoor Luminaires | Very High Output | Architectural Flood and Spot Luminaires | Standard | FALSE | [9 empty] | 42599 | Dimmable | Continuous Above 10 | Yes | Updated 9/1/2016 | 4 | 32432 | 112.26 | 288.9 | 8.22 | 0.95 | 5000 | 75.6
PYSTN1A1 | S LITE CO. LTD. | S LITE | FL214AL-UNV-3204-70-50K-N6-00-00-Optional include[WHBKDBSLXX]-Optional include[P3P5P700]-Optional include[PMSCPMPSSCMSMCPMSMSC00] -00-Optional include[PMTRSFTU]-CR-MW | Outdoor Luminaires | Very High Output | Architectural Flood and Spot Luminaires | Standard | FALSE | [9 empty] | 42599 | Dimmable | Continuous Above 10 | Yes | Updated 9/1/2016 | 4 | 35077 | 112.57 | 311.6 | 7.55 | 0.95 | 5000 | 75.5
PQEJFSPB | S LITE CO. LTD. | S LITE | FL214HL-HV-3004-70-45K-N6-00-00-Optional include[WHBKDBSLXX]-Optional include[P3P5P700]-Optional include[PMSCPMPSSCMSMCPMSMSC00]-00-Optional include[PMTRSFTU]-CR-IVT | Outdoor Luminaires | Very High Output | Architectural Flood and Spot Luminaires | Standard | FALSE | [9 empty] | 42599 | Dimmable | Continuous Above 10 | Yes | Updated 9/1/2016 | 4 | 31307 | 108.33 | 289 | 8.14 | 0.95 | 4500 | 76.3
PCSNT761 | S LITE CO. LTD. | S LITE | FL214AL-UNV-3204-70-45K-N6-00-00-Optional include[WHBKDBSLXX]-Optional include[P3P5P700]-Optional include[PMSCPMPSSCMSMCPMSMSC00] -00-Optional include[PMTRSFTU]-CR-MW | Outdoor Luminaires | Very High Output | Architectural Flood and Spot Luminaires | Standard | FALSE | [9 empty] | 42599 | Dimmable | Continuous Above 10 | Yes | Updated 9/1/2016 | 4 | 33847 | 108.38 | 312.3 | 7.41 | 0.95 | 4500 | 76.1
PP848YUG | Spring Lighting Group Inc | SLG | SLFD70ZZV5KBYWFLYY | Outdoor Luminaires | Mid Output | Architectural Flood and Spot Luminaires | Standard | FALSE | [9 empty] | 42599 | Not Dimmable | Not Dimmable | NotYetVerified |  | 4 | 8900 | 129 | 70 | 20 | 0.9 | 5000 | 70
P8BH4SBS | Spring Lighting Group Inc | SLG | SLFD90ZZV5KBYWFLYY | Outdoor Luminaires | High Output | Architectural Flood and Spot Luminaires | Standard | FALSE | [9 empty] | 42599 | Not Dimmable | Not Dimmable | NotYetVerified |  | 4 | 11000 | 118 | 90 | 20 | 0.9 | 5000 | 70
P4VNU1N2 | Spring Lighting Group Inc | SLG | SLFD45ZZV5KBYWFLY | Outdoor Luminaires | Mid Output | Architectural Flood and Spot Luminaires | Standard | FALSE | [9 empty] | 42599 | Not Dimmable | Not Dimmable | No |  | 4 | 5300 | 118 | 45 | 20 | 0.9 | 5000 | 70
P9H9HCB8 | Hubbell Lighting | Beacon Products | AL-X-72NB-220-5K-3x5-UNV-XXX-XX-[No Shield Options]-XXX | Outdoor Luminaires | High Output | Architectural Flood and Spot Luminaires | Standard | TRUE | 15770 | 77.8 | 202.8 | 10 | 0.996 | 5343 | 72 | 5 | 50000 | 42598 |  |  | Yes |  | 3.1 | 15755 | 77.8 | 202.8 | 5.68 | 1 | 5343 | 72
P3251T2Z | Hubbell Lighting | Beacon Products | AL-X-72NB-220-5K-6x4-UNV-XXX-XX-[No Shield Options]-XXX | Outdoor Luminaires | High Output | Architectural Flood and Spot Luminaires | Standard | TRUE | 16751 | 73.6 | 227.5 | 10 | 0.996 | 5343 | 72 | 5 | 50000 | 42598 |  |  | Yes |  | 3.1 | 16960 | 73.6 | 227.5 | 5.68 | 1 | 5343 | 72
PKGH9CZN | Hubbell Lighting | Beacon Products | AL-X-72NB-220-5K-6x6-UNV-XXX-XX-[No Shield Options]-XXX | Outdoor Luminaires | High Output | Architectural Flood and Spot Luminaires | Standard | FALSE | [9 empty] | 42598 |  |  | Yes |  | 3.1 | 17882 | 79 | 227.6 | 5.68 | 1 | 5343 | 72
P2GJGB6A | Hubbell Lighting | Beacon Products | AL-X-72NB-220-5K-5x5-UNV-XXX-XX-[No Shield Options]-XXX | Outdoor Luminaires | High Output | Architectural Flood and Spot Luminaires | Standard | FALSE | [9 empty] | 42598 |  |  | Yes |  | 3.1 | 16920 | 73.8 | 227.4 | 5.68 | 1 | 5343 | 72
PJKH9CFN | Hubbell Lighting | Beacon Products | AL-X-72NB-220-5K-5x3-UNV-XXX-XX-[No Shield Options]-XXX | Outdoor Luminaires | High Output | Architectural Flood and Spot Luminaires | Standard | FALSE | [9 empty] | 42598 |  |  | Yes |  | 3.1 | 15769 | 77.5 | 203.4 | 5.68 | 1 | 5343 | 72
P3XVPKD2 | Hubbell Lighting | Beacon Products | AL-X-72NB-220-5K-4x4-UNV-XXX-XX-[No Shield Options]-XXX | Outdoor Luminaires | High Output | Architectural Flood and Spot Luminaires | Standard | FALSE | [9 empty] | 42598 |  |  | Yes |  | 3.1 | 18010 | 79 | 227.3 | 5.68 | 1 | 5343 | 72
PD67PJ5S | Hubbell Lighting | Beacon Products | AL-X-72NB-220-5K-2X2-UNV-XXX-XX-[No Shield Options]-XXX | Outdoor Luminaires | High Output | Architectural Flood and Spot Luminaires | Standard | FALSE | [9 empty] | 42598 |  |  | Yes |  | 3.1 | 18506 | 81 | 227.4 | 5.68 | 1 | 5343 | 72
PCRU4YTJ | Hubbell Lighting | Beacon Products | AL-X-72NB-220-4K-6x6-UNV-XXX-XX-[No Shield Options]-XXX | Outdoor Luminaires | High Output | Architectural Flood and Spot Luminaires | Standard | FALSE | [9 empty] | 42598 |  |  | Yes |  | 3.1 | 18060.5 | 79 | 227.6 | 5.68 | 1 | 4125 | 71.9
PK62UMFH | Hubbell Lighting | Beacon Products | AL-X-72NB-220-4K-6x4-UNV-XXX-XX-[No Shield Options]-XXX | Outdoor Luminaires | High Output | Architectural Flood and Spot Luminaires | Standard | FALSE | [9 empty] | 42598 |  |  | Yes |  | 3.1 | 17129.2 | 75 | 227.5 | 5.68 | 1 | 4125 | 71.9
PD9AASA3 | Hubbell Lighting | Beacon Products | AL-X-72NB-220-4K-5x5-UNV-XXX-XX-[No Shield Options]-XXX | Outdoor Luminaires | High Output | Architectural Flood and Spot Luminaires | Standard | FALSE | [9 empty] | 42598 |  |  | Yes |  | 3.1 | 17088.9 | 75 | 227.4 | 5.68 | 1 | 4125 | 71.9
P5ZX2MB9 | Hubbell Lighting | Beacon Products | AL-X-72NB-220-4K-5x3-UNV-XXX-XX-[No Shield Options]-XXX | Outdoor Luminaires | High Output | Architectural Flood and Spot Luminaires | Standard | FALSE | [9 empty] | 42598 |  |  | Yes |  | 3.1 | 15926.7 | 77 | 203.4 | 5.68 | 1 | 4125 | 71.9
PB1AAE7A | Hubbell Lighting | Beacon Products | AL-X-72NB-220-4K-4x4-UNV-XXX-XX-[No Shield Options]-XXX | Outdoor Luminaires | High Output | Architectural Flood and Spot Luminaires | Standard | FALSE | [9 empty] | 42598 |  |  | Yes |  | 3.1 | 17829.9 | 78 | 227.3 | 5.68 | 1 | 4125 | 71.9
P96NRSV5 | Hubbell Lighting | Beacon Products | AL-X-72NB-220-4K-2X2-UNV-XXX-XX-[No Shield Options]-XXX | Outdoor Luminaires | High Output | Architectural Flood and Spot Luminaires | Standard | FALSE | [9 empty] | 42598 |  |  | Yes |  | 3.1 | 18690.5 | 82 | 227.4 | 5.68 | 1 | 4125 | 71.9
PVZQFZDG | Hubbell Lighting | Beacon Products | AL-X-72NB-220-4K-3x5-UNV-XXX-XX-[No Shield Options]-XXX | Outdoor Luminaires | High Output | Architectural Flood and Spot Luminaires | Standard | FALSE | [9 empty] | 42598 |  |  | Yes |  | 3.1 | 15926.7 | 78 | 202.8 | 5.68 | 1 | 4125 | 71.9
P7W82KXH | Appleton Group | Mercmaster LED Low-Profile Series | X-MLLED-X-3-X-J5-BH-X | Outdoor Luminaires | Low Output | Architectural Flood and Spot Luminaires | Standard | TRUE | 3082 | 90.62 | 34.01 | 7.05 | 0.956 | 5482 | 71.8 | 5 | 50000 | 42597 |  |  | Yes |  | 4 | 3082 | 90.62 | 34.01 | 7.05 | 0.96 | 5482 | 71.8
P598BUNS | Lead opto-technology Co. Ltd | Lisida | LD-FL-240W-CL7-3030(3000K) | Outdoor Luminaires | High Output | Architectural Flood and Spot Luminaires | Standard | TRUE | 23355.47 | 97.31 | 210.01 | 6.48 | 0.94 | 3098 | 70.7 | 5 | 50000 | 42597 |  |  | No |  | 4 | 24960 | 104 | 240 | 20 | 0.9 | 3000 | 80
PY5VAQZF | Lead opto-technology Co. Ltd | Lisida | LD-FL-150W-CL7-3030(3000K) | Outdoor Luminaires | High Output | Architectural Flood and Spot Luminaires | Standard | TRUE | 14813.51 | 99.05 | 149.56 | 12.44 | 0.934 | 3059 | 71 | 5 | 50000 | 42597 |  |  | No |  | 4 | 15300 | 102 | 150 | 20 | 0.9 | 3000 | 80
PD9MFH6X | Lamp Shining Manufacturing Co.Ltd | Lamp Shining | LSSFL-150W(4000K) | Outdoor Luminaires | High Output | Architectural Flood and Spot Luminaires | Standard | TRUE | 18802 | 124.93 | 150.5 | 10.46 | 0.9304 | 4208 | 74.4 | 5 | 50000 | 42597 |  |  | No |  | 4 | 18802 | 124.93 | 150.5 | 10.46 | 0.93 | 4000 | 74.4
P2V2DE8F | Lamp Shining Manufacturing Co.Ltd | Lamp Shining | LSSFL-80W(4000K) | Outdoor Luminaires | High Output | Architectural Flood and Spot Luminaires | Standard | TRUE | 9695.8 | 125.67 | 77.15 | 12.59 | 0.923 | 4200 | 74.5 | 5 | 50000 | 42597 |  |  | No |  | 4 | 9827.8 | 125.88 | 78.07 | 12.59 | 0.92 | 4000 | 74.5
PVKTCD6Z | Lamp Shining Manufacturing Co.Ltd | Lamp Shining | LSSFL-200W(4000K) | Outdoor Luminaires | High Output | Architectural Flood and Spot Luminaires | Standard | TRUE | 25162 | 124.94 | 201.4 | 10.12 | 0.9177 | 4255 | 74.8 | 5 | 50000 | 42597 |  |  | No |  | 4 | 25162 | 124.94 | 201.4 | 10.12 | 0.92 | 4000 | 74.8
PHAP5GP7 | Appleton Group | Mercmaster LED Low-Profile Series | X-MLLED-X-2-X-D5-BH-X | Outdoor Luminaires | Low Output | Architectural Flood and Spot Luminaires | Standard | TRUE | 2230 | 95.75 | 23.29 | 12.92 | 0.915 | 5773 | 74.8 | 5 | 50000 | 42597 |  |  | Yes |  | 4 | 2230 | 95.75 | 23.29 | 12.92 | 0.92 | 5773 | 74.8
P5AUQ76M | Lamp Shining Manufacturing Co.Ltd | Lamp Shining | LSSFL-100W(4000K) | Outdoor Luminaires | High Output | Architectural Flood and Spot Luminaires | Standard | TRUE | 11848 | 121.27 | 97.7 | 23.79 | 0.9013 | 4197 | 74.5 | 5 | 50000 | 42597 |  |  | No |  | 4 | 12102 | 121.29 | 99.78 | 23.79 | 0.9 | 4000 | 74.5
P7AUQTMS | Lead opto-technology Co. Ltd | Lisida | LD-FL-50W-CL1-R1(3000K) | Outdoor Luminaires | Low Output | Architectural Flood and Spot Luminaires | Standard | TRUE | 4514.85 | 88.2 | 51.19 | 16.52 | 0.895 | 3094 | 80.9 | 5 | 50000 | 42597 |  |  | No |  | 4 | 4750 | 95 | 50 | 20 | 0.9 | 3000 | 75
PR6Y317Z | ABOVE ALL LIGHTING INC. | ABBlighting | MFW15501 | Outdoor Luminaires | Low Output | Architectural Flood and Spot Luminaires | Premium | TRUE | 1625.4 | 112.6 | 14.43 | 19.97 | 0.8803 | 5072 | 72 | 5 | 50000 | 42597 |  |  | No |  | 3.1 | 1600 | 106.66 | 15 | 19.97 | 0.88 | 5000 | 70
PNYJVCK8 | Lead opto-technology Co. Ltd | Lisida | LD-FL-30W-CL1-R1(3000K) | Outdoor Luminaires | Low Output | Architectural Flood and Spot Luminaires | Standard | TRUE | 2867.75 | 90.35 | 31.74 | 15.62 | 0.877 | 3090 | 81 | 5 | 50000 | 42597 |  |  | No |  | 4 | 2850 | 95 | 30 | 20 | 0.9 | 3000 | 75
PZHMSFA6 | Lead opto-technology Co. Ltd | Lisida | LD-FL-240W-CL7-3030(5700K) | Outdoor Luminaires | High Output | Architectural Flood and Spot Luminaires | Standard | FALSE | [9 empty] | 42597 |  |  | No |  | 4 | 24960 | 104 | 240 | 20 | 0.9 | 5700 | 80
P76FKSJS | Lead opto-technology Co. Ltd | Lisida | LD-FL-150W-CL7-3030(5700K) | Outdoor Luminaires | High Output | Architectural Flood and Spot Luminaires | Standard | FALSE | [9 empty] | 42597 |  |  | No |  | 4 | 15300 | 102 | 150 | 20 | 0.9 | 5700 | 80
P6DPS4HB | Lead opto-technology Co. Ltd | Lisida | LD-FL-50W-CL1-R1(5700K) | Outdoor Luminaires | Low Output | Architectural Flood and Spot Luminaires | Standard | FALSE | [9 empty] | 42597 |  |  | No |  | 4 | 4750 | 95 | 50 | 20 | 0.9 | 5700 | 75
PKS8UAMX | Lead opto-technology Co. Ltd | Lisida | LD-FL-30W-CL1-R1(5700K) | Outdoor Luminaires | Low Output | Architectural Flood and Spot Luminaires | Standard | FALSE | [9 empty] | 42597 |  |  | No |  | 4 | 2850 | 95 | 30 | 20 | 0.9 | 5700 | 75
PERJUTMV | Lead opto-technology Co. Ltd | Lisida | LD-FL-240W-CL7-3030(5000K) | Outdoor Luminaires | High Output | Architectural Flood and Spot Luminaires | Standard | FALSE | [9 empty] | 42597 |  |  | No |  | 4 | 24960 | 104 | 240 | 20 | 0.9 | 5000 | 80
P43KJUG7 | Lead opto-technology Co. Ltd | Lisida | LD-FL-150W-CL7-3030(5000K) | Outdoor Luminaires | High Output | Architectural Flood and Spot Luminaires | Standard | FALSE | [9 empty] | 42597 |  |  | No |  | 4 | 15300 | 102 | 150 | 20 | 0.9 | 5000 | 80
PV1UY2JD | Lead opto-technology Co. Ltd | Lisida | LD-FL-50W-CL1-R1(5000K) | Outdoor Luminaires | Low Output | Architectural Flood and Spot Luminaires | Standard | FALSE | [9 empty] | 42597 |  |  | No |  | 4 | 4750 | 95 | 50 | 20 | 0.9 | 5000 | 75
P4392G2N | Lead opto-technology Co. Ltd | Lisida | LD-FL-30W-CL1-R1(5000K) | Outdoor Luminaires | Low Output | Architectural Flood and Spot Luminaires | Standard | FALSE | [9 empty] | 42597 |  |  | No |  | 4 | 2850 | 95 | 30 | 20 | 0.9 | 5000 | 75
PW2SFZGR | Lead opto-technology Co. Ltd | Lisida | LD-FL-240W-CL7-3030(4500K) | Outdoor Luminaires | High Output | Architectural Flood and Spot Luminaires | Standard | FALSE | [9 empty] | 42597 |  |  | No |  | 4 | 24960 | 104 | 240 | 20 | 0.9 | 4500 | 80
PB6X49E1 | Lead opto-technology Co. Ltd | Lisida | LD-FL-150W-CL7-3030(4500K) | Outdoor Luminaires | High Output | Architectural Flood and Spot Luminaires | Standard | FALSE | [9 empty] | 42597 |  |  | No |  | 4 | 15300 | 102 | 150 | 20 | 0.9 | 4500 | 80
P181UWMK | Lead opto-technology Co. Ltd | Lisida | LD-FL-50W-CL1-R1(4500K) | Outdoor Luminaires | Low Output | Architectural Flood and Spot Luminaires | Standard | FALSE | [9 empty] | 42597 |  |  | No |  | 4 | 4750 | 95 | 50 | 20 | 0.9 | 4500 | 75
PZDMF6UC | Lead opto-technology Co. Ltd | Lisida | LD-FL-30W-CL1-R1(4500K) | Outdoor Luminaires | Low Output | Architectural Flood and Spot Luminaires | Standard | FALSE | [9 empty] | 42597 |  |  | No |  | 4 | 2850 | 95 | 30 | 20 | 0.9 | 4500 | 75
PRCD2QUD | Lead opto-technology Co. Ltd | Lisida | LD-FL-240W-CL7-3030(4000K) | Outdoor Luminaires | High Output | Architectural Flood and Spot Luminaires | Standard | FALSE | [9 empty] | 42597 |  |  | No |  | 4 | 24960 | 104 | 240 | 20 | 0.9 | 4000 | 80
PGS64FB1 | Lead opto-technology Co. Ltd | Lisida | LD-FL-150W-CL7-3030(4000K) | Outdoor Luminaires | High Output | Architectural Flood and Spot Luminaires | Standard | FALSE | [9 empty] | 42597 |  |  | No |  | 4 | 15300 | 102 | 150 | 20 | 0.9 | 4000 | 80
P88FRVR4 | Lead opto-technology Co. Ltd | Lisida | LD-FL-50W-CL1-R1(4000K) | Outdoor Luminaires | Low Output | Architectural Flood and Spot Luminaires | Standard | FALSE | [9 empty] | 42597 |  |  | No |  | 4 | 4750 | 95 | 50 | 20 | 0.9 | 4000 | 75
PB3669GF | Lead opto-technology Co. Ltd | Lisida | LD-FL-30W-CL1-R1(4000K) | Outdoor Luminaires | Low Output | Architectural Flood and Spot Luminaires | Standard | FALSE | [9 empty] | 42597 |  |  | No |  | 4 | 2850 | 95 | 30 | 20 | 0.9 | 4000 | 75
P6SEFMMZ | Lead opto-technology Co. Ltd | Lisida | LD-FL-240W-CL7-3030(3500K) | Outdoor Luminaires | High Output | Architectural Flood and Spot Luminaires | Standard | FALSE | [9 empty] | 42597 |  |  | No |  | 4 | 24960 | 104 | 240 | 20 | 0.9 | 3500 | 80
PXTJAC4J | Lead opto-technology Co. Ltd | Lisida | LD-FL-150W-CL7-3030(3500K) | Outdoor Luminaires | High Output | Architectural Flood and Spot Luminaires | Standard | FALSE | [9 empty] | 42597 |  |  | No |  | 4 | 15300 | 102 | 150 | 20 | 0.9 | 3500 | 80
P2RXA8EX | Lead opto-technology Co. Ltd | Lisida | LD-FL-50W-CL1-R1(3500K) | Outdoor Luminaires | Low Output | Architectural Flood and Spot Luminaires | Standard | FALSE | [9 empty] | 42597 |  |  | No |  | 4 | 4750 | 95 | 50 | 20 | 0.9 | 3500 | 75
P89564YG | Lead opto-technology Co. Ltd | Lisida | LD-FL-30W-CL1-R1(3500K) | Outdoor Luminaires | Low Output | Architectural Flood and Spot Luminaires | Standard | FALSE | [9 empty] | 42597 |  |  | No |  | 4 | 2850 | 95 | 30 | 20 | 0.9 | 3500 | 75
PNW7YQX4 | Appleton Group | Mercmaster LED Low-Profile Series | X-MLLED-X-4-X-D5-BH-X | Outdoor Luminaires | Low Output | Architectural Flood and Spot Luminaires | Standard | FALSE | [9 empty] | 42597 | Not Dimmable | Not Dimmable | Yes |  | 4 | 4308 | 97.33 | 44.26 | 7.57 | 0.96 | 5810 | 75.3
PTDPSY3R | Appleton Group | Mercmaster LED Low-Profile Series | X-MLLED-X-3-X-D5-BH-X | Outdoor Luminaires | Low Output | Architectural Flood and Spot Luminaires | Standard | FALSE | [9 empty] | 42597 | Not Dimmable | Not Dimmable | Yes |  | 4 | 3328 | 97.85 | 34.01 | 7.05 | 0.96 | 5809 | 75.1
P4556P6R | Appleton Group | Mercmaster LED Low-Profile Series | X-MLLED-X-4-X-P5-BH-X | Outdoor Luminaires | Low Output | Architectural Flood and Spot Luminaires | Standard | FALSE | [9 empty] | 42597 | Not Dimmable | Not Dimmable | Yes |  | 4 | 4478 | 101.3 | 44.21 | 7.55 | 0.96 | 5776 | 75.1
PR52PW52 | Appleton Group | Mercmaster LED Low-Profile Series | X-MLLED-X-3-X-P5-BH-X | Outdoor Luminaires | Low Output | Architectural Flood and Spot Luminaires | Standard | FALSE | [9 empty] | 42597 | Not Dimmable | Not Dimmable | Yes |  | 4 | 3456 | 101.6 | 34.01 | 7.05 | 0.96 | 5770 | 74.8
PR32YRK9 | Appleton Group | Mercmaster LED Low-Profile Series | X-MLLED-X-2-X-P5-BH-X | Outdoor Luminaires | Low Output | Architectural Flood and Spot Luminaires | Standard | FALSE | [9 empty] | 42597 | Not Dimmable | Not Dimmable | Yes |  | 4 | 2310 | 99.4 | 23.24 | 12.91 | 0.92 | 5736 | 74.5
PZB2T8CU | Appleton Group | Mercmaster LED Low-Profile Series | X-MLLED-X-4-X-G5-BH-X | Outdoor Luminaires | Low Output | Architectural Flood and Spot Luminaires | Standard | FALSE | [9 empty] | 42597 | Not Dimmable | Not Dimmable | Yes |  | 4 | 4699 | 106.2 | 44.24 | 7.54 | 0.96 | 5617 | 74
PNYG1DRR | Appleton Group | Mercmaster LED Low-Profile Series | X-MLLED-X-3-X-G5-BH-X | Outdoor Luminaires | Low Output | Architectural Flood and Spot Luminaires | Standard | FALSE | [9 empty] | 42597 | Not Dimmable | Not Dimmable | Yes |  | 4 | 3618 | 106.4 | 34.01 | 7.05 | 0.96 | 5611 | 73.8
PJ7G9JX3 | Appleton Group | Mercmaster LED Low-Profile Series | X-MLLED-X-2-X-G5-BH-X | Outdoor Luminaires | Low Output | Architectural Flood and Spot Luminaires | Standard | FALSE | [9 empty] | 42597 | Not Dimmable | Not Dimmable | Yes |  | 4 | 2430 | 104.6 | 23.24 | 12.89 | 0.92 | 5587 | 73.5
PN6GE8Y4 | Appleton Group | Mercmaster LED Low-Profile Series | X-MLLED-X-4-X-J5-BH-X | Outdoor Luminaires | Low Output | Architectural Flood and Spot Luminaires | Standard | FALSE | [9 empty] | 42597 | Not Dimmable | Not Dimmable | Yes |  | 4 | 4010 | 90.62 | 44.25 | 7.58 | 0.96 | 5504 | 72
PCWY6ZHV | ABOVE ALL LIGHTING INC. | ABBlighting | MFW1550[145][ALL motion sensor or photocontrol]-[All Mounting Options] | Outdoor Luminaires | Low Output | Architectural Flood and Spot Luminaires | Premium | FALSE | [9 empty] | 42597 | Not Dimmable | Not Dimmable | Yes |  | 3.1 | 1600 | 106.66 | 15 | 19.97 | 0.88 | 5000 | 70
PAM1CKQ5 | Lamp Shining Manufacturing Co.Ltd | Lamp Shining | LSSFL-200W(5700K) | Outdoor Luminaires | High Output | Architectural Flood and Spot Luminaires | Standard | FALSE | [9 empty] | 42597 | Not Dimmable | Not Dimmable | No |  | 4 | 25910 | 128.84 | 201.1 | 10.16 | 0.92 | 5700 | 73.5
PF6DMKZE | Lamp Shining Manufacturing Co.Ltd | Lamp Shining | LSSFL-100W(5700K) | Outdoor Luminaires | High Output | Architectural Flood and Spot Luminaires | Standard | FALSE | [9 empty] | 42597 | Not Dimmable | Not Dimmable | No |  | 4 | 12459 | 124.86 | 99.78 | 23.78 | 0.9 | 5700 | 73.2
PJP9AP8P | Lamp Shining Manufacturing Co.Ltd | Lamp Shining | LSSFL-150W(5700K) | Outdoor Luminaires | High Output | Architectural Flood and Spot Luminaires | Standard | FALSE | [9 empty] | 42597 | Not Dimmable | Not Dimmable | No |  | 4 | 19302 | 129.98 | 148.5 | 12.16 | 0.93 | 5700 | 73.1
P5TJZDDY | Lamp Shining Manufacturing Co.Ltd | Lamp Shining | LSSFL-80W(5700K) | Outdoor Luminaires | High Output | Architectural Flood and Spot Luminaires | Standard | FALSE | [9 empty] | 42597 | Not Dimmable | Not Dimmable | No |  | 4 | 10157 | 127.06 | 79.94 | 12.11 | 0.92 | 5700 | 73.1
PPDG66T4 | Lamp Shining Manufacturing Co.Ltd | Lamp Shining | LSSFL-200W(5000K) | Outdoor Luminaires | High Output | Architectural Flood and Spot Luminaires | Standard | FALSE | [9 empty] | 42597 | Not Dimmable | Not Dimmable | No |  | 4 | 25500 | 126.99 | 200.8 | 10.12 | 0.92 | 5000 | 74.8
PBTPB4SA | Lamp Shining Manufacturing Co.Ltd | Lamp Shining | LSSFL-100W(5000K) | Outdoor Luminaires | High Output | Architectural Flood and Spot Luminaires | Standard | FALSE | [9 empty] | 42597 | Not Dimmable | Not Dimmable | No |  | 4 | 12300 | 123.51 | 99.58 | 23.79 | 0.9 | 5000 | 74.5
P5SJ6TXB | Lamp Shining Manufacturing Co.Ltd | Lamp Shining | LSSFL-80W(5000K) | Outdoor Luminaires | High Output | Architectural Flood and Spot Luminaires | Standard | FALSE | [9 empty] | 42597 | Not Dimmable | Not Dimmable | No |  | 4 | 9950 | 126.73 | 78.51 | 12.59 | 0.92 | 5000 | 74.5
P9HQ1VEF | Lamp Shining Manufacturing Co.Ltd | Lamp Shining | LSSFL-150W(5000K) | Outdoor Luminaires | High Output | Architectural Flood and Spot Luminaires | Standard | FALSE | [9 empty] | 42597 | Not Dimmable | Not Dimmable | No |  | 4 | 19100 | 127.51 | 149.79 | 10.46 | 0.93 | 5000 | 74.4
PPSGFEKY | Lamp Shining Manufacturing Co.Ltd | Lamp Shining | LSSFL-200W(4500K) | Outdoor Luminaires | High Output | Architectural Flood and Spot Luminaires | Standard | FALSE | [9 empty] | 42597 | Not Dimmable | Not Dimmable | No |  | 4 | 25260 | 125.55 | 201.1 | 10.12 | 0.92 | 4500 | 74.8
PRYA3TD6 | Lamp Shining Manufacturing Co.Ltd | Lamp Shining | LSSFL-100W(4500K) | Outdoor Luminaires | High Output | Architectural Flood and Spot Luminaires | Standard | FALSE | [9 empty] | 42597 | Not Dimmable | Not Dimmable | No |  | 4 | 12200 | 122.73 | 99.4 | 23.79 | 0.9 | 4500 | 74.5
PV7F5GJT | Lamp Shining Manufacturing Co.Ltd | Lamp Shining | LSSFL-80W(4500K) | Outdoor Luminaires | High Output | Architectural Flood and Spot Luminaires | Standard | FALSE | [9 empty] | 42597 | Not Dimmable | Not Dimmable | No |  | 4 | 9850 | 126.62 | 77.79 | 12.59 | 0.92 | 4500 | 74.5
P358MPA3 | Lamp Shining Manufacturing Co.Ltd | Lamp Shining | LSSFL-150W(4500K) | Outdoor Luminaires | High Output | Architectural Flood and Spot Luminaires | Standard | FALSE | [9 empty] | 42597 | Not Dimmable | Not Dimmable | No |  | 4 | 18900 | 125.58 | 150.5 | 10.46 | 0.93 | 4500 | 74.4
PKVVN3MG | Mester LED Limited | MESTER | FD35WZZV40KBYWFLY | Outdoor Luminaires | Low Output | Architectural Flood and Spot Luminaires | Standard | TRUE | 3508.5 | 98.27 | 35.7 | 16.67 | 0.9283 | 3837 | 76.2 | 5 | 50000 | 42594 |  |  | No |  | 4 | 3500 | 100 | 35 | 16.67 | 0.9 | 4000 | 70
PZ824KDD | Mester LED Limited | MESTER | FD35WZZV50KBYWFLY | Outdoor Luminaires | Low Output | Architectural Flood and Spot Luminaires | Standard | FALSE | [9 empty] | 42594 |  |  | No |  | 4 | 3600 | 103 | 35 | 16.67 | 0.9 | 5000 | 70
P3KBN3C8 | IKIO LED LIGHTING | IKIO LED LIGHTING | IK-320R | Outdoor Luminaires | High Output | Architectural Flood and Spot Luminaires | Standard | TRUE | 24982.57 | 75.18 | 332.3 | 7.4 | 0.962 | 5916 | 70.5 | 5 | 50000 | 42593 |  |  | NotYetVerified |  | 3 | 24982.57 | 75.18 | 332.3 | 3.41 | 0.998 | 5916 | 71
P5MHH3TA | Canada GL lighting technology Inc | GL | GLFLD-200W-WWX | Outdoor Luminaires | High Output | Architectural Flood and Spot Luminaires | Standard | TRUE | 19146.008 | 91.634 | 208.94 | 13.66 | 0.916 | 3109 | 83.9 | 5 | 50000 | 42593 |  |  | No |  | 3.1 | 19146.008 | 91.634 | 208.94 | 13.66 | 0.995 | 3000 | 83.9
PP6DPA2G | Canada GL lighting technology Inc | GL | GLFLD-200W-DWX | Outdoor Luminaires | High Output | Architectural Flood and Spot Luminaires | Standard | FALSE | [9 empty] | 42593 | Not Dimmable | Not Dimmable | No |  | 3.1 | 19146.008 | 91.634 | 208.94 | 13.66 | 0.995 | 5000 | 83.9
PPQSB2ZS | Canada GL lighting technology Inc | GL | GLFLD-200W-NWX | Outdoor Luminaires | High Output | Architectural Flood and Spot Luminaires | Standard | FALSE | [9 empty] | 42593 | Not Dimmable | Not Dimmable | No |  | 3.1 | 19146.008 | 91.634 | 208.94 | 13.66 | 0.995 | 4000 | 83.9
PSTDNY8S | Shanghai Supertek Lighting Co. Ltd | SUPERTEK | FL12A-70-4000K | Outdoor Luminaires | Mid Output | Architectural Flood and Spot Luminaires | Premium | TRUE | 8609.11 | 126.66 | 67.97 | 9.4 | 0.943 | 4046 | 71.9 | 5 | 50000 | 42592 |  |  | Yes |  | 4 | 8000 | 118 | 70 | 9.4 | 0.94 | 4000 | 70
PQK2PER7 | Shanghai Supertek Lighting Co. Ltd | SUPERTEK | FL13A-150-4000K | Outdoor Luminaires | High Output | Architectural Flood and Spot Luminaires | Premium | TRUE | 18283.3 | 121 | 151.1 | 8.8 | 0.92 | 4058 | 72.5 | 5 | 50000 | 42592 |  |  | Yes |  | 4 | 18000 | 121.5 | 150 | 8.8 | 0.92 | 4000 | 70
PKKJAJAM | Shanghai Supertek Lighting Co. Ltd | SUPERTEK | FL12A-70-5000K | Outdoor Luminaires | Mid Output | Architectural Flood and Spot Luminaires | Premium | FALSE | [9 empty] | 42592 | Dimmable | Continuous Below 10 | Yes |  | 4 | 8200 | 120 | 70 | 9.4 | 0.94 | 5000 | 70
PF6NMFSP | Shanghai Supertek Lighting Co. Ltd | SUPERTEK | FL13A-150-5000K | Outdoor Luminaires | High Output | Architectural Flood and Spot Luminaires | Premium | FALSE | [9 empty] | 42592 | Dimmable | Continuous Below 10 | Yes |  | 4 | 18300 | 122 | 150 | 8.8 | 0.92 | 5000 | 70
PR7YNSM6 | Reita Industrial Co. Ltd | REITA | RT2C-BLL(E)-40W | Outdoor Luminaires | Mid Output | Architectural Flood and Spot Luminaires | Premium | TRUE | 7061.743 | 162.788 | 43.38 | 17.9 | 0.939 | 5354 | 71.8 | 5 | 50000 | 42591 |  |  | No | Updated on 3/16/17 | 4.1 | 7061.74 | 162.79 | 43.38 | 17.9 | 1 | 5354 | 71.8
PG1XS9X6 | Reita Industrial Co. Ltd | REITA | RT2C-BLL(E)-160W | Outdoor Luminaires | High Output | Architectural Flood and Spot Luminaires | Premium | TRUE | 26236.756 | 161.636 | 162.32 | 17.5 | 0.919 | 5474 | 71.7 | 5 | 50000 | 42591 |  |  | No | Updated on 3/16/17 | 4.1 | 26236.76 | 161.64 | 162.32 | 17.5 | 0.92 | 5474 | 71.7
PU3HR1D2 | EYE Lighting | HEAVY DUTY FLOODS | FHD-23L-537-W-UNH-XX-SP1PC | Outdoor Luminaires | High Output | Architectural Flood and Spot Luminaires | Standard | FALSE | [9 empty] | 42591 |  |  | Yes |  | 3 | 24728 | 94.27 | 262.3 | 11.5 | 0.98 | 5205 | 67.8
PQ99X82Q | EYE Lighting | HEAVY DUTY FLOODS | FHD-23L-537-W-UNH-XX-DSP1PC | Outdoor Luminaires | High Output | Architectural Flood and Spot Luminaires | Standard | FALSE | [9 empty] | 42591 |  |  | Yes |  | 3 | 24728 | 94.27 | 262.3 | 11.5 | 0.98 | 5205 | 67.8
PBRAV8AJ | EYE Lighting | HEAVY DUTY FLOODS | FHD-23L-537-M-UNH-XX-SP1PC | Outdoor Luminaires | High Output | Architectural Flood and Spot Luminaires | Standard | FALSE | [9 empty] | 42591 |  |  | Yes |  | 3 | 26262 | 100.2 | 262.1 | 11.5 | 0.98 | 5205 | 67.8
PY5QXNW2 | EYE Lighting | HEAVY DUTY FLOODS | FHD-23L-537-N-UNH-XX-SP1PC | Outdoor Luminaires | High Output | Architectural Flood and Spot Luminaires | Standard | FALSE | [9 empty] | 42591 |  |  | Yes |  | 3 | 26114 | 100.47 | 259.9 | 11.5 | 0.98 | 5205 | 67.8
PYWK8C7K | EYE Lighting | HEAVY DUTY FLOODS | FHD-23L-537-M-UNH-XX-DSP1PC | Outdoor Luminaires | High Output | Architectural Flood and Spot Luminaires | Standard | FALSE | [9 empty] | 42591 |  |  | Yes |  | 3 | 26262 | 100.2 | 262.1 | 11.5 | 0.98 | 5205 | 67.8
P1FV7EFT | EYE Lighting | HEAVY DUTY FLOODS | FHD-23L-537-N-UNH-XX-DSP1PC | Outdoor Luminaires | High Output | Architectural Flood and Spot Luminaires | Standard | FALSE | [9 empty] | 42591 |  |  | Yes |  | 3 | 26114 | 100.47 | 259.9 | 11.5 | 0.98 | 5205 | 67.8
PG69VV9B | EYE Lighting | HEAVY DUTY FLOODS | FHD-18L-537-W-UNH-XX-[SP1 or SP1PC] | Outdoor Luminaires | High Output | Architectural Flood and Spot Luminaires | Standard | FALSE | [9 empty] | 42591 |  |  | Yes |  | 3 | 20937 | 102.19 | 204.9 | 15.5 | 0.96 | 5036 | 66.2
PUPRPU8U | EYE Lighting | HEAVY DUTY FLOODS | FHD-18L-537-W-UNH-XX-D[SP1 or SP1PC] | Outdoor Luminaires | High Output | Architectural Flood and Spot Luminaires | Standard | FALSE | [9 empty] | 42591 |  |  | Yes |  | 3 | 20937 | 102.19 | 204.9 | 15.5 | 0.96 | 5036 | 66.2
PDUA8MYY | EYE Lighting | HEAVY DUTY FLOODS | FHD-18L-537-M-UNH-XX-[SP1 or SP1PC] | Outdoor Luminaires | High Output | Architectural Flood and Spot Luminaires | Standard | FALSE | [9 empty] | 42591 |  |  | Yes |  | 3 | 22380 | 107.79 | 207.6 | 15.5 | 0.96 | 5036 | 66.2
PUFJTVSF | EYE Lighting | HEAVY DUTY FLOODS | FHD-18L-537-M-UNH-XX-D[SP1 or SP1PC] | Outdoor Luminaires | High Output | Architectural Flood and Spot Luminaires | Standard | FALSE | [9 empty] | 42591 |  |  | Yes |  | 3 | 22380 | 107.79 | 207.6 | 15.5 | 0.96 | 5036 | 66.2
PCMQZHYJ | EYE Lighting | HEAVY DUTY FLOODS | FHD-18L-537-N-UNH-XX-[SP1 or SP1PC] | Outdoor Luminaires | High Output | Architectural Flood and Spot Luminaires | Standard | FALSE | [9 empty] | 42591 |  |  | Yes |  | 3 | 20900 | 101.31 | 206.3 | 15.5 | 0.96 | 5036 | 66.2
PHBB548W | EYE Lighting | HEAVY DUTY FLOODS | FHD-18L-537-N-UNH-XX-D[SP1 or SP1PC] | Outdoor Luminaires | High Output | Architectural Flood and Spot Luminaires | Standard | FALSE | [9 empty] | 42591 |  |  | Yes |  | 3 | 20900 | 101.31 | 206.3 | 15.5 | 0.96 | 5036 | 66.2
PYY456UC | EYE Lighting | HEAVY DUTY FLOODS | FHD-18L-537-W-UNV-XX-D[SP1 PC SP1PC or blank] | Outdoor Luminaires | High Output | Architectural Flood and Spot Luminaires | Standard | FALSE | [9 empty] | 42591 |  |  | Yes |  | 3 | 18811 | 93.3 | 201.7 | 10.1 | 0.94 | 4988 | 66.1
PSD6QKFY | EYE Lighting | HEAVY DUTY FLOODS | FHD-18L-537-M-UNV-XX-D[SP1 PC SP1PC or blank] | Outdoor Luminaires | High Output | Architectural Flood and Spot Luminaires | Standard | FALSE | [9 empty] | 42591 |  |  | Yes |  | 3 | 20242 | 98.4 | 204.4 | 10.1 | 0.94 | 4988 | 66.1
PPC3E4NU | EYE Lighting | HEAVY DUTY FLOODS | FHD-18L-537-N-UNV-XX-D[SP1 PC SP1PC or blank] | Outdoor Luminaires | High Output | Architectural Flood and Spot Luminaires | Standard | FALSE | [9 empty] | 42591 |  |  | Yes |  | 3 | 18778 | 92.5 | 203.1 | 10.1 | 0.94 | 4988 | 66.1
PN9JE6B5 | EYE Lighting | HEAVY DUTY FLOODS | FHD-23L-537-W-UNV-XX-D[SP1 PC SP1PC or blank] | Outdoor Luminaires | High Output | Architectural Flood and Spot Luminaires | Standard | FALSE | [9 empty] | 42591 |  |  | Yes |  | 3 | 23007 | 91.1 | 252.6 | 7.32 | 0.97 | 4979 | 64.9
P9EBXR39 | EYE Lighting | HEAVY DUTY FLOODS | FHD-23L-537-M-UNV-XX-D[SP1 PC SP1PC or blank] | Outdoor Luminaires | High Output | Architectural Flood and Spot Luminaires | Standard | FALSE | [9 empty] | 42591 |  |  | Yes |  | 3 | 24434 | 96.8 | 252.4 | 7.32 | 0.97 | 4979 | 64.9
PZCQQZHX | EYE Lighting | HEAVY DUTY FLOODS | FHD-23L-537-N-UNV-XX-D[SP1 PC SP1PC or blank] | Outdoor Luminaires | High Output | Architectural Flood and Spot Luminaires | Standard | FALSE | [9 empty] | 42591 |  |  | Yes |  | 3 | 24297 | 97.1 | 250.3 | 7.32 | 0.97 | 4979 | 64.9
PK8RT5W1 | Joint Lighting Inc. | Joint Lighting | JNT30-ALB60A-50K-5-U-Z | Outdoor Luminaires | Mid Output | Architectural Flood and Spot Luminaires | Standard | FALSE | [9 empty] | 42591 | Not Dimmable | Not Dimmable | No |  | 4 | 7800 | 130 | 60 | 20 | 0.95 | 5000 | 80
P56YW4H8 | Joint Lighting Inc. | Joint Lighting | JNT30-ALB60A-50K-3-U-Z | Outdoor Luminaires | Mid Output | Architectural Flood and Spot Luminaires | Standard | FALSE | [9 empty] | 42591 | Not Dimmable | Not Dimmable | No |  | 4 | 7500 | 130 | 60 | 20 | 0.95 | 5000 | 80
P33SDTDF | Joint Lighting Inc. | Joint Lighting | JNT30-ALB200A-50K-5-U-Z | Outdoor Luminaires | High Output | Architectural Flood and Spot Luminaires | Standard | FALSE | [9 empty] | 42591 | Not Dimmable | Not Dimmable | No |  | 4 | 22800 | 114 | 200 | 20 | 0.95 | 5000 | 80
PVD6DZ15 | Joint Lighting Inc. | Joint Lighting | JNT30-ALB200A-50K-3-U-Z | Outdoor Luminaires | High Output | Architectural Flood and Spot Luminaires | Standard | FALSE | [9 empty] | 42591 | Not Dimmable | Not Dimmable | No |  | 4 | 21500 | 114 | 200 | 20 | 0.95 | 5000 | 80
PVPFSF5J | Joint Lighting Inc. | Joint Lighting | JNT30-ALB150A-50K-5-U-Z | Outdoor Luminaires | High Output | Architectural Flood and Spot Luminaires | Standard | FALSE | [9 empty] | 42591 | Not Dimmable | Not Dimmable | No |  | 4 | 17400 | 116 | 150 | 20 | 0.95 | 5000 | 80
P2Z6UFEN | Joint Lighting Inc. | Joint Lighting | JNT30-ALB150A-50K-3-U-Z | Outdoor Luminaires | High Output | Architectural Flood and Spot Luminaires | Standard | FALSE | [9 empty] | 42591 | Not Dimmable | Not Dimmable | No |  | 4 | 16600 | 116 | 150 | 20 | 0.95 | 5000 | 80
PJ96NJQ5 | Joint Lighting Inc. | Joint Lighting | JNT30-ALB100A-50K-5-U-Z | Outdoor Luminaires | High Output | Architectural Flood and Spot Luminaires | Standard | FALSE | [9 empty] | 42591 | Not Dimmable | Not Dimmable | No |  | 4 | 12000 | 120 | 100 | 20 | 0.95 | 5000 | 80
PC2CRMCM | Joint Lighting Inc. | Joint Lighting | JNT30-ALB100A-50K-3-U-Z | Outdoor Luminaires | High Output | Architectural Flood and Spot Luminaires | Standard | FALSE | [9 empty] | 42591 | Not Dimmable | Not Dimmable | No |  | 4 | 10500 | 120 | 100 | 20 | 0.95 | 5000 | 80
P8TJ9Y8S | Joint Lighting Inc. | Joint Lighting | JNT30-ALB300A-50K-5-U-Z | Outdoor Luminaires | Very High Output | Architectural Flood and Spot Luminaires | Standard | FALSE | [9 empty] | 42591 | Not Dimmable | Not Dimmable | No |  | 4 | 34000 | 113 | 300 | 20 | 0.95 | 5000 | 80
P63VGNQN | Joint Lighting Inc. | Joint Lighting | JNT30-ALB300A-50K-3-U-Z | Outdoor Luminaires | Very High Output | Architectural Flood and Spot Luminaires | Standard | FALSE | [9 empty] | 42591 | Not Dimmable | Not Dimmable | No |  | 4 | 32000 | 113 | 300 | 20 | 0.95 | 5000 | 80
PB5Y6282 | Reita Industrial Co. Ltd | REITA | RT2C-BLL(E)-240W | Outdoor Luminaires | Very High Output | Architectural Flood and Spot Luminaires | Premium | TRUE | 39729.844 | 163.383 | 243.17 | 16.9 | 0.917 | 5495 | 72.3 | 5 | 50000 | 42591 | Not Dimmable | Not Dimmable | No | Updated on 3/16/17 | 4.1 | 39729.84 | 163.38 | 243.17 | 16.9 | 0.92 | 5494 | 72.3
PNYZ54MU | Reita Industrial Co. Ltd | REITA | RT2C-BLL(E)-120W | Outdoor Luminaires | High Output | Architectural Flood and Spot Luminaires | Premium | FALSE | [9 empty] | 42591 | Not Dimmable | Not Dimmable | No | Updated on 3/16/17 | 4.1 | 20334.69 | 166.51 | 122.12 | 17.7 | 0.93 | 5412 | 72.2
PNAAZ1EY | Reita Industrial Co. Ltd | REITA | RT2C-BLL(E)-200W | Outdoor Luminaires | Very High Output | Architectural Flood and Spot Luminaires | Premium | FALSE | [9 empty] | 42591 | Not Dimmable | Not Dimmable | No | Updated on 3/16/17 | 4.1 | 33825.85 | 165.75 | 204.08 | 17.2 | 0.92 | 5552 | 72.1
PY44J289 | Reita Industrial Co. Ltd | REITA | RT2C-BLL(E)-80W | Outdoor Luminaires | High Output | Architectural Flood and Spot Luminaires | Premium | FALSE | [9 empty] | 42591 | Not Dimmable | Not Dimmable | No | Updated on 3/16/17 | 4.1 | 14034.08 | 166.64 | 84.22 | 17.4 | 0.94 | 5390 | 72
PY6B511X | SATCO Products Inc | SATCO/NUVO | 65-069 | Outdoor Luminaires | Mid Output | Architectural Flood and Spot Luminaires | Standard | TRUE | 5468.82 | 104 | 52.78 | 17 | 0.95 | 5164 | 74 | 5 | 50000 | 42587 |  |  | NotYetVerified |  | 3
P1U1TA7B | SATCO Products Inc | SATCO/NUVO | 65-072 | Outdoor Luminaires | Low Output | Architectural Flood and Spot Luminaires | Standard | TRUE | 3535.9 | 84 | 42.01 | 21 | 0.92 | 5146 | 83 | 5 | 50000 | 42587 |  |  | NotYetVerified |  | 3 | 3535.9 | 84 | 42.01 | 21 | 0.92 | 5146 | 83
PBXNAFS9 | SATCO Products Inc | SATCO/NUVO | 65-071 | Outdoor Luminaires | Low Output | Architectural Flood and Spot Luminaires | Standard | TRUE | 1555.32 | 74 | 20.91 | 21 | 0.92 | 5114 | 75 | 5 | 50000 | 42587 |  |  | NotYetVerified |  | 3 | 1555.32 | 74 | 20.91 | 21 | 0.92 | 5114 | 75
PZ2AKDAP | SATCO Products Inc | SATCO/NUVO | 65-070 | Outdoor Luminaires | Low Output | Architectural Flood and Spot Luminaires | Standard | TRUE | 1752.76 | 82 | 21.47 | 20 | 0.92 | 5224 | 75 | 5 | 50000 | 42587 |  |  | NotYetVerified |  | 3
PX7A1GPZ | Eway(HK) Globallighting Technology Co. Ltd | Eway | EW-FL-W080-3000K | Outdoor Luminaires | Mid Output | Architectural Flood and Spot Luminaires | Standard | TRUE | 7872.01 | 100.56 | 78.05 | 14.69 | 0.9628 | 3109 | 85.5 | 5 | 50000 | 42586 |  |  | No |  | 4 | 7872.01 | 100.56 | 78.28 | 14.69 | 0.99 | 3109 | 81.5
PMF2CDP5 | S LITE CO. LTD. | S LITE | FL214HED-HV-3201-70-30K-00-00-00-Optional include[WHBKDBSLXX]-Optional include[P3P5P700]-Optional include[PMSCPMPSSCMSMCPMSMSC00] -00-Optional include[PMTRSFTU]-NC-IVT | Outdoor Luminaires | Very High Output | Architectural Flood and Spot Luminaires | Standard | TRUE | 40578 | 127.44 | 317.9 | 11.21 | 0.9607 | 3133 | 82.6 | 5 | 50000 | 42586 |  |  | Yes |  | 4 | 40578 | 127.44 | 318.4 | 11.21 | 0.96 | 3000 | 82.6
PMN24D3J | NLS Lighting | NLS Lighting | ENV-40-N6-50K-UNV-N | Outdoor Luminaires | Low Output | Architectural Flood and Spot Luminaires | Standard | TRUE | 4396.5 | 112.98 | 38.91 | 18 | 0.946 | 4954 | 73 | 5 | 50000 | 42586 |  |  | NotYetVerified |  | 3 | 4396 | 112 | 40 | 20 | 0.9 | 5000 | 70
PAN52WXM | NLS Lighting | NLS Lighting | EPC-400-T2-40K-UNV-N | Outdoor Luminaires | Very High Output | Architectural Flood and Spot Luminaires | Premium | TRUE | 44723 | 115.8 | 386.2 | 14.22 | 0.9458 | 4114 | 86 | 5 | 50000 | 42586 |  |  | Yes |  | 3.1 | 44723 | 115.8 | 386.2 | 14.22 | 0.9458 | 4000 | 86
P1YZJC5T | NLS Lighting | NLS Lighting | ENV-20-N6-40K-UNV | Outdoor Luminaires | Low Output | Architectural Flood and Spot Luminaires | Standard | TRUE | 2180.631 | 111.34 | 19.59 | 15.33 | 0.934 | 4071 | 72.2 | 5 | 50000 | 42586 |  |  | NotYetVerified |  | 3 | 2180 | 111 | 20 | 20 | 0.9 | 4000 | 70
PM8M5GH9 | Eway(HK) Globallighting Technology Co. Ltd | Eway | EW-FL-W120-3000K | Outdoor Luminaires | High Output | Architectural Flood and Spot Luminaires | Standard | TRUE | 13145 | 113.32 | 115.7 | 13.64 | 0.9328 | 3104 | 82 | 5 | 50000 | 42586 |  |  | No |  | 4 | 13145 | 113.32 | 116 | 13.64 | 1 | 3104 | 82
PFK1BMHG | Eway(HK) Globallighting Technology Co. Ltd | Eway | EW-FL-W200-3000K | Outdoor Luminaires | High Output | Architectural Flood and Spot Luminaires | Standard | TRUE | 27761 | 106.15 | 204.6 | 9.92 | 0.9263 | 3119 | 82 | 5 | 50000 | 42586 |  |  | No |  | 4 | 21761 | 106.15 | 205 | 9.92 | 0.99 | 3119 | 82
P8XWG7G5 | NLS Lighting | NLS Lighting | EPC-200-T2-40K-UNV-N | Outdoor Luminaires | High Output | Architectural Flood and Spot Luminaires | Premium | TRUE | 20266 | 108.02 | 187.6 | 15.22 | 0.9209 | 4044 | 85.5 | 5 | 50000 | 42586 |  |  | Yes |  | 3.1 | 20885 | 108.95 | 191.7 | 15.22 | 0.92 | 4000 | 85.5
PM3TFJAX | NLS Lighting | NLS Lighting | ENV-78-N6-50K-UNV-N | Outdoor Luminaires | Mid Output | Architectural Flood and Spot Luminaires | Standard | TRUE | 7878.5 | 104.06 | 75.71 | 17.34 | 0.915 | 4865 | 73 | 5 | 50000 | 42586 |  |  | NotYetVerified |  | 3 | 7878 | 104 | 76 | 20 | 0.9 | 5000 | 70
PFVWE8JV | NLS Lighting | NLS Lighting | ENV-114-N6-40K-UNV-N | Outdoor Luminaires | High Output | Architectural Flood and Spot Luminaires | Standard | TRUE | 11717.2 | 102.71 | 114.08 | 18.92 | 0.912 | 3933 | 71.5 | 5 | 50000 | 42586 |  |  | NotYetVerified |  | 3 | 11717 | 102 | 114 | 20 | 0.9 | 4000 | 70
PCXNRGBD | NLS Lighting | NLS Lighting | ESF-100-FL-40K-UNV | Outdoor Luminaires | High Output | Architectural Flood and Spot Luminaires | Standard | TRUE | 9985.5 | 97.85 | 102 | 14.77 | 0.9094 | 4134 | 83.7 | 5 | 50000 | 42586 |  |  | Yes |  | 3.1 | 9985.5 | 97.85 | 102 | 14.77 | 0.9094 | 4000 | 83.7
PG8EC4HW | NLS Lighting | NLS Lighting | ENV-152-N6-40K-UNV | Outdoor Luminaires | High Output | Architectural Flood and Spot Luminaires | Standard | TRUE | 15245 | 99.12 | 154.4 | 17.26 | 0.9064 | 3975 | 72.6 | 5 | 50000 | 42586 |  |  | Yes |  | 3.1 | 15408 | 99.78 | 154.4 | 17.26 | 0.9064 | 4000 | 72.6
P37X9YEM | NLS Lighting | NLS Lighting | ESF-50-FL-40K-UNV | Outdoor Luminaires | Mid Output | Architectural Flood and Spot Luminaires | Premium | TRUE | 5335.4 | 105.15 | 50.74 | 14.34 | 0.9041 | 4080 | 84.2 | 5 | 50000 | 42586 |  |  | Yes |  | 3.1 | 5335.4 | 105.15 | 50.74 | 14.34 | 0.9041 | 4000 | 84.2
PMWMXQ8Z | NLS Lighting | NLS Lighting | ENV-78-N6-40K-UNV | Outdoor Luminaires | Mid Output | Architectural Flood and Spot Luminaires | Standard | FALSE | [9 empty] | 42586 |  |  | NotYetVerified |  | 3 | 8005 | 105 | 76 | 20 | 0.9 | 4000 | 70
PR3CEHYQ | NLS Lighting | NLS Lighting | ENV-40-N6-40K-UNV | Outdoor Luminaires | Low Output | Architectural Flood and Spot Luminaires | Standard | FALSE | [9 empty] | 42586 |  |  | NotYetVerified |  | 3 | 4732 | 118 | 40 | 20 | 0.9 | 4000 | 70
PDSQD91S | NLS Lighting | NLS Lighting | EPC-400-T2-40K-UNV | Outdoor Luminaires | Very High Output | Architectural Flood and Spot Luminaires | Premium | FALSE | [9 empty] | 42586 |  |  | Yes |  | 3.1 | 44723 | 115.8 | 386.2 | 14.22 | 0.9458 | 4000 | 86
PSRE671K | NLS Lighting | NLS Lighting | EPC-200-T2-40K-UNV | Outdoor Luminaires | High Output | Architectural Flood and Spot Luminaires | Premium | FALSE | [9 empty] | 42586 |  |  | Yes |  | 3.1 | 20885 | 108.95 | 191.7 | 15.22 | 0.92 | 4000 | 85.5
PCT7M4QY | NLS Lighting | NLS Lighting | ENV-114-N6-40K-UNV | Outdoor Luminaires | High Output | Architectural Flood and Spot Luminaires | Standard | FALSE | [9 empty] | 42586 |  |  | NotYetVerified |  | 3 | 11717 | 102 | 114 | 20 | 0.9 | 4000 | 70
PMUYU3BS | S LITE CO. LTD. | S LITE | FL214HED-HV-3201-70-50K-00-00-00-Optional include[WHBKDBSLXX]-Optional include[P3P5P700]-Optional include[PMSCPMPSSCMSMCPMSMSC00] -00-Optional include[PMTRSFTU]-NC-IVT | Outdoor Luminaires | Very High Output | Architectural Flood and Spot Luminaires | Standard | FALSE | [9 empty] | 42586 | Dimmable | Continuous Above 10 | Yes |  | 4 | 41669 | 131.2 | 317.6 | 11.18 | 0.96 | 5000 | 75.3
PF1W54J5 | S LITE CO. LTD. | S LITE | FL214HED-HV-3201-70-45K-00-00-00-Optional include[WHBKDBSLXX]-Optional include[P3P5P700]-Optional include[PMSCPMPSSCMSMCPMSMSC00] -00-Optional include[PMTRSFTU]-NC-IVT | Outdoor Luminaires | Very High Output | Architectural Flood and Spot Luminaires | Standard | FALSE | [9 empty] | 42586 | Dimmable | Continuous Above 10 | Yes |  | 4 | 41396 | 130.18 | 318 | 11.21 | 0.96 | 4500 | 82.6
PN22W283 | S LITE CO. LTD. | S LITE | FL214HED-HV-3201-70-40K-00-00-00-Optional include[WHBKDBSLXX]-Optional include[P3P5P700]-Optional include[PMSCPMPSSCMSMCPMSMSC00] -00-Optional include[PMTRSFTU]-NC-IVT | Outdoor Luminaires | Very High Output | Architectural Flood and Spot Luminaires | Standard | FALSE | [9 empty] | 42586 | Dimmable | Continuous Above 10 | Yes |  | 4 | 41124 | 129.32 | 318 | 11.21 | 0.96 | 4000 | 82.6
PYS7KM2J | S LITE CO. LTD. | S LITE | FL214HED-HV-3201-70-35K-00-00-00-Optional include[WHBKDBSLXX]-Optional include[P3P5P700]-Optional include[PMSCPMPSSCMSMCPMSMSC00] -00-Optional include[PMTRSFTU]-NC-IVT | Outdoor Luminaires | Very High Output | Architectural Flood and Spot Luminaires | Standard | FALSE | [9 empty] | 42586 | Dimmable | Continuous Above 10 | Yes |  | 4 | 40851 | 128.46 | 318 | 11.21 | 0.96 | 3500 | 82.6
PWHKUEHT | Eway(HK) Globallighting Technology Co. Ltd | Eway | EW-FL-W200-5700K | Outdoor Luminaires | High Output | Architectural Flood and Spot Luminaires | Standard | FALSE | [9 empty] | 42586 | Not Dimmable | Not Dimmable | No |  | 4 | 22125 | 107 | 206.7 | 9.92 | 1 | 5420 | 85.8
PXV45A3B | Eway(HK) Globallighting Technology Co. Ltd | Eway | EW-FL-W080-5700K | Outdoor Luminaires | Mid Output | Architectural Flood and Spot Luminaires | Standard | FALSE | [9 empty] | 42586 | Not Dimmable | Not Dimmable | No |  | 4 | 8223 | 102.2 | 80.45 | 14.69 | 0.99 | 5376 | 85.5
PFCUUKCN | Eway(HK) Globallighting Technology Co. Ltd | Eway | EW-FL-W120-5700K | Outdoor Luminaires | High Output | Architectural Flood and Spot Luminaires | Standard | FALSE | [9 empty] | 42586 | Not Dimmable | Not Dimmable | No |  | 4 | 13898 | 114.1 | 121.8 | 13.64 | 1 | 5372 | 86
P1N8Z7AE | Eway(HK) Globallighting Technology Co. Ltd | Eway | EW-FL-W080-4000K | Outdoor Luminaires | Mid Output | Architectural Flood and Spot Luminaires | Standard | FALSE | [9 empty] | 42586 | Not Dimmable | Not Dimmable | No |  | 4 | 8000.21 | 101.01 | 79.2 | 14.69 | 0.99 | 4000 | 82
PYB5SPRF | Eway(HK) Globallighting Technology Co. Ltd | Eway | EW-FL-W120-4000K | Outdoor Luminaires | High Output | Architectural Flood and Spot Luminaires | Standard | FALSE | [9 empty] | 42586 | Not Dimmable | Not Dimmable | No |  | 4 | 13200 | 111.7 | 118.2 | 13.64 | 1 | 4000 | 82
PX26R5U5 | Eway(HK) Globallighting Technology Co. Ltd | Eway | EW-FL-W200-4000K | Outdoor Luminaires | High Output | Architectural Flood and Spot Luminaires | Standard | FALSE | [9 empty] | 42586 | Not Dimmable | Not Dimmable | No |  | 4 | 22000 | 106.8 | 206 | 9.92 | 0.99 | 4000 | 82
P2BATXSC | Huizhou Arrlux Optoelectronic Co.Ltd | ARRLUX | BCA60-4000K | Outdoor Luminaires | Mid Output | Architectural Flood and Spot Luminaires | Premium | TRUE | 8173.9 | 128.5 | 63.61 | 10.94 | 0.9406 | 3988 | 73.5 | 5 | 50000 | 42585 |  |  | No |  | 4 | 8173.9 | 128.5 | 63.61 | 10.94 | 0.94 | 4000 | 73.5
PE44E645 | Shinetoo Lighting LLC/ Shanghai Shinetoo Lighting Co. LTD | Shinetoo | ST-LHM400N (5000K) [90-277VAC Only] | Outdoor Luminaires | Very High Output | Architectural Flood and Spot Luminaires | Premium | TRUE | 48206 | 119 | 405.2 | 18.04 | 0.9361 | 4762 | 70.1 | 5 | 50000 | 42585 |  |  | Yes |  | 4 | 48206 | 119 | 405.2 | 6.42 | 0.99 | 4762 | 70.1
PEK8Z48P | IGT Lighting Inc | IGT | IGTFL-1502040 | Outdoor Luminaires | Low Output | Architectural Flood and Spot Luminaires | Premium | TRUE | 2407.716 | 117.324 | 20.522 | 8.72 | 0.9232 | 3928 | 73.9 | 5 | 50000 | 42585 |  |  | No |  | 3.1 | 2300 | 115 | 20 | 8 | 0.95 | 4000 | 75
P641XN18 | IGT Lighting Inc | IGT | IGTFL-1501040 | Outdoor Luminaires | Low Output | Architectural Flood and Spot Luminaires | Premium | TRUE | 1195.153 | 109.027 | 10.962 | 21.15 | 0.9231 | 3913 | 74.1 | 5 | 50000 | 42585 |  |  | No |  | 3.1 | 1100 | 110 | 10 | 20 | 0.95 | 4000 | 75
PN7N58EQ | IGT Lighting Inc | IGT | IGTFL-1510040 | Outdoor Luminaires | High Output | Architectural Flood and Spot Luminaires | Premium | TRUE | 12110.35 | 124.362 | 97.38 | 13.27 | 0.9231 | 3975 | 74.1 | 5 | 50000 | 42585 |  |  | No |  | 3.1 | 12000 | 120 | 100 | 13 | 0.95 | 4000 | 75
PCHPB9MR | IGT Lighting Inc | IGT | IGTFL-1520040 | Outdoor Luminaires | High Output | Architectural Flood and Spot Luminaires | Premium | TRUE | 24168.11 | 124.507 | 194.11 | 10.91 | 0.9214 | 4091 | 74.3 | 5 | 50000 | 42585 |  |  | No |  | 3.1 | 23900 | 120 | 200 | 11 | 0.95 | 4000 | 75
P5EABR3U | IGT Lighting Inc | IGT | IGTFL-1515040 | Outdoor Luminaires | High Output | Architectural Flood and Spot Luminaires | Premium | TRUE | 18139.11 | 124.916 | 145.21 | 12.24 | 0.9203 | 4064 | 74.3 | 5 | 50000 | 42585 |  |  | No |  | 3.1 | 17900 | 119 | 150 | 12 | 0.95 | 4000 | 75
PZ6H774M | Grandlite International Corp | Grandlite International | LED-1571-L1-20W-4K | Outdoor Luminaires | Low Output | Architectural Flood and Spot Luminaires | Standard | TRUE | 2463.2 | 123 | 20.07 | 21 | 0.91 | 4083 | 73 | 5 | 50000 | 42585 |  |  | Yes |  | 4 | 2463.2 | 123 | 20.07 | 10 | 0.99 | 4083 | 73
P6FEJMPS | Shinetoo Lighting LLC/ Shanghai Shinetoo Lighting Co. LTD | Shinetoo | ST-LHM300N (5000K) | Outdoor Luminaires | Very High Output | Architectural Flood and Spot Luminaires | Premium | TRUE | 37493 | 123.4 | 303.8 | 15.88 | 0.8962 | 4739 | 69.7 | 5 | 50000 | 42585 |  |  | Yes |  | 4 | 37493 | 123.4 | 303.8 | 6.89 | 0.99 | 4739 | 69.7
PGR58K6M | IGT Lighting Inc | IGT | IGTFL-1503040 | Outdoor Luminaires | Low Output | Architectural Flood and Spot Luminaires | Premium | TRUE | 3619.1 | 116.783 | 30.99 | 10.12 | 0.887 | 3962 | 74.1 | 5 | 50000 | 42585 |  |  | No |  | 3.1 | 3600 | 120 | 30 | 10 | 0.95 | 4000 | 75
PMEM5JJ7 | IGT Lighting Inc | IGT | IGTFL-1505040 | Outdoor Luminaires | Mid Output | Architectural Flood and Spot Luminaires | Premium | TRUE | 6082.666 | 118.918 | 51.15 | 24.47 | 0.8792 | 3988 | 74.1 | 5 | 50000 | 42585 |  |  | No |  | 3.1 | 6000 | 120 | 50 | 20 | 0.95 | 4000 | 75
P9PWVJ69 | IGT Lighting Inc | IGT | IGTFL-1505050 | Outdoor Luminaires | Mid Output | Architectural Flood and Spot Luminaires | Premium | FALSE | [9 empty] | 42585 |  |  | No |  | 3.1 | 6200 | 124 | 50 | 20 | 0.95 | 5000 | 75
PX87S444 | IGT Lighting Inc | IGT | IGTFL-1501050 | Outdoor Luminaires | Low Output | Architectural Flood and Spot Luminaires | Premium | FALSE | [9 empty] | 42585 |  |  | No |  | 3.1 | 1200 | 120 | 10 | 20 | 0.95 | 5000 | 75
PSCTT8SM | IGT Lighting Inc | IGT | IGTFL-1510050 | Outdoor Luminaires | High Output | Architectural Flood and Spot Luminaires | Premium | FALSE | [9 empty] | 42585 |  |  | No |  | 3.1 | 12800 | 128 | 100 | 13 | 0.95 | 5000 | 75
PMSRGT7H | IGT Lighting Inc | IGT | IGTFL-1515050 | Outdoor Luminaires | High Output | Architectural Flood and Spot Luminaires | Premium | FALSE | [9 empty] | 42585 |  |  | No |  | 3.1 | 19000 | 127 | 150 | 12 | 0.95 | 5000 | 75
PTR44NF5 | IGT Lighting Inc | IGT | IGTFL-1520050 | Outdoor Luminaires | High Output | Architectural Flood and Spot Luminaires | Premium | FALSE | [9 empty] | 42585 |  |  | No |  | 3.1 | 24500 | 123 | 200 | 11 | 0.95 | 5000 | 75
P3R3Z2SW | IGT Lighting Inc | IGT | IGTFL-1503050 | Outdoor Luminaires | Low Output | Architectural Flood and Spot Luminaires | Premium | FALSE | [9 empty] | 42585 |  |  | No |  | 3.1 | 3800 | 127 | 30 | 10 | 0.95 | 5000 | 75
P6R3KS24 | IGT Lighting Inc | IGT | IGTFL-1502050 | Outdoor Luminaires | Low Output | Architectural Flood and Spot Luminaires | Premium | FALSE | [9 empty] | 42585 |  |  | No |  | 3.1 | 2400 | 120 | 20 | 8 | 0.95 | 5000 | 75
PH8ZVYNK | Shinetoo Lighting LLC/ Shanghai Shinetoo Lighting Co. LTD | Shinetoo | ST-LHM600N (5000K) | Outdoor Luminaires | Very High Output | Architectural Flood and Spot Luminaires | Premium | FALSE | [9 empty] | 42585 |  |  | Yes |  | 4 | 72094 | 119.6 | 603 | 6.84 | 1 | 4781 | 70.7
P1Y77JGD | Shinetoo Lighting LLC/ Shanghai Shinetoo Lighting Co. LTD | Shinetoo | ST-LHM500N (5000K) | Outdoor Luminaires | Very High Output | Architectural Flood and Spot Luminaires | Standard | FALSE | [9 empty] | 42585 |  |  | Yes |  | 4 | 63249 | 122 | 517.7 | 2.96 | 1 | 4764 | 70.7
P7Q4WRNY | Huizhou Arrlux Optoelectronic Co.Ltd | ARRLUX | BCA120H-5000K | Outdoor Luminaires | High Output | Architectural Flood and Spot Luminaires | Premium | FALSE | [9 empty] | 42585 |  |  | No |  | 4 | 16459 | 135.35 | 121.6 | 8.63 | 0.98 | 5000 | 73.1
PVHXGRRW | Huizhou Arrlux Optoelectronic Co.Ltd | ARRLUX | BCA120-5000K | Outdoor Luminaires | High Output | Architectural Flood and Spot Luminaires | Premium | FALSE | [9 empty] | 42585 |  |  | No |  | 4 | 16447 | 135.93 | 121 | 12.39 | 0.93 | 5000 | 73
P6HJU993 | Huizhou Arrlux Optoelectronic Co.Ltd | ARRLUX | BCA150-5000K | Outdoor Luminaires | High Output | Architectural Flood and Spot Luminaires | Premium | FALSE | [9 empty] | 42585 |  |  | No |  | 4 | 20685 | 136.26 | 151.8 | 10.85 | 0.96 | 5000 | 72.6
PAFP3S7T | Huizhou Arrlux Optoelectronic Co.Ltd | ARRLUX | BCA60H-5000K | Outdoor Luminaires | Mid Output | Architectural Flood and Spot Luminaires | Premium | FALSE | [9 empty] | 42585 |  |  | No |  | 4 | 8253 | 133.5 | 61.82 | 14.27 | 0.96 | 5000 | 72.5
PE835N62 | Huizhou Arrlux Optoelectronic Co.Ltd | ARRLUX | BCA90H-5000K | Outdoor Luminaires | High Output | Architectural Flood and Spot Luminaires | Premium | FALSE | [9 empty] | 42585 |  |  | No |  | 4 | 12427 | 135.8 | 91.51 | 10.93 | 0.98 | 5000 | 73
P3T8PDTZ | Huizhou Arrlux Optoelectronic Co.Ltd | ARRLUX | BCA90-5000K | Outdoor Luminaires | High Output | Architectural Flood and Spot Luminaires | Premium | FALSE | [9 empty] | 42585 |  |  | No |  | 4 | 12454 | 134.77 | 92.41 | 13.83 | 0.93 | 5000 | 72.9
PT858ZYJ | Huizhou Arrlux Optoelectronic Co.Ltd | ARRLUX | BCA60-5000K | Outdoor Luminaires | Mid Output | Architectural Flood and Spot Luminaires | Premium | FALSE | [9 empty] | 42585 |  |  | No |  | 4 | 8628 | 133.81 | 64.48 | 10.65 | 0.94 | 5000 | 72.3
PP4SDKB7 | Huizhou Arrlux Optoelectronic Co.Ltd | ARRLUX | BCA150-4000K | Outdoor Luminaires | High Output | Architectural Flood and Spot Luminaires | Premium | FALSE | [9 empty] | 42585 |  |  | No |  | 4 | 20024 | 132.26 | 151.4 | 10.67 | 0.96 | 4000 | 73.8
P6W1EVUZ | Huizhou Arrlux Optoelectronic Co.Ltd | ARRLUX | BCA120-4000K | Outdoor Luminaires | High Output | Architectural Flood and Spot Luminaires | Premium | FALSE | [9 empty] | 42585 |  |  | No |  | 4 | 16230 | 131.74 | 123.2 | 12.55 | 0.94 | 4000 | 73.7
P9W3Q5YX | Huizhou Arrlux Optoelectronic Co.Ltd | ARRLUX | BCA120H-4000K | Outdoor Luminaires | High Output | Architectural Flood and Spot Luminaires | Premium | FALSE | [9 empty] | 42585 |  |  | No |  | 4 | 16093 | 133.33 | 120.7 | 8.22 | 0.98 | 4000 | 73.6
PQSUGTNN | Huizhou Arrlux Optoelectronic Co.Ltd | ARRLUX | BCA60H-4000K | Outdoor Luminaires | Mid Output | Architectural Flood and Spot Luminaires | Premium | FALSE | [9 empty] | 42585 |  |  | No |  | 4 | 8005.9 | 129.78 | 61.69 | 14.87 | 0.96 | 4000 | 73.5
P4NXMSG3 | Huizhou Arrlux Optoelectronic Co.Ltd | ARRLUX | BCA90-4000K | Outdoor Luminaires | High Output | Architectural Flood and Spot Luminaires | Premium | FALSE | [9 empty] | 42585 |  |  | No |  | 4 | 12294 | 130.98 | 93.86 | 13.93 | 0.94 | 4000 | 73.5
PPH896RF | Huizhou Arrlux Optoelectronic Co.Ltd | ARRLUX | BCA90H-4000K | Outdoor Luminaires | High Output | Architectural Flood and Spot Luminaires | Premium | FALSE | [9 empty] | 42585 |  |  | No |  | 4 | 12063 | 132.14 | 91.29 | 10.33 | 0.98 | 4000 | 73.5
PTRSECAF | Grandlite International Corp | Grandlite International | LED-1571-L1-20W-5K | Outdoor Luminaires | Low Output | Architectural Flood and Spot Luminaires | Standard | FALSE | [9 empty] | 42585 |  |  | Yes |  | 4 | 2463.2 | 123 | 20.07 | 10 | 0.99 | 4974 | 73
PAVND3DF | SEEKING LED-LIGHTING LIMITED | SEEKING | XJ-HBS150W-2(4000K) | Outdoor Luminaires | High Output | Architectural Flood and Spot Luminaires | Standard | TRUE | 19060.66 | 126.1 | 151.1 | 10.3 | 0.943 | 4004 | 84 | 5 | 50000 | 42584 |  |  | No |  | 4 | 19060.6 | 126.1 | 151.1 | 10 | 0.94 | 4004 | 84
PM3YZ7PH | SEEKING LED-LIGHTING LIMITED | SEEKING | XJ-HBS240W-2(4000K) | Outdoor Luminaires | High Output | Architectural Flood and Spot Luminaires | Standard | TRUE | 29892.67 | 124 | 241 | 11.8 | 0.942 | 4004 | 84 | 5 | 50000 | 42584 |  |  | No |  | 4 | 29892.6 | 124 | 241 | 12 | 0.94 | 4004 | 84
P61QHH24 | SEEKING LED-LIGHTING LIMITED | SEEKING | XJ-HBS200W-2(4000K) | Outdoor Luminaires | High Output | Architectural Flood and Spot Luminaires | Standard | TRUE | 25222.63 | 124.7 | 202.2 | 15.5 | 0.927 | 3982 | 84.1 | 5 | 50000 | 42584 |  |  | No |  | 4 | 25222.6 | 124.7 | 202.2 | 16 | 0.93 | 4004 | 84.1
P59H8WAP | SEEKING LED-LIGHTING LIMITED | SEEKING | XJ-HBS240W-2(5700K) | Outdoor Luminaires | Very High Output | Architectural Flood and Spot Luminaires | Standard | FALSE | [9 empty] | 42584 |  |  | No |  | 4 | 31507.4 | 128.7 | 244.8 | 12 | 0.95 | 5864 | 84.3
PZWHBU4Q | SEEKING LED-LIGHTING LIMITED | SEEKING | XJ-HBS150W-2(5700K) | Outdoor Luminaires | High Output | Architectural Flood and Spot Luminaires | Standard | FALSE | [9 empty] | 42584 |  |  | No |  | 4 | 20143.3 | 131.7 | 152.9 | 10 | 0.95 | 5830 | 84.2
PJ1AGBCN | SEEKING LED-LIGHTING LIMITED | SEEKING | XJ-HBS200W-2(5700K) | Outdoor Luminaires | High Output | Architectural Flood and Spot Luminaires | Standard | FALSE | [9 empty] | 42584 |  |  | No |  | 4 | 26504 | 128.8 | 205.7 | 16 | 0.93 | 5830 | 84
PHAM9DBH | SEEKING LED-LIGHTING LIMITED | SEEKING | XJ-HBS200W-2(5000K) | Outdoor Luminaires | High Output | Architectural Flood and Spot Luminaires | Standard | FALSE | [9 empty] | 42584 |  |  | No |  | 4 | 25222.6 | 124.7 | 202.2 | 16 | 0.93 | 5000 | 84.1
PS57ZE57 | SEEKING LED-LIGHTING LIMITED | SEEKING | XJ-HBS240W-2(5000K) | Outdoor Luminaires | High Output | Architectural Flood and Spot Luminaires | Standard | FALSE | [9 empty] | 42584 |  |  | No |  | 4 | 29892.6 | 124 | 241 | 12 | 0.94 | 5000 | 84
PF5864DX | SEEKING LED-LIGHTING LIMITED | SEEKING | XJ-HBS150W-2(5000K) | Outdoor Luminaires | High Output | Architectural Flood and Spot Luminaires | Standard | FALSE | [9 empty] | 42584 |  |  | No |  | 4 | 19060.6 | 126.1 | 151.1 | 10 | 0.94 | 5000 | 84
PR4RHJSZ | SEEKING LED-LIGHTING LIMITED | SEEKING | XJ-HBS200W-2(4500K) | Outdoor Luminaires | High Output | Architectural Flood and Spot Luminaires | Standard | FALSE | [9 empty] | 42584 |  |  | No |  | 4 | 25222.6 | 124.7 | 202.2 | 16 | 0.93 | 4500 | 84.1
PRNSGDA9 | SEEKING LED-LIGHTING LIMITED | SEEKING | XJ-HBS240W-2(4500K) | Outdoor Luminaires | High Output | Architectural Flood and Spot Luminaires | Standard | FALSE | [9 empty] | 42584 |  |  | No |  | 4 | 29892.6 | 124 | 241 | 12 | 0.94 | 4500 | 84
P1MQSZW4 | SEEKING LED-LIGHTING LIMITED | SEEKING | XJ-HBS150W-2(4500K) | Outdoor Luminaires | High Output | Architectural Flood and Spot Luminaires | Standard | FALSE | [9 empty] | 42584 |  |  | No |  | 4 | 19060.6 | 126.1 | 151.1 | 10 | 0.94 | 4500 | 84
PYKK8X2J | EYE Lighting | EYELITE | FDX-L5-750-W-UNV-D-XX-XX | Outdoor Luminaires | Low Output | Architectural Flood and Spot Luminaires | Standard | TRUE | 4396.5 | 112.98 | 38.91 | 18 | 0.946 | 4954 | 73 | 5 | 50000 | 42580 |  |  | NotYetVerified |  | 3 | 4396 | 112 | 40 | 20 | 0.9 | 5000 | 70
PP2UAYVH | EYE Lighting | EYELITE | FDX-L13-740-D-UNV-D-XX-XX | Outdoor Luminaires | High Output | Architectural Flood and Spot Luminaires | Standard | TRUE | 12965 | 96.75 | 134 | 16.04 | 0.923 | 3907 | 71.1 | 5 | 50000 | 42580 |  |  | NotYetVerified |  | 3 | 12965 | 96 | 134 | 20 | 0.9 | 4000 | 70
P9J792ZB | EYE Lighting | EYELITE | FDX-L11-740-W-UNV-D-XX-XX | Outdoor Luminaires | High Output | Architectural Flood and Spot Luminaires | Standard | TRUE | 11113.3 | 110.3 | 100.76 | 15.97 | 0.921 | 3938 | 70.9 | 5 | 50000 | 42580 |  |  | NotYetVerified |  | 3 | 11113 | 110 | 101 | 20 | 0.9 | 4000 | 70
P4ZMMHVK | EYE Lighting | EYELITE | FDX-L8-750-W-UNV-N-XX-XX | Outdoor Luminaires | Mid Output | Architectural Flood and Spot Luminaires | Standard | TRUE | 7878.5 | 104.06 | 75.71 | 17.34 | 0.915 | 4865 | 73 | 5 | 50000 | 42580 |  |  | NotYetVerified |  | 3 | 7878 | 104 | 76 | 20 | 0.9 | 5000 | 70
PGX35SJB | EYE Lighting | EYELITE | IDL-L1-640-N-120-YL | Outdoor Luminaires | Low Output | Architectural Flood and Spot Luminaires | Standard | TRUE | 1193.2 | 84.68 | 14.09 | 18.7 | 0.888 | 4012 | 66 | 5 | 50000 | 42580 |  |  | NotYetVerified |  | 3 | 1193.2 | 85 | 14 |  |  | 4000 | 66
PQS9ERXX | EYE Lighting | EYELITE | FDX-L5-750-W-UNV-N-XX-XX | Outdoor Luminaires | Low Output | Architectural Flood and Spot Luminaires | Standard | FALSE | [9 empty] | 42580 |  |  | NotYetVerified |  | 3 | 4396 | 112 | 40 | 20 | 0.9 | 5000 | 70
P2BZQD2S | EYE Lighting | EYELITE | FDX-L8-750-W-UNV-D-XX-XX | Outdoor Luminaires | Mid Output | Architectural Flood and Spot Luminaires | Standard | FALSE | [9 empty] | 42580 |  |  | NotYetVerified |  | 3 | 7878 | 104 | 76 | 20 | 0.9 | 5000 | 70
PKWYUWB2 | EYE Lighting | EYELITE | FDX-L13-750-N-UNV-N-XX-XX | Outdoor Luminaires | High Output | Architectural Flood and Spot Luminaires | Standard | FALSE | [9 empty] | 42580 |  |  | NotYetVerified |  | 3 | 13294 | 100 | 134 | 20 | 0.9 | 5000 | 70
PTK9BWH8 | EYE Lighting | EYELITE | FDX-L11-750-W-UNV-N-XX-XX | Outdoor Luminaires | High Output | Architectural Flood and Spot Luminaires | Standard | FALSE | [9 empty] | 42580 |  |  | NotYetVerified |  | 3 | 11263 | 111 | 101 | 20 | 0.9 | 5000 | 70
PQ85YNMX | EYE Lighting | EYELITE | FDX-L13-750-N-UNV-D-XX-XX | Outdoor Luminaires | High Output | Architectural Flood and Spot Luminaires | Standard | FALSE | [9 empty] | 42580 |  |  | NotYetVerified |  | 3 | 13294 | 100 | 134 | 20 | 0.9 | 5000 | 70
PHF498H5 | EYE Lighting | EYELITE | FDX-L11-750-W-UNV-D-XX-XX | Outdoor Luminaires | High Output | Architectural Flood and Spot Luminaires | Standard | FALSE | [9 empty] | 42580 |  |  | NotYetVerified |  | 3 | 11263 | 111 | 101 | 20 | 0.9 | 5000 | 70
PM1U5N1R | EYE Lighting | EYELITE | FDX-L8-740-W-UNV-N-XX-XX | Outdoor Luminaires | Mid Output | Architectural Flood and Spot Luminaires | Standard | FALSE | [9 empty] | 42580 |  |  | NotYetVerified |  | 3 | 8005 | 105 | 76 | 20 | 0.9 | 4000 | 70
PJ54NV99 | EYE Lighting | EYELITE | FDX-L5-740-W-UNV-N-XX-XX | Outdoor Luminaires | Low Output | Architectural Flood and Spot Luminaires | Standard | FALSE | [9 empty] | 42580 |  |  | NotYetVerified |  | 3 | 4732 | 118 | 40 | 20 | 0.9 | 4000 | 70
PNWJU9PF | EYE Lighting | EYELITE | FDX-L8-740-W-UNV-D-XX-XX | Outdoor Luminaires | Mid Output | Architectural Flood and Spot Luminaires | Standard | FALSE | [9 empty] | 42580 |  |  | NotYetVerified |  | 3 | 8005 | 105 | 76 | 20 | 0.9 | 4000 | 70
PAKABYAV | EYE Lighting | EYELITE | FDX-L5-740-W-UNV-D-XX-XX | Outdoor Luminaires | Low Output | Architectural Flood and Spot Luminaires | Standard | FALSE | [9 empty] | 42580 |  |  | NotYetVerified |  | 3 | 4732 | 118 | 40 | 20 | 0.9 | 4000 | 70
PVJ2HJNM | EYE Lighting | EYELITE | IDL-L2-640-N-120-YL | Outdoor Luminaires | Low Output | Architectural Flood and Spot Luminaires | Standard | FALSE | [9 empty] | 42580 |  |  | NotYetVerified |  | 3 | 1966 | 84.9 | 23 | 20 | 0.9 | 4000 | 65
PE31BXPM | EYE Lighting | EYELITE | FDX-L13-740-N-UNV-N-XX-XX | Outdoor Luminaires | High Output | Architectural Flood and Spot Luminaires | Standard | FALSE | [9 empty] | 42580 |  |  | NotYetVerified |  | 3 | 12965 | 96 | 134 | 20 | 0.9 | 4000 | 70
PZQD2CQ8 | EYE Lighting | EYELITE | FDX-L11-740-W-UNV-N-XX-XX | Outdoor Luminaires | High Output | Architectural Flood and Spot Luminaires | Standard | FALSE | [9 empty] | 42580 |  |  | NotYetVerified |  | 3 | 11113 | 110 | 101 | 20 | 0.9 | 4000 | 70
PVCUHWAJ | EYE Lighting | EYE Lighting | PFX-L24-740-W-UNV-X-DB-XX-X | Outdoor Luminaires | High Output | Architectural Flood and Spot Luminaires | Standard | TRUE | 25348 | 130 | 194.71 | 13 | 1 | 4055 | 72 | 5 | 50000 | 42579 |  |  | Yes |  | 4 | 25348 | 130 | 194.71 | 5 | 1 | 4055 | 72
PBF8AXUG | Mester LED Limited | MESTER | FD45WZZV40KBYWFLY | Outdoor Luminaires | Mid Output | Architectural Flood and Spot Luminaires | Standard | TRUE | 5385.4 | 113.93 | 47.27 | 16.55 | 0.948 | 3889 | 74 | 5 | 50000 | 42579 |  |  | No | Product updated on 8/31/16 | 4 | 5300 | 118 | 45 | 20 | 0.9 | 4000 | 70
P58SSKVM | Mester LED Limited | MESTER | FD90WZZV40KBYWFLYY | Outdoor Luminaires | High Output | Architectural Flood and Spot Luminaires | Standard | TRUE | 10548 | 114.35 | 92.24 | 17.7 | 0.9408 | 3907 | 73.4 | 5 | 50000 | 42579 |  |  | NotYetVerified | Product updated on 8/31/16 | 4 | 10500 | 118 | 90 | 20 | 0.9 | 4000 | 70
P5CB29SU | EYE Lighting | EYE Lighting | PFX-L17-750-W-UNV-X-DB-XX-X | Outdoor Luminaires | High Output | Architectural Flood and Spot Luminaires | Standard | TRUE | 17180 | 99.7 | 172.32 | 11.33 | 0.933 | 5184 | 73 | 5 |  | 42579 |  |  | NotYetVerified |  | 3 | 17180 | 99.7 | 172.32 | 11.33 | 0.933 | 5000 | 70
PWK7PVRE | Mester LED Limited | MESTER | FD70WZZV40KBYWFLYY | Outdoor Luminaires | Mid Output | Architectural Flood and Spot Luminaires | Standard | TRUE | 8821.9 | 125.24 | 70.44 | 16.87 | 0.9207 | 3897 | 73.9 | 5 | 50000 | 42579 |  |  | NotYetVerified | Product updated on 8/31/16 | 4 | 8800 | 129 | 70 | 20 | 0.9 | 4000 | 70
PB2WTBZ5 | Mester LED Limited | MESTER | FD70WZZV50KBYWFLYY | Outdoor Luminaires | Mid Output | Architectural Flood and Spot Luminaires | Standard | FALSE | [9 empty] | 42579 |  |  | NotYetVerified | Product updated on 8/31/16 | 4 | 8900 | 129 | 70 | 20 | 0.9 | 5000 | 70
P4DMJKEX | Mester LED Limited | MESTER | FD90WZZV50KBYWFLYY | Outdoor Luminaires | High Output | Architectural Flood and Spot Luminaires | Standard | FALSE | [9 empty] | 42579 |  |  | NotYetVerified | Product updated on 8/31/16 | 4 | 11000 | 118 | 90 | 20 | 0.9 | 5000 | 70
PG3XQ3CH | Mester LED Limited | MESTER | FD45WZZV50KBYWFLY | Outdoor Luminaires | Mid Output | Architectural Flood and Spot Luminaires | Standard | FALSE | [9 empty] | 42579 |  |  | No | Product updated on 8/31/16 | 4 | 5300 | 118 | 45 | 20 | 0.9 | 5000 | 70
P79RH3NM | EYE Lighting | EYE Lighting | PFX-L24-750-W-UNV-X-DB-XX-X | Outdoor Luminaires | High Output | Architectural Flood and Spot Luminaires | Standard | FALSE | [9 empty] | 42579 |  |  | Yes |  | 4 | 25348 | 130 | 194.71 | 5 | 1 | 5244 | 76
PETEEMWP | iGlo LLC | iGlo LED | GL200WSQUAREFLTH3000KUDX-P | Outdoor Luminaires | High Output | Architectural Flood and Spot Luminaires | Standard | TRUE | 19636 | 97 | 202.44 | 7.03 | 0.9669 | 2939 | 79.8 | 5 | 50000 | 42578 |  |  | No |  | 3.1 | 18000 | 90 | 200 | 20 | 0.9 | 3000 | 80
PXYC89X5 | WISDOM OPTOELECTRONICS TECHNOLOGY CO.LIMITED | WISDOM | WSD-SB30W48-50K-D-T5-A-P | Outdoor Luminaires | Very High Output | Architectural Flood and Spot Luminaires | Standard | TRUE | 36359 | 122.05 | 297.9 | 9.85 | 0.9625 | 4840 | 84.5 | 5 | 50000 | 42578 |  |  | Yes |  | 4 | 33600 | 112 | 300 | 9.85 | 0.95 | 5000 | 80
P2NFVGN7 | WISDOM OPTOELECTRONICS TECHNOLOGY CO.LIMITED | WISDOM | WSD-SB30W48-50K-D-T3-A-P | Outdoor Luminaires | Very High Output | Architectural Flood and Spot Luminaires | Standard | TRUE | 34425 | 115.94 | 296.6 | 9.82 | 0.962 | 4820 | 84.3 | 5 | 50000 | 42578 |  |  | Yes |  | 4 | 33600 | 112 | 300 | 9.82 | 0.95 | 5000 | 80
P7FWTZTQ | iGlo LLC | iGlo LED | GL80WCURVEFLTH3000KUDX | Outdoor Luminaires | Mid Output | Architectural Flood and Spot Luminaires | Standard | TRUE | 6282 | 78.56 | 79.95 | 13.52 | 0.9588 | 3074 | 83 | 5 | 50000 | 42578 |  |  | NotYetVerified |  | 3 | 6000 | 75 | 80 |  | 0.95 | 3000 | 80
PFZSTVCV | iGlo LLC | iGlo LED | GL10WCURVEFLTH3000KUDX | Outdoor Luminaires | Low Output | Architectural Flood and Spot Luminaires | Standard | TRUE | 942.15 | 85.11 | 11.07 | 18.51 | 0.9473 | 3087 | 83 | 5 | 50000 | 42578 |  |  | NotYetVerified |  | 3 | 900 | 85 | 12 |  | 0.9 | 3000 | 80
PJZY9UCS | iGlo LLC | iGlo LED | GL300WAIRFLTH3000KUDX | Outdoor Luminaires | Very High Output | Architectural Flood and Spot Luminaires | Standard | TRUE | 30857 | 101.45 | 304.2 | 7.88 | 0.947 | 3056 | 83.5 | 5 | 50000 | 42578 |  |  | No |  | 3 | 30857 | 101.45 | 304.2 | 7.88 | 0.947 | 3000 | 83.5
PYYMXJZN | iGlo LLC | iGlo LED | GL120WSQUAREFLTH3000KUDX | Outdoor Luminaires | High Output | Architectural Flood and Spot Luminaires | Standard | TRUE | 10242 | 85.63 | 119.6 | 11.61 | 0.9394 | 3155 | 84 | 5 | 50000 | 42578 |  |  | NotYetVerified |  | 3 | 10000 | 80 | 120 |  | 0.9 | 3000 | 80
PF28UYNX | iGlo LLC | iGlo LED | GL200WSQUAREFLTH3000KUDX | Outdoor Luminaires | High Output | Architectural Flood and Spot Luminaires | Standard | TRUE | 16783 | 86.39 | 194.3 | 11.34 | 0.9371 | 3111 | 83 | 5 | 50000 | 42578 |  |  | NotYetVerified |  | 3 | 16000 | 80 | 200 |  | 0.9 | 3000 | 80
PZ9TSSEM | WISDOM OPTOELECTRONICS TECHNOLOGY CO.LIMITED | WISDOM | WSD-SB15W48-50K-D-T5-A-P | Outdoor Luminaires | High Output | Architectural Flood and Spot Luminaires | Standard | TRUE | 18612 | 126.74 | 146.9 | 8.5 | 0.9325 | 4806 | 84.4 | 5 | 50000 | 42578 |  |  | Yes |  | 4 | 17300 | 115 | 150 | 8.5 | 0.95 | 5000 | 80
P7TD1BG2 | iGlo LLC | iGlo LED | GL220WAIRFLTH3000KUDX | Outdoor Luminaires | High Output | Architectural Flood and Spot Luminaires | Standard | TRUE | 21495 | 99.51 | 216 | 18.31 | 0.9301 | 3110 | 83.6 | 5 | 50000 | 42578 |  |  | No |  | 3 | 21578 | 96.75 | 223 | 18.31 | 0.9301 | 3000 | 83.6
PWQJV246 | iGlo LLC | iGlo LED | GL100WCURVEFLTH3000KUDX | Outdoor Luminaires | Mid Output | Architectural Flood and Spot Luminaires | Standard | TRUE | 7876.6 | 85.37 | 92.27 | 14.75 | 0.9264 | 3007 | 83.3 | 5 | 50000 | 42578 |  |  | NotYetVerified |  | 3 | 7800 | 85 | 100 |  | 0.9 | 3000 | 80
PKNAN9HK | iGlo LLC | iGlo LED | GL30WSQUAREFLTH3000KUDX-P | Outdoor Luminaires | Low Output | Architectural Flood and Spot Luminaires | Standard | TRUE | 2764.1 | 89.7 | 30.8 | 18.39 | 0.9233 | 3072 | 81.9 | 5 | 50000 | 42578 |  |  | No |  | 3.1 | 2700 | 90 | 30 | 20 | 0.9 | 3000 | 80
P58CM3N5 | iGlo LLC | iGlo LED | GL160WSQUAREFLTH3000KUDX | Outdoor Luminaires | High Output | Architectural Flood and Spot Luminaires | Standard | TRUE | 14499 | 91.42 | 158.6 | 13.38 | 0.9218 | 3111 | 84 | 5 | 50000 | 42578 |  |  | NotYetVerified |  | 3 | 14000 | 90 | 160 |  | 0.9 | 3000 | 80
P9PMN4C5 | iGlo LLC | iGlo LED | GL50WSQUAREFLTH3000KUDX-P | Outdoor Luminaires | Low Output | Architectural Flood and Spot Luminaires | Standard | TRUE | 4638.3 | 95.7 | 48.46 | 16.14 | 0.9167 | 3062 | 83 | 5 | 50000 | 42578 |  |  | No |  | 3.1 | 4500 | 90 | 50 | 20 | 0.9 | 3000 | 80
PB6CAZ9M | iGlo LLC | iGlo LED | GL50WCURVEFLTH3000KUDX | Outdoor Luminaires | Low Output | Architectural Flood and Spot Luminaires | Standard | TRUE | 3781.3 | 75.87 | 49.84 | 18.66 | 0.91 | 3151 | 82.7 | 5 | 50000 | 42578 |  |  | NotYetVerified |  | 3.1 | 3700 | 75 | 50 |  | 0.9 | 3000 | 80
PU5MMEFG | iGlo LLC | iGlo LED | GL30WCURVEFLTH3000KUDX | Outdoor Luminaires | Low Output | Architectural Flood and Spot Luminaires | Standard | TRUE | 2275.5 | 77.53 | 29.35 | 16.69 | 0.91 | 3124 | 82.9 | 5 | 50000 | 42578 |  |  | NotYetVerified |  | 3 | 2200 | 75 | 30 |  | 0.9 | 3000 | 80
PQ4YAPTY | iGlo LLC | iGlo LED | GL15WAIRFLTH3000KUDX | Outdoor Luminaires | Low Output | Architectural Flood and Spot Luminaires | Standard | TRUE | 1467.8 | 96.19 | 15.26 | 16.52 | 0.9079 | 3042 | 82.9 | 5 | 50000 | 42578 |  |  | NotYetVerified |  | 3 | 1467.8 | 96.19 | 15.26 | 20 | 0.9 | 3000 | 82.9
PV9423P7 | iGlo LLC | iGlo LED | GL30WAIRFLTH3000KUDX | Outdoor Luminaires | Low Output | Architectural Flood and Spot Luminaires | Standard | TRUE | 2899.1 | 98.84 | 29.33 | 16.49 | 0.9049 | 3041 | 83.2 | 5 | 50000 | 42578 |  |  | NotYetVerified |  | 3 | 2899.1 | 98.84 | 29.33 | 20 | 0.9 | 3000 | 83.2
PD7SWJZ4 | iGlo LLC | iGlo LED | GL50WAIRFLTH3000KUDX | Outdoor Luminaires | Low Output | Architectural Flood and Spot Luminaires | Standard | TRUE | 4906.5 | 102.12 | 48.05 | 17.63 | 0.9031 | 3042 | 83.3 | 5 | 50000 | 42578 |  |  | NotYetVerified |  | 3 | 4906.5 | 102.12 | 48.05 | 20 | 0.9 | 3000 | 83.3
PD9KQ2Y4 | iGlo LLC | iGlo LED | GL100WAIRFLTH3000KUDX | Outdoor Luminaires | High Output | Architectural Flood and Spot Luminaires | Standard | TRUE | 10035 | 103.53 | 96.93 | 19.07 | 0.9024 | 3058 | 82 | 5 | 50000 | 42578 |  |  | No |  | 3 | 10035 | 103.53 | 96.93 | 19.07 | 0.9024 | 3000 | 82
P5R3E66F | iGlo LLC | iGlo LED | GL80WAIRFLTH3000KUDX | Outdoor Luminaires | Mid Output | Architectural Flood and Spot Luminaires | Standard | TRUE | 8453 | 109.98 | 76.86 | 18.74 | 0.9024 | 3064 | 83.7 | 5 | 50000 | 42578 |  |  | No |  | 3 | 8591 | 110.11 | 78.02 | 18.74 | 0.9024 | 3000 | 83.7
PJHARMF3 | iGlo LLC | iGlo LED | GL150WAIRFLTH3000KUDX | Outdoor Luminaires | High Output | Architectural Flood and Spot Luminaires | Standard | TRUE | 15131 | 98.1 | 154.3 | 6.27 | 0.9017 | 3055 | 83.2 | 5 | 50000 | 42578 |  |  | No |  | 3 | 15131 | 98.1 | 154.3 | 6.27 | 0.9017 | 3000 | 83.2
P57689RC | DONGGUAN THAILIGHT SEMICONDUCTOR LIGHTING CO.LTD. | Thailight | TLFLG42XYYZZ-60(3000K) | Outdoor Luminaires | Low Output | Architectural Flood and Spot Luminaires | Standard | TRUE | 4204.1 | 106.9 | 39.32 | 19.19 | 0.8914 | 3077 | 83.4 | 5 | 50000 | 42578 |  |  | No |  | 4 | 4800 | 114.3 | 42 | 19.19 | 0.8914 | 3000 | 80
PX293DF8 | MIC OPTOELECTRONIC CO.LTD | MIC | MFL-100-3K | Outdoor Luminaires | High Output | Architectural Flood and Spot Luminaires | Standard | TRUE | 9750.4 | 98.6 | 98.89 | 21.34 | 0.8791 | 3128 | 83.2 | 5 | 50000 | 42578 |  |  | No |  | 3.1 | 9750 | 97.5 | 100 | 20 | 0.9 | 3000 | 80
PGZCJAXH | MIC OPTOELECTRONIC CO.LTD | MIC | MFL-100-6K | Outdoor Luminaires | High Output | Architectural Flood and Spot Luminaires | Standard | FALSE | [9 empty] | 42578 |  |  | No |  | 3.1 | 10300 | 103 | 100 | 20 | 0.9 | 5700 | 80
PY23M68N | MIC OPTOELECTRONIC CO.LTD | MIC | MFL-100-5K | Outdoor Luminaires | High Output | Architectural Flood and Spot Luminaires | Standard | FALSE | [9 empty] | 42578 |  |  | No |  | 3.1 | 10300 | 103 | 100 | 20 | 0.9 | 5000 | 80
PVYDD1ZR | MIC OPTOELECTRONIC CO.LTD | MIC | MFL-100-4K | Outdoor Luminaires | High Output | Architectural Flood and Spot Luminaires | Standard | FALSE | [9 empty] | 42578 |  |  | No |  | 3.1 | 9750 | 97.5 | 100 | 20 | 0.9 | 4200 | 80
PCD2MT6D | iGlo LLC | iGlo LED | GL200WSQUAREFLTH5000KUDX-P | Outdoor Luminaires | High Output | Architectural Flood and Spot Luminaires | Standard | FALSE | [9 empty] | 42578 |  |  | No |  | 3.1 | 18000 | 90 | 200 | 20 | 0.9 | 5000 | 80
P8X38JE2 | iGlo LLC | iGlo LED | GL50WSQUAREFLTH5000KUDX-P | Outdoor Luminaires | Low Output | Architectural Flood and Spot Luminaires | Standard | FALSE | [9 empty] | 42578 |  |  | No |  | 3.1 | 4500 | 90 | 50 | 20 | 0.9 | 5000 | 80
PS4KXXCM | iGlo LLC | iGlo LED | GL30WSQUAREFLTH5000KUDX-P | Outdoor Luminaires | Low Output | Architectural Flood and Spot Luminaires | Standard | FALSE | [9 empty] | 42578 |  |  | No |  | 3.1 | 2700 | 90 | 30 | 20 | 0.9 | 5000 | 80
PCKJCK78 | iGlo LLC | iGlo LED | GL100WCURVEFLTH5000KUDX | Outdoor Luminaires | Mid Output | Architectural Flood and Spot Luminaires | Standard | FALSE | [9 empty] | 42578 |  |  | NotYetVerified |  | 3 | 7800 | 85 | 100 |  | 0.9 | 5000 | 80
PBKWCEPE | iGlo LLC | iGlo LED | GL50WCURVEFLTH5000KUDX | Outdoor Luminaires | Low Output | Architectural Flood and Spot Luminaires | Standard | FALSE | [9 empty] | 42578 |  |  | NotYetVerified |  | 3.1 | 3700 | 75 | 50 |  | 0.9 | 5000 | 80
PQCM94W1 | iGlo LLC | iGlo LED | GL30WCURVEFLTH5000KUDX | Outdoor Luminaires | Low Output | Architectural Flood and Spot Luminaires | Standard | FALSE | [9 empty] | 42578 |  |  | NotYetVerified |  | 3 | 2200 | 75 | 30 |  | 0.9 | 5000 | 80
P89PH3N5 | iGlo LLC | iGlo LED | GL10WCURVEFLTH5000KUDX | Outdoor Luminaires | Low Output | Architectural Flood and Spot Luminaires | Standard | FALSE | [9 empty] | 42578 |  |  | NotYetVerified |  | 3 | 900 | 85 | 12 |  | 0.9 | 5000 | 80
PKUWTNGX | iGlo LLC | iGlo LED | GL200WSQUAREFLTH5000KUDX | Outdoor Luminaires | High Output | Architectural Flood and Spot Luminaires | Standard | FALSE | [9 empty] | 42578 |  |  | NotYetVerified |  | 3 | 16000 | 80 | 200 |  | 0.9 | 5000 | 80
PGJ8EXPV | iGlo LLC | iGlo LED | GL160WSQUAREFLTH5000KUDX | Outdoor Luminaires | High Output | Architectural Flood and Spot Luminaires | Standard | FALSE | [9 empty] | 42578 |  |  | NotYetVerified |  | 3 | 14000 | 90 | 160 |  | 0.9 | 5000 | 80
P3RWQGKC | iGlo LLC | iGlo LED | GL120WSQUAREFLTH5000KUDX | Outdoor Luminaires | High Output | Architectural Flood and Spot Luminaires | Standard | FALSE | [9 empty] | 42578 |  |  | NotYetVerified |  | 3 | 10000 | 80 | 120 |  | 0.9 | 5000 | 80
PPYE69K5 | iGlo LLC | iGlo LED | GL80WAIRFLTH5000KUDX | Outdoor Luminaires | Mid Output | Architectural Flood and Spot Luminaires | Standard | FALSE | [9 empty] | 42578 |  |  | No |  | 3 | 9064 | 115.39 | 78.55 | 18.95 | 0.9062 | 5000 | 84.5
PY4KYBYW | iGlo LLC | iGlo LED | GL50WAIRFLTH5000KUDX | Outdoor Luminaires | Low Output | Architectural Flood and Spot Luminaires | Standard | FALSE | [9 empty] | 42578 |  |  | NotYetVerified |  | 3 | 4906.5 | 102.12 | 48.05 | 20 | 0.9 | 5000 | 83.3
P9AWNVH1 | iGlo LLC | iGlo LED | GL30WAIRFLTH5000KUDX | Outdoor Luminaires | Low Output | Architectural Flood and Spot Luminaires | Standard | FALSE | [9 empty] | 42578 |  |  | NotYetVerified |  | 3 | 2899.1 | 98.84 | 29.33 | 20 | 0.9 | 5000 | 83.2
P67RV1XC | iGlo LLC | iGlo LED | GL15WAIRFLTH5000KUDX | Outdoor Luminaires | Low Output | Architectural Flood and Spot Luminaires | Standard | FALSE | [9 empty] | 42578 |  |  | NotYetVerified |  | 3 | 1467.8 | 96.19 | 15.26 | 20 | 0.9 | 5000 | 82.9
P4THCD3V | iGlo LLC | iGlo LED | GL80WCURVEFLTH5000KUDX | Outdoor Luminaires | Mid Output | Architectural Flood and Spot Luminaires | Standard | FALSE | [9 empty] | 42578 |  |  | NotYetVerified |  | 3 | 6500 | 80 | 80 |  | 0.95 | 5000 | 80
PWFXYUM7 | iGlo LLC | iGlo LED | GL220WAIRFLTH5000KUDX | Outdoor Luminaires | High Output | Architectural Flood and Spot Luminaires | Standard | FALSE | [9 empty] | 42578 |  |  | No |  | 3 | 25684 | 116.82 | 219.9 | 19.02 | 0.9276 | 5000 | 84.7
PEX37UPT | iGlo LLC | iGlo LED | GL100WAIRFLTH5000KUDX | Outdoor Luminaires | High Output | Architectural Flood and Spot Luminaires | Standard | FALSE | [9 empty] | 42578 |  |  | No |  | 3 | 11021 | 111.95 | 98.45 | 18.87 | 0.9062 | 5000 | 83.8
PRKMCQKF | iGlo LLC | iGlo LED | GL300WAIRFLTH5000KUDX | Outdoor Luminaires | Very High Output | Architectural Flood and Spot Luminaires | Standard | FALSE | [9 empty] | 42578 |  |  | No |  | 3 | 30857 | 101.45 | 304.2 | 7.88 | 0.947 | 5000 | 83.5
PQ8J3ASG | iGlo LLC | iGlo LED | GL150WAIRFLTH5000KUDX | Outdoor Luminaires | High Output | Architectural Flood and Spot Luminaires | Standard | FALSE | [9 empty] | 42578 |  |  | No |  | 3 | 15131 | 98.1 | 154.3 | 6.27 | 0.9017 | 5000 | 83.2
P3PD71T6 | WISDOM OPTOELECTRONICS TECHNOLOGY CO.LIMITED | WISDOM | WSD-SB15W48-57K-D-T5-A-P | Outdoor Luminaires | High Output | Architectural Flood and Spot Luminaires | Standard | FALSE | [9 empty] | 42578 |  |  | Yes |  | 4 | 17300 | 115 | 150 | 8.5 | 0.95 | 5700 | 80
PTVD9VZE | WISDOM OPTOELECTRONICS TECHNOLOGY CO.LIMITED | WISDOM | WSD-SB30W48-57K-D-T5-A-P | Outdoor Luminaires | Very High Output | Architectural Flood and Spot Luminaires | Standard | FALSE | [9 empty] | 42578 |  |  | Yes |  | 4 | 33600 | 112 | 300 | 9.85 | 0.95 | 5700 | 80
PSQZS4JQ | WISDOM OPTOELECTRONICS TECHNOLOGY CO.LIMITED | WISDOM | WSD-SB30W48-57K-D-T3-A-P | Outdoor Luminaires | Very High Output | Architectural Flood and Spot Luminaires | Standard | FALSE | [9 empty] | 42578 |  |  | Yes |  | 4 | 33600 | 112 | 300 | 9.82 | 0.95 | 5700 | 80
P754N8W2 | DONGGUAN THAILIGHT SEMICONDUCTOR LIGHTING CO.LTD. | Thailight | TLFLG42XYYZZ-60(5000K) | Outdoor Luminaires | Low Output | Architectural Flood and Spot Luminaires | Standard | FALSE | [9 empty] | 42578 |  |  | No |  | 4 | 4800 | 114.3 | 42 | 19.19 | 0.8914 | 5000 | 80
PZC1YUAC | DONGGUAN THAILIGHT SEMICONDUCTOR LIGHTING CO.LTD. | Thailight | TLFLG42XYYZZ-60(4000K) | Outdoor Luminaires | Low Output | Architectural Flood and Spot Luminaires | Standard | FALSE | [9 empty] | 42578 |  |  | No |  | 4 | 4800 | 114.3 | 42 | 19.19 | 0.8914 | 4000 | 80
PD98FYZW | Holm | Holm | nBEC-26-SV-L20-K27-WF-XX [Excludes CW Option] | Outdoor Luminaires | Low Output | Architectural Flood and Spot Luminaires | Standard | TRUE | 1653 | 69.9 | 23.66 | 10.1 | 0.992 | 2735 | 80.3 | 5 | 50000 | 42577 |  |  | No |  | 3.1 | 1653 | 69.86 | 23.66 | 10.1 | 0.99 | 2700 | 80.3
P3J8ZT7M | Holm | Holm | nBEC-26-SV-L13-K27-WF-XX [Excludes CW Option] | Outdoor Luminaires | Low Output | Architectural Flood and Spot Luminaires | Standard | TRUE | 1093 | 71.4 | 15.31 | 13.2 | 0.986 | 2724 | 81.3 | 5 | 50000 | 42577 |  |  | No |  | 3.1 | 1093 | 71.39 | 15.31 | 13.2 | 0.99 | 2700 | 81.3
PB61UYAN | Holm | Holm | dCst-13-SV-L13-K27-WF-XX [Excludes LS Option] | Outdoor Luminaires | Low Output | Architectural Flood and Spot Luminaires | Standard | TRUE | 1059 | 69.6 | 15.21 | 13.6 | 0.985 | 2708 | 81.8 | 5 | 50000 | 42577 |  |  | No |  | 3.1 | 1059 | 69.63 | 15.21 | 13.6 | 0.99 | 2700 | 81.8
PTZCCZV1 | WISDOM OPTOELECTRONICS TECHNOLOGY CO.LIMITED | WISDOM | WSD-SB15W48-50K-D-T3-A-P | Outdoor Luminaires | High Output | Architectural Flood and Spot Luminaires | Standard | TRUE | 18840 | 128.24 | 146.9 | 7.14 | 0.9321 | 4809 | 84.4 | 5 | 50000 | 42577 |  |  | Yes |  | 4 | 17300 | 115 | 150 | 7.14 | 0.95 | 5000 | 80
PXG7NCVF | WISDOM OPTOELECTRONICS TECHNOLOGY CO.LIMITED | WISDOM | WSD-SB10W48-50K-D-T3-A-P | Outdoor Luminaires | High Output | Architectural Flood and Spot Luminaires | Standard | TRUE | 11157 | 111.59 | 99.98 | 6.13 | 0.9316 | 4823 | 84.2 | 5 | 50000 | 42577 |  |  | Yes |  | 4 | 11100 | 111 | 100 | 6.3 | 0.95 | 5000 | 80
PB9QBCA9 | WISDOM OPTOELECTRONICS TECHNOLOGY CO.LIMITED | WISDOM | WSD-SB10W48-50K-D-T5-A-P | Outdoor Luminaires | High Output | Architectural Flood and Spot Luminaires | Standard | TRUE | 11712 | 117.31 | 99.84 | 6.15 | 0.9296 | 4804 | 84 | 5 | 50000 | 42577 |  |  | Yes |  | 4 | 11100 | 111 | 100 | 6.32 | 0.95 | 5000 | 80
PEXC5MVX | WISDOM OPTOELECTRONICS TECHNOLOGY CO.LIMITED | WISDOM | WSD-SB15W48-57K-D-T3-A-P | Outdoor Luminaires | High Output | Architectural Flood and Spot Luminaires | Standard | FALSE | [9 empty] | 42577 |  |  | Yes |  | 4 | 17300 | 115 | 150 | 7.14 | 0.95 | 5700 | 80
PGR2KT4M | WISDOM OPTOELECTRONICS TECHNOLOGY CO.LIMITED | WISDOM | WSD-SB10W48-57K-D-T5-A-P | Outdoor Luminaires | High Output | Architectural Flood and Spot Luminaires | Standard | FALSE | [9 empty] | 42577 |  |  | Yes |  | 4 | 11100 | 111 | 100 | 6.32 | 0.95 | 5700 | 80
P3ECD7NU | WISDOM OPTOELECTRONICS TECHNOLOGY CO.LIMITED | WISDOM | WSD-SB10W48-57K-D-T3-A-P | Outdoor Luminaires | High Output | Architectural Flood and Spot Luminaires | Standard | FALSE | [9 empty] | 42577 |  |  | Yes |  | 4 | 11100 | 111 | 100 | 6.3 | 0.95 | 5700 | 80
PX94QMR4 | Holm | Holm | dCst-13-SV-L13-K40-VW-XX [Excludes LS Option] | Outdoor Luminaires | Low Output | Architectural Flood and Spot Luminaires | Standard | FALSE | [9 empty] | 42577 | Dimmable | Continuous Below 10 | No |  | 3.1 | 1337.32 | 87.92 | 15.21 | 13.6 | 0.99 | 4000 | 81.8
PTTB7DVG | Holm | Holm | dCst-13-SV-L13-K40-WW-XX [Excludes LS Option] | Outdoor Luminaires | Low Output | Architectural Flood and Spot Luminaires | Standard | FALSE | [9 empty] | 42577 | Dimmable | Continuous Below 10 | No |  | 3.1 | 1334.96 | 87.77 | 15.21 | 13.6 | 0.99 | 4000 | 81.8
PT835FVW | Holm | Holm | dCst-13-[SVUV]-L20-K40-VW-XX [Excludes LS Option] | Outdoor Luminaires | Low Output | Architectural Flood and Spot Luminaires | Standard | FALSE | [9 empty] | 42577 | Dimmable | Continuous Below 10 | No |  | 3.1 | 2136.69 | 88.99 | 24.01 | 10 | 0.99 | 4000 | 80.9
P5C5R4ME | Holm | Holm | dCst-13-[SVUV]-L20-K40-WW-XX [Excludes LS Option] | Outdoor Luminaires | Low Output | Architectural Flood and Spot Luminaires | Standard | FALSE | [9 empty] | 42577 | Dimmable | Continuous Below 10 | No |  | 3.1 | 2132.91 | 88.83 | 24.01 | 10 | 0.99 | 4000 | 80.9
P6XP8Y4N | Holm | Holm | dCst-13-SV-L13-K40-FL-XX [Excludes LS Option] | Outdoor Luminaires | Low Output | Architectural Flood and Spot Luminaires | Standard | FALSE | [9 empty] | 42577 | Dimmable | Continuous Below 10 | No |  | 3.1 | 1287.59 | 84.65 | 15.21 | 13.6 | 0.99 | 4000 | 81.8
P3PJU4CB | Holm | Holm | dCst-13-SV-L13-K40-WF-XX [Excludes LS Option] | Outdoor Luminaires | Low Output | Architectural Flood and Spot Luminaires | Standard | FALSE | [9 empty] | 42577 | Dimmable | Continuous Below 10 | No |  | 3.1 | 1197.51 | 78.73 | 15.21 | 13.6 | 0.99 | 4000 | 81.8
PFGKAD3V | Holm | Holm | nBEC-26-SV-L13-K40-FL-XX [Excludes CW Option] | Outdoor Luminaires | Low Output | Architectural Flood and Spot Luminaires | Standard | FALSE | [9 empty] | 42577 | Dimmable | Continuous Below 10 | No |  | 3.1 | 1277.75 | 83.46 | 15.31 | 13.2 | 0.99 | 4000 | 81.3
PECBS3P4 | Holm | Holm | nBEC-26-SV-L13-K40-WF-XX [Excludes CW Option] | Outdoor Luminaires | Low Output | Architectural Flood and Spot Luminaires | Standard | FALSE | [9 empty] | 42577 | Dimmable | Continuous Below 10 | No |  | 3.1 | 1194.84 | 78.04 | 15.31 | 13.2 | 0.99 | 4000 | 81.3
P9B6UXXR | Holm | Holm | dCst-13-[SVUV]-L20-K40-FL-XX [Excludes LS Option] | Outdoor Luminaires | Low Output | Architectural Flood and Spot Luminaires | Standard | FALSE | [9 empty] | 42577 | Dimmable | Continuous Below 10 | No |  | 3.1 | 2057.22 | 85.68 | 24.01 | 10 | 0.99 | 4000 | 80.9
P9SMP5XJ | Holm | Holm | dCst-13-[SVUV]-L20-K40-WF-XX [Excludes LS Option] | Outdoor Luminaires | Low Output | Architectural Flood and Spot Luminaires | Standard | FALSE | [9 empty] | 42577 | Dimmable | Continuous Below 10 | No |  | 3.1 | 1913.3 | 79.69 | 24.01 | 10 | 0.99 | 4000 | 80.9
PV84EGTV | Holm | Holm | nBEC-26-SV-L20-K40-FL-XX [Excludes CW Option] | Outdoor Luminaires | Low Output | Architectural Flood and Spot Luminaires | Standard | FALSE | [9 empty] | 42577 | Dimmable | Continuous Below 10 | No |  | 3.1 | 1932.41 | 81.67 | 23.66 | 10.1 | 0.99 | 4000 | 80.3
PRPJ2W6X | Holm | Holm | nBEC-26-SV-L20-K40-WF-XX [Excludes CW Option] | Outdoor Luminaires | Low Output | Architectural Flood and Spot Luminaires | Standard | FALSE | [9 empty] | 42577 | Dimmable | Continuous Below 10 | No |  | 3.1 | 1807.02 | 76.37 | 23.66 | 10.1 | 0.99 | 4000 | 80.3
PAQ16WQG | Holm | Holm | dCst-13-SV-L13-K40-SP-XX [Excludes LS Option] | Outdoor Luminaires | Low Output | Architectural Flood and Spot Luminaires | Standard | FALSE | [9 empty] | 42577 | Dimmable | Continuous Below 10 | No |  | 3.1 | 1281.91 | 84.28 | 15.21 | 13.6 | 0.99 | 4000 | 81.8
PAPNJPKN | Holm | Holm | nBEC-26-SV-L13-K40-SP-XX [Excludes CW Option] | Outdoor Luminaires | Low Output | Architectural Flood and Spot Luminaires | Standard | FALSE | [9 empty] | 42577 | Dimmable | Continuous Below 10 | No |  | 3.1 | 1293.38 | 84.48 | 15.31 | 13.2 | 0.99 | 4000 | 81.3
PNWP48G9 | Holm | Holm | dCst-13-[SVUV]-L20-K40-SP-XX [Excludes LS Option] | Outdoor Luminaires | Low Output | Architectural Flood and Spot Luminaires | Standard | FALSE | [9 empty] | 42577 | Dimmable | Continuous Below 10 | No |  | 3.1 | 2048.16 | 85.3 | 24.01 | 10 | 0.99 | 4000 | 80.9
PA8EMEN4 | Holm | Holm | nBEC-26-SV-L20-K40-SP-XX [Excludes CW Option] | Outdoor Luminaires | Low Output | Architectural Flood and Spot Luminaires | Standard | FALSE | [9 empty] | 42577 | Dimmable | Continuous Below 10 | No |  | 3.1 | 1956.04 | 82.67 | 23.66 | 10.1 | 0.99 | 4000 | 80.3
PWMXWG74 | Holm | Holm | dCst-13-SV-L13-K35-VW-XX [Excludes LS Option] | Outdoor Luminaires | Low Output | Architectural Flood and Spot Luminaires | Standard | FALSE | [9 empty] | 42577 | Dimmable | Continuous Below 10 | No |  | 3.1 | 1278.04 | 84.03 | 15.21 | 13.6 | 0.99 | 3500 | 81.8
PNKD3VGX | Holm | Holm | dCst-13-SV-L13-K35-WW-XX [Excludes LS Option] | Outdoor Luminaires | Low Output | Architectural Flood and Spot Luminaires | Standard | FALSE | [9 empty] | 42577 | Dimmable | Continuous Below 10 | No |  | 3.1 | 1275.77 | 83.88 | 15.21 | 13.6 | 0.99 | 3500 | 81.8
PCYW5RHG | Holm | Holm | dCst-13-[SVUV]-L20-K35-VW-XX [Excludes LS Option] | Outdoor Luminaires | Low Output | Architectural Flood and Spot Luminaires | Standard | FALSE | [9 empty] | 42577 | Dimmable | Continuous Below 10 | No |  | 3.1 | 2041.96 | 85.05 | 24.01 | 10 | 0.99 | 3500 | 80.9
P48PQTY2 | Holm | Holm | dCst-13-[SVUV]-L20-K35-WW-XX [Excludes LS Option] | Outdoor Luminaires | Low Output | Architectural Flood and Spot Luminaires | Standard | FALSE | [9 empty] | 42577 | Dimmable | Continuous Below 10 | No |  | 3.1 | 2038.35 | 84.9 | 24.01 | 10 | 0.99 | 3500 | 80.9
PHPG232V | Holm | Holm | dCst-13-SV-L13-K35-FL-XX [Excludes LS Option] | Outdoor Luminaires | Low Output | Architectural Flood and Spot Luminaires | Standard | FALSE | [9 empty] | 42577 | Dimmable | Continuous Below 10 | No |  | 3.1 | 1230.5 | 80.9 | 15.21 | 13.6 | 0.99 | 3500 | 81.8
PBDNNB7H | Holm | Holm | dCst-13-SV-L13-K35-WF-XX [Excludes LS Option] | Outdoor Luminaires | Low Output | Architectural Flood and Spot Luminaires | Standard | FALSE | [9 empty] | 42577 | Dimmable | Continuous Below 10 | No |  | 3.1 | 1144.42 | 75.24 | 15.21 | 13.6 | 0.99 | 3500 | 81.8
PHHTUMD4 | Holm | Holm | nBEC-26-SV-L13-K35-FL-XX [Excludes CW Option] | Outdoor Luminaires | Low Output | Architectural Flood and Spot Luminaires | Standard | FALSE | [9 empty] | 42577 | Dimmable | Continuous Below 10 | No |  | 3.1 | 1236.01 | 80.73 | 15.31 | 13.2 | 0.99 | 3500 | 81.3
PE24KXQQ | Holm | Holm | nBEC-26-SV-L13-K35-WF-XX [Excludes CW Option] | Outdoor Luminaires | Low Output | Architectural Flood and Spot Luminaires | Standard | FALSE | [9 empty] | 42577 | Dimmable | Continuous Below 10 | No |  | 3.1 | 1155.82 | 75.49 | 15.31 | 13.2 | 0.99 | 3500 | 81.3
PA34NN5R | Holm | Holm | dCst-13-[SVUV]-L20-K35-FL-XX [Excludes LS Option] | Outdoor Luminaires | Low Output | Architectural Flood and Spot Luminaires | Standard | FALSE | [9 empty] | 42577 | Dimmable | Continuous Below 10 | No |  | 3.1 | 1966.02 | 81.88 | 24.01 | 10 | 0.99 | 3500 | 80.9
P8BFA7ZR | Holm | Holm | dCst-13-[SVUV]-L20-K35-WF-XX [Excludes LS Option] | Outdoor Luminaires | Low Output | Architectural Flood and Spot Luminaires | Standard | FALSE | [9 empty] | 42577 | Dimmable | Continuous Below 10 | No |  | 3.1 | 1828.48 | 76.15 | 24.01 | 10 | 0.99 | 3500 | 80.9
PS77KBW2 | Holm | Holm | nBEC-26-SV-L20-K35-FL-XX [Excludes CW Option] | Outdoor Luminaires | Low Output | Architectural Flood and Spot Luminaires | Standard | FALSE | [9 empty] | 42577 | Dimmable | Continuous Below 10 | No |  | 3.1 | 1869.29 | 79.01 | 23.66 | 10.1 | 0.99 | 3500 | 80.3
P4J6VWRA | Holm | Holm | nBEC-26-SV-L20-K35-WF-XX [Excludes CW Option] | Outdoor Luminaires | Low Output | Architectural Flood and Spot Luminaires | Standard | FALSE | [9 empty] | 42577 | Dimmable | Continuous Below 10 | No |  | 3.1 | 1748 | 73.88 | 23.66 | 10.1 | 0.99 | 3500 | 80.3
PDR81WW4 | Holm | Holm | dCst-13-SV-L13-K35-SP-XX [Excludes LS Option] | Outdoor Luminaires | Low Output | Architectural Flood and Spot Luminaires | Standard | FALSE | [9 empty] | 42577 | Dimmable | Continuous Below 10 | No |  | 3.1 | 1225.08 | 80.54 | 15.21 | 13.6 | 0.99 | 3500 | 81.8
P3H3F12S | Holm | Holm | nBEC-26-SV-L13-K35-SP-XX [Excludes CW Option] | Outdoor Luminaires | Low Output | Architectural Flood and Spot Luminaires | Standard | FALSE | [9 empty] | 42577 | Dimmable | Continuous Below 10 | No |  | 3.1 | 1251.13 | 81.72 | 15.31 | 13.2 | 0.99 | 3500 | 81.3
PEH9GKPE | Holm | Holm | dCst-13-[SVUV]-L20-K35-SP-XX [Excludes LS Option] | Outdoor Luminaires | Low Output | Architectural Flood and Spot Luminaires | Standard | FALSE | [9 empty] | 42577 | Dimmable | Continuous Below 10 | No |  | 3.1 | 1957.35 | 81.52 | 24.01 | 10 | 0.99 | 3500 | 80.9
P93FH514 | Holm | Holm | nBEC-26-SV-L20-K35-SP-XX [Excludes CW Option] | Outdoor Luminaires | Low Output | Architectural Flood and Spot Luminaires | Standard | FALSE | [9 empty] | 42577 | Dimmable | Continuous Below 10 | No |  | 3.1 | 1892.15 | 79.97 | 23.66 | 10.1 | 0.99 | 3500 | 80.3
PEAB51KW | Holm | Holm | dCst-13-SV-L13-K30-VW-XX [Excludes LS Option] | Outdoor Luminaires | Low Output | Architectural Flood and Spot Luminaires | Standard | FALSE | [9 empty] | 42577 | Dimmable | Continuous Below 10 | No |  | 3.1 | 1218.51 | 80.11 | 15.21 | 13.6 | 0.99 | 3000 | 81.8
P15CR5AC | Holm | Holm | dCst-13-SV-L13-K30-WW-XX [Excludes LS Option] | Outdoor Luminaires | Low Output | Architectural Flood and Spot Luminaires | Standard | FALSE | [9 empty] | 42577 | Dimmable | Continuous Below 10 | No |  | 3.1 | 1216.36 | 79.97 | 15.21 | 13.6 | 0.99 | 3000 | 81.8
P7U49UQJ | Holm | Holm | dCst-13-[SVUV]-L20-K30-VW-XX [Excludes LS Option] | Outdoor Luminaires | Low Output | Architectural Flood and Spot Luminaires | Standard | FALSE | [9 empty] | 42577 | Dimmable | Continuous Below 10 | No |  | 3.1 | 1946.86 | 81.09 | 24.01 | 10 | 0.99 | 3000 | 80.9
P1V2XB87 | Holm | Holm | dCst-13-[SVUV]-L20-K30-WW-XX [Excludes LS Option] | Outdoor Luminaires | Low Output | Architectural Flood and Spot Luminaires | Standard | FALSE | [9 empty] | 42577 | Dimmable | Continuous Below 10 | No |  | 3.1 | 1943.41 | 80.94 | 24.01 | 10 | 0.99 | 3000 | 80.9
PNGDYBUG | Holm | Holm | dCst-13-SV-L13-K30-FL-XX [Excludes LS Option] | Outdoor Luminaires | Low Output | Architectural Flood and Spot Luminaires | Standard | FALSE | [9 empty] | 42577 | Dimmable | Continuous Below 10 | No |  | 3.1 | 1173.19 | 77.13 | 15.21 | 13.6 | 0.99 | 3000 | 81.8
PQQWCA45 | Holm | Holm | dCst-13-SV-L13-K30-WF-XX [Excludes LS Option] | Outdoor Luminaires | Low Output | Architectural Flood and Spot Luminaires | Standard | FALSE | [9 empty] | 42577 | Dimmable | Continuous Below 10 | No |  | 3.1 | 1091.12 | 71.74 | 15.21 | 13.6 | 0.99 | 3000 | 81.8
PVT37WYJ | Holm | Holm | nBEC-26-SV-L13-K30-FL-XX [Excludes CW Option] | Outdoor Luminaires | Low Output | Architectural Flood and Spot Luminaires | Standard | FALSE | [9 empty] | 42577 | Dimmable | Continuous Below 10 | No |  | 3.1 | 1194.1 | 77.99 | 15.31 | 13.2 | 0.99 | 3000 | 81.3
P7VJCTRF | Holm | Holm | nBEC-26-SV-L13-K30-WF-XX [Excludes CW Option] | Outdoor Luminaires | Low Output | Architectural Flood and Spot Luminaires | Standard | FALSE | [9 empty] | 42577 | Dimmable | Continuous Below 10 | No |  | 3.1 | 1116.62 | 72.93 | 15.31 | 13.2 | 0.99 | 3000 | 81.3
PBVNY4HP | Holm | Holm | dCst-13-[SVUV]-L20-K30-FL-XX [Excludes LS Option] | Outdoor Luminaires | Low Output | Architectural Flood and Spot Luminaires | Standard | FALSE | [9 empty] | 42577 | Dimmable | Continuous Below 10 | No |  | 3.1 | 1874.45 | 78.07 | 24.01 | 10 | 0.99 | 3000 | 80.9
PTFVQ619 | Holm | Holm | dCst-13-[SVUV]-L20-K30-WF-XX [Excludes LS Option] | Outdoor Luminaires | Low Output | Architectural Flood and Spot Luminaires | Standard | FALSE | [9 empty] | 42577 | Dimmable | Continuous Below 10 | No |  | 3.1 | 1743.32 | 72.61 | 24.01 | 10 | 0.99 | 3000 | 80.9
P6XF98GP | Holm | Holm | nBEC-26-SV-L20-K30-FL-XX [Excludes CW Option] | Outdoor Luminaires | Low Output | Architectural Flood and Spot Luminaires | Standard | FALSE | [9 empty] | 42577 | Dimmable | Continuous Below 10 | No |  | 3.1 | 1805.9 | 76.33 | 23.66 | 10.1 | 0.99 | 3000 | 80.3
P4GQ6MG8 | Holm | Holm | nBEC-26-SV-L20-K30-WF-XX [Excludes CW Option] | Outdoor Luminaires | Low Output | Architectural Flood and Spot Luminaires | Standard | FALSE | [9 empty] | 42577 | Dimmable | Continuous Below 10 | No |  | 3.1 | 1688.73 | 71.37 | 23.66 | 10.1 | 0.99 | 3000 | 80.3
PMQ8W593 | Holm | Holm | dCst-13-SV-L13-K30-SP-XX [Excludes LS Option] | Outdoor Luminaires | Low Output | Architectural Flood and Spot Luminaires | Standard | FALSE | [9 empty] | 42577 | Dimmable | Continuous Below 10 | No |  | 3.1 | 1168.02 | 76.79 | 15.21 | 13.6 | 0.99 | 3000 | 81.8
PJNUTYVH | Holm | Holm | nBEC-26-SV-L13-K30-SP-XX [Excludes CW Option] | Outdoor Luminaires | Low Output | Architectural Flood and Spot Luminaires | Standard | FALSE | [9 empty] | 42577 | Dimmable | Continuous Below 10 | No |  | 3.1 | 1208.71 | 78.95 | 15.31 | 13.2 | 0.99 | 3000 | 81.3
PZ7FGNAY | Holm | Holm | dCst-13-[SVUV]-L20-K30-SP-XX [Excludes LS Option] | Outdoor Luminaires | Low Output | Architectural Flood and Spot Luminaires | Standard | FALSE | [9 empty] | 42577 | Dimmable | Continuous Below 10 | No |  | 3.1 | 1866.19 | 77.73 | 24.01 | 10 | 0.99 | 3000 | 80.9
PZ3NEJKU | Holm | Holm | nBEC-26-SV-L20-K30-SP-XX [Excludes CW Option] | Outdoor Luminaires | Low Output | Architectural Flood and Spot Luminaires | Standard | FALSE | [9 empty] | 42577 | Dimmable | Continuous Below 10 | No |  | 3.1 | 1827.99 | 77.26 | 23.66 | 10.1 | 0.99 | 3000 | 80.3
PJJY29QU | Holm | Holm | dCst-13-SV-L13-K27-VW-XX [Excludes LS Option] | Outdoor Luminaires | Low Output | Architectural Flood and Spot Luminaires | Standard | FALSE | [9 empty] | 42577 | Dimmable | Continuous Below 10 | No |  | 3.1 | 1182.64 | 77.75 | 15.21 | 13.6 | 0.99 | 2700 | 81.8
PX212C7Q | Holm | Holm | dCst-13-SV-L13-K27-WW-XX [Excludes LS Option] | Outdoor Luminaires | Low Output | Architectural Flood and Spot Luminaires | Standard | FALSE | [9 empty] | 42577 | Dimmable | Continuous Below 10 | No |  | 3.1 | 1180.55 | 77.62 | 15.21 | 13.6 | 0.99 | 2700 | 81.8
P5JB77ZY | Holm | Holm | dCst-13-[SVUV]-L20-K27-VW-XX [Excludes LS Option] | Outdoor Luminaires | Low Output | Architectural Flood and Spot Luminaires | Standard | FALSE | [9 empty] | 42577 | Dimmable | Continuous Below 10 | No |  | 3.1 | 1889.55 | 78.7 | 24.01 | 10 | 0.99 | 2700 | 80.9
PD6CDAZB | Holm | Holm | dCst-13-[SVUV]-L20-K27-WW-XX [Excludes LS Option] | Outdoor Luminaires | Low Output | Architectural Flood and Spot Luminaires | Standard | FALSE | [9 empty] | 42577 | Dimmable | Continuous Below 10 | No |  | 3.1 | 1886.2 | 78.56 | 24.01 | 10 | 0.99 | 2700 | 80.9
PMS8V1X4 | Holm | Holm | dCst-13-SV-L13-K27-FL-XX [Excludes LS Option] | Outdoor Luminaires | Low Output | Architectural Flood and Spot Luminaires | Standard | FALSE | [9 empty] | 42577 | Dimmable | Continuous Below 10 | No |  | 3.1 | 1138.66 | 74.86 | 15.21 | 13.6 | 0.99 | 2700 | 81.8
P1KUWZFA | Holm | Holm | nBEC-26-SV-L13-K27-FL-XX [Excludes CW Option] | Outdoor Luminaires | Low Output | Architectural Flood and Spot Luminaires | Standard | FALSE | [9 empty] | 42577 | Dimmable | Continuous Below 10 | No |  | 3.1 | 1168.84 | 76.34 | 15.31 | 13.2 | 0.99 | 2700 | 81.3
PVSMP53P | Holm | Holm | dCst-13-[SVUV]-L20-K27-FL-XX [Excludes LS Option] | Outdoor Luminaires | Low Output | Architectural Flood and Spot Luminaires | Standard | FALSE | [9 empty] | 42577 | Dimmable | Continuous Below 10 | No |  | 3.1 | 1819.27 | 75.77 | 24.01 | 10 | 0.99 | 2700 | 80.9
P6UKE6PT | Holm | Holm | dCst-13-[SVUV]-L20-K27-WF-XX [Excludes LS Option] | Outdoor Luminaires | Low Output | Architectural Flood and Spot Luminaires | Standard | FALSE | [9 empty] | 42577 | Dimmable | Continuous Below 10 | No |  | 3.1 | 1692 | 70.47 | 24.01 | 10 | 0.99 | 2700 | 80.9
P57YNXMV | Holm | Holm | nBEC-26-SV-L20-K27-FL-XX [Excludes CW Option] | Outdoor Luminaires | Low Output | Architectural Flood and Spot Luminaires | Standard | FALSE | [9 empty] | 42577 | Dimmable | Continuous Below 10 | No |  | 3.1 | 1767.7 | 74.71 | 23.66 | 10.1 | 0.99 | 2700 | 80.3
P9A15VGJ | Holm | Holm | dCst-13-SV-L13-K27-SP-XX [Excludes LS Option] | Outdoor Luminaires | Low Output | Architectural Flood and Spot Luminaires | Standard | FALSE | [9 empty] | 42577 | Dimmable | Continuous Below 10 | No |  | 3.1 | 1133.64 | 74.53 | 15.21 | 13.6 | 0.99 | 2700 | 81.8
P55VGWQW | Holm | Holm | nBEC-26-SV-L13-K27-SP-XX [Excludes CW Option] | Outdoor Luminaires | Low Output | Architectural Flood and Spot Luminaires | Standard | FALSE | [9 empty] | 42577 | Dimmable | Continuous Below 10 | No |  | 3.1 | 1183.13 | 77.28 | 15.31 | 13.2 | 0.99 | 2700 | 81.3
PXJD1PFA | Holm | Holm | dCst-13-[SVUV]-L20-K27-SP-XX [Excludes LS Option] | Outdoor Luminaires | Low Output | Architectural Flood and Spot Luminaires | Standard | FALSE | [9 empty] | 42577 | Dimmable | Continuous Below 10 | No |  | 3.1 | 1811.25 | 75.44 | 24.01 | 10 | 0.99 | 2700 | 80.9
PXSE1D7T | Holm | Holm | nBEC-26-SV-L20-K27-SP-XX [Excludes CW Option] | Outdoor Luminaires | Low Output | Architectural Flood and Spot Luminaires | Standard | FALSE | [9 empty] | 42577 | Dimmable | Continuous Below 10 | No |  | 3.1 | 1789.31 | 75.63 | 23.66 | 10.1 | 0.99 | 2700 | 80.3
PR1F1314 | Lumisave Industrial LED Technologies Ltd. | Lumisave | LS-FL290-40W-MV-LXF-DD-EE-FF | Outdoor Luminaires | Low Output | Architectural Flood and Spot Luminaires | Standard | TRUE | 2635 | 67.3 | 38.92 | 8.26 | 0.992 | 5258 | 74.1 | 5 | 50000 | 42576 |  |  | No |  | 3.1 | 2635 | 67.3 | 39.18 | 8.26 | 0.99 | 5258 | 74.1
PQTA23AY | Lumisave Industrial LED Technologies Ltd. | Lumisave | LS-FL390-150W-HV-LXF-DD-EE-FF | Outdoor Luminaires | High Output | Architectural Flood and Spot Luminaires | Standard | TRUE | 12504.7 | 88.5 | 141.27 | 15.28 | 0.923 | 5265 | 74.9 | 5 | 50000 | 42576 |  |  | No |  | 3.1 | 12504.7 | 88.5 | 141.27 | 8.34 | 0.98 | 5265 | 74.9
P1TJZGYA | Dialight | DuroSite Floodlight | FLX266XC2NP | Outdoor Luminaires | High Output | Architectural Flood and Spot Luminaires | Standard | TRUE | 10252 | 97.45 | 105.2 | 8.294 | 0.92 | 4842 | 71.7 | 10 | 100000 | 42576 |  |  | No |  | 3.1 | 10250 | 94 | 109 | 20 | 0.9 | 5000 | 70
PXCHSAC7 | CEA GROUP INTERNATIONAL CO.LTD | CEA/EAEC | CSFL-20[BLANKA](2700K) | Outdoor Luminaires | Low Output | Architectural Flood and Spot Luminaires | Standard | TRUE | 1698 | 88.76 | 19.13 | 13.3 | 0.9082 | 2792 | 79.9 | 5 | 50000 | 42576 |  |  | No |  | 4 | 1698 | 88.76 | 19.13 | 13.3 | 0.9082 | 2700 | 79.9
PYUPAVTR | CEA GROUP INTERNATIONAL CO.LTD | CEA/EAEC | CSFL-30[BLANKA](2700K) | Outdoor Luminaires | Low Output | Architectural Flood and Spot Luminaires | Standard | TRUE | 2670.7 | 89.1 | 29.97 | 13.09 | 0.9073 | 2748 | 80.2 | 5 | 50000 | 42576 |  |  | No |  | 4 | 2670.7 | 89.1 | 29.97 | 13.09 | 0.9073 | 2700 | 80.2
P74UJC1H | DONGGUAN THAILIGHT SEMICONDUCTOR LIGHTING CO.LTD. | Thailight | TLFLG28XYYZZ-60(3000K) | Outdoor Luminaires | Low Output | Architectural Flood and Spot Luminaires | Standard | TRUE | 2769.8 | 106.8 | 25.94 | 20.98 | 0.9071 | 3080 | 83.3 | 5 | 50000 | 42576 |  |  | No |  | 4 | 3200 | 114.3 | 28 | 20.98 | 0.9071 | 3000 | 80
PHX9Y76N | CEA GROUP INTERNATIONAL CO.LTD | CEA/EAEC | CSFL-50[BLANKA](2700K) | Outdoor Luminaires | Low Output | Architectural Flood and Spot Luminaires | Standard | TRUE | 4163.6 | 87.73 | 47.46 | 13.22 | 0.9043 | 2788 | 80.1 | 5 | 50000 | 42576 |  |  | No |  | 4 | 4163.6 | 87.73 | 47.46 | 13.22 | 0.9043 | 2700 | 80.1
PAYYJMA4 | CEA GROUP INTERNATIONAL CO.LTD | CEA/EAEC | CSFL-10[BLANKA](2700K) | Outdoor Luminaires | Low Output | Architectural Flood and Spot Luminaires | Standard | TRUE | 909.3 | 87.52 | 10.39 | 13.3 | 0.9017 | 2795 | 80 | 5 | 50000 | 42576 |  |  | No |  | 4 | 909.3 | 87.52 | 10.39 | 13.3 | 0.9017 | 2700 | 80
PNHH3511 | DONGGUAN THAILIGHT SEMICONDUCTOR LIGHTING CO.LTD. | Thailight | TLFLG15XYYZZ-60(3000K) | Outdoor Luminaires | Low Output | Architectural Flood and Spot Luminaires | Standard | TRUE | 1539.2 | 107 | 14.39 | 14.74 | 0.9 | 3067 | 83.4 | 5 | 50000 | 42576 |  |  | No |  | 4 | 1700 | 113.3 | 15 | 17.4 | 0.9 | 3000 | 80
PDZ3TBWY | DONGGUAN THAILIGHT SEMICONDUCTOR LIGHTING CO.LTD. | Thailight | TLFLG15XYYZZ-30(3000K) | Outdoor Luminaires | Low Output | Architectural Flood and Spot Luminaires | Standard | TRUE | 1536 | 106.5 | 14.42 | 17.62 | 0.8994 | 3088 | 83.5 | 5 | 50000 | 42576 |  |  | No |  | 4 | 1700 | 113.3 | 15 | 17.62 | 0.8994 | 3000 | 80
P6D8D8A1 | Lumisave Industrial LED Technologies Ltd. | Lumisave | LS-FL390-150W-HV-LT-DD-EE-FF | Outdoor Luminaires | High Output | Architectural Flood and Spot Luminaires | Standard | FALSE | [9 empty] | 42576 |  |  | No |  | 3.1 | 17985.12 | 127.31 | 141.27 | 8.34 | 0.98 | 5265 | 74.9
P6E8U38C | Lumisave Industrial LED Technologies Ltd. | Lumisave | LS-FL390-150W-HV-LX-DD-EE-FF | Outdoor Luminaires | High Output | Architectural Flood and Spot Luminaires | Standard | FALSE | [9 empty] | 42576 |  |  | No |  | 3.1 | 17332.74 | 122.69 | 141.27 | 8.34 | 0.98 | 5265 | 74.9
P7ZY9CG4 | Lumisave Industrial LED Technologies Ltd. | Lumisave | LS-FL390-150W-HV-LTF-DD-EE-FF | Outdoor Luminaires | High Output | Architectural Flood and Spot Luminaires | Standard | FALSE | [9 empty] | 42576 |  |  | No |  | 3.1 | 15062.63 | 106.62 | 141.27 | 8.34 | 0.98 | 5265 | 74.9
PQ2HXAB4 | Lumisave Industrial LED Technologies Ltd. | Lumisave | LS-FL390-150W-MV-LT-DD-EE-FF | Outdoor Luminaires | High Output | Architectural Flood and Spot Luminaires | Standard | FALSE | [9 empty] | 42576 |  |  | No |  | 3.1 | 18935.53 | 130.32 | 145.3 | 7.42 | 0.99 | 5261 | 75.1
PD1M4MYR | Lumisave Industrial LED Technologies Ltd. | Lumisave | LS-FL390-150W-MV-LX-DD-EE-FF | Outdoor Luminaires | High Output | Architectural Flood and Spot Luminaires | Standard | FALSE | [9 empty] | 42576 |  |  | No |  | 3.1 | 18248.67 | 125.59 | 145.3 | 7.42 | 0.99 | 5261 | 75.1
P8XKWH55 | Lumisave Industrial LED Technologies Ltd. | Lumisave | LS-FL390-150W-MV-LTF-DD-EE-FF | Outdoor Luminaires | High Output | Architectural Flood and Spot Luminaires | Standard | FALSE | [9 empty] | 42576 |  |  | No |  | 3.1 | 15858.6 | 109.14 | 145.3 | 7.42 | 0.99 | 5261 | 75.1
P238CHG5 | Lumisave Industrial LED Technologies Ltd. | Lumisave | LS-FL390-150W-MV-LXF-DD-EE-FF | Outdoor Luminaires | High Output | Architectural Flood and Spot Luminaires | Standard | FALSE | [9 empty] | 42576 |  |  | No |  | 3.1 | 13165.5 | 90.6 | 145.3 | 7.42 | 0.99 | 5261 | 75.1
PHH4RGYT | Lumisave Industrial LED Technologies Ltd. | Lumisave | LS-FL290-40W-MV-LX-DD-EE-FF | Outdoor Luminaires | Low Output | Architectural Flood and Spot Luminaires | Standard | FALSE | [9 empty] | 42576 |  |  | No |  | 3.1 | 3379.41 | 86.25 | 39.18 | 8.26 | 0.99 | 5258 | 74.1
PA16T3B3 | Lumisave Industrial LED Technologies Ltd. | Lumisave | LS-FL290-40W-MV-LT-DD-EE-FF | Outdoor Luminaires | Low Output | Architectural Flood and Spot Luminaires | Standard | FALSE | [9 empty] | 42576 |  |  | No |  | 3.1 | 3208.52 | 81.89 | 39.18 | 8.26 | 0.99 | 5258 | 74.1
P97N1AZ9 | Lumisave Industrial LED Technologies Ltd. | Lumisave | LS-FL290-40W-MV-LTF-DD-EE-FF | Outdoor Luminaires | Low Output | Architectural Flood and Spot Luminaires | Standard | FALSE | [9 empty] | 42576 |  |  | No |  | 3.1 | 2944.78 | 75.16 | 39.18 | 8.26 | 0.99 | 5258 | 74.1
PPUTVX9D | Lumisave Industrial LED Technologies Ltd. | Lumisave | LS-FL290-50W-HV-LX-DD-EE-FF | Outdoor Luminaires | Mid Output | Architectural Flood and Spot Luminaires | Standard | FALSE | [9 empty] | 42576 |  |  | No |  | 3.1 | 5122.2 | 103.63 | 49.43 | 9.57 | 0.97 | 5150 | 74.2
P13GZ454 | Lumisave Industrial LED Technologies Ltd. | Lumisave | LS-FL290-50W-HV-LT-DD-EE-FF | Outdoor Luminaires | Low Output | Architectural Flood and Spot Luminaires | Standard | FALSE | [9 empty] | 42576 |  |  | No |  | 3.1 | 4863.19 | 98.39 | 49.43 | 9.57 | 0.97 | 5150 | 74.2
PDA6TYBU | Lumisave Industrial LED Technologies Ltd. | Lumisave | LS-FL290-50W-HV-LTF-DD-EE-FF | Outdoor Luminaires | Low Output | Architectural Flood and Spot Luminaires | Standard | FALSE | [9 empty] | 42576 |  |  | No |  | 3.1 | 4463.44 | 90.3 | 49.43 | 9.57 | 0.97 | 5150 | 74.2
PJZEENFP | Lumisave Industrial LED Technologies Ltd. | Lumisave | LS-FL290-50W-HV-LXF-DD-EE-FF | Outdoor Luminaires | Low Output | Architectural Flood and Spot Luminaires | Standard | FALSE | [9 empty] | 42576 |  |  | No |  | 3.1 | 3993.9 | 80.8 | 49.43 | 9.57 | 0.97 | 5150 | 74.2
PGGUMVRN | Lumisave Industrial LED Technologies Ltd. | Lumisave | LS-FL290-40W-HV-LX-DD-EE-FF | Outdoor Luminaires | Low Output | Architectural Flood and Spot Luminaires | Standard | FALSE | [9 empty] | 42576 |  |  | No |  | 3.1 | 3800.07 | 93.81 | 40.51 | 8.91 | 0.95 | 5146 | 73.9
PWXBE71Y | Lumisave Industrial LED Technologies Ltd. | Lumisave | LS-FL290-40W-HV-LT-DD-EE-FF | Outdoor Luminaires | Low Output | Architectural Flood and Spot Luminaires | Standard | FALSE | [9 empty] | 42576 |  |  | No |  | 3.1 | 3607.91 | 89.06 | 40.51 | 8.91 | 0.95 | 5146 | 73.9
PMRGCDCR | Lumisave Industrial LED Technologies Ltd. | Lumisave | LS-FL290-40W-HV-LTF-DD-EE-FF | Outdoor Luminaires | Low Output | Architectural Flood and Spot Luminaires | Standard | FALSE | [9 empty] | 42576 |  |  | No |  | 3.1 | 3311.34 | 81.74 | 40.51 | 8.91 | 0.95 | 5146 | 73.9
P517HHRW | Lumisave Industrial LED Technologies Ltd. | Lumisave | LS-FL290-40W-HV-LXF-DD-EE-FF | Outdoor Luminaires | Low Output | Architectural Flood and Spot Luminaires | Standard | FALSE | [9 empty] | 42576 |  |  | No |  | 3.1 | 2963 | 73.1 | 40.51 | 8.91 | 0.95 | 5146 | 73.9
PT7H8H74 | Lumisave Industrial LED Technologies Ltd. | Lumisave | LS-FL290-50W-MV-LX-DD-EE-FF | Outdoor Luminaires | Mid Output | Architectural Flood and Spot Luminaires | Standard | FALSE | [9 empty] | 42576 |  |  | No |  | 3.1 | 5023.84 | 103.43 | 48.57 | 6.5 | 0.99 | 5145 | 74.1
PTMFGWQP | Lumisave Industrial LED Technologies Ltd. | Lumisave | LS-FL290-50W-MV-LT-DD-EE-FF | Outdoor Luminaires | Low Output | Architectural Flood and Spot Luminaires | Standard | FALSE | [9 empty] | 42576 |  |  | No |  | 3.1 | 4769.8 | 98.2 | 48.57 | 6.5 | 0.99 | 5145 | 74.1
PJMVC9MU | Lumisave Industrial LED Technologies Ltd. | Lumisave | LS-FL290-50W-MV-LTF-DD-EE-FF | Outdoor Luminaires | Low Output | Architectural Flood and Spot Luminaires | Standard | FALSE | [9 empty] | 42576 |  |  | No |  | 3.1 | 4377.72 | 90.13 | 48.57 | 6.5 | 0.99 | 5145 | 74.1
P44A3A4N | Lumisave Industrial LED Technologies Ltd. | Lumisave | LS-FL290-50W-MV-LXF-DD-EE-FF | Outdoor Luminaires | Low Output | Architectural Flood and Spot Luminaires | Standard | FALSE | [9 empty] | 42576 |  |  | No |  | 3.1 | 3917.2 | 80.7 | 48.57 | 6.5 | 0.99 | 5145 | 74.1
PZBN15F6 | Lumisave Industrial LED Technologies Ltd. | Lumisave | LS-FL395-150W-HV-LX-DD-EE-FF | Outdoor Luminaires | High Output | Architectural Flood and Spot Luminaires | Standard | FALSE | [9 empty] | 42576 |  |  | No |  | 3.1 | 16678 | 114.1 | 146.18 | 13.46 | 0.96 | 5059 | 72.9
PW4SSMVJ | Lumisave Industrial LED Technologies Ltd. | Lumisave | LS-FL395-150W-MV-LX-DD-EE-FF | Outdoor Luminaires | High Output | Architectural Flood and Spot Luminaires | Standard | FALSE | [9 empty] | 42576 |  |  | No |  | 3.1 | 16093.6 | 110.4 | 145.71 | 9.62 | 0.99 | 5059 | 72.9
PRYDB294 | Lumisave Industrial LED Technologies Ltd. | Lumisave | LS-FL370-70W-HV-LX-DD-EE-FF (347Vac Only) | Outdoor Luminaires | Mid Output | Architectural Flood and Spot Luminaires | Standard | FALSE | [9 empty] | 42576 |  |  | No |  | 3.1 | 7584.86 | 111.51 | 68.02 | 15.57 | 0.94 | 5018 | 73.8
PFXQ3QWR | Lumisave Industrial LED Technologies Ltd. | Lumisave | LS-FL370-70W-HV-LT-DD-EE-FF (347Vac Only) | Outdoor Luminaires | Mid Output | Architectural Flood and Spot Luminaires | Standard | FALSE | [9 empty] | 42576 |  |  | No |  | 3.1 | 7538.51 | 110.83 | 68.02 | 15.57 | 0.94 | 5018 | 73.8
PEY8MADB | Lumisave Industrial LED Technologies Ltd. | Lumisave | LS-FL370-70W-HV-LTF-DD-EE-FF (347Vac Only) | Outdoor Luminaires | Mid Output | Architectural Flood and Spot Luminaires | Standard | FALSE | [9 empty] | 42576 |  |  | No |  | 3.1 | 5804.07 | 85.33 | 68.02 | 15.57 | 0.94 | 5018 | 73.8
PACRM37B | Lumisave Industrial LED Technologies Ltd. | Lumisave | LS-FL370-70W-HV-LXF-DD-EE-FF (347Vac Only) | Outdoor Luminaires | Mid Output | Architectural Flood and Spot Luminaires | Standard | FALSE | [9 empty] | 42576 |  |  | No |  | 3.1 | 5617.7 | 82.6 | 68.02 | 15.57 | 0.94 | 5018 | 73.8
PYN4CPYK | Lumisave Industrial LED Technologies Ltd. | Lumisave | LS-FL360-80W-MV-LT-DD-EE-FF (120Vac Only) | Outdoor Luminaires | Mid Output | Architectural Flood and Spot Luminaires | Standard | FALSE | [9 empty] | 42576 |  |  | No |  | 3.1 | 8412.61 | 109.01 | 77.17 | 18.21 | 0.98 | 5012 | 74.3
PD3UDF5T | Lumisave Industrial LED Technologies Ltd. | Lumisave | LS-FL360-80W-MV-LX-DD-EE-FF (120Vac Only) | Outdoor Luminaires | Mid Output | Architectural Flood and Spot Luminaires | Standard | FALSE | [9 empty] | 42576 |  |  | No |  | 3.1 | 8222.7 | 106.55 | 77.17 | 18.21 | 0.98 | 5012 | 74.3
PNHUH2B8 | Lumisave Industrial LED Technologies Ltd. | Lumisave | LS-FL360-80W-MV-LTF-DD-EE-FF (120Vac Only) | Outdoor Luminaires | Mid Output | Architectural Flood and Spot Luminaires | Standard | FALSE | [9 empty] | 42576 |  |  | No |  | 3.1 | 6080.12 | 78.79 | 77.17 | 18.21 | 0.98 | 5012 | 74.3
PYJXYD46 | Lumisave Industrial LED Technologies Ltd. | Lumisave | LS-FL360-80W-MV-LXF-DD-EE-FF (120Vac Only) | Outdoor Luminaires | Mid Output | Architectural Flood and Spot Luminaires | Standard | FALSE | [9 empty] | 42576 |  |  | No |  | 3.1 | 5850.3 | 75.8 | 77.17 | 18.21 | 0.98 | 5012 | 74.3
P5GGXWJZ | Lumisave Industrial LED Technologies Ltd. | Lumisave | LS-FL370-70W-MV-LX-DD-EE-FF | Outdoor Luminaires | Mid Output | Architectural Flood and Spot Luminaires | Standard | FALSE | [9 empty] | 42576 |  |  | No |  | 3.1 | 8054.85 | 114.58 | 70.3 | 10.74 | 0.99 | 4924 | 73.2
P6D5JQA5 | Lumisave Industrial LED Technologies Ltd. | Lumisave | LS-FL370-70W-MV-LT-DD-EE-FF | Outdoor Luminaires | Mid Output | Architectural Flood and Spot Luminaires | Standard | FALSE | [9 empty] | 42576 |  |  | No |  | 3.1 | 8005.63 | 113.88 | 70.3 | 10.74 | 0.99 | 4924 | 73.2
PAVCCB5M | Lumisave Industrial LED Technologies Ltd. | Lumisave | LS-FL370-70W-MV-LTF-DD-EE-FF | Outdoor Luminaires | Mid Output | Architectural Flood and Spot Luminaires | Standard | FALSE | [9 empty] | 42576 |  |  | No |  | 3.1 | 6163.72 | 87.68 | 70.3 | 10.74 | 0.99 | 4924 | 73.2
PBM5ADCT | Lumisave Industrial LED Technologies Ltd. | Lumisave | LS-FL370-70W-MV-LXF-DD-EE-FF | Outdoor Luminaires | Mid Output | Architectural Flood and Spot Luminaires | Standard | FALSE | [9 empty] | 42576 |  |  | No |  | 3.1 | 5965.8 | 85.2 | 70.3 | 10.74 | 0.99 | 4924 | 73.2
P3YX9QKT | Lumisave Industrial LED Technologies Ltd. | Lumisave | LS-FL360-60W-MV-LT-DD-EE-FF (120Vac Only) | Outdoor Luminaires | Mid Output | Architectural Flood and Spot Luminaires | Standard | FALSE | [9 empty] | 42576 |  |  | No |  | 3.1 | 6363.06 | 110.8 | 57.43 | 13.09 | 0.99 | 4898 | 73.2
PGD462RE | Lumisave Industrial LED Technologies Ltd. | Lumisave | LS-FL360-60W-MV-LX-DD-EE-FF (120Vac Only) | Outdoor Luminaires | Mid Output | Architectural Flood and Spot Luminaires | Standard | FALSE | [9 empty] | 42576 |  |  | No |  | 3.1 | 6219.41 | 108.3 | 57.43 | 13.09 | 0.99 | 4898 | 73.2
PUPPES1E | Lumisave Industrial LED Technologies Ltd. | Lumisave | LS-FL360-60W-MV-LTF-DD-EE-FF (120Vac Only) | Outdoor Luminaires | Low Output | Architectural Flood and Spot Luminaires | Standard | FALSE | [9 empty] | 42576 |  |  | No |  | 3.1 | 4598.83 | 80.08 | 57.43 | 13.09 | 0.99 | 4898 | 73.2
PTR1AT4H | Lumisave Industrial LED Technologies Ltd. | Lumisave | LS-FL360-60W-MV-LXF-DD-EE-FF (120Vac Only) | Outdoor Luminaires | Low Output | Architectural Flood and Spot Luminaires | Standard | FALSE | [9 empty] | 42576 |  |  | No |  | 3.1 | 4425 | 77.1 | 57.43 | 13.09 | 0.99 | 4898 | 73.2
PZ7CXCPM | Lumisave Industrial LED Technologies Ltd. | Lumisave | LS-FL375-80W-MV-LX-DD-EE-FF | Outdoor Luminaires | Mid Output | Architectural Flood and Spot Luminaires | Standard | FALSE | [9 empty] | 42576 |  |  | No |  | 3.1 | 8259.2 | 104.3 | 79.17 | 9.89 | 0.99 | 4895 | 72.1
PB7PKEKK | Lumisave Industrial LED Technologies Ltd. | Lumisave | LS-FL375-80W-HV-LX-DD-EE-FF | Outdoor Luminaires | Mid Output | Architectural Flood and Spot Luminaires | Standard | FALSE | [9 empty] | 42576 |  |  | No |  | 3.1 | 7959.8 | 102.2 | 77.87 | 13.09 | 0.96 | 4893 | 72.3
PFBD6KJ6 | CEA GROUP INTERNATIONAL CO.LTD | CEA/EAEC | CSFL-50[BLANKA](5700K) | Outdoor Luminaires | Low Output | Architectural Flood and Spot Luminaires | Standard | FALSE | [9 empty] | 42576 |  |  | No |  | 4 | 4405 | 91.44 | 48.17 | 13.67 | 0.9055 | 5700 | 85.5
PNNA51BV | CEA GROUP INTERNATIONAL CO.LTD | CEA/EAEC | CSFL-30[BLANKA](5700K) | Outdoor Luminaires | Low Output | Architectural Flood and Spot Luminaires | Standard | FALSE | [9 empty] | 42576 |  |  | No |  | 4 | 2836 | 93.75 | 30.25 | 13.71 | 0.9088 | 5700 | 85.3
PWDHBTTE | CEA GROUP INTERNATIONAL CO.LTD | CEA/EAEC | CSFL-10[BLANKA](5700K) | Outdoor Luminaires | Low Output | Architectural Flood and Spot Luminaires | Standard | FALSE | [9 empty] | 42576 |  |  | No |  | 4 | 963.2 | 92.88 | 10.37 | 13.24 | 0.9015 | 5700 | 85.2
PXBT4JD1 | CEA GROUP INTERNATIONAL CO.LTD | CEA/EAEC | CSFL-20[BLANKA](5700K) | Outdoor Luminaires | Low Output | Architectural Flood and Spot Luminaires | Standard | FALSE | [9 empty] | 42576 |  |  | No |  | 4 | 1798 | 92.78 | 19.38 | 13.24 | 0.9074 | 5700 | 84.8
PFJQSAA9 | CEA GROUP INTERNATIONAL CO.LTD | CEA/EAEC | CSFL-30[BLANKA](5000K) | Outdoor Luminaires | Low Output | Architectural Flood and Spot Luminaires | Standard | FALSE | [9 empty] | 42576 |  |  | No |  | 4 | 2810 | 93.32 | 30.11 | 13.09 | 0.9073 | 5000 | 80.2
PGJX4G1C | CEA GROUP INTERNATIONAL CO.LTD | CEA/EAEC | CSFL-50[BLANKA](5000K) | Outdoor Luminaires | Low Output | Architectural Flood and Spot Luminaires | Standard | FALSE | [9 empty] | 42576 |  |  | No |  | 4 | 4364 | 91.28 | 47.81 | 13.22 | 0.9043 | 5000 | 80.1
P6TAYV57 | CEA GROUP INTERNATIONAL CO.LTD | CEA/EAEC | CSFL-10[BLANKA](5000K) | Outdoor Luminaires | Low Output | Architectural Flood and Spot Luminaires | Standard | FALSE | [9 empty] | 42576 |  |  | No |  | 4 | 954.2 | 91.93 | 10.38 | 13.3 | 0.9017 | 5000 | 80
PZYQBURC | CEA GROUP INTERNATIONAL CO.LTD | CEA/EAEC | CSFL-20[BLANKA](5000K) | Outdoor Luminaires | Low Output | Architectural Flood and Spot Luminaires | Standard | FALSE | [9 empty] | 42576 |  |  | No |  | 4 | 1781 | 92.51 | 19.26 | 13.3 | 0.9082 | 5000 | 79.9
PP4JM2CC | CEA GROUP INTERNATIONAL CO.LTD | CEA/EAEC | CSFL-30[BLANKA](4500K) | Outdoor Luminaires | Low Output | Architectural Flood and Spot Luminaires | Standard | FALSE | [9 empty] | 42576 |  |  | No |  | 4 | 2782 | 92.39 | 30.11 | 13.09 | 0.9073 | 4500 | 80.2
PDK3SNFF | CEA GROUP INTERNATIONAL CO.LTD | CEA/EAEC | CSFL-50[BLANKA](4500K) | Outdoor Luminaires | Low Output | Architectural Flood and Spot Luminaires | Standard | FALSE | [9 empty] | 42576 |  |  | No |  | 4 | 4324 | 90.44 | 47.81 | 13.22 | 0.9043 | 4500 | 80.1
PQ266BWP | CEA GROUP INTERNATIONAL CO.LTD | CEA/EAEC | CSFL-10[BLANKA](4500K) | Outdoor Luminaires | Low Output | Architectural Flood and Spot Luminaires | Standard | FALSE | [9 empty] | 42576 |  |  | No |  | 4 | 945.2 | 91.06 | 10.38 | 13.3 | 0.9017 | 4500 | 80
P1VJX2C2 | CEA GROUP INTERNATIONAL CO.LTD | CEA/EAEC | CSFL-20[BLANKA](4500K) | Outdoor Luminaires | Low Output | Architectural Flood and Spot Luminaires | Standard | FALSE | [9 empty] | 42576 |  |  | No |  | 4 | 1765 | 91.65 | 19.26 | 13.3 | 0.9082 | 4500 | 79.9
PMRKXGQ1 | CEA GROUP INTERNATIONAL CO.LTD | CEA/EAEC | CSFL-30[BLANKA](4000K) | Outdoor Luminaires | Low Output | Architectural Flood and Spot Luminaires | Standard | FALSE | [9 empty] | 42576 |  |  | No |  | 4 | 2754 | 91.46 | 30.11 | 13.09 | 0.9073 | 4000 | 80.2
P4YTXCD9 | CEA GROUP INTERNATIONAL CO.LTD | CEA/EAEC | CSFL-50[BLANKA](4000K) | Outdoor Luminaires | Low Output | Architectural Flood and Spot Luminaires | Standard | FALSE | [9 empty] | 42576 |  |  | No |  | 4 | 4284 | 89.6 | 47.81 | 13.22 | 0.9043 | 4000 | 80.1
PC43KFKH | CEA GROUP INTERNATIONAL CO.LTD | CEA/EAEC | CSFL-10[BLANKA](4000K) | Outdoor Luminaires | Low Output | Architectural Flood and Spot Luminaires | Standard | FALSE | [9 empty] | 42576 |  |  | No |  | 4 | 936.3 | 90.2 | 10.38 | 13.3 | 0.9017 | 4000 | 80
P9T4SRUS | CEA GROUP INTERNATIONAL CO.LTD | CEA/EAEC | CSFL-20[BLANKA](4000K) | Outdoor Luminaires | Low Output | Architectural Flood and Spot Luminaires | Standard | FALSE | [9 empty] | 42576 |  |  | No |  | 4 | 1748 | 90.78 | 19.26 | 13.3 | 0.9082 | 4000 | 79.9
PEDCAXCC | CEA GROUP INTERNATIONAL CO.LTD | CEA/EAEC | CSFL-30[BLANKA](3500K) | Outdoor Luminaires | Low Output | Architectural Flood and Spot Luminaires | Standard | FALSE | [9 empty] | 42576 |  |  | No |  | 4 | 2726 | 90.53 | 30.11 | 13.09 | 0.9073 | 3500 | 80.2
PRQFGR99 | CEA GROUP INTERNATIONAL CO.LTD | CEA/EAEC | CSFL-50[BLANKA](3500K) | Outdoor Luminaires | Low Output | Architectural Flood and Spot Luminaires | Standard | FALSE | [9 empty] | 42576 |  |  | No |  | 4 | 4244 | 88.77 | 47.81 | 13.22 | 0.9043 | 3500 | 80.1
PCSTSBKR | CEA GROUP INTERNATIONAL CO.LTD | CEA/EAEC | CSFL-10[BLANKA](3500K) | Outdoor Luminaires | Low Output | Architectural Flood and Spot Luminaires | Standard | FALSE | [9 empty] | 42576 |  |  | No |  | 4 | 927.3 | 89.33 | 10.38 | 13.3 | 0.9017 | 3500 | 80
P52TBGUF | CEA GROUP INTERNATIONAL CO.LTD | CEA/EAEC | CSFL-20[BLANKA](3500K) | Outdoor Luminaires | Low Output | Architectural Flood and Spot Luminaires | Standard | FALSE | [9 empty] | 42576 |  |  | No |  | 4 | 1731 | 89.92 | 19.26 | 13.3 | 0.9082 | 3500 | 79.9
PDKZS9TB | CEA GROUP INTERNATIONAL CO.LTD | CEA/EAEC | CSFL-30[BLANKA](3000K) | Outdoor Luminaires | Low Output | Architectural Flood and Spot Luminaires | Standard | FALSE | [9 empty] | 42576 |  |  | No |  | 4 | 2698 | 89.63 | 30.11 | 13.09 | 0.9073 | 3000 | 80.2
PCDNPDZZ | CEA GROUP INTERNATIONAL CO.LTD | CEA/EAEC | CSFL-50[BLANKA](3000K) | Outdoor Luminaires | Low Output | Architectural Flood and Spot Luminaires | Standard | FALSE | [9 empty] | 42576 |  |  | No |  | 4 | 4204 | 87.93 | 47.81 | 13.22 | 0.9043 | 3000 | 80.1
PHXYPD37 | CEA GROUP INTERNATIONAL CO.LTD | CEA/EAEC | CSFL-10[BLANKA](3000K) | Outdoor Luminaires | Low Output | Architectural Flood and Spot Luminaires | Standard | FALSE | [9 empty] | 42576 |  |  | No |  | 4 | 918.3 | 88.47 | 10.38 | 13.3 | 0.9017 | 3000 | 80
P458E1W4 | CEA GROUP INTERNATIONAL CO.LTD | CEA/EAEC | CSFL-20[BLANKA](3000K) | Outdoor Luminaires | Low Output | Architectural Flood and Spot Luminaires | Standard | FALSE | [9 empty] | 42576 |  |  | No |  | 4 | 1715 | 89.05 | 19.26 | 13.3 | 0.9082 | 3000 | 79.9
PWY7YESB | DONGGUAN THAILIGHT SEMICONDUCTOR LIGHTING CO.LTD. | Thailight | TLFLG28XYYZZ-60(5000K) | Outdoor Luminaires | Low Output | Architectural Flood and Spot Luminaires | Standard | FALSE | [9 empty] | 42576 |  |  | No |  | 4 | 3200 | 114.3 | 28 | 20.98 | 0.9071 | 5000 | 80
PY7M2DF8 | DONGGUAN THAILIGHT SEMICONDUCTOR LIGHTING CO.LTD. | Thailight | TLFLG15XYYZZ-30(5000K) | Outdoor Luminaires | Low Output | Architectural Flood and Spot Luminaires | Standard | FALSE | [9 empty] | 42576 |  |  | No |  | 4 | 1700 | 113.3 | 15 | 17.62 | 0.8994 | 5000 | 80
PK9XJWPB | DONGGUAN THAILIGHT SEMICONDUCTOR LIGHTING CO.LTD. | Thailight | TLFLG15XYYZZ-60(5000K) | Outdoor Luminaires | Low Output | Architectural Flood and Spot Luminaires | Standard | FALSE | [9 empty] | 42576 |  |  | No |  | 4 | 1700 | 113.3 | 15 | 17.4 | 0.9 | 5000 | 80
P8GW1553 | DONGGUAN THAILIGHT SEMICONDUCTOR LIGHTING CO.LTD. | Thailight | TLFLG28XYYZZ-60(4000K) | Outdoor Luminaires | Low Output | Architectural Flood and Spot Luminaires | Standard | FALSE | [9 empty] | 42576 |  |  | No |  | 4 | 3200 | 114.3 | 28 | 20.98 | 0.9071 | 4000 | 80
PVK48534 | DONGGUAN THAILIGHT SEMICONDUCTOR LIGHTING CO.LTD. | Thailight | TLFLG15XYYZZ-30(4000K) | Outdoor Luminaires | Low Output | Architectural Flood and Spot Luminaires | Standard | FALSE | [9 empty] | 42576 |  |  | No |  | 4 | 1700 | 113.3 | 15 | 17.62 | 0.8994 | 4000 | 80
PVFE1WGP | DONGGUAN THAILIGHT SEMICONDUCTOR LIGHTING CO.LTD. | Thailight | TLFLG15XYYZZ-60(4000K) | Outdoor Luminaires | Low Output | Architectural Flood and Spot Luminaires | Standard | FALSE | [9 empty] | 42576 |  |  | No |  | 4 | 1700 | 113.3 | 15 | 17.4 | 0.9 | 4000 | 80
P7PGM2EA | Eaton (formerly Cooper Lighting) | Ephesus | AF-350W-5-40 | Outdoor Luminaires | Very High Output | Architectural Flood and Spot Luminaires | Standard | TRUE | 40784 | 111.1 | 367 | 11.85 | 0.972 | 3712 | 72 | 10 | 150000 | 42573 |  |  | No |  | 3.1
PACFRXWN | DONGGUAN THAILIGHT SEMICONDUCTOR LIGHTING CO.LTD. | Thailight | TLFLG28XYYZZ-30(3000K) | Outdoor Luminaires | Low Output | Architectural Flood and Spot Luminaires | Standard | TRUE | 2723.6 | 106 | 25.69 | 18.41 | 0.9089 | 3094 | 83.5 | 5 | 50000 | 42573 |  |  | No |  | 4 | 3200 | 114.3 | 28 | 17.22 | 0.91 | 3000 | 80
PQM52X65 | Eaton (formerly Cooper Lighting) | Ephesus | AF-550W-2-57 | Outdoor Luminaires | Very High Output | Architectural Flood and Spot Luminaires | Standard | TRUE | 65252 | 118 | 553 | 21.25 | 0.8754 | 5326 | 71.2 | 10 | 150000 | 42573 |  |  | No |  | 4 | 64167 | 116.03 | 553 | 0.19 | 0.95 | 5700 | 71.2
PY8QU61J | Eaton (formerly Cooper Lighting) | Ephesus | AF-750W-5-40 | Outdoor Luminaires | Very High Output | Architectural Flood and Spot Luminaires | Standard | TRUE | 79693.4 | 104.6 | 762.1 | 21.25 | 0.8754 | 3712 | 72 | 10 | 150000 | 42573 |  |  | No |  | 4 | 80441 | 104.6 | 769 | 0.17 | 0.97 | 4000 | 71.2
PXU2J5PW | Eaton (formerly Cooper Lighting) | Ephesus | AF-550W-5-40 | Outdoor Luminaires | Very High Output | Architectural Flood and Spot Luminaires | Standard | TRUE | 60160 | 109 | 553 | 21.25 | 0.8754 | 3712 | 72 | 10 | 150000 | 42573 |  |  | No |  | 4 | 60031 | 108.56 | 553 | 0.19 | 0.95 | 4000 | 71.2
PM1F5N7F | DONGGUAN THAILIGHT SEMICONDUCTOR LIGHTING CO.LTD. | Thailight | TLFLG28XYYZZ-30(5000K) | Outdoor Luminaires | Low Output | Architectural Flood and Spot Luminaires | Standard | FALSE | [9 empty] | 42573 |  |  | No |  | 4 | 3200 | 114.3 | 28 | 17.22 | 0.91 | 5000 | 80
P9ZB8X42 | DONGGUAN THAILIGHT SEMICONDUCTOR LIGHTING CO.LTD. | Thailight | TLFLG28XYYZZ-30(4000K) | Outdoor Luminaires | Low Output | Architectural Flood and Spot Luminaires | Standard | FALSE | [9 empty] | 42573 |  |  | No |  | 4 | 3200 | 114.3 | 28 | 17.22 | 0.91 | 4000 | 80
P16KZZ6B | Eaton (formerly Cooper Lighting) | Ephesus | AF-NEMA2-350-5700K | Outdoor Luminaires | Very High Output | Architectural Flood and Spot Luminaires | Standard | FALSE | [9 empty] | 42573 |  |  | No |  | 3.1 | 40000 | 108.5983 | 368.33 | 12.1 | 0.875 | 5326 | 71.2
PENM6AXD | Eaton (formerly Cooper Lighting) | Ephesus | All Field 550-NEMA 3-[All Controls]-5700 | Outdoor Luminaires | Very High Output | Architectural Flood and Spot Luminaires | Standard | FALSE | [9 empty] | 42573 |  |  | No |  | 3.1 | 65649 | 118.71 | 553 | 0.19 | 0.95 | 5700 | 71.2
PPYPEYJH | Eaton (formerly Cooper Lighting) | Ephesus | All Field 550-NEMA 4-[All Controls]-5700 | Outdoor Luminaires | Very High Output | Architectural Flood and Spot Luminaires | Standard | FALSE | [9 empty] | 42573 |  |  | No |  | 3.1 | 63877 | 115.51 | 553 | 0.19 | 0.95 | 5700 | 71.2
PXAVSXN1 | Eaton (formerly Cooper Lighting) | Ephesus | All Field 550-NEMA 5-[All Controls]-5700 | Outdoor Luminaires | Very High Output | Architectural Flood and Spot Luminaires | Standard | FALSE | [9 empty] | 42573 |  |  | No |  | 3.1 | 61659 | 111.5 | 553 | 0.19 | 0.95 | 5700 | 71.2
P3VXEHTE | Eaton (formerly Cooper Lighting) | Ephesus | All Field 750-NEMA 3-[All Controls]-5700 | Outdoor Luminaires | Very High Output | Architectural Flood and Spot Luminaires | Standard | FALSE | [9 empty] | 42573 |  |  | No |  | 3.1 | 87968 | 114.39 | 769 | 0.17 | 0.97 | 5700 | 71.2
P16DAA41 | Eaton (formerly Cooper Lighting) | Ephesus | All Field 750-NEMA 2-[All Controls]-5700 | Outdoor Luminaires | Very High Output | Architectural Flood and Spot Luminaires | Standard | FALSE | [9 empty] | 42573 |  |  | No |  | 3.1 | 85982 | 111.81 | 769 | 0.17 | 0.97 | 5700 | 71.2
PSMT4XW6 | Eaton (formerly Cooper Lighting) | Ephesus | All Field 750-NEMA 4-[All Controls]-5700 | Outdoor Luminaires | Very High Output | Architectural Flood and Spot Luminaires | Standard | FALSE | [9 empty] | 42573 |  |  | No |  | 3.1 | 85593 | 111.3 | 769 | 0.17 | 0.97 | 5700 | 71.2
PCW7Y7G5 | Eaton (formerly Cooper Lighting) | Ephesus | All Field 750-NEMA 5-[All Controls]-5700 | Outdoor Luminaires | Very High Output | Architectural Flood and Spot Luminaires | Standard | FALSE | [9 empty] | 42573 |  |  | No |  | 3.1 | 82622 | 107.44 | 769 | 0.17 | 0.97 | 5700 | 71.2
PDHKDHHY | Eaton (formerly Cooper Lighting) | Ephesus | All Field 550-NEMA 3-[All Controls]-4000 | Outdoor Luminaires | Very High Output | Architectural Flood and Spot Luminaires | Standard | FALSE | [9 empty] | 42573 |  |  | No |  | 3.1 | 63916 | 115.58 | 553 | 0.19 | 0.95 | 4000 | 71.2
P6AU8XR1 | Eaton (formerly Cooper Lighting) | Ephesus | All Field 550-NEMA 2-[All Controls]-4000 | Outdoor Luminaires | Very High Output | Architectural Flood and Spot Luminaires | Standard | FALSE | [9 empty] | 42573 |  |  | No |  | 3.1 | 62473 | 112.97 | 553 | 0.19 | 0.95 | 4000 | 71.2
P3V8YX5B | Eaton (formerly Cooper Lighting) | Ephesus | All Field 550-NEMA 4-[All Controls]-4000 | Outdoor Luminaires | Very High Output | Architectural Flood and Spot Luminaires | Standard | FALSE | [9 empty] | 42573 |  |  | No |  | 3.1 | 62190 | 112.46 | 553 | 0.19 | 0.95 | 4000 | 71.2
PXXJ5V5D | Eaton (formerly Cooper Lighting) | Ephesus | All Field 750-NEMA 5-[All Controls]-4000 | Outdoor Luminaires | Very High Output | Architectural Flood and Spot Luminaires | Standard | FALSE | [9 empty] | 42573 |  |  | No |  | 3.1 | 80441 | 104.6047 | 769 | 0.1703 | 0.9696 | 4000 | 71.2
PU79V9QT | Eaton (formerly Cooper Lighting) | Ephesus | All Field 750-NEMA 3-[All Controls]-4000 | Outdoor Luminaires | Very High Output | Architectural Flood and Spot Luminaires | Standard | FALSE | [9 empty] | 42573 |  |  | No |  | 3.1 | 85645 | 111.37 | 769 | 0.17 | 0.97 | 4000 | 71.2
PYGBX4XX | Eaton (formerly Cooper Lighting) | Ephesus | All Field 750-NEMA 2-[All Controls]-4000 | Outdoor Luminaires | Very High Output | Architectural Flood and Spot Luminaires | Standard | FALSE | [9 empty] | 42573 |  |  | No |  | 3.1 | 83712 | 108.86 | 769 | 0.17 | 0.97 | 4000 | 71.2
PVPF9TKZ | Eaton (formerly Cooper Lighting) | Ephesus | All Field 750-NEMA 4-[All Controls]-4000 | Outdoor Luminaires | Very High Output | Architectural Flood and Spot Luminaires | Standard | FALSE | [9 empty] | 42573 |  |  | No |  | 3.1 | 83333 | 108.37 | 769 | 0.17 | 0.97 | 4000 | 71.2
PN4T3X6T | Grandlite International Corp | Grandlite International | LED-2080-320W-4K | Outdoor Luminaires | Very High Output | Architectural Flood and Spot Luminaires | Standard | TRUE | 40674 | 121 | 335.7 | 8 | 0.96 | 4010 | 72 | 5 | 50000 | 42572 |  |  | Yes |  | 4 | 40674.7 | 121 | 335.7 | 5 | 1 | 4010 | 72
PZN9RY39 | Super Bright LEDs | Super Bright LEDs | FLKM-NW45-80 | Outdoor Luminaires | Low Output | Architectural Flood and Spot Luminaires | Standard | TRUE | 4572.993 | 101.94 | 44.86 | 20.45 | 0.9545 | 4773 | 81.3 | 5 | 50000 | 42572 |  |  | No |  | 3.1 | 4578 | 101.73 | 45 | 20.45 | 0.95 | 5000 | 80
PS4G8Z4J | Envoy Lighting Inc. | Envoy Lighting | EMPAL300-3K | Outdoor Luminaires | Very High Output | Architectural Flood and Spot Luminaires | Standard | TRUE | 30857 | 101.45 | 304.2 | 7.88 | 0.947 | 3056 | 83.5 | 5 | 50000 | 42572 |  |  | No |  | 3 | 30857 | 101.45 | 304.2 | 7.88 | 0.947 | 3000 | 83.5
P995PJGK | Super Bright LEDs | Super Bright LEDs | FLKM-NW70-80 | Outdoor Luminaires | Mid Output | Architectural Flood and Spot Luminaires | Standard | TRUE | 6796.19 | 95.82 | 70.93 | 18.26 | 0.9317 | 4877 | 81.5 | 5 | 50000 | 42572 |  |  | No |  | 3.1 | 6800 | 97.14 | 70 | 18.26 | 0.95 | 5000 | 80
PQT6846E | Envoy Lighting Inc. | Envoy Lighting | EMPAL220-3K | Outdoor Luminaires | High Output | Architectural Flood and Spot Luminaires | Standard | TRUE | 21495 | 99.51 | 216 | 18.31 | 0.9301 | 3110 | 83.6 | 5 | 50000 | 42572 |  |  | No |  | 3 | 21578 | 96.75 | 223 | 18.31 | 0.9301 | 3000 | 83.6
PKGH7ZWQ | Neutex Lighting | Neutex Lighting | NTX-FL150XSY(5000K) | Outdoor Luminaires | High Output | Architectural Flood and Spot Luminaires | Standard | TRUE | 14824.68 | 97.288 | 152.38 | 14.24 | 0.927 | 5134 | 82.3 | 5 | 50000 | 42572 |  |  | NotYetVerified |  | 3 |  |  | 150 |  |  | 5000 | 70
P3VQC6MB | Envoy Lighting Inc. | Envoy Lighting | ESL30W-3K | Outdoor Luminaires | Low Output | Architectural Flood and Spot Luminaires | Standard | TRUE | 2501.3 | 86.54 | 28.9 | 19.23 | 0.9098 | 5064 | 74.2 | 5 |  | 42572 |  |  | NotYetVerified |  | 3 | 2501.3 | 86.54 | 28.9 | 19.23 | 0.9098 | 5000 | 74.1
PPFUFCFA | Envoy Lighting Inc. | Envoy Lighting | EMPAL15-X-3K | Outdoor Luminaires | Low Output | Architectural Flood and Spot Luminaires | Standard | TRUE | 1467.8 | 96.19 | 15.26 | 16.52 | 0.9079 | 3042 | 82.9 | 5 | 50000 | 42572 |  |  | NotYetVerified |  | 3 | 1467.8 | 96.19 | 15.26 | 20 | 0.9 | 3000 | 82.9
P41XCQR3 | Envoy Lighting Inc. | Envoy Lighting | EMPAL30-X-3K | Outdoor Luminaires | Low Output | Architectural Flood and Spot Luminaires | Standard | TRUE | 2899.1 | 98.84 | 29.33 | 16.49 | 0.9049 | 3041 | 83.2 | 5 | 50000 | 42572 |  |  | NotYetVerified |  | 3 | 2899.1 | 98.84 | 29.33 | 20 | 0.9 | 3000 | 83.2
PZMD737Q | Envoy Lighting Inc. | Envoy Lighting | EMPAL50-X-3K | Outdoor Luminaires | Low Output | Architectural Flood and Spot Luminaires | Standard | TRUE | 4906.5 | 102.12 | 48.05 | 17.63 | 0.9031 | 3042 | 83.3 | 5 | 50000 | 42572 |  |  | NotYetVerified |  | 3 | 4906.5 | 102.12 | 48.05 | 20 | 0.9 | 3000 | 83.3
PPTEWTP5 | Envoy Lighting Inc. | Envoy Lighting | EMPAL100-3K | Outdoor Luminaires | High Output | Architectural Flood and Spot Luminaires | Standard | TRUE | 10035 | 103.53 | 96.93 | 19.07 | 0.9024 | 3058 | 82 | 5 | 50000 | 42572 |  |  | No |  | 3 | 10035 | 103.53 | 96.93 | 19.07 | 0.9024 | 3000 | 82
PUVDQC54 | Envoy Lighting Inc. | Envoy Lighting | EMPAL80-3K | Outdoor Luminaires | Mid Output | Architectural Flood and Spot Luminaires | Standard | TRUE | 8453 | 109.98 | 76.86 | 18.74 | 0.9024 | 3064 | 83.7 | 5 | 50000 | 42572 |  |  | No |  | 3 | 8591 | 110.11 | 78.02 | 18.74 | 0.9024 | 3000 | 83.7
PW7HBM8F | Envoy Lighting Inc. | Envoy Lighting | EMPAL150-3K | Outdoor Luminaires | High Output | Architectural Flood and Spot Luminaires | Standard | TRUE | 15131 | 98.1 | 154.3 | 6.27 | 0.9017 | 3055 | 83.2 | 5 | 50000 | 42572 |  |  | No |  | 3 | 15131 | 98.1 | 154.3 | 6.27 | 0.9017 | 3000 | 83.2
P5JFEDV5 | Envoy Lighting Inc. | Envoy Lighting | ESL30W-5K | Outdoor Luminaires | Low Output | Architectural Flood and Spot Luminaires | Standard | FALSE | [9 empty] | 42572 |  |  | NotYetVerified |  | 3 | 2501.3 | 86.54 | 28.9 | 19.23 | 0.9098 | 5000 | 74.1
P6AM7SED | Envoy Lighting Inc. | Envoy Lighting | EMPAL80-5K | Outdoor Luminaires | Mid Output | Architectural Flood and Spot Luminaires | Standard | FALSE | [9 empty] | 42572 |  |  | No |  | 3 | 9064 | 115.39 | 78.55 | 18.95 | 0.9062 | 5000 | 84.5
PUUCYEBA | Envoy Lighting Inc. | Envoy Lighting | EMPAL50-X-5K | Outdoor Luminaires | Low Output | Architectural Flood and Spot Luminaires | Standard | FALSE | [9 empty] | 42572 |  |  | NotYetVerified |  | 3 | 4906.5 | 102.12 | 48.05 | 20 | 0.9 | 5000 | 83.3
PUF96FN9 | Envoy Lighting Inc. | Envoy Lighting | EMPAL30-X-5K | Outdoor Luminaires | Low Output | Architectural Flood and Spot Luminaires | Standard | FALSE | [9 empty] | 42572 |  |  | NotYetVerified |  | 3 | 2899.1 | 98.84 | 29.33 | 20 | 0.9 | 5000 | 83.2
PPBAHC5D | Envoy Lighting Inc. | Envoy Lighting | EMPAL15-X-5K | Outdoor Luminaires | Low Output | Architectural Flood and Spot Luminaires | Standard | FALSE | [9 empty] | 42572 |  |  | NotYetVerified |  | 3 | 1467.8 | 96.19 | 15.26 | 20 | 0.9 | 5000 | 82.9
PB7CWXFN | Envoy Lighting Inc. | Envoy Lighting | EMPAL220-5K | Outdoor Luminaires | High Output | Architectural Flood and Spot Luminaires | Standard | FALSE | [9 empty] | 42572 |  |  | No |  | 3 | 25684 | 116.82 | 219.9 | 19.02 | 0.9276 | 5000 | 84.7
PGDJGEEA | Envoy Lighting Inc. | Envoy Lighting | EMPAL100-5K | Outdoor Luminaires | High Output | Architectural Flood and Spot Luminaires | Standard | FALSE | [9 empty] | 42572 |  |  | No |  | 3 | 11021 | 111.95 | 98.45 | 18.87 | 0.9062 | 5000 | 83.8
PCD6FF8X | Envoy Lighting Inc. | Envoy Lighting | EMPAL300-5K | Outdoor Luminaires | Very High Output | Architectural Flood and Spot Luminaires | Standard | FALSE | [9 empty] | 42572 |  |  | No |  | 3 | 30857 | 101.45 | 304.2 | 7.88 | 0.947 | 5000 | 83.5
P2ATZBVX | Envoy Lighting Inc. | Envoy Lighting | EMPAL150-5K | Outdoor Luminaires | High Output | Architectural Flood and Spot Luminaires | Standard | FALSE | [9 empty] | 42572 |  |  | No |  | 3 | 15131 | 98.1 | 154.3 | 6.27 | 0.9017 | 5000 | 83.2
PTQ53R8A | Envoy Lighting Inc. | Envoy Lighting | EMPAL50-X-4K | Outdoor Luminaires | Low Output | Architectural Flood and Spot Luminaires | Standard | FALSE | [9 empty] | 42572 |  |  | NotYetVerified |  | 3 | 4906.5 | 102.12 | 48.05 | 20 | 0.9 | 4000 | 83.3
PPW8CYDF | Envoy Lighting Inc. | Envoy Lighting | EMPAL30-X-4K | Outdoor Luminaires | Low Output | Architectural Flood and Spot Luminaires | Standard | FALSE | [9 empty] | 42572 |  |  | NotYetVerified |  | 3 | 2899.1 | 98.84 | 29.33 | 20 | 0.9 | 4000 | 83.2
PHP2Y4RF | Neutex Lighting | Neutex Lighting | NTX-FL150XSY(5700K) | Outdoor Luminaires | High Output | Architectural Flood and Spot Luminaires | Standard | FALSE | [9 empty] | 42572 |  |  | NotYetVerified |  | 3 | 15000 | 100 | 150 | 12.2 | 0.95 | 5700 | 70
PXR168ZM | Grandlite International Corp | Grandlite International | LED-2080-320W-5K | Outdoor Luminaires | Very High Output | Architectural Flood and Spot Luminaires | Standard | FALSE | [9 empty] | 42572 |  |  | Yes |  | 4 | 40674.7 | 121 | 335.7 | 5 | 1 | 5020 | 75
PDJFVKSA | ming feng lighting co.ltd | MF | MF-YFL210-30K | Outdoor Luminaires | High Output | Architectural Flood and Spot Luminaires | Standard | TRUE | 21667 | 101.6 | 213.3 | 15.36 | 0.9226 | 3146 | 74 | 5 |  | 42570 |  |  | No |  | 3 | 21667 | 101.6 | 213.3 | 15.36 | 0.9226 | 3000 | 74
PB5CNKZ4 | ming feng lighting co.ltd | MF | MF-YFL100-30K | Outdoor Luminaires | High Output | Architectural Flood and Spot Luminaires | Standard | TRUE | 9953.9 | 99.61 | 99.93 | 14.97 | 0.9119 | 3122 | 73.4 | 5 | 50000 | 42570 |  |  | No |  | 3 | 9953.9 | 99.61 | 99.93 | 14.97 | 0.9119 | 3000 | 73.4
PCR8Y9GM | ming feng lighting co.ltd | MF | MF-YFL140-30K | Outdoor Luminaires | High Output | Architectural Flood and Spot Luminaires | Standard | TRUE | 14476 | 104.31 | 138.8 | 15.35 | 0.9051 | 3120 | 73.7 | 5 | 50000 | 42570 |  |  | No |  | 3 | 14476 | 104.31 | 138.8 | 15.35 | 0.9051 | 3000 | 73.7
PZC6HMRA | ming feng lighting co.ltd | MF | MF-YFL080-30K | Outdoor Luminaires | Mid Output | Architectural Flood and Spot Luminaires | Standard | TRUE | 7834.4 | 97.75 | 80.15 | 17.69 | 0.9048 | 3120 | 73.3 | 5 | 50000 | 42570 |  |  | No |  | 3 | 7834.4 | 97.75 | 80.15 | 17.69 | 0.9048 | 3000 | 73.3
PS3ZPQ8U | ming feng lighting co.ltd | MF | MF-YFL280-30K | Outdoor Luminaires | High Output | Architectural Flood and Spot Luminaires | Standard | TRUE | 28666 | 101.79 | 281.6 | 14.86 | 0.9039 | 3118 | 73.7 | 5 |  | 42570 |  |  | No |  | 3 | 28666 | 101.79 | 281.6 | 14.86 | 0.9039 | 3000 | 73.7
P7PURYW6 | ming feng lighting co.ltd | MF | MF-YFL080-57K | Outdoor Luminaires | Mid Output | Architectural Flood and Spot Luminaires | Standard | FALSE | [9 empty] | 42570 | Not Dimmable | Not Dimmable | No |  | 3 | 8514 | 104.81 | 81.23 | 17.25 | 0.9067 | 5700 | 75.2
P2FXQK8T | ming feng lighting co.ltd | MF | MF-YFL140-57K | Outdoor Luminaires | High Output | Architectural Flood and Spot Luminaires | Standard | FALSE | [9 empty] | 42570 | Not Dimmable | Not Dimmable | No |  | 3 | 15778 | 112.54 | 140.2 | 15.28 | 0.9087 | 5700 | 74.9
PXJEP221 | ming feng lighting co.ltd | MF | MF-YFL100-57K | Outdoor Luminaires | High Output | Architectural Flood and Spot Luminaires | Standard | FALSE | [9 empty] | 42570 | Not Dimmable | Not Dimmable | No |  | 3 | 10591 | 105.35 | 100.53 | 14.56 | 0.9095 | 5700 | 74.5
P11ERYMJ | ming feng lighting co.ltd | MF | MF-YFL280-57K | Outdoor Luminaires | Very High Output | Architectural Flood and Spot Luminaires | Standard | FALSE | [9 empty] | 42570 | Not Dimmable | Not Dimmable | No |  | 3 | 31204 | 110.07 | 283.5 | 14.56 | 0.9046 | 5700 | 75.5
P9DABW88 | ming feng lighting co.ltd | MF | MF-YFL210-57K | Outdoor Luminaires | High Output | Architectural Flood and Spot Luminaires | Standard | FALSE | [9 empty] | 42570 | Not Dimmable | Not Dimmable | No |  | 3 | 22750 | 106.16 | 214.3 | 15.42 | 0.9246 | 5700 | 74.8
PJVJHXXY | ming feng lighting co.ltd | MF | MF-YFL140-50K | Outdoor Luminaires | High Output | Architectural Flood and Spot Luminaires | Standard | FALSE | [9 empty] | 42570 | Not Dimmable | Not Dimmable | No |  | 3 | 14476 | 104.31 | 138.8 | 15.35 | 0.9051 | 5000 | 73.7
PP7C4233 | ming feng lighting co.ltd | MF | MF-YFL100-50K | Outdoor Luminaires | High Output | Architectural Flood and Spot Luminaires | Standard | FALSE | [9 empty] | 42570 | Not Dimmable | Not Dimmable | No |  | 3 | 9953.9 | 99.61 | 99.93 | 14.97 | 0.9119 | 5000 | 73.4
PWN3CADC | ming feng lighting co.ltd | MF | MF-YFL080-50K | Outdoor Luminaires | Mid Output | Architectural Flood and Spot Luminaires | Standard | FALSE | [9 empty] | 42570 | Not Dimmable | Not Dimmable | No |  | 3 | 7834.4 | 97.75 | 80.15 | 17.69 | 0.9048 | 5000 | 73.3
P3QR7V9J | ming feng lighting co.ltd | MF | MF-YFL210-50K | Outdoor Luminaires | High Output | Architectural Flood and Spot Luminaires | Standard | FALSE | [9 empty] | 42570 | Not Dimmable | Not Dimmable | No |  | 3 | 21667 | 101.6 | 213.3 | 15.36 | 0.9226 | 5000 | 74
PUCWSQY1 | ming feng lighting co.ltd | MF | MF-YFL280-50K | Outdoor Luminaires | High Output | Architectural Flood and Spot Luminaires | Standard | FALSE | [9 empty] | 42570 | Not Dimmable | Not Dimmable | No |  | 3 | 28666 | 101.79 | 281.6 | 14.86 | 0.9039 | 5000 | 73.7
PNJKVMC8 | ming feng lighting co.ltd | MF | MF-YFL140-45K | Outdoor Luminaires | High Output | Architectural Flood and Spot Luminaires | Standard | FALSE | [9 empty] | 42570 | Not Dimmable | Not Dimmable | No |  | 3 | 14476 | 104.31 | 138.8 | 15.35 | 0.9051 | 4500 | 73.7
P1HEKQSK | ming feng lighting co.ltd | MF | MF-YFL100-45K | Outdoor Luminaires | High Output | Architectural Flood and Spot Luminaires | Standard | FALSE | [9 empty] | 42570 | Not Dimmable | Not Dimmable | No |  | 3 | 9953.9 | 99.61 | 99.93 | 14.97 | 0.9119 | 4500 | 73.4
P4SNTYRW | ming feng lighting co.ltd | MF | MF-YFL080-45K | Outdoor Luminaires | Mid Output | Architectural Flood and Spot Luminaires | Standard | FALSE | [9 empty] | 42570 | Not Dimmable | Not Dimmable | No |  | 3 | 7834.4 | 97.75 | 80.15 | 17.69 | 0.9048 | 4500 | 73.3
PHUQU5X5 | ming feng lighting co.ltd | MF | MF-YFL210-45K | Outdoor Luminaires | High Output | Architectural Flood and Spot Luminaires | Standard | FALSE | [9 empty] | 42570 | Not Dimmable | Not Dimmable | No |  | 3 | 21667 | 101.6 | 213.3 | 15.36 | 0.9226 | 4500 | 74
PXAXXHRH | ming feng lighting co.ltd | MF | MF-YFL280-45K | Outdoor Luminaires | High Output | Architectural Flood and Spot Luminaires | Standard | FALSE | [9 empty] | 42570 | Not Dimmable | Not Dimmable | No |  | 3 | 28666 | 101.79 | 281.6 | 14.86 | 0.9039 | 4500 | 73.7
PX8C6GUT | ming feng lighting co.ltd | MF | MF-YFL140-40K | Outdoor Luminaires | High Output | Architectural Flood and Spot Luminaires | Standard | FALSE | [9 empty] | 42570 | Not Dimmable | Not Dimmable | No |  | 3 | 14476 | 104.31 | 138.8 | 15.35 | 0.9051 | 4000 | 73.7
PWT1XAQP | ming feng lighting co.ltd | MF | MF-YFL100-40K | Outdoor Luminaires | High Output | Architectural Flood and Spot Luminaires | Standard | FALSE | [9 empty] | 42570 | Not Dimmable | Not Dimmable | No |  | 3 | 9953.9 | 99.61 | 99.93 | 14.97 | 0.9119 | 4000 | 73.4
PG2RUTNZ | ming feng lighting co.ltd | MF | MF-YFL080-40K | Outdoor Luminaires | Mid Output | Architectural Flood and Spot Luminaires | Standard | FALSE | [9 empty] | 42570 | Not Dimmable | Not Dimmable | No |  | 3 | 7834.4 | 97.75 | 80.15 | 17.69 | 0.9048 | 4000 | 73.3
PGYCXDNW | ming feng lighting co.ltd | MF | MF-YFL210-40K | Outdoor Luminaires | High Output | Architectural Flood and Spot Luminaires | Standard | FALSE | [9 empty] | 42570 | Not Dimmable | Not Dimmable | No |  | 3 | 21667 | 101.6 | 213.3 | 15.36 | 0.9226 | 4000 | 74
P11AQ5ET | ming feng lighting co.ltd | MF | MF-YFL280-40K | Outdoor Luminaires | High Output | Architectural Flood and Spot Luminaires | Standard | FALSE | [9 empty] | 42570 | Not Dimmable | Not Dimmable | No |  | 3 | 28666 | 101.79 | 281.6 | 14.86 | 0.9039 | 4000 | 73.7
P534YFTK | ming feng lighting co.ltd | MF | MF-YFL140-35K | Outdoor Luminaires | High Output | Architectural Flood and Spot Luminaires | Standard | FALSE | [9 empty] | 42570 | Not Dimmable | Not Dimmable | No |  | 3 | 14476 | 104.31 | 138.8 | 15.35 | 0.9051 | 3500 | 73.7
P6JMENE5 | ming feng lighting co.ltd | MF | MF-YFL100-35K | Outdoor Luminaires | High Output | Architectural Flood and Spot Luminaires | Standard | FALSE | [9 empty] | 42570 | Not Dimmable | Not Dimmable | No |  | 3 | 9953.9 | 99.61 | 99.93 | 14.97 | 0.9119 | 3500 | 73.4
P9CAGKTU | ming feng lighting co.ltd | MF | MF-YFL080-35K | Outdoor Luminaires | Mid Output | Architectural Flood and Spot Luminaires | Standard | FALSE | [9 empty] | 42570 | Not Dimmable | Not Dimmable | No |  | 3 | 7834.4 | 97.75 | 80.15 | 17.69 | 0.9048 | 3500 | 73.3
PKCSUHHZ | ming feng lighting co.ltd | MF | MF-YFL210-35K | Outdoor Luminaires | High Output | Architectural Flood and Spot Luminaires | Standard | FALSE | [9 empty] | 42570 | Not Dimmable | Not Dimmable | No |  | 3 | 21667 | 101.6 | 213.3 | 15.36 | 0.9226 | 3500 | 74
PTV3GW65 | ming feng lighting co.ltd | MF | MF-YFL280-35K | Outdoor Luminaires | High Output | Architectural Flood and Spot Luminaires | Standard | FALSE | [9 empty] | 42570 | Not Dimmable | Not Dimmable | No |  | 3 | 28666 | 101.79 | 281.6 | 14.86 | 0.9039 | 3500 | 73.7
PGDGWEGR | Best Lighting Products | BEST LIGHTING | LEDMPAL300-3K | Outdoor Luminaires | Very High Output | Architectural Flood and Spot Luminaires | Standard | TRUE | 30857 | 101.45 | 304.2 | 7.88 | 0.947 | 3056 | 83.5 | 5 | 50000 | 42569 |  |  | No |  | 3 | 30857 | 101.45 | 304.2 | 7.88 | 0.947 | 3000 | 83.5
PHJDKYB7 | Best Lighting Products | BEST LIGHTING | LEDMPAL220-3K | Outdoor Luminaires | High Output | Architectural Flood and Spot Luminaires | Standard | TRUE | 21495 | 99.51 | 216 | 18.31 | 0.9301 | 3110 | 83.6 | 5 | 50000 | 42569 |  |  | No |  | 3 | 21578 | 96.75 | 223 | 18.31 | 0.9301 | 3000 | 83.6
P3VCD4CN | Best Lighting Products | BEST LIGHTING | LEDSL30W-3K | Outdoor Luminaires | Low Output | Architectural Flood and Spot Luminaires | Standard | TRUE | 2501.3 | 86.54 | 28.9 | 19.23 | 0.9098 | 5064 | 74.2 | 5 |  | 42569 |  |  | NotYetVerified |  | 3 | 2501.3 | 86.54 | 28.9 | 19.23 | 0.9098 | 5000 | 74.1
PJRN2UPD | Best Lighting Products | BEST LIGHTING | LEDMPAL15-X-3K | Outdoor Luminaires | Low Output | Architectural Flood and Spot Luminaires | Standard | TRUE | 1467.8 | 96.19 | 15.26 | 16.52 | 0.9079 | 3042 | 82.9 | 5 | 50000 | 42569 |  |  | NotYetVerified |  | 3 | 1467.8 | 96.19 | 15.26 | 20 | 0.9 | 3000 | 82.9
PAGBRMRY | Best Lighting Products | BEST LIGHTING | LEDMPAL30-X-3K | Outdoor Luminaires | Low Output | Architectural Flood and Spot Luminaires | Standard | TRUE | 2899.1 | 98.84 | 29.33 | 16.49 | 0.9049 | 3041 | 83.2 | 5 | 50000 | 42569 |  |  | NotYetVerified |  | 3 | 2899.1 | 98.84 | 29.33 | 20 | 0.9 | 3000 | 83.2
PQE563AN | Best Lighting Products | BEST LIGHTING | LEDMPAL50-X-3K | Outdoor Luminaires | Low Output | Architectural Flood and Spot Luminaires | Standard | TRUE | 4906.5 | 102.12 | 48.05 | 17.63 | 0.9031 | 3042 | 83.3 | 5 | 50000 | 42569 |  |  | NotYetVerified |  | 3 | 4906.5 | 102.12 | 48.05 | 20 | 0.9 | 3000 | 83.3
PCFUURMN | Best Lighting Products | BEST LIGHTING | LEDMPAL100-3K | Outdoor Luminaires | High Output | Architectural Flood and Spot Luminaires | Standard | TRUE | 10035 | 103.53 | 96.93 | 19.07 | 0.9024 | 3058 | 82 | 5 | 50000 | 42569 |  |  | No |  | 3 | 10035 | 103.53 | 96.93 | 19.07 | 0.9024 | 3000 | 82
PPJ1K7KM | Best Lighting Products | BEST LIGHTING | LEDMPAL80-3K | Outdoor Luminaires | Mid Output | Architectural Flood and Spot Luminaires | Standard | TRUE | 8453 | 109.98 | 76.86 | 18.74 | 0.9024 | 3064 | 83.7 | 5 | 50000 | 42569 |  |  | No |  | 3 | 8591 | 110.11 | 78.02 | 18.74 | 0.9024 | 3000 | 83.7
P9WSMVBB | Best Lighting Products | BEST LIGHTING | LEDMPAL150-3K | Outdoor Luminaires | High Output | Architectural Flood and Spot Luminaires | Standard | TRUE | 15131 | 98.1 | 154.3 | 6.27 | 0.9017 | 3055 | 83.2 | 5 | 50000 | 42569 |  |  | No |  | 3 | 15131 | 98.1 | 154.3 | 6.27 | 0.9017 | 3000 | 83.2
PDJFUTKC | MLEDTECH LLC | MLED | MSO-FL-80W | Outdoor Luminaires | Mid Output | Architectural Flood and Spot Luminaires | Standard | TRUE | 9881.68 | 119.47 | 82.71 | 20.1 | 0.89 | 5704 | 75.3 | 5 | 50000 | 42569 |  |  | No |  | 3 | 9880 | 119.45 | 82.71 | 20.1 | 0.89 | 5700 | 75
PWHBQFGH | Best Lighting Products | BEST LIGHTING | LEDSL30W-5K | Outdoor Luminaires | Low Output | Architectural Flood and Spot Luminaires | Standard | FALSE | [9 empty] | 42569 |  |  | NotYetVerified |  | 3 | 2501.3 | 86.54 | 28.9 | 19.23 | 0.9098 | 5000 | 74.1
PQX2M4RV | Best Lighting Products | BEST LIGHTING | LEDMPAL80-5K | Outdoor Luminaires | Mid Output | Architectural Flood and Spot Luminaires | Standard | FALSE | [9 empty] | 42569 |  |  | No |  | 3 | 9064 | 115.39 | 78.55 | 18.95 | 0.9062 | 5000 | 84.5
PA9941U1 | Best Lighting Products | BEST LIGHTING | LEDMPAL50-X-5K | Outdoor Luminaires | Low Output | Architectural Flood and Spot Luminaires | Standard | FALSE | [9 empty] | 42569 |  |  | NotYetVerified |  | 3 | 4906.5 | 102.12 | 48.05 | 20 | 0.9 | 5000 | 83.3
PD8WMBE2 | Best Lighting Products | BEST LIGHTING | LEDMPAL30-X-5K | Outdoor Luminaires | Low Output | Architectural Flood and Spot Luminaires | Standard | FALSE | [9 empty] | 42569 |  |  | NotYetVerified |  | 3 | 2899.1 | 98.84 | 29.33 | 20 | 0.9 | 5000 | 83.2
PRPHCP8H | Best Lighting Products | BEST LIGHTING | LEDMPAL15-X-5K | Outdoor Luminaires | Low Output | Architectural Flood and Spot Luminaires | Standard | FALSE | [9 empty] | 42569 |  |  | NotYetVerified |  | 3 | 1467.8 | 96.19 | 15.26 | 20 | 0.9 | 5000 | 82.9
P4QKKHNG | Best Lighting Products | BEST LIGHTING | LEDMPAL220-5K | Outdoor Luminaires | High Output | Architectural Flood and Spot Luminaires | Standard | FALSE | [9 empty] | 42569 |  |  | No |  | 3 | 25684 | 116.82 | 219.9 | 19.02 | 0.9276 | 5000 | 84.7
PGCWDMFD | Best Lighting Products | BEST LIGHTING | LEDMPAL100-5K | Outdoor Luminaires | High Output | Architectural Flood and Spot Luminaires | Standard | FALSE | [9 empty] | 42569 |  |  | No |  | 3 | 11021 | 111.95 | 98.45 | 18.87 | 0.9062 | 5000 | 83.8
PAKAHPTH | Best Lighting Products | BEST LIGHTING | LEDMPAL300-5K | Outdoor Luminaires | Very High Output | Architectural Flood and Spot Luminaires | Standard | FALSE | [9 empty] | 42569 |  |  | No |  | 3 | 30857 | 101.45 | 304.2 | 7.88 | 0.947 | 5000 | 83.5
P5EV5ZB1 | Best Lighting Products | BEST LIGHTING | LEDMPAL150-5K | Outdoor Luminaires | High Output | Architectural Flood and Spot Luminaires | Standard | FALSE | [9 empty] | 42569 |  |  | No |  | 3 | 15131 | 98.1 | 154.3 | 6.27 | 0.9017 | 5000 | 83.2
PF5AQDEW | Best Lighting Products | BEST LIGHTING | LEDMPAL50-X-4K | Outdoor Luminaires | Low Output | Architectural Flood and Spot Luminaires | Standard | FALSE | [9 empty] | 42569 |  |  | NotYetVerified |  | 3 | 4906.5 | 102.12 | 48.05 | 20 | 0.9 | 4000 | 83.3
PUBCBHR3 | Best Lighting Products | BEST LIGHTING | LEDMPAL30-X-4K | Outdoor Luminaires | Low Output | Architectural Flood and Spot Luminaires | Standard | FALSE | [9 empty] | 42569 |  |  | NotYetVerified |  | 3 | 2899.1 | 98.84 | 29.33 | 20 | 0.9 | 4000 | 83.2
PVG8WVXY | Grandlite International Corp | Grandlite International | FLL-560-L3B-4K | Outdoor Luminaires | High Output | Architectural Flood and Spot Luminaires | Standard | TRUE | 25348 | 130 | 194.71 | 13 | 1 | 4055 | 72 | 5 | 50000 | 42566 |  |  | Yes |  | 4 | 25348 | 130 | 194.71 | 5 | 1 | 4055 | 72
PD7C6QDP | Grandlite International Corp | Grandlite International | FLL-560-L3B-5K | Outdoor Luminaires | High Output | Architectural Flood and Spot Luminaires | Standard | FALSE | [9 empty] | 42566 |  |  | Yes |  | 4 | 25348 | 130 | 194.71 | 5 | 1 | 5244 | 76
PACDAZR3 | Sunshine Lighting | Sunlite | LEDF/20W/30K/S | Outdoor Luminaires | Low Output | Architectural Flood and Spot Luminaires | Standard | TRUE | 1620.191 | 84.341 | 19.21 | 14.86 | 0.945 | 2902 | 81.1 | 5 | 50000 | 42563 |  |  | No |  | 3 | 1620.191 | 84.341 | 19.21 | 14.86 | 0.987 | 2902 | 81.1
PDE3265H | Revolution Lighting Technologies | Revolution Lighting Technologies | 124200-112 | Outdoor Luminaires | Very High Output | Architectural Flood and Spot Luminaires | Standard | TRUE | 34747.9 | 109.02 | 317.9 | 15.7 | 0.941 | 4217 | 73.7 | 5 | 50000 | 42563 |  |  | NotYetVerified |  | 4 | 34747.9 | 109.02 | 317.9 | 8.6 | 1 | 4217 | 73.7
PYC67FRP | Xiamen Holly Lite Co. Ltd. | Holly Lite | MA04-X-075-24XX-NON | Outdoor Luminaires | Mid Output | Architectural Flood and Spot Luminaires | Standard | TRUE | 8399.55 | 108.47 | 77.44 | 17.63 | 0.9247 | 3843 | 70.7 | 5 | 50000 | 42563 |  |  | No |  | 3.1 | 8399.55 | 108.47 | 77.44 | 17.63 | 1 | 3843 | 70.7
PF2F5CB6 | LEDrock | LEDrock | Ele80W-30MMHH | Outdoor Luminaires | Mid Output | Architectural Flood and Spot Luminaires | Standard | TRUE | 8453 | 109.98 | 76.86 | 18.74 | 0.9024 | 3064 | 83.7 | 5 | 50000 | 42563 |  |  | No |  | 3 | 8591 | 110.11 | 78.02 | 18.74 | 0.9024 | 3000 | 83.7
PQHTC54S | Sunshine Lighting | Sunlite | LEDF/20W/57K/S | Outdoor Luminaires | Low Output | Architectural Flood and Spot Luminaires | Standard | FALSE | [9 empty] | 42563 |  |  | No |  | 3 | 1711.777 | 88.923 | 19.25 | 14.43 | 0.984 | 5736 | 81.3
PVANYWTC | LEDrock | LEDrock | Ele80W-50MMHH | Outdoor Luminaires | Mid Output | Architectural Flood and Spot Luminaires | Standard | FALSE | [9 empty] | 42563 |  |  | No |  | 3 | 9064 | 115.39 | 78.55 | 18.95 | 0.9062 | 5000 | 84.5
PGAFJX1F | LEDrock | LEDrock | Ele80W-40MMHH | Outdoor Luminaires | Mid Output | Architectural Flood and Spot Luminaires | Standard | FALSE | [9 empty] | 42563 |  |  | No |  | 3 | 8591 | 110.11 | 78.02 | 18.74 | 0.9024 | 4000 | 83.7
PMUCC7DY | Xiamen Holly Lite Co. Ltd. | Holly Lite | MA04-X-075-25XX-STP | Outdoor Luminaires | Mid Output | Architectural Flood and Spot Luminaires | Standard | FALSE | [9 empty] | 42563 |  |  | No |  | 3.1 | 8777.97 | 111.82 | 78.5 | 17.63 | 1 | 4878 | 72.3
PQ5WTBJZ | Xiamen Holly Lite Co. Ltd. | Holly Lite | MA04-X-075-25XX-NON | Outdoor Luminaires | Mid Output | Architectural Flood and Spot Luminaires | Standard | FALSE | [9 empty] | 42563 |  |  | No |  | 3.1 | 8777.97 | 111.82 | 78.5 | 17.63 | 1 | 4878 | 72.3
PYCGRFM7 | Xiamen Holly Lite Co. Ltd. | Holly Lite | MA04-X-075-25XX-CTN | Outdoor Luminaires | Mid Output | Architectural Flood and Spot Luminaires | Standard | FALSE | [9 empty] | 42563 |  |  | No |  | 3.1 | 8777.97 | 111.82 | 78.5 | 17.63 | 1 | 4878 | 72.3
PAR1WRXV | Xiamen Holly Lite Co. Ltd. | Holly Lite | MA04-X-075-24XX-STP | Outdoor Luminaires | Mid Output | Architectural Flood and Spot Luminaires | Standard | FALSE | [9 empty] | 42563 |  |  | No |  | 3.1 | 8399.55 | 108.47 | 77.44 | 17.63 | 1 | 3843 | 70.7
PG69NYHP | Xiamen Holly Lite Co. Ltd. | Holly Lite | MA04-X-075-24XX-CTN | Outdoor Luminaires | Mid Output | Architectural Flood and Spot Luminaires | Standard | FALSE | [9 empty] | 42563 |  |  | No |  | 3.1 | 8399.55 | 108.47 | 77.44 | 17.63 | 1 | 3843 | 70.7
PAJFT3N5 | EnviroLux Energy Systems LLC | EnviroLux | EES-FLL360-20W-40K-PS-UNV | Outdoor Luminaires | Low Output | Architectural Flood and Spot Luminaires | Standard | TRUE | 2180.631 | 111.34 | 19.59 | 15.33 | 0.934 | 4071 | 72.2 | 5 | 50000 | 42562 |  |  | NotYetVerified |  | 3 | 2180 | 111 | 20 | 20 | 0.9 | 4000 | 70
PGGUGXSV | EnviroLux Energy Systems LLC | EnviroLux | EES-FLL370-52W-40K-PS-UNV | Outdoor Luminaires | Mid Output | Architectural Flood and Spot Luminaires | Standard | TRUE | 5584 | 113.01 | 49.41 | 16.6 | 0.926 | 3955 | 71.6 | 5 | 50000 | 42562 |  |  | NotYetVerified |  | 3 | 5584 | 113 | 50 | 20 | 0.9 | 4000 | 70
PH981ACP | EnviroLux Energy Systems LLC | EnviroLux | EES-FLL400-135W-40K-PS-UNV | Outdoor Luminaires | High Output | Architectural Flood and Spot Luminaires | Standard | TRUE | 12965 | 96.75 | 134 | 16.04 | 0.923 | 3907 | 71.1 | 5 | 50000 | 42562 |  |  | NotYetVerified |  | 3 | 12965 | 96 | 134 | 20 | 0.9 | 4000 | 70
PXYT1B3H | EnviroLux Energy Systems LLC | EnviroLux | EES-FLL400-103W-40K-PS-UNV | Outdoor Luminaires | High Output | Architectural Flood and Spot Luminaires | Standard | TRUE | 11113.3 | 110.3 | 100.76 | 15.97 | 0.921 | 3938 | 70.9 | 5 | 50000 | 42562 |  |  | NotYetVerified |  | 3 | 11113 | 110 | 101 | 20 | 0.9 | 4000 | 70
PDVXUF6H | EnviroLux Energy Systems LLC | EnviroLux | EES-FLL180-52W-PS-UNV | Outdoor Luminaires | Low Output | Architectural Flood and Spot Luminaires | Standard | TRUE | 4335.5 | 75.46 | 57.45 | 7.41 | 0.9178 | 5178 | 66.8 | 5 | 50000 | 42562 |  |  | NotYetVerified |  | 3 | 4320 | 72 | 60 |  | 0.9 | 5314
PEEXP4ZK | EnviroLux Energy Systems LLC | EnviroLux | HE-ENV-180W-LED-LFL-50K-PS-UNV-ST | Outdoor Luminaires | High Output | Architectural Flood and Spot Luminaires | Standard | TRUE | 13554 | 91.88 | 147.52 | 18.98 | 0.916 | 4864 | 73.4 | 5 | 50000 | 42562 |  |  | NotYetVerified |  | 3 | 13554 | 91 | 150 | 20 | 0.9 | 5000 | 70
P1UK5A13 | EnviroLux Energy Systems LLC | EnviroLux | HE-ENV-70W-LED-RBF-50K-PS-UNV | Outdoor Luminaires | Mid Output | Architectural Flood and Spot Luminaires | Standard | TRUE | 7878.5 | 104.06 | 75.71 | 17.34 | 0.915 | 4865 | 73 | 5 | 50000 | 42562 |  |  | NotYetVerified |  | 3 | 7878 | 104 | 76 | 20 | 0.9 | 5000 | 70
PVUWYEE4 | EnviroLux Energy Systems LLC | EnviroLux | EES-FLL400-114W-40K-PS-UNV | Outdoor Luminaires | High Output | Architectural Flood and Spot Luminaires | Standard | TRUE | 11717.2 | 102.71 | 114.08 | 18.92 | 0.912 | 3933 | 71.5 | 5 | 50000 | 42562 |  |  | NotYetVerified |  | 3 | 11717 | 102 | 114 | 20 | 0.9 | 4000 | 70
PYTQ8MHM | EnviroLux Energy Systems LLC | EnviroLux | EES-FLL180-26W-PS-UNV | Outdoor Luminaires | Low Output | Architectural Flood and Spot Luminaires | Standard | TRUE | 2236.8 | 78.68 | 28.43 | 20.2 | 0.904 | 5256 | 67.1 | 5 | 50000 | 42562 |  |  | NotYetVerified |  | 3 | 2160 | 72 | 30 |  | 0.9 | 5296
PQU49K46 | EnviroLux Energy Systems LLC | EnviroLux | EES-DLL320-14W-PS-UNV | Outdoor Luminaires | Low Output | Architectural Flood and Spot Luminaires | Standard | TRUE | 1193.2 | 84.68 | 14.09 | 18.7 | 0.888 | 4012 | 66 | 5 | 50000 | 42562 |  |  | NotYetVerified |  | 3 | 1193.2 | 85 | 14 |  |  | 4000 | 66
P1BBJWZY | EnviroLux Energy Systems LLC | EnviroLux | EES-FLL400-135W-50K-PS-UNV | Outdoor Luminaires | High Output | Architectural Flood and Spot Luminaires | Standard | FALSE | [9 empty] | 42562 |  |  | NotYetVerified |  | 3 | 13294 | 100 | 134 | 20 | 0.9 | 5000 | 70
PJSRPKT2 | EnviroLux Energy Systems LLC | EnviroLux | HE-ENV-90W-LED-LFL-50K-PS-UNV-ST | Outdoor Luminaires | High Output | Architectural Flood and Spot Luminaires | Standard | FALSE | [9 empty] | 42562 |  |  | NotYetVerified |  | 3 | 11263 | 111 | 101 | 20 | 0.9 | 5000 | 70
PJC7MZR8 | EnviroLux Energy Systems LLC | EnviroLux | HE-ENV-45W-LED-RBF-50K-PS-UNV | Outdoor Luminaires | Mid Output | Architectural Flood and Spot Luminaires | Standard | FALSE | [9 empty] | 42562 |  |  | NotYetVerified |  | 3 | 5840 | 116 | 50 | 20 | 0.9 | 5000 | 70
P2DMRZX2 | EnviroLux Energy Systems LLC | EnviroLux | EES-90W-LED-HFL-40K-PS-LFL | Outdoor Luminaires | Mid Output | Architectural Flood and Spot Luminaires | Standard | FALSE | [9 empty] | 42562 |  |  | NotYetVerified |  | 3 | 8005 | 105 | 76 | 20 | 0.9 | 4000 | 70
PKWQGNVY | EnviroLux Energy Systems LLC | EnviroLux | EES-DLL320-18W-PS-UNV | Outdoor Luminaires | Low Output | Architectural Flood and Spot Luminaires | Standard | FALSE | [9 empty] | 42562 |  |  | NotYetVerified |  | 3 | 1568 | 87.7 | 18 | 20 | 0.9 | 4000 | 67
P7JUBXS7 | EnviroLux Energy Systems LLC | EnviroLux | EES-DLL320-23W-PS-UNV | Outdoor Luminaires | Low Output | Architectural Flood and Spot Luminaires | Standard | FALSE | [9 empty] | 42562 |  |  | NotYetVerified |  | 3 | 1966 | 84.9 | 23 | 20 | 0.9 | 4000 | 65
PBU3932Y | LSI Industries | LSI | 629213 | Outdoor Luminaires | Very High Output | Architectural Flood and Spot Luminaires | Standard | TRUE | 53887 | 87.79 | 613.8 | 7.8 | 0.981 | 5334 | 73.8 | 5 | 50000 | 42559 |  |  | NotYetVerified |  | 3 | 53000 | 90 | 640 |  | 0.9 | 5700 | 73
PXQS7B5Y | LSI Industries | LSI | 629122 | Outdoor Luminaires | High Output | Architectural Flood and Spot Luminaires | Standard | TRUE | 20217 | 90.7 | 222.9 | 14.32 | 0.972 | 4932 | 70.9 | 5 | 50000 | 42559 |  |  | NotYetVerified |  | 3 | 21000 | 90 | 220 |  | 0.9 | 5000 | 71
P396W436 | LSI Industries | LSI | 629143 | Outdoor Luminaires | Very High Output | Architectural Flood and Spot Luminaires | Standard | TRUE | 39205 | 88.04 | 445.3 | 14.3 | 0.971 | 5263 | 71.5 | 5 | 50000 | 42559 |  |  | NotYetVerified |  | 3 | 39000 | 90 | 440 |  | 0.9 | 5000 | 74
PXSGSXB8 | iGlo LLC | IGLO | GL150WMODFLSNC4000KUDX-HV-C | Outdoor Luminaires | High Output | Architectural Flood and Spot Luminaires | Standard | TRUE | 14703 | 94.86 | 155 | 15.27 | 0.9657 | 4245 | 75.7 | 5 | 50000 | 42559 |  |  | No |  | 3 | 14327 | 95.7 | 149.7 | 8.46 | 0.9866 | 4000 | 75.7
PG2XPTQ5 | Sigma Luminous | Sigma ICE | ICE-CD40-400W-30KF | Outdoor Luminaires | Very High Output | Architectural Flood and Spot Luminaires | Standard | TRUE | 34314 | 88.1 | 380.5 | 19.64 | 0.958 | 3117 | 80.2 | 5 | 50000 | 42559 |  |  | No |  | 3.1 | 34303 | 88.2 | 389.1 | 10.71 | 0.99 | 3117 | 80.2
PYFHG1PW | Sigma Luminous | Sigma ICE | ICE-CD40-400W-57KF | Outdoor Luminaires | Very High Output | Architectural Flood and Spot Luminaires | Standard | TRUE | 33901 | 88.2 | 374.5 | 20.48 | 0.955 | 5486 | 83.1 | 5 | 50000 | 42559 |  |  | No |  | 3.1 | 33903 | 88.2 | 384.5 | 10.42 | 0.99 | 5486 | 83.12
PJJDU7E9 | iGlo LLC | IGLO | GL300WMODFLSNC4000KUDX-C | Outdoor Luminaires | High Output | Architectural Flood and Spot Luminaires | Standard | TRUE | 29403 | 93.43 | 314.7 | 8.64 | 0.9511 | 4048 | 73.1 | 5 |  | 42559 |  |  | NotYetVerified |  | 3 | 29403 | 93.43 | 314.7 | 8.64 | 0.9511 | 4000 | 73.1
PHU2X3QX | iGlo LLC | IGLO | GL300WMODFLSNC4000KUDX-P[12] | Outdoor Luminaires | Very High Output | Architectural Flood and Spot Luminaires | Standard | TRUE | 40141 | 131.99 | 304.1 | 13.69 | 0.9477 | 4041 | 74.3 | 5 | 50000 | 42559 |  |  | No |  | 3.1 | 40141 | 131.99 | 304.1 | 13.69 | 0.9477 | 4000 | 74.3
PY9RNBXY | MLEDTECH LLC | MLED | MYR-FL-50W(3000K) | Outdoor Luminaires | Low Output | Architectural Flood and Spot Luminaires | Standard | TRUE | 4926.4 | 98.95 | 49.79 | 15.95 | 0.945 | 3115 | 73.6 | 5 | 50000 | 42559 |  |  | No |  | 3 | 4926.4 | 98.95 | 49.79 | 15.95 | 0.945 | 3000 | 73.6
PR92PTDT | Shenzhen Green Energy Lighting Co. LTD. | G | FLXW70 4000K [120Â° Beam Angle] | Outdoor Luminaires | Mid Output | Architectural Flood and Spot Luminaires | Standard | TRUE | 5938.835 | 94.088 | 63.12 | 14.16 | 0.942 | 4136 | 82.1 | 5 | 50000 | 42559 |  |  | NotYetVerified |  | 4 | 5938.84 | 94.09 | 63.12 | 14.16 | 0.96 | 4000 | 82.1
P8SWPFFB | Shenzhen Green Energy Lighting Co. LTD. | G | FLXW50 4000K [120Â° Beam Angle] | Outdoor Luminaires | Low Output | Architectural Flood and Spot Luminaires | Standard | TRUE | 4395.217 | 89.37 | 49.15 | 14.87 | 0.939 | 4176 | 82.9 | 5 | 50000 | 42559 |  |  | NotYetVerified |  | 4 | 4395.22 | 89.37 | 49.15 | 14.87 | 0.99 | 4000 | 82.9
P65UKAEE | iGlo LLC | IGLO | GL240WMODFLSNC4000KUDX-P[12] | Outdoor Luminaires | Very High Output | Architectural Flood and Spot Luminaires | Standard | TRUE | 31365 | 129.67 | 241.9 | 13.43 | 0.9387 | 4046 | 74.2 | 5 | 50000 | 42559 |  |  | No |  | 3.1 | 31365 | 129.67 | 241.9 | 13.43 | 0.9387 | 4000 | 74.2
P4SH1CGN | Shenzhen Green Energy Lighting Co. LTD. | G | FLXW100L 4000K [120Â° Beam Angle] | Outdoor Luminaires | Mid Output | Architectural Flood and Spot Luminaires | Standard | TRUE | 8628.208 | 94.753 | 91.06 | 15.12 | 0.937 | 4097 | 82.6 | 5 | 50000 | 42559 |  |  | NotYetVerified |  | 4 | 8628.21 | 94.75 | 91.06 | 15.12 | 0.99 | 4000 | 82.6
P7D3BV6M | MLEDTECH LLC | MLED | MYR-FL-600W(3000K) | Outdoor Luminaires | Very High Output | Architectural Flood and Spot Luminaires | Standard | TRUE | 59145 | 96.31 | 614.1 | 8.73 | 0.9323 | 3125 | 74 | 5 |  | 42559 |  |  | No |  | 3 | 59145 | 96.31 | 614.1 | 8.73 | 0.9323 | 3000 | 74
PBP4P7TJ | iGlo LLC | IGLO | GL120WMODFLSNC4000KUDX-P[12] | Outdoor Luminaires | High Output | Architectural Flood and Spot Luminaires | Standard | TRUE | 15622 | 131 | 119.3 | 13.22 | 0.9321 | 4000 | 74.2 | 5 | 50000 | 42559 |  |  | No |  | 3.1 | 15622 | 131 | 119.3 | 13.22 | 0.9321 | 4000 | 74.2
PRPVMZT2 | iGlo LLC | IGLO | GL150WMODFLSNC4000KUDX-P[12]-HV | Outdoor Luminaires | High Output | Architectural Flood and Spot Luminaires | Standard | TRUE | 20589 | 136.48 | 150.9 | 13.87 | 0.9302 | 4073 | 74.4 | 5 | 50000 | 42559 |  |  | No |  | 3.1 | 20816 | 137.18 | 151.7 | 13.87 | 0.9302 | 4000 | 74.4
P9VXER7S | iGlo LLC | IGLO | GL150WMODFLSNC4000KUDX-P[12] | Outdoor Luminaires | High Output | Architectural Flood and Spot Luminaires | Standard | TRUE | 20867 | 138.93 | 150.2 | 13.45 | 0.9273 | 4062 | 74.3 | 5 | 50000 | 42559 |  |  | No |  | 3.1 | 20867 | 138.93 | 150.2 | 13.45 | 0.9273 | 4000 | 74.3
PJJ4DHJD | iGlo LLC | IGLO | GL185WMODFLSNC4000KUDX-P[12] | Outdoor Luminaires | High Output | Architectural Flood and Spot Luminaires | Standard | TRUE | 24203 | 131.28 | 184.4 | 13.61 | 0.9244 | 4041 | 74.2 | 5 | 50000 | 42559 |  |  | No |  | 3.1 | 24203 | 131.28 | 184.4 | 13.61 | 0.9244 | 4000 | 74.2
PU84UN8G | MLEDTECH LLC | MLED | MYR-FL-400W(3000K) | Outdoor Luminaires | Very High Output | Architectural Flood and Spot Luminaires | Standard | TRUE | 40630 | 100.33 | 404.9 | 11.02 | 0.9233 | 3123 | 73.9 | 5 |  | 42559 |  |  | No |  | 3 | 40630 | 100.33 | 404.9 | 11.02 | 0.9233 | 3000 | 73.9
P56B3SZD | MLEDTECH LLC | MLED | MYR-FL-210W(3000K) | Outdoor Luminaires | High Output | Architectural Flood and Spot Luminaires | Standard | TRUE | 21667 | 101.6 | 213.3 | 15.36 | 0.9226 | 3146 | 74 | 5 |  | 42559 |  |  | No |  | 3 | 21667 | 101.6 | 213.3 | 15.36 | 0.9226 | 3000 | 74
P8QQW1ZM | iGlo LLC | IGLO | GL120WMODFLSNC4000KUDX-P[12]-HV | Outdoor Luminaires | High Output | Architectural Flood and Spot Luminaires | Standard | TRUE | 15267 | 131.95 | 115.7 | 13.32 | 0.9203 | 4031 | 74.1 | 5 | 50000 | 42559 |  |  | No |  | 3.1 | 15454 | 132.28 | 116.8 | 13.32 | 0.9203 | 4000 | 74.1
PSKAAS4T | iGlo LLC | IGLO | GL200WMODFLSNC4000KUDX-C | Outdoor Luminaires | High Output | Architectural Flood and Spot Luminaires | Standard | TRUE | 19113 | 94.41 | 203.5 | 16.72 | 0.915 | 4255 | 75.4 | 5 | 50000 | 42559 |  |  | NotYetVerified |  | 3 | 19113 | 94.41 | 203.5 | 16.72 | 0.914 | 4000 | 75.4
PAGJR5VQ | CCD Lighting Inc | CCD LIGHITNG | CCD-FL-150-24-NON | Outdoor Luminaires | High Output | Architectural Flood and Spot Luminaires | Standard | TRUE | 16875.88 | 114.03 | 147.99 | 14.75 | 0.9127 | 3860 | 70.7 | 5 | 50000 | 42559 |  |  | No |  | 3.1 | 16875.88 | 114.03 | 147.99 | 14.75 | 0.999 | 3860 | 70.7
PNVYPSTN | CCD Lighting Inc | CCD LIGHITNG | CCD-FL-110-24-NON | Outdoor Luminaires | High Output | Architectural Flood and Spot Luminaires | Standard | TRUE | 12688.66 | 113.09 | 112.2 | 14.73 | 0.9121 | 3849 | 70.8 | 5 | 50000 | 42559 |  |  | No |  | 4 | 12688.66 | 113.09 | 112.2 | 14.73 | 0.997 | 3849 | 70.8
PT1DQQM2 | Shenzhen Green Energy Lighting Co. LTD. | G | FLXW150 4000K [120Â° Beam Angle] | Outdoor Luminaires | High Output | Architectural Flood and Spot Luminaires | Standard | TRUE | 14783.374 | 99.031 | 149.28 | 18.06 | 0.912 | 4122 | 81.8 | 5 | 50000 | 42559 |  |  | NotYetVerified |  | 4 | 14783.37 | 99.03 | 149.28 | 18.06 | 1 | 4000 | 81.8
PCX5W8VN | MLEDTECH LLC | MLED | MYR-FL-100W(3000K) | Outdoor Luminaires | High Output | Architectural Flood and Spot Luminaires | Standard | TRUE | 9953.9 | 99.61 | 99.93 | 14.97 | 0.9119 | 3122 | 73.4 | 5 | 50000 | 42559 |  |  | No |  | 3 | 9953.9 | 99.61 | 99.93 | 14.97 | 0.9119 | 3000 | 73.4
P3BHQ5D4 | iGlo LLC | IGLO | GL150WMODFLSNC4000KUDX-C | Outdoor Luminaires | High Output | Architectural Flood and Spot Luminaires | Standard | TRUE | 14651 | 94.92 | 154.4 | 15.87 | 0.908 | 4245 | 75.7 | 5 | 50000 | 42559 |  |  | NotYetVerified |  | 3 | 14651 | 94.92 | 154.4 | 15.87 | 0.907 | 4000 | 75.7
P42HHZVC | MLEDTECH LLC | MLED | MYR-FL-140W(3000K) | Outdoor Luminaires | High Output | Architectural Flood and Spot Luminaires | Standard | TRUE | 14476 | 104.31 | 138.8 | 15.35 | 0.9051 | 3120 | 73.7 | 5 | 50000 | 42559 |  |  | No |  | 3 | 14476 | 104.31 | 138.8 | 15.35 | 0.9051 | 3000 | 73.7
PHJCZNWZ | MLEDTECH LLC | MLED | MYR-FL-80W(3000K) | Outdoor Luminaires | Mid Output | Architectural Flood and Spot Luminaires | Standard | TRUE | 7834.4 | 97.75 | 80.15 | 17.69 | 0.9048 | 3120 | 73.3 | 5 | 50000 | 42559 |  |  | No |  | 3 | 7834.4 | 97.75 | 80.15 | 17.69 | 0.9048 | 3000 | 73.3
PGHZZV5U | MLEDTECH LLC | MLED | MYR-FL-280W(3000K) | Outdoor Luminaires | High Output | Architectural Flood and Spot Luminaires | Standard | TRUE | 28666 | 101.79 | 281.6 | 14.86 | 0.9039 | 3118 | 73.7 | 5 |  | 42559 |  |  | No |  | 3 | 28666 | 101.79 | 281.6 | 14.86 | 0.9039 | 3000 | 73.7
P2KDAVPB | MLEDTECH LLC | MLED | MYR-FL-30W(3000K) | Outdoor Luminaires | Low Output | Architectural Flood and Spot Luminaires | Standard | TRUE | 3124 | 99 | 31.55 | 19.75 | 0.9036 | 3116 | 73.6 | 5 | 50000 | 42559 |  |  | No |  | 3 | 3124 | 99 | 31.55 | 19.75 | 0.9036 | 3000 | 73.6
PJ79T6J5 | CCD Lighting Inc | CCD LIGHITNG | CCD-FL-150-25-STP | Outdoor Luminaires | High Output | Architectural Flood and Spot Luminaires | Standard | FALSE | [9 empty] | 42559 |  |  | No |  | 3.1 | 17138.92 | 115.8 | 148 | 14.75 | 0.998 | 4922 | 72.1
PCSAFAH8 | CCD Lighting Inc | CCD LIGHITNG | CCD-FL-150-25-NON | Outdoor Luminaires | High Output | Architectural Flood and Spot Luminaires | Standard | FALSE | [9 empty] | 42559 |  |  | No |  | 3.1 | 17138.92 | 115.8 | 148 | 14.75 | 0.998 | 4922 | 72.1
PQ1Y8M21 | CCD Lighting Inc | CCD LIGHITNG | CCD-FL-150-25-CTN | Outdoor Luminaires | High Output | Architectural Flood and Spot Luminaires | Standard | FALSE | [9 empty] | 42559 |  |  | No |  | 3.1 | 17138.92 | 115.8 | 148 | 14.75 | 0.998 | 4922 | 72.1
PNFN1PZM | CCD Lighting Inc | CCD LIGHITNG | CCD-FL-110-25-STP | Outdoor Luminaires | High Output | Architectural Flood and Spot Luminaires | Standard | FALSE | [9 empty] | 42559 |  |  | No |  | 4 | 12900.35 | 116.957 | 110.3 | 14.73 | 0.998 | 4904 | 72.3
P5WAE37F | CCD Lighting Inc | CCD LIGHITNG | CCD-FL-110-25-NON | Outdoor Luminaires | High Output | Architectural Flood and Spot Luminaires | Standard | FALSE | [9 empty] | 42559 |  |  | No |  | 4 | 12900.35 | 116.957 | 110.3 | 14.73 | 0.998 | 4904 | 72.3
P17PWGDQ | CCD Lighting Inc | CCD LIGHITNG | CCD-FL-110-25-CTN | Outdoor Luminaires | High Output | Architectural Flood and Spot Luminaires | Standard | FALSE | [9 empty] | 42559 |  |  | No |  | 4 | 12900.35 | 116.957 | 110.3 | 14.73 | 0.998 | 4904 | 72.3
PWTFV6DS | CCD Lighting Inc | CCD LIGHITNG | CCD-FL-150-24-STP | Outdoor Luminaires | High Output | Architectural Flood and Spot Luminaires | Standard | FALSE | [9 empty] | 42559 |  |  | No |  | 3.1 | 16875.88 | 114.03 | 147.99 | 14.75 | 0.999 | 3860 | 70.7
P8YJZWF7 | CCD Lighting Inc | CCD LIGHITNG | CCD-FL-150-24-CTN | Outdoor Luminaires | High Output | Architectural Flood and Spot Luminaires | Standard | FALSE | [9 empty] | 42559 |  |  | No |  | 3.1 | 16875.88 | 114.03 | 147.99 | 14.75 | 0.999 | 3860 | 70.7
PJJ52V1V | CCD Lighting Inc | CCD LIGHITNG | CCD-FL-110-24-STP | Outdoor Luminaires | High Output | Architectural Flood and Spot Luminaires | Standard | FALSE | [9 empty] | 42559 |  |  | No |  | 4 | 12688.66 | 113.09 | 112.2 | 14.73 | 0.997 | 3849 | 70.8
PZFKW19Y | CCD Lighting Inc | CCD LIGHITNG | CCD-FL-110-24-CTN | Outdoor Luminaires | High Output | Architectural Flood and Spot Luminaires | Standard | FALSE | [9 empty] | 42559 |  |  | No |  | 4 | 12688.66 | 113.09 | 112.2 | 14.73 | 0.997 | 3849 | 70.8
PFB42PZF | iGlo LLC | IGLO | GL185WMODFLSNC5700KUDX-P[12] | Outdoor Luminaires | High Output | Architectural Flood and Spot Luminaires | Standard | FALSE | [9 empty] | 42559 |  |  | No |  | 3.1 | 25413 | 136.48 | 186.2 | 13.55 | 0.9273 | 5700 | 76.5
P4T4CNKV | iGlo LLC | IGLO | GL120WMODFLSNC5700KUDX-P[12] | Outdoor Luminaires | High Output | Architectural Flood and Spot Luminaires | Standard | FALSE | [9 empty] | 42559 |  |  | No |  | 3.1 | 16153 | 133.61 | 120.9 | 13.36 | 0.9336 | 5700 | 76.5
P43SK35W | iGlo LLC | IGLO | GL150WMODFLSNC5700KUDX-P[12]-HV | Outdoor Luminaires | High Output | Architectural Flood and Spot Luminaires | Standard | FALSE | [9 empty] | 42559 |  |  | No |  | 3.1 | 21194 | 139.35 | 152.1 | 13.92 | 0.9314 | 5700 | 76.1
P9Q2F37J | iGlo LLC | IGLO | GL150WMODFLSNC5700KUDX-P[12] | Outdoor Luminaires | High Output | Architectural Flood and Spot Luminaires | Standard | FALSE | [9 empty] | 42559 |  |  | No |  | 3.1 | 21264 | 140.26 | 151.6 | 13.63 | 0.9261 | 5700 | 75.9
PC9G5ZKT | iGlo LLC | IGLO | GL120WMODFLSNC5700KUDX-P[12]-HV | Outdoor Luminaires | High Output | Architectural Flood and Spot Luminaires | Standard | FALSE | [9 empty] | 42559 |  |  | No |  | 3.1 | 15848 | 134.65 | 117.7 | 13.54 | 0.9211 | 5700 | 75.7
PMFPEVWX | iGlo LLC | IGLO | GL150WMODFLSNC5700KUDX-HV-C | Outdoor Luminaires | High Output | Architectural Flood and Spot Luminaires | Standard | FALSE | [9 empty] | 42559 |  |  | No |  | 3 | 14939 | 97.83 | 152.7 | 9.55 | 0.987 | 5700 | 75.9
PQK4HE88 | iGlo LLC | IGLO | GL300WMODFLSNC5700KUDX-P[12] | Outdoor Luminaires | Very High Output | Architectural Flood and Spot Luminaires | Standard | FALSE | [9 empty] | 42559 |  |  | No |  | 3.1 | 42058 | 137.22 | 306.5 | 13.98 | 0.943 | 5700 | 76.6
PD1GRJY7 | iGlo LLC | IGLO | GL240WMODFLSNC5700KUDX-P[12] | Outdoor Luminaires | Very High Output | Architectural Flood and Spot Luminaires | Standard | FALSE | [9 empty] | 42559 |  |  | No |  | 3.1 | 32852 | 134.86 | 243.6 | 13.66 | 0.9382 | 5700 | 76.6
PAXT49FS | iGlo LLC | IGLO | GL200WMODFLSNC5700KUDX-C | Outdoor Luminaires | High Output | Architectural Flood and Spot Luminaires | Standard | FALSE | [9 empty] | 42559 |  |  | NotYetVerified |  | 3 | 22530 | 110.39 | 204.1 | 16.51 | 0.912 | 5700 | 74
PM28KKFY | iGlo LLC | IGLO | GL150WMODFLSNC5700KUDX-C | Outdoor Luminaires | High Output | Architectural Flood and Spot Luminaires | Standard | FALSE | [9 empty] | 42559 |  |  | NotYetVerified |  | 3 | 16387 | 106 | 154.6 | 15.33 | 0.907 | 5700 | 73.8
PXH1ZTHS | iGlo LLC | IGLO | GL300WMODFLSNC5700KUDX-C | Outdoor Luminaires | Very High Output | Architectural Flood and Spot Luminaires | Standard | FALSE | [9 empty] | 42559 |  |  | NotYetVerified |  | 3 | 31665 | 100.27 | 315.8 | 8.56 | 0.9511 | 5700 | 72.2
PTXHYAC8 | iGlo LLC | IGLO | GL150WMODFLSNC5000KUDX-P[12]-HV | Outdoor Luminaires | High Output | Architectural Flood and Spot Luminaires | Standard | FALSE | [9 empty] | 42559 |  |  | No |  | 3.1 | 21005 | 138.28 | 151.9 | 13.87 | 0.9302 | 5000 | 74.4
PYUCHKCC | iGlo LLC | IGLO | GL150WMODFLSNC5000KUDX-P[12] | Outdoor Luminaires | High Output | Architectural Flood and Spot Luminaires | Standard | FALSE | [9 empty] | 42559 |  |  | No |  | 3.1 | 21066 | 139.6 | 150.9 | 13.45 | 0.9273 | 5000 | 74.3
PVQY6NJT | iGlo LLC | IGLO | GL185WMODFLSNC5000KUDX-P[12] | Outdoor Luminaires | High Output | Architectural Flood and Spot Luminaires | Standard | FALSE | [9 empty] | 42559 |  |  | No |  | 3.1 | 24808 | 133.88 | 185.3 | 13.61 | 0.9244 | 5000 | 74.2
PUJ1X1A5 | iGlo LLC | IGLO | GL120WMODFLSNC5000KUDX-P[12] | Outdoor Luminaires | High Output | Architectural Flood and Spot Luminaires | Standard | FALSE | [9 empty] | 42559 |  |  | No |  | 3.1 | 15887 | 132.28 | 120.1 | 13.22 | 0.9321 | 5000 | 74.2
PK4NCQMM | iGlo LLC | IGLO | GL120WMODFLSNC5000KUDX-P[12]-HV | Outdoor Luminaires | High Output | Architectural Flood and Spot Luminaires | Standard | FALSE | [9 empty] | 42559 |  |  | No |  | 3.1 | 15651 | 133.43 | 117.3 | 13.32 | 0.9203 | 5000 | 74.1
PCJMK6S2 | iGlo LLC | IGLO | GL150WMODFLSNC5000KUDX-HV-C | Outdoor Luminaires | High Output | Architectural Flood and Spot Luminaires | Standard | FALSE | [9 empty] | 42559 |  |  | No |  | 3 | 14327 | 95.7 | 149.7 | 8.46 | 0.9866 | 5000 | 75.7
PG671813 | iGlo LLC | IGLO | GL150WMODFLSNC5000KUDX-C | Outdoor Luminaires | High Output | Architectural Flood and Spot Luminaires | Standard | FALSE | [9 empty] | 42559 |  |  | NotYetVerified |  | 3 | 14651 | 94.92 | 154.4 | 15.87 | 0.907 | 5000 | 75.7
PSD1VVYR | iGlo LLC | IGLO | GL200WMODFLSNC5000KUDX-C | Outdoor Luminaires | High Output | Architectural Flood and Spot Luminaires | Standard | FALSE | [9 empty] | 42559 |  |  | NotYetVerified |  | 3 | 19113 | 94.41 | 203.5 | 16.72 | 0.914 | 5000 | 75.4
P1XUPERN | iGlo LLC | IGLO | GL300WMODFLSNC5000KUDX-P[12] | Outdoor Luminaires | Very High Output | Architectural Flood and Spot Luminaires | Standard | FALSE | [9 empty] | 42559 |  |  | No |  | 3.1 | 41099 | 134.62 | 305.3 | 13.69 | 0.9477 | 5000 | 74.3
PWK6ACXG | iGlo LLC | IGLO | GL240WMODFLSNC5000KUDX-P[12] | Outdoor Luminaires | Very High Output | Architectural Flood and Spot Luminaires | Standard | FALSE | [9 empty] | 42559 |  |  | No |  | 3.1 | 32108 | 132.24 | 242.8 | 13.43 | 0.9387 | 5000 | 74.2
PHMMQ4V5 | iGlo LLC | IGLO | GL300WMODFLSNC5000KUDX-C | Outdoor Luminaires | High Output | Architectural Flood and Spot Luminaires | Standard | FALSE | [9 empty] | 42559 |  |  | NotYetVerified |  | 3 | 29403 | 93.43 | 314.7 | 8.64 | 0.9511 | 5000 | 73.1
PPS4W2GU | iGlo LLC | IGLO | GL150WMODFLSNC4500KUDX-HV-C | Outdoor Luminaires | High Output | Architectural Flood and Spot Luminaires | Standard | FALSE | [9 empty] | 42559 |  |  | No |  | 3 | 14327 | 95.7 | 149.7 | 8.46 | 0.9866 | 4500 | 75.7
PRGCS1EJ | iGlo LLC | IGLO | GL150WMODFLSNC4500KUDX-C | Outdoor Luminaires | High Output | Architectural Flood and Spot Luminaires | Standard | FALSE | [9 empty] | 42559 |  |  | NotYetVerified |  | 3 | 14651 | 94.92 | 154.4 | 15.87 | 0.907 | 4500 | 75.7
PHXVPT6G | iGlo LLC | IGLO | GL200WMODFLSNC4500KUDX-C | Outdoor Luminaires | High Output | Architectural Flood and Spot Luminaires | Standard | FALSE | [9 empty] | 42559 |  |  | NotYetVerified |  | 3 | 19113 | 94.41 | 203.5 | 16.72 | 0.914 | 4500 | 75.4
P7BSHK29 | iGlo LLC | IGLO | GL300WMODFLSNC4500KUDX-C | Outdoor Luminaires | High Output | Architectural Flood and Spot Luminaires | Standard | FALSE | [9 empty] | 42559 |  |  | NotYetVerified |  | 3 | 29403 | 93.43 | 314.7 | 8.64 | 0.9511 | 4500 | 73.1
PUA163KC | Sigma Luminous | Sigma ICE | ICE-CD40-400W-50K90 | Outdoor Luminaires | Very High Output | Architectural Flood and Spot Luminaires | Standard | FALSE | [9 empty] | 42559 |  |  | No |  | 3 | 43688 | 112.2 | 389.5 | 10.57 | 0.99 | 5023 | 81.7
P4MU92S6 | Sigma Luminous | Sigma ICE | ICE-CD40-400W-50KF | Outdoor Luminaires | Very High Output | Architectural Flood and Spot Luminaires | Standard | FALSE | [9 empty] | 42559 |  |  | No |  | 3 | 34276 | 88.61 | 386.8 | 10.57 | 0.99 | 5023 | 81.7
PR29DA4N | Sigma Luminous | Sigma ICE | ICE-CD40-400W-40K90 | Outdoor Luminaires | Very High Output | Architectural Flood and Spot Luminaires | Standard | FALSE | [9 empty] | 42559 |  |  | No |  | 3 | 44203 | 113.5 | 389.5 | 10.57 | 0.99 | 4023 | 81.7
PDPGRJ2J | Sigma Luminous | Sigma ICE | ICE-CD40-400W-40KF | Outdoor Luminaires | Very High Output | Architectural Flood and Spot Luminaires | Standard | FALSE | [9 empty] | 42559 |  |  | No |  | 3 | 34680 | 89.66 | 386.8 | 10.57 | 0.99 | 4023 | 81.7
PNSTJWXZ | Sigma Luminous | Sigma ICE | ICE-CD40-400W-30K90 | Outdoor Luminaires | Very High Output | Architectural Flood and Spot Luminaires | Standard | FALSE | [9 empty] | 42559 |  |  | No |  | 3 | 43722 | 110.7 | 394.9 | 10.57 | 0.99 | 3117 | 80.2
PZN9P98D | Shenzhen Green Energy Lighting Co. LTD. | G | FLXW70 5700K [120Â° Beam Angle] | Outdoor Luminaires | Mid Output | Architectural Flood and Spot Luminaires | Standard | FALSE | [9 empty] | 42559 |  |  | NotYetVerified |  | 4 | 6161.2 | 97.55 | 63.16 | 13.5 | 0.96 | 5700 | 82.9
PWTDBR53 | Shenzhen Green Energy Lighting Co. LTD. | G | FLXW150 5700K [120Â° Beam Angle] | Outdoor Luminaires | High Output | Architectural Flood and Spot Luminaires | Standard | FALSE | [9 empty] | 42559 |  |  | NotYetVerified |  | 4 | 14976.37 | 100.33 | 149.27 | 17.71 | 1 | 5700 | 82.5
P5UDV7GA | Shenzhen Green Energy Lighting Co. LTD. | G | FLXW100L 5700K [120Â° Beam Angle] | Outdoor Luminaires | Mid Output | Architectural Flood and Spot Luminaires | Standard | FALSE | [9 empty] | 42559 |  |  | NotYetVerified |  | 4 | 8915.53 | 97.88 | 91.09 | 14.65 | 0.99 | 5700 | 81.9
PSTYMNH5 | Shenzhen Green Energy Lighting Co. LTD. | G | FLXW50 5700K [120Â° Beam Angle] | Outdoor Luminaires | Low Output | Architectural Flood and Spot Luminaires | Standard | FALSE | [9 empty] | 42559 |  |  | NotYetVerified |  | 4 | 4613.24 | 93.78 | 49.19 | 14.23 | 0.99 | 5700 | 81.7
P3K41R2P | Shenzhen Green Energy Lighting Co. LTD. | G | FLXW70 5000K [120Â° Beam Angle] | Outdoor Luminaires | Mid Output | Architectural Flood and Spot Luminaires | Standard | FALSE | [9 empty] | 42559 |  |  | NotYetVerified |  | 4 | 6094.14 | 96.41 | 63.21 | 13.73 | 0.96 | 5000 | 82
PDMJ4PCZ | Shenzhen Green Energy Lighting Co. LTD. | G | FLXW150 5000K [120Â° Beam Angle] | Outdoor Luminaires | High Output | Architectural Flood and Spot Luminaires | Standard | FALSE | [9 empty] | 42559 |  |  | NotYetVerified |  | 4 | 14957.1 | 100.22 | 149.25 | 17.84 | 1 | 5000 | 81
PXJBFQ83 | Shenzhen Green Energy Lighting Co. LTD. | G | FLXW100L 5000K [120Â° Beam Angle] | Outdoor Luminaires | Mid Output | Architectural Flood and Spot Luminaires | Standard | FALSE | [9 empty] | 42559 |  |  | NotYetVerified |  | 4 | 8822.04 | 96.87 | 91.07 | 14.88 | 0.99 | 5000 | 80.9
P2RK46VC | Shenzhen Green Energy Lighting Co. LTD. | G | FLXW50 5000K [120Â° Beam Angle] | Outdoor Luminaires | Low Output | Architectural Flood and Spot Luminaires | Standard | FALSE | [9 empty] | 42559 |  |  | NotYetVerified |  | 4 | 4513.44 | 91.72 | 49.21 | 14.51 | 0.99 | 5000 | 80.4
PTRDJZYP | Shenzhen Green Energy Lighting Co. LTD. | G | FLXW50 4500K [120Â° Beam Angle] | Outdoor Luminaires | Low Output | Architectural Flood and Spot Luminaires | Standard | FALSE | [9 empty] | 42559 |  |  | NotYetVerified |  | 4 | 4395.22 | 89.37 | 49.15 | 14.87 | 0.99 | 4500 | 82.9
P9M9JQ32 | Shenzhen Green Energy Lighting Co. LTD. | G | FLXW100L 4500K [120Â° Beam Angle] | Outdoor Luminaires | Mid Output | Architectural Flood and Spot Luminaires | Standard | FALSE | [9 empty] | 42559 |  |  | NotYetVerified |  | 4 | 8628.21 | 94.75 | 91.06 | 15.12 | 0.99 | 4500 | 82.6
PUF69KTQ | Shenzhen Green Energy Lighting Co. LTD. | G | FLXW70 4500K [120Â° Beam Angle] | Outdoor Luminaires | Mid Output | Architectural Flood and Spot Luminaires | Standard | FALSE | [9 empty] | 42559 |  |  | NotYetVerified |  | 4 | 5938.84 | 94.09 | 63.12 | 14.16 | 0.96 | 4500 | 82.1
PZVMV2KJ | Shenzhen Green Energy Lighting Co. LTD. | G | FLXW150 4500K [120Â° Beam Angle] | Outdoor Luminaires | High Output | Architectural Flood and Spot Luminaires | Standard | FALSE | [9 empty] | 42559 |  |  | NotYetVerified |  | 4 | 14783.37 | 99.03 | 149.28 | 18.06 | 1 | 4500 | 81.8
PKW6AXC6 | MLEDTECH LLC | MLED | MYR-FL-50W(5700K) | Outdoor Luminaires | Low Output | Architectural Flood and Spot Luminaires | Standard | FALSE | [9 empty] | 42559 | Not Dimmable | Not Dimmable | No |  | 3 | 5217 | 104.49 | 49.93 | 15.82 | 0.9402 | 5700 | 75.7
PNGC33YP | MLEDTECH LLC | MLED | MYR-FL-80W(5700K) | Outdoor Luminaires | Mid Output | Architectural Flood and Spot Luminaires | Standard | FALSE | [9 empty] | 42559 | Not Dimmable | Not Dimmable | No |  | 3 | 8514 | 104.81 | 81.23 | 17.25 | 0.9067 | 5700 | 75.2
PNV1CCMW | MLEDTECH LLC | MLED | MYR-FL-140W(5700K) | Outdoor Luminaires | High Output | Architectural Flood and Spot Luminaires | Standard | FALSE | [9 empty] | 42559 | Not Dimmable | Not Dimmable | No |  | 3 | 15778 | 112.54 | 140.2 | 15.28 | 0.9087 | 5700 | 74.9
PJXNM9A5 | MLEDTECH LLC | MLED | MYR-FL-100W(5700K) | Outdoor Luminaires | High Output | Architectural Flood and Spot Luminaires | Standard | FALSE | [9 empty] | 42559 | Not Dimmable | Not Dimmable | No |  | 3 | 10591 | 105.35 | 100.53 | 14.56 | 0.9095 | 5700 | 74.5
P6XPJ9JS | MLEDTECH LLC | MLED | MYR-FL-30W(5700K) | Outdoor Luminaires | Low Output | Architectural Flood and Spot Luminaires | Standard | FALSE | [9 empty] | 42559 | Not Dimmable | Not Dimmable | No |  | 3 | 3379 | 105.43 | 32.05 | 19.68 | 0.9057 | 5700 | 74
PHKGFRMD | MLEDTECH LLC | MLED | MYR-FL-280W(5700K) | Outdoor Luminaires | Very High Output | Architectural Flood and Spot Luminaires | Standard | FALSE | [9 empty] | 42559 | Not Dimmable | Not Dimmable | No |  | 3 | 31204 | 110.07 | 283.5 | 14.56 | 0.9046 | 5700 | 75.5
PJ5FG7N9 | MLEDTECH LLC | MLED | MYR-FL-600W(5700K) | Outdoor Luminaires | Very High Output | Architectural Flood and Spot Luminaires | Standard | FALSE | [9 empty] | 42559 | Not Dimmable | Not Dimmable | No |  | 3 | 63668 | 103.16 | 617.2 | 8.68 | 0.9362 | 5700 | 75.5
PXND74U5 | MLEDTECH LLC | MLED | MYR-FL-400W(5700K) | Outdoor Luminaires | Very High Output | Architectural Flood and Spot Luminaires | Standard | FALSE | [9 empty] | 42559 | Not Dimmable | Not Dimmable | No |  | 3 | 44479 | 108.88 | 408.5 | 10.89 | 0.9251 | 5700 | 75.3
PVHBMA2T | MLEDTECH LLC | MLED | MYR-FL-210W(5700K) | Outdoor Luminaires | High Output | Architectural Flood and Spot Luminaires | Standard | FALSE | [9 empty] | 42559 | Not Dimmable | Not Dimmable | No |  | 3 | 22750 | 106.16 | 214.3 | 15.42 | 0.9246 | 5700 | 74.8
PVG2FVTV | MLEDTECH LLC | MLED | MYR-FL-140W(5000K) | Outdoor Luminaires | High Output | Architectural Flood and Spot Luminaires | Standard | FALSE | [9 empty] | 42559 | Not Dimmable | Not Dimmable | No |  | 3 | 14476 | 104.31 | 138.8 | 15.35 | 0.9051 | 5000 | 73.7
P9TZYBAH | MLEDTECH LLC | MLED | MYR-FL-30W(5000K) | Outdoor Luminaires | Low Output | Architectural Flood and Spot Luminaires | Standard | FALSE | [9 empty] | 42559 | Not Dimmable | Not Dimmable | No |  | 3 | 3124 | 99 | 31.55 | 19.75 | 0.9036 | 5000 | 73.6
PZDAJK48 | MLEDTECH LLC | MLED | MYR-FL-50W(5000K) | Outdoor Luminaires | Low Output | Architectural Flood and Spot Luminaires | Standard | FALSE | [9 empty] | 42559 | Not Dimmable | Not Dimmable | No |  | 3 | 4926.4 | 98.95 | 49.79 | 15.95 | 0.945 | 5000 | 73.6
PCM1EJJV | MLEDTECH LLC | MLED | MYR-FL-100W(5000K) | Outdoor Luminaires | High Output | Architectural Flood and Spot Luminaires | Standard | FALSE | [9 empty] | 42559 | Not Dimmable | Not Dimmable | No |  | 3 | 9953.9 | 99.61 | 99.93 | 14.97 | 0.9119 | 5000 | 73.4
PV83TTTT | MLEDTECH LLC | MLED | MYR-FL-80W(5000K) | Outdoor Luminaires | Mid Output | Architectural Flood and Spot Luminaires | Standard | FALSE | [9 empty] | 42559 | Not Dimmable | Not Dimmable | No |  | 3 | 7834.4 | 97.75 | 80.15 | 17.69 | 0.9048 | 5000 | 73.3
PHD93E71 | MLEDTECH LLC | MLED | MYR-FL-210W(5000K) | Outdoor Luminaires | High Output | Architectural Flood and Spot Luminaires | Standard | FALSE | [9 empty] | 42559 | Not Dimmable | Not Dimmable | No |  | 3 | 21667 | 101.6 | 213.3 | 15.36 | 0.9226 | 5000 | 74
P74FVRQY | MLEDTECH LLC | MLED | MYR-FL-600W(5000K) | Outdoor Luminaires | Very High Output | Architectural Flood and Spot Luminaires | Standard | FALSE | [9 empty] | 42559 | Not Dimmable | Not Dimmable | No |  | 3 | 59145 | 96.31 | 614.1 | 8.73 | 0.9323 | 5000 | 74
PPX43TDX | MLEDTECH LLC | MLED | MYR-FL-400W(5000K) | Outdoor Luminaires | Very High Output | Architectural Flood and Spot Luminaires | Standard | FALSE | [9 empty] | 42559 | Not Dimmable | Not Dimmable | No |  | 3 | 40630 | 100.33 | 404.9 | 11.02 | 0.9233 | 5000 | 73.9
PPG5ACM4 | MLEDTECH LLC | MLED | MYR-FL-280W(5000K) | Outdoor Luminaires | High Output | Architectural Flood and Spot Luminaires | Standard | FALSE | [9 empty] | 42559 | Not Dimmable | Not Dimmable | No |  | 3 | 28666 | 101.79 | 281.6 | 14.86 | 0.9039 | 5000 | 73.7
PV58M5KQ | Lighting Group of America | Lighting Group of America | WL757L2 | Outdoor Luminaires | Mid Output | Architectural Flood and Spot Luminaires | Standard | TRUE | 7269.4 | 97 | 74.9 | 15 | 0.93 | 2756 | 85 | 5 | 50000 | 42558 |  |  | Yes |  | 4 | 7269.4 | 97 | 74.9 | 10 | 0.99 | 2756 | 85
PVZD48WM | Shenzhen Green Energy Lighting Co. LTD. | G | FLXW200 4000K [120Â° Beam Angle] | Outdoor Luminaires | High Output | Architectural Flood and Spot Luminaires | Standard | TRUE | 18977.61 | 97.381 | 194.88 | 17.39 | 0.927 | 4213 | 82.3 | 5 | 50000 | 42558 |  |  | NotYetVerified |  | 4 | 18977.61 | 97.38 | 194.88 | 17.39 | 1 | 4000 | 82.3
P74S1ZTT | NOVO Solutions Group | NOVO | NSG-FL41A-30W-3000K | Outdoor Luminaires | Low Output | Architectural Flood and Spot Luminaires | Standard | TRUE | 2411.49 | 81.83 | 29.47 | 9.2 | 0.913 | 3053 | 83.3 | 5 | 50000 | 42558 |  |  | No |  | 3 | 2550 | 85 | 30 | 9.2 | 0.913 | 3000 | 80
P91ZKMSF | NOVO Solutions Group | NOVO | NSG-FL41A-30W-5500K | Outdoor Luminaires | Low Output | Architectural Flood and Spot Luminaires | Standard | FALSE | [9 empty] | 42558 |  |  | No |  | 3 | 2800 | 93 | 30 | 9.2 | 0.913 | 5500 | 80
P39M2E1X | NOVO Solutions Group | NOVO | NSG-FL41A-30W-5000K | Outdoor Luminaires | Low Output | Architectural Flood and Spot Luminaires | Standard | FALSE | [9 empty] | 42558 |  |  | No |  | 3 | 2700 | 91 | 30 | 9.2 | 0.913 | 5000 | 80
P8UWXJJV | NOVO Solutions Group | NOVO | NSG-FL41A-30W-4000K | Outdoor Luminaires | Low Output | Architectural Flood and Spot Luminaires | Standard | FALSE | [9 empty] | 42558 |  |  | No |  | 3 | 2650 | 89 | 30 | 9.2 | 0.913 | 4000 | 80
P8DCNNHE | NOVO Solutions Group | NOVO | NSG-FL41A-30W-3500K | Outdoor Luminaires | Low Output | Architectural Flood and Spot Luminaires | Standard | FALSE | [9 empty] | 42558 |  |  | No |  | 3 | 2600 | 87 | 30 | 9.2 | 0.913 | 3500 | 80
P1KADNDH | Shenzhen Green Energy Lighting Co. LTD. | G | FLXW200 5700K [120Â° Beam Angle] | Outdoor Luminaires | High Output | Architectural Flood and Spot Luminaires | Standard | FALSE | [9 empty] | 42558 |  |  | NotYetVerified |  | 4 | 19431.7 | 99.71 | 194.89 | 17.03 | 1 | 5700 | 82
PQQAW8SP | Shenzhen Green Energy Lighting Co. LTD. | G | FLXW200 5000K [120Â° Beam Angle] | Outdoor Luminaires | High Output | Architectural Flood and Spot Luminaires | Standard | FALSE | [9 empty] | 42558 |  |  | NotYetVerified |  | 4 | 19287.83 | 98.98 | 194.86 | 17.15 | 1 | 5000 | 81.2
PB3KMHJT | Shenzhen Green Energy Lighting Co. LTD. | G | FLXW200 4500K [120Â° Beam Angle] | Outdoor Luminaires | High Output | Architectural Flood and Spot Luminaires | Standard | FALSE | [9 empty] | 42558 |  |  | NotYetVerified |  | 4 | 18977.61 | 97.38 | 194.88 | 17.39 | 1 | 4500 | 82.3
PB79TCSC | Green Beam LED | Green Beam | GBFL38D-50K | Outdoor Luminaires | Low Output | Architectural Flood and Spot Luminaires | Standard | TRUE | 4396.5 | 112.98 | 38.91 | 18 | 0.946 | 4954 | 73 | 5 | 50000 | 42556 |  |  | NotYetVerified |  | 3 | 4396 | 112 | 40 | 20 | 0.9 | 5000 | 70
PMQH6T24 | Green Beam LED | Green Beam | GBFL20D-40K | Outdoor Luminaires | Low Output | Architectural Flood and Spot Luminaires | Standard | TRUE | 2180.631 | 111.34 | 19.59 | 15.33 | 0.934 | 4071 | 72.2 | 5 | 50000 | 42556 |  |  | NotYetVerified |  | 3 | 2180 | 111 | 20 | 20 | 0.9 | 4000 | 70
PFB9Y4NJ | ABOVE ALL LIGHTING INC. | ABBlighting | MFW20501 | Outdoor Luminaires | Low Output | Architectural Flood and Spot Luminaires | Premium | TRUE | 2293.1 | 111.9 | 20.5 | 16.14 | 0.9241 | 5084 | 71.9 | 5 | 50000 | 42556 |  |  | No |  | 3.1 | 2100 | 105 | 20 | 16.14 | 0.99 | 5000 | 70
PXEWJU48 | Green Beam LED | Green Beam | GBFL52W | Outdoor Luminaires | Low Output | Architectural Flood and Spot Luminaires | Standard | TRUE | 4335.5 | 75.46 | 57.45 | 7.41 | 0.9178 | 5178 | 66.8 | 5 | 50000 | 42556 |  |  | NotYetVerified |  | 3 | 4320 | 72 | 60 |  | 0.9 | 5314
P3MA85QB | Green Beam LED | Green Beam | GBFL38-50K | Outdoor Luminaires | Low Output | Architectural Flood and Spot Luminaires | Standard | FALSE | [9 empty] | 42556 |  |  | NotYetVerified |  | 3 | 4396 | 112 | 40 | 20 | 0.9 | 5000 | 70
PNU3VKPB | Green Beam LED | Green Beam | GBFL20-50K | Outdoor Luminaires | Low Output | Architectural Flood and Spot Luminaires | Standard | FALSE | [9 empty] | 42556 |  |  | NotYetVerified |  | 3 | 2227 | 113 | 20 | 20 | 0.9 | 5000 | 70
P9HGU593 | ABOVE ALL LIGHTING INC. | ABBlighting | MFW2050[1 4 5][ALL motion sensor or photocontrol]-[All Mounting Options] | Outdoor Luminaires | Low Output | Architectural Flood and Spot Luminaires | Premium | FALSE | [9 empty] | 42556 | Not Dimmable | Not Dimmable | Yes |  | 3.1 | 2100 | 105 | 20 | 16.14 | 0.99 | 5000 | 70
PYTAA51F | RISE-LITE GROUP CO. LTD | RISELITE | RL-FL-B60W-A-LV-D-WW | Outdoor Luminaires | Mid Output | Architectural Flood and Spot Luminaires | Standard | TRUE | 5252.5 | 95.29 | 55.12 | 14.63 | 0.9353 | 3145 | 72.3 | 5 | 50000 | 42552 |  |  | Yes |  | 4 | 5252.5 | 95.29 | 55.12 | 14.63 | 0.94 | 3000 | 72.3
P1G17UWT | RISE-LITE GROUP CO. LTD | RISELITE | RL-FL-100W-LV-C-D-DW | Outdoor Luminaires | High Output | Architectural Flood and Spot Luminaires | Premium | TRUE | 10243 | 107.84 | 94.98 | 14.27 | 0.9272 | 5203 | 71 | 5 | 60600 | 42552 |  |  | Yes |  | 3.1 | 10407 | 107.89 | 96.46 | 14.27 | 0.9272 | 5000 | 71
PX243CK6 | RISE-LITE GROUP CO. LTD | RISELITE | RL-FL-B45W-A-LV-D-WW | Outdoor Luminaires | Low Output | Architectural Flood and Spot Luminaires | Standard | TRUE | 4478.2 | 103.11 | 43.43 | 16.15 | 0.9107 | 3128 | 72.1 | 5 | 50000 | 42552 |  |  | Yes |  | 4 | 4478.2 | 103.11 | 43.43 | 16.15 | 0.91 | 3000 | 72.1
PUZHH3U3 | RISE-LITE GROUP CO. LTD | RISELITE | RL-FL-B25W-A-LV-D-WW | Outdoor Luminaires | Low Output | Architectural Flood and Spot Luminaires | Standard | TRUE | 2642.7 | 105.2 | 25.12 | 19.02 | 0.9054 | 3121 | 72.2 | 5 | 50000 | 42552 |  |  | Yes |  | 4 | 2642.7 | 105.2 | 25.12 | 19.02 | 0.91 | 3000 | 72.2
P4MTQTFS | RISE-LITE GROUP CO. LTD | RISELITE | RL-FL-B35W-A-LV-D-WW | Outdoor Luminaires | Low Output | Architectural Flood and Spot Luminaires | Standard | TRUE | 3467.2 | 97.7 | 35.49 | 17.76 | 0.9017 | 3128 | 72 | 5 | 50000 | 42552 |  |  | Yes |  | 4 | 3467.2 | 97.7 | 35.49 | 17.76 | 0.9 | 3000 | 72
PUZXQ5W8 | RISE-LITE GROUP CO. LTD | RISELITE | RL-FL-B60W-A-LV-D-DW | Outdoor Luminaires | Mid Output | Architectural Flood and Spot Luminaires | Standard | FALSE | [9 empty] | 42552 |  |  | Yes |  | 4 | 5402 | 97.39 | 55.47 | 14.56 | 0.93 | 5000 | 72.7
PPZ3KPK9 | RISE-LITE GROUP CO. LTD | RISELITE | RL-FL-B45W-A-LV-D-DW | Outdoor Luminaires | Low Output | Architectural Flood and Spot Luminaires | Standard | FALSE | [9 empty] | 42552 |  |  | Yes |  | 4 | 4579 | 105.05 | 43.59 | 16.12 | 0.91 | 5000 | 72.6
PYYZ81UD | RISE-LITE GROUP CO. LTD | RISELITE | RL-FL-B25W-A-LV-D-DW | Outdoor Luminaires | Low Output | Architectural Flood and Spot Luminaires | Standard | FALSE | [9 empty] | 42552 |  |  | Yes |  | 4 | 2697 | 107.15 | 25.17 | 18.96 | 0.91 | 5000 | 72.2
PTBVR8SR | RISE-LITE GROUP CO. LTD | RISELITE | RL-FL-B35W-A-LV-D-DW | Outdoor Luminaires | Low Output | Architectural Flood and Spot Luminaires | Standard | FALSE | [9 empty] | 42552 |  |  | Yes |  | 4 | 3529 | 99.94 | 35.31 | 17.82 | 0.9 | 5000 | 72.2
PXDT3CYF | RISE-LITE GROUP CO. LTD | RISELITE | RL-FL-B60W-A-LV-D-NW | Outdoor Luminaires | Mid Output | Architectural Flood and Spot Luminaires | Standard | FALSE | [9 empty] | 42552 |  |  | Yes |  | 4 | 5252.5 | 95.29 | 55.12 | 14.63 | 0.94 | 4100 | 72.3
PTJJ5B1Q | RISE-LITE GROUP CO. LTD | RISELITE | RL-FL-B25W-A-LV-D-NW | Outdoor Luminaires | Low Output | Architectural Flood and Spot Luminaires | Standard | FALSE | [9 empty] | 42552 |  |  | Yes |  | 4 | 2642.7 | 105.2 | 25.12 | 19.02 | 0.91 | 4100 | 72.2
PV9JW691 | RISE-LITE GROUP CO. LTD | RISELITE | RL-FL-B45W-A-LV-D-NW | Outdoor Luminaires | Low Output | Architectural Flood and Spot Luminaires | Standard | FALSE | [9 empty] | 42552 |  |  | Yes |  | 4 | 4478.2 | 103.11 | 43.43 | 16.15 | 0.91 | 4100 | 72.1
PTW15B6Z | RISE-LITE GROUP CO. LTD | RISELITE | RL-FL-B35W-A-LV-D-NW | Outdoor Luminaires | Low Output | Architectural Flood and Spot Luminaires | Standard | FALSE | [9 empty] | 42552 |  |  | Yes |  | 4 | 3467.2 | 97.7 | 35.49 | 17.76 | 0.9 | 4100 | 72
P3UQGBW2 | Nuwave LLC | ALSET | TU-12L-30K-UL. | Outdoor Luminaires | High Output | Architectural Flood and Spot Luminaires | Standard | TRUE | 11546 | 128.32 | 89.97 | 11.61 | 0.9926 | 2946 | 73.2 | 5 | 50000 | 42551 |  |  | No |  | 3.1 | 11546 | 128.32 | 89.97 | 14.52 | 0.915 | 3000 | 73.2
P62VKFC6 | S LITE CO. LTD. | S LITE | FL214AED-UNV-3201-70-30K-00-00-00-OptionalÂ include[WHBKDBSLXX]-OptionalÂ include[P3P5P700]-OptionalÂ include[PMSCPMPSSCMSMCPMSMSC00]Â -00-OptionalÂ include[PMTRSFTU]-NC-IVT | Outdoor Luminaires | Very High Output | Architectural Flood and Spot Luminaires | Standard | TRUE | 42396 | 129.25 | 327.8 | 16.23 | 0.9345 | 5290 | 75.3 | 5 | 50000 | 42551 |  |  | Yes |  | 4 | 42369 | 129.25 | 327.8 | 16.23 | 0.93 | 3000 | 71.2
PESWVK13 | Nuwave LLC | ALSET | FLA-20L-30K-UL | Outdoor Luminaires | High Output | Architectural Flood and Spot Luminaires | Standard | TRUE | 26344 | 118.05 | 223.5 | 14.81 | 0.9328 | 3012 | 74.6 | 5 | 50000 | 42551 |  |  | No |  | 3.1 | 26384 | 118.05 | 223.5 | 14.81 | 0.933 | 3000 | 74.6
P66WKW6N | Nuwave LLC | ALSET | TU-24L-30K-UL. | Outdoor Luminaires | High Output | Architectural Flood and Spot Luminaires | Standard | TRUE | 23741 | 117.2 | 202.6 | 14.85 | 0.923 | 3031 | 74 | 5 | 50000 | 42551 |  |  | No |  | 3.1 | 23741 | 117.2 | 202.6 | 14.85 | 0.923 | 3000 | 74
P3TGABX9 | Nuwave LLC | ALSET | FLA-10L-30K-UL | Outdoor Luminaires | High Output | Architectural Flood and Spot Luminaires | Standard | TRUE | 10526 | 117.94 | 89.24 | 14.31 | 0.9146 | 3012 | 74.6 | 5 | 50000 | 42551 |  |  | No |  | 3.1 | 10526 | 117.94 | 89.24 | 14.31 | 0.915 | 3000 | 74.6
PZK26MTK | Nuwave LLC | ALSET | TU-15L-30K-UL. | Outdoor Luminaires | High Output | Architectural Flood and Spot Luminaires | Standard | TRUE | 16052 | 126.77 | 126.6 | 14.83 | 0.9078 | 2942 | 73.3 | 5 | 50000 | 42551 |  |  | No |  | 3.1 | 16052 | 126.77 | 126.6 | 14.83 | 0.908 | 3000 | 73.3
PXACV8A9 | Nuwave LLC | ALSET | FLA-15L-30K-UL | Outdoor Luminaires | High Output | Architectural Flood and Spot Luminaires | Standard | TRUE | 14691 | 117.56 | 125 | 14.07 | 0.906 | 3019 | 74.6 | 5 | 50000 | 42551 |  |  | No |  | 3.1 | 14691 | 117.56 | 125 | 14.07 | 0.906 | 3000 | 74.6
PCWUAJ53 | Nuwave LLC | ALSET | FLA-20L-50K-UL | Outdoor Luminaires | High Output | Architectural Flood and Spot Luminaires | Standard | FALSE | [9 empty] | 42551 |  |  | No |  | 3.1 | 28841 | 127.9 | 225.5 | 14.55 | 0.93 | 5000 | 73.2
P35D45RT | Nuwave LLC | ALSET | FLA-10L-50K-UL | Outdoor Luminaires | High Output | Architectural Flood and Spot Luminaires | Standard | FALSE | [9 empty] | 42551 |  |  | No |  | 3.1 | 11215 | 124.14 | 90.34 | 14.42 | 0.917 | 5000 | 72.6
PNK4YSW7 | Nuwave LLC | ALSET | FLA-15L-50K-UL | Outdoor Luminaires | High Output | Architectural Flood and Spot Luminaires | Standard | FALSE | [9 empty] | 42551 |  |  | No |  | 3.1 | 15712 | 124.11 | 126.6 | 14.52 | 0.909 | 5000 | 72.5
PPCUUZQT | Nuwave LLC | ALSET | TU-24L-50K-UL. | Outdoor Luminaires | High Output | Architectural Flood and Spot Luminaires | Standard | FALSE | [9 empty] | 42551 |  |  | No |  | 3.1 | 24899 | 121.75 | 204.5 | 14.82 | 0.924 | 5000 | 72.3
PQ1NX2EK | Nuwave LLC | ALSET | TU-15L-50K-UL. | Outdoor Luminaires | High Output | Architectural Flood and Spot Luminaires | Standard | FALSE | [9 empty] | 42551 |  |  | No |  | 3.1 | 17079 | 134.06 | 127.4 | 14.73 | 0.909 | 5000 | 72.3
PN9KZZTV | Nuwave LLC | ALSET | TU-12L-50K-UL. | Outdoor Luminaires | High Output | Architectural Flood and Spot Luminaires | Standard | FALSE | [9 empty] | 42551 |  |  | No |  | 3.1 | 12240 | 135.62 | 90.25 | 14.49 | 0.917 | 5000 | 72.2
PA7AZPUV | Nuwave LLC | ALSET | FLA-20L-45K-UL | Outdoor Luminaires | High Output | Architectural Flood and Spot Luminaires | Standard | FALSE | [9 empty] | 42551 |  |  | No |  | 3.1 | 28827 | 125.73 | 224.5 | 14.81 | 0.933 | 4500 | 74.6
P14G6SNN | Nuwave LLC | ALSET | FLA-10L-45K-UL | Outdoor Luminaires | High Output | Architectural Flood and Spot Luminaires | Standard | FALSE | [9 empty] | 42551 |  |  | No |  | 3.1 | 11043 | 122.98 | 89.79 | 14.31 | 0.915 | 4500 | 74.6
PZAEUJXQ | Nuwave LLC | ALSET | FLA-15L-45K-UL | Outdoor Luminaires | High Output | Architectural Flood and Spot Luminaires | Standard | FALSE | [9 empty] | 42551 |  |  | No |  | 3.1 | 15457 | 122.87 | 125.8 | 14.07 | 0.906 | 4500 | 74.6
PGF3D1QA | Nuwave LLC | ALSET | TU-24L-45K-UL. | Outdoor Luminaires | High Output | Architectural Flood and Spot Luminaires | Standard | FALSE | [9 empty] | 42551 |  |  | No |  | 3.1 | 24610 | 120.9 | 203.6 | 14.85 | 0.923 | 4500 | 74
PZCWCG36 | Nuwave LLC | ALSET | TU-15L-45K-UL. | Outdoor Luminaires | High Output | Architectural Flood and Spot Luminaires | Standard | FALSE | [9 empty] | 42551 |  |  | No |  | 3.1 | 16822 | 132.46 | 127 | 14.83 | 0.908 | 4500 | 73.3
P35MV8P9 | Nuwave LLC | ALSET | TU-12L-45K-UL. | Outdoor Luminaires | High Output | Architectural Flood and Spot Luminaires | Standard | FALSE | [9 empty] | 42551 |  |  | No |  | 3.1 | 12067 | 133.91 | 90.11 | 14.52 | 0.915 | 4500 | 73.2
P52Y2XS7 | Nuwave LLC | ALSET | FLA-20L-40K-UL | Outdoor Luminaires | High Output | Architectural Flood and Spot Luminaires | Standard | FALSE | [9 empty] | 42551 |  |  | No |  | 3.1 | 27613 | 123 | 224.5 | 14.81 | 0.933 | 4000 | 74.6
PVEUFUKZ | Nuwave LLC | ALSET | FLA-10L-40K-UL | Outdoor Luminaires | High Output | Architectural Flood and Spot Luminaires | Standard | FALSE | [9 empty] | 42551 |  |  | No |  | 3.1 | 10871 | 121.07 | 89.79 | 14.31 | 0.915 | 4000 | 74.6
P79NFD3B | Nuwave LLC | ALSET | FLA-15L-40K-UL | Outdoor Luminaires | High Output | Architectural Flood and Spot Luminaires | Standard | FALSE | [9 empty] | 42551 |  |  | No |  | 3.1 | 15202 | 120.84 | 125.8 | 14.07 | 0.906 | 4000 | 74.6
PKFGCWV9 | Nuwave LLC | ALSET | TU-24L-40K-UL. | Outdoor Luminaires | High Output | Architectural Flood and Spot Luminaires | Standard | FALSE | [9 empty] | 42551 |  |  | No |  | 3.1 | 24320 | 119.48 | 203.6 | 14.85 | 0.923 | 4000 | 74
PQZESX79 | Nuwave LLC | ALSET | TU-15L-40K-UL. | Outdoor Luminaires | High Output | Architectural Flood and Spot Luminaires | Standard | FALSE | [9 empty] | 42551 |  |  | No |  | 3.1 | 16566 | 130.44 | 127 | 14.83 | 0.908 | 4000 | 73.3
PAGYSWEF | Nuwave LLC | ALSET | TU-12L-40K-UL. | Outdoor Luminaires | High Output | Architectural Flood and Spot Luminaires | Standard | FALSE | [9 empty] | 42551 |  |  | No |  | 3.1 | 11893 | 131.98 | 90.11 | 14.52 | 0.915 | 4000 | 73.2
PQ2Y9SU5 | Nuwave LLC | ALSET | FLA-20L-35K-UL | Outdoor Luminaires | High Output | Architectural Flood and Spot Luminaires | Standard | FALSE | [9 empty] | 42551 |  |  | No |  | 3.1 | 26998 | 120.26 | 224.5 | 14.81 | 0.933 | 3500 | 74.6
PGGQYT7E | Nuwave LLC | ALSET | FLA-10L-35K-UL | Outdoor Luminaires | High Output | Architectural Flood and Spot Luminaires | Standard | FALSE | [9 empty] | 42551 |  |  | No |  | 3.1 | 10698 | 119.15 | 89.79 | 14.31 | 0.915 | 3500 | 74.6
P8PQGS63 | Nuwave LLC | ALSET | FLA-15L-35K-UL | Outdoor Luminaires | High Output | Architectural Flood and Spot Luminaires | Standard | FALSE | [9 empty] | 42551 |  |  | No |  | 3.1 | 14946 | 118.81 | 125.8 | 14.07 | 0.906 | 3500 | 74.6
P15PXUJ8 | Nuwave LLC | ALSET | TU-24L-35K-UL. | Outdoor Luminaires | High Output | Architectural Flood and Spot Luminaires | Standard | FALSE | [9 empty] | 42551 |  |  | No |  | 3.1 | 24031 | 118.06 | 203.6 | 14.85 | 0.923 | 3500 | 74
PQDRFK4Z | Nuwave LLC | ALSET | TU-15L-35K-UL. | Outdoor Luminaires | High Output | Architectural Flood and Spot Luminaires | Standard | FALSE | [9 empty] | 42551 |  |  | No |  | 3.1 | 16309 | 128.42 | 127 | 14.83 | 0.908 | 3500 | 73.3
PHQBBMKZ | Nuwave LLC | ALSET | TU-12L-35K-UL. | Outdoor Luminaires | High Output | Architectural Flood and Spot Luminaires | Standard | FALSE | [9 empty] | 42551 |  |  | No |  | 3.1 | 11720 | 130.06 | 90.11 | 14.52 | 0.915 | 3500 | 73.2
PGPR5EUM | S LITE CO. LTD. | S LITE | FL214AED-UNV-3201-70-50K-00-00-00-OptionalÂ include[WHBKDBSLXX]-OptionalÂ include[P3P5P700]-OptionalÂ include[PMSCPMPSSCMSMCPMSMSC00]Â -00-OptionalÂ include[PMTRSFTU]-NC-IVT | Outdoor Luminaires | Very High Output | Architectural Flood and Spot Luminaires | Standard | FALSE | [9 empty] | 42551 | Dimmable | Continuous Above 10 | Yes |  | 4 | 43386 | 132.76 | 326.8 | 16.22 | 0.93 | 5000 | 75.3
PY8YQT3T | S LITE CO. LTD. | S LITE | FL214AED-UNV-3201-70-45K-00-00-00-OptionalÂ include[WHBKDBSLXX]-OptionalÂ include[P3P5P700]-OptionalÂ include[PMSCPMPSSCMSMCPMSMSC00]Â -00-OptionalÂ include[PMTRSFTU]-NC-IVT | Outdoor Luminaires | Very High Output | Architectural Flood and Spot Luminaires | Standard | FALSE | [9 empty] | 42551 | Dimmable | Continuous Above 10 | Yes |  | 4 | 43132 | 131.78 | 327.3 | 16.23 | 0.93 | 4500 | 71.2
P5QKR1UA | S LITE CO. LTD. | S LITE | FL214AED-UNV-3201-70-40K-00-00-00-OptionalÂ include[WHBKDBSLXX]-OptionalÂ include[P3P5P700]-OptionalÂ include[PMSCPMPSSCMSMCPMSMSC00]Â -00-OptionalÂ include[PMTRSFTU]-NC-IVT | Outdoor Luminaires | Very High Output | Architectural Flood and Spot Luminaires | Standard | FALSE | [9 empty] | 42551 | Dimmable | Continuous Above 10 | Yes |  | 4 | 42878 | 131 | 327.3 | 16.23 | 0.93 | 4000 | 71.2
PGQSUKSK | S LITE CO. LTD. | S LITE | FL214AED-UNV-3201-70-35K-00-00-00-OptionalÂ include[WHBKDBSLXX]-OptionalÂ include[P3P5P700]-OptionalÂ include[PMSCPMPSSCMSMCPMSMSC00]Â -00-OptionalÂ include[PMTRSFTU]-NC-IVT | Outdoor Luminaires | Very High Output | Architectural Flood and Spot Luminaires | Standard | FALSE | [9 empty] | 42551 | Dimmable | Continuous Above 10 | Yes |  | 4 | 42623 | 130.23 | 327.3 | 16.23 | 0.93 | 3500 | 71.2
PU4CV5VK | Shenzhen Qinhan Lighting Co.Ltd | Qinhan | QH-FLXH02-100W | Outdoor Luminaires | High Output | Architectural Flood and Spot Luminaires | Standard | TRUE | 10151.856 | 100.88 | 100.63 | 7.88 | 0.934 | 5172 | 85 | 5 | 50000 | 42550 |  |  | No |  | 4 | 10151.86 | 100.88 | 100.63 | 7.54 | 1 | 5000 | 85
PA3JV4HG | RISE-LITE GROUP CO. LTD | RISELITE | RL-FL-30W-LV-SW | Outdoor Luminaires | Low Output | Architectural Flood and Spot Luminaires | Standard | TRUE | 2242.8 | 80.82 | 27.75 | 15.83 | 0.9488 | 2787 | 82.4 | 5 | 60600 | 42549 |  |  | No |  | 3.1 | 2679.2 | 92.29 | 29.03 | 16.24 | 0.9517 | 2700 | 82.4
PGD1E7H9 | YES LED Lighting Inc. | YES LED Lighting | YFLZ-300W-30YYZZ | Outdoor Luminaires | Very High Output | Architectural Flood and Spot Luminaires | Standard | TRUE | 30857 | 101.45 | 304.2 | 7.88 | 0.947 | 3056 | 83.5 | 5 | 50000 | 42549 |  |  | No |  | 3 | 30857 | 101.45 | 304.2 | 7.88 | 0.947 | 3000 | 83.5
PEUWD8H9 | YES LED Lighting Inc. | YES LED Lighting | YSALZ-300W-30YYZZ | Outdoor Luminaires | Very High Output | Architectural Flood and Spot Luminaires | Standard | TRUE | 30857 | 101.45 | 304.2 | 7.88 | 0.947 | 3056 | 83.5 | 5 | 50000 | 42549 |  |  | No |  | 3 | 30857 | 101.45 | 304.2 | 7.88 | 0.947 | 3000 | 83.5
PGX6SZC9 | YES LED Lighting Inc. | YES LED Lighting | YSALZ-220W-30YYZZ | Outdoor Luminaires | High Output | Architectural Flood and Spot Luminaires | Standard | TRUE | 21495 | 99.51 | 216 | 18.31 | 0.9301 | 3110 | 83.6 | 5 | 50000 | 42549 |  |  | No |  | 3 | 21578 | 96.75 | 223 | 18.31 | 0.9301 | 3000 | 83.6
P3PHJ5NF | YES LED Lighting Inc. | YES LED Lighting | YFLZ-220W-30YYZZ | Outdoor Luminaires | High Output | Architectural Flood and Spot Luminaires | Standard | TRUE | 21495 | 99.51 | 216 | 18.31 | 0.9301 | 3110 | 83.6 | 5 | 50000 | 42549 |  |  | No |  | 3 | 21578 | 96.75 | 223 | 18.31 | 0.9301 | 3000 | 83.6
PDEKGECE | LDPI Inc. | LEHL | LEHL-170-U-50-120-PSC (HLSW) | Outdoor Luminaires | High Output | Architectural Flood and Spot Luminaires | Standard | TRUE | 17898 | 105.8 | 169.2 | 13.5 | 0.929 | 5043 | 75.6 | 5 | 50000 | 42549 |  |  | NotYetVerified |  | 3 | 17000 | 100 | 170 | 20 | 0.9 | 5000 | 70
PS9Q9KGH | LDPI Inc. | LEHL | LEHL-140-U-50-120-PSC (HLSW) | Outdoor Luminaires | High Output | Architectural Flood and Spot Luminaires | Standard | TRUE | 14731 | 106.1 | 138.8 | 14.5 | 0.926 | 5050 | 74.3 | 5 | 50000 | 42549 |  |  | NotYetVerified |  | 3 | 14000 | 100 | 140 | 20 | 0.9 | 5000 | 70
PP5WGACE | ELEDLIGHTS.com | ELEDLIGHTS.COM | FLIP65HL100EN40N (With Nichia 3030 LED) | Outdoor Luminaires | High Output | Architectural Flood and Spot Luminaires | Premium | TRUE | 12110.35 | 124.362 | 97.38 | 13.27 | 0.9231 | 3975 | 74.1 | 5 | 50000 | 42549 |  |  | No |  | 3.1 | 12000 | 120 | 100 | 13 | 0.95 | 4000 | 75
PPYS6VF7 | ELEDLIGHTS.com | ELEDLIGHTS.COM | FLIP65HL200EN40N (With Nichia 3030 LED) | Outdoor Luminaires | High Output | Architectural Flood and Spot Luminaires | Premium | TRUE | 24168.11 | 124.507 | 194.11 | 10.91 | 0.9214 | 4091 | 74.3 | 5 | 50000 | 42549 |  |  | No |  | 3.1 | 23900 | 120 | 200 | 11 | 0.95 | 4000 | 75
PPGT5F7G | ELEDLIGHTS.com | ELEDLIGHTS.COM | FLIP65HL150EN40N (With Nichia 3030 LED) | Outdoor Luminaires | High Output | Architectural Flood and Spot Luminaires | Premium | TRUE | 18139.11 | 124.916 | 145.21 | 12.24 | 0.9203 | 4064 | 74.3 | 5 | 50000 | 42549 |  |  | No |  | 3.1 | 17900 | 119 | 150 | 12 | 0.95 | 4000 | 75
PZN4XSBV | YES LED Lighting Inc. | YES LED Lighting | YLBH-30W-27KNZZ | Outdoor Luminaires | Low Output | Architectural Flood and Spot Luminaires | Standard | TRUE | 2501.3 | 86.54 | 28.9 | 19.23 | 0.9098 | 5064 | 74.2 | 5 |  | 42549 |  |  | NotYetVerified |  | 3 | 2501.3 | 86.54 | 28.9 | 19.23 | 0.9098 | 5000 | 74.1
PZ5TCA4R | YES LED Lighting Inc. | YES LED Lighting | YFLZ-15W-30YYZZ | Outdoor Luminaires | Low Output | Architectural Flood and Spot Luminaires | Standard | TRUE | 1467.8 | 96.19 | 15.26 | 16.52 | 0.9079 | 3042 | 82.9 | 5 | 50000 | 42549 |  |  | NotYetVerified |  | 3 | 1467.8 | 96.19 | 15.26 | 20 | 0.9 | 3000 | 82.9
PZC1TXGG | YES LED Lighting Inc. | YES LED Lighting | YFLZ-30W-30YYZZ | Outdoor Luminaires | Low Output | Architectural Flood and Spot Luminaires | Standard | TRUE | 2899.1 | 98.84 | 29.33 | 16.49 | 0.9049 | 3041 | 83.2 | 5 | 50000 | 42549 |  |  | NotYetVerified |  | 3 | 2899.1 | 98.84 | 29.33 | 20 | 0.9 | 3000 | 83.2
P5WC4K73 | YES LED Lighting Inc. | YES LED Lighting | YFLZ-50W-30YYZZ | Outdoor Luminaires | Low Output | Architectural Flood and Spot Luminaires | Standard | TRUE | 4906.5 | 102.12 | 48.05 | 17.63 | 0.9031 | 3042 | 83.3 | 5 | 50000 | 42549 |  |  | NotYetVerified |  | 3 | 4906.5 | 102.12 | 48.05 | 20 | 0.9 | 3000 | 83.3
PX8FNCX4 | YES LED Lighting Inc. | YES LED Lighting | YFLZ-100W-30YYZZ | Outdoor Luminaires | High Output | Architectural Flood and Spot Luminaires | Standard | TRUE | 10035 | 103.53 | 96.93 | 19.07 | 0.9024 | 3058 | 82 | 5 | 50000 | 42549 |  |  | No |  | 3 | 10035 | 103.53 | 96.93 | 19.07 | 0.9024 | 3000 | 82
PBZFEWEK | YES LED Lighting Inc. | YES LED Lighting | YSALZ-100W-30YYZZ | Outdoor Luminaires | High Output | Architectural Flood and Spot Luminaires | Standard | TRUE | 10035 | 103.53 | 96.93 | 19.07 | 0.9024 | 3058 | 82 | 5 | 50000 | 42549 |  |  | No |  | 3 | 10035 | 103.53 | 96.93 | 19.07 | 0.9024 | 3000 | 82
PXWYVZGE | YES LED Lighting Inc. | YES LED Lighting | YFLZ-80W-30YYZZ | Outdoor Luminaires | Mid Output | Architectural Flood and Spot Luminaires | Standard | TRUE | 8453 | 109.98 | 76.86 | 18.74 | 0.9024 | 3064 | 83.7 | 5 | 50000 | 42549 |  |  | No |  | 3 | 8591 | 110.11 | 78.02 | 18.74 | 0.9024 | 3000 | 83.7
PMTUKN3P | YES LED Lighting Inc. | YES LED Lighting | YSALZ-80W-30YYZZ | Outdoor Luminaires | Mid Output | Architectural Flood and Spot Luminaires | Standard | TRUE | 8453 | 109.98 | 76.86 | 18.74 | 0.9024 | 3064 | 83.7 | 5 | 50000 | 42549 |  |  | No |  | 3 | 8591 | 110.11 | 78.02 | 18.74 | 0.9024 | 3000 | 83.7
P48NB7NX | YES LED Lighting Inc. | YES LED Lighting | YFLZ-150W-30YYZZ | Outdoor Luminaires | High Output | Architectural Flood and Spot Luminaires | Standard | TRUE | 15131 | 98.1 | 154.3 | 6.27 | 0.9017 | 3055 | 83.2 | 5 | 50000 | 42549 |  |  | No |  | 3 | 15131 | 98.1 | 154.3 | 6.27 | 0.9017 | 3000 | 83.2
P3EQ9TSU | YES LED Lighting Inc. | YES LED Lighting | YSALZ-150W-30YYZZ | Outdoor Luminaires | High Output | Architectural Flood and Spot Luminaires | Standard | TRUE | 15131 | 98.1 | 154.3 | 6.27 | 0.9017 | 3055 | 83.2 | 5 | 50000 | 42549 |  |  | No |  | 3 | 15131 | 98.1 | 154.3 | 6.27 | 0.9017 | 3000 | 83.2
PF1QVSUY | LDPI Inc. | LEHL | LEHL-110-U-50-120-PSC (HLSW) | Outdoor Luminaires | High Output | Architectural Flood and Spot Luminaires | Standard | TRUE | 12528 | 111.3 | 112.6 | 11.6 | 0.898 | 5038 | 83.4 | 5 | 50000 | 42549 |  |  | NotYetVerified |  | 3 | 12000 | 105 | 110 | 20 | 0.9 | 5000 | 80
P2CGU2FF | YES LED Lighting Inc. | YES LED Lighting | YLBH-30W-50KNZZ | Outdoor Luminaires | Low Output | Architectural Flood and Spot Luminaires | Standard | FALSE | [9 empty] | 42549 |  |  | NotYetVerified |  | 3 | 2501.3 | 86.54 | 28.9 | 19.23 | 0.9098 | 5000 | 74.1
P3W3XRC7 | YES LED Lighting Inc. | YES LED Lighting | YSALZ-80W-50YYZZ | Outdoor Luminaires | Mid Output | Architectural Flood and Spot Luminaires | Standard | FALSE | [9 empty] | 42549 |  |  | No |  | 3 | 9064 | 115.39 | 78.55 | 18.95 | 0.9062 | 5000 | 84.5
P34YWACQ | YES LED Lighting Inc. | YES LED Lighting | YFLZ-80W-50YYZZ | Outdoor Luminaires | Mid Output | Architectural Flood and Spot Luminaires | Standard | FALSE | [9 empty] | 42549 |  |  | No |  | 3 | 9064 | 115.39 | 78.55 | 18.95 | 0.9062 | 5000 | 84.5
P4J3FVJ5 | YES LED Lighting Inc. | YES LED Lighting | YFLZ-50W-50YYZZ | Outdoor Luminaires | Low Output | Architectural Flood and Spot Luminaires | Standard | FALSE | [9 empty] | 42549 |  |  | NotYetVerified |  | 3 | 4906.5 | 102.12 | 48.05 | 20 | 0.9 | 5000 | 83.3
PKGV7X24 | YES LED Lighting Inc. | YES LED Lighting | YFLZ-30W-50YYZZ | Outdoor Luminaires | Low Output | Architectural Flood and Spot Luminaires | Standard | FALSE | [9 empty] | 42549 |  |  | NotYetVerified |  | 3 | 2899.1 | 98.84 | 29.33 | 20 | 0.9 | 5000 | 83.2
PZQSNESC | YES LED Lighting Inc. | YES LED Lighting | YFLZ-15W-50YYZZ | Outdoor Luminaires | Low Output | Architectural Flood and Spot Luminaires | Standard | FALSE | [9 empty] | 42549 |  |  | NotYetVerified |  | 3 | 1467.8 | 96.19 | 15.26 | 20 | 0.9 | 5000 | 82.9
PXPUMVGU | YES LED Lighting Inc. | YES LED Lighting | YSALZ-220W-50YYZZ | Outdoor Luminaires | High Output | Architectural Flood and Spot Luminaires | Standard | FALSE | [9 empty] | 42549 |  |  | No |  | 3 | 25684 | 116.82 | 219.9 | 19.02 | 0.9276 | 5000 | 84.7
PMW4TXA4 | YES LED Lighting Inc. | YES LED Lighting | YFLZ-220W-50YYZZ | Outdoor Luminaires | High Output | Architectural Flood and Spot Luminaires | Standard | FALSE | [9 empty] | 42549 |  |  | No |  | 3 | 25684 | 116.82 | 219.9 | 19.02 | 0.9276 | 5000 | 84.7
P3QU5UK6 | YES LED Lighting Inc. | YES LED Lighting | YFLZ-100W-50YYZZ | Outdoor Luminaires | High Output | Architectural Flood and Spot Luminaires | Standard | FALSE | [9 empty] | 42549 |  |  | No |  | 3 | 11021 | 111.95 | 98.45 | 18.87 | 0.9062 | 5000 | 83.8
P2P9ZH4F | YES LED Lighting Inc. | YES LED Lighting | YSALZ-100W-50YYZZ | Outdoor Luminaires | High Output | Architectural Flood and Spot Luminaires | Standard | FALSE | [9 empty] | 42549 |  |  | No |  | 3 | 11021 | 111.95 | 98.45 | 18.87 | 0.9062 | 5000 | 83.8
PSNX7VPH | YES LED Lighting Inc. | YES LED Lighting | YSALZ-300W-50YYZZ | Outdoor Luminaires | Very High Output | Architectural Flood and Spot Luminaires | Standard | FALSE | [9 empty] | 42549 |  |  | No |  | 3 | 30857 | 101.45 | 304.2 | 7.88 | 0.947 | 5000 | 83.5
P5MUDZ2B | YES LED Lighting Inc. | YES LED Lighting | YFLZ-300W-50YYZZ | Outdoor Luminaires | Very High Output | Architectural Flood and Spot Luminaires | Standard | FALSE | [9 empty] | 42549 |  |  | No |  | 3 | 30857 | 101.45 | 304.2 | 7.88 | 0.947 | 5000 | 83.5
PW7M8UZB | YES LED Lighting Inc. | YES LED Lighting | YFLZ-150W-50YYZZ | Outdoor Luminaires | High Output | Architectural Flood and Spot Luminaires | Standard | FALSE | [9 empty] | 42549 |  |  | No |  | 3 | 15131 | 98.1 | 154.3 | 6.27 | 0.9017 | 5000 | 83.2
P493M8XH | YES LED Lighting Inc. | YES LED Lighting | YSALZ-150W-50YYZZ | Outdoor Luminaires | High Output | Architectural Flood and Spot Luminaires | Standard | FALSE | [9 empty] | 42549 |  |  | No |  | 3 | 15131 | 98.1 | 154.3 | 6.27 | 0.9017 | 5000 | 83.2
PCAQTFME | ELEDLIGHTS.com | ELEDLIGHTS.COM | FLIP65HL100EN60N (With Nichia 3030 LED) | Outdoor Luminaires | High Output | Architectural Flood and Spot Luminaires | Premium | FALSE | [9 empty] | 42549 |  |  | No |  | 3.1 | 13000 | 130 | 100 | 13 | 0.95 | 5700 | 75
PNN6HPQX | ELEDLIGHTS.com | ELEDLIGHTS.COM | FLIP65HL150EN60N (With Nichia 3030 LED) | Outdoor Luminaires | High Output | Architectural Flood and Spot Luminaires | Premium | FALSE | [9 empty] | 42549 |  |  | No |  | 3.1 | 19500 | 130 | 150 | 12 | 0.95 | 5700 | 75
PT5HUF7Q | ELEDLIGHTS.com | ELEDLIGHTS.COM | FLIP65HL200EN60N (With Nichia 3030 LED) | Outdoor Luminaires | High Output | Architectural Flood and Spot Luminaires | Premium | FALSE | [9 empty] | 42549 |  |  | No |  | 3.1 | 24800 | 124 | 200 | 11 | 0.95 | 5700 | 75
P8KBEFQH | RISE-LITE GROUP CO. LTD | RISELITE | RL-FL-30W-LV-DW | Outdoor Luminaires | Low Output | Architectural Flood and Spot Luminaires | Standard | FALSE | [9 empty] | 42549 |  |  | No |  | 3.1 | 2817 | 96.67 | 29.14 | 16.59 | 0.9534 | 5000 | 83.7
P5X2FCXW | RISE-LITE GROUP CO. LTD | RISELITE | RL-FL-30W-LV-NW | Outdoor Luminaires | Low Output | Architectural Flood and Spot Luminaires | Standard | FALSE | [9 empty] | 42549 |  |  | No |  | 3.1 | 2679.2 | 92.29 | 29.03 | 16.24 | 0.9517 | 4100 | 82.4
PX5DBANE | RISE-LITE GROUP CO. LTD | RISELITE | RL-FL-30W-LV-WW | Outdoor Luminaires | Low Output | Architectural Flood and Spot Luminaires | Standard | FALSE | [9 empty] | 42549 |  |  | No |  | 3.1 | 2679.2 | 92.29 | 29.03 | 16.24 | 0.9517 | 3000 | 82.4
P554W688 | MIC OPTOELECTRONIC CO.LTD | MIC | MFL-200-3K | Outdoor Luminaires | High Output | Architectural Flood and Spot Luminaires | Standard | TRUE | 22720 | 107.93 | 210.5 | 9.78 | 0.9473 | 3131 | 83.1 | 5 | 50000 | 42548 |  |  | No |  | 3.1 | 22700 | 107 | 212 | 20 | 0.9 | 3000 | 80
P9AEEEYS | MIC OPTOELECTRONIC CO.LTD | MIC | MFL-150-3K | Outdoor Luminaires | High Output | Architectural Flood and Spot Luminaires | Standard | TRUE | 15536 | 101.04 | 153.77 | 15.32 | 0.9439 | 3130 | 83.1 | 5 | 50000 | 42548 |  |  | No |  | 3.1 | 15500 | 100 | 155 | 20 | 0.9 | 3000 | 80
PCHMWR8B | Grandlite International Corp | Grandlite | SML-757-L2-27K | Outdoor Luminaires | Mid Output | Architectural Flood and Spot Luminaires | Standard | TRUE | 7269.4 | 97 | 74.9 | 15 | 0.93 | 2756 | 85 | 5 | 50000 | 42548 |  |  | Yes |  | 4 | 7269.4 | 97 | 74.9 | 10 | 0.99 | 2756 | 85
P264R5HY | MIC OPTOELECTRONIC CO.LTD | MIC | MFL-200-6K | Outdoor Luminaires | High Output | Architectural Flood and Spot Luminaires | Standard | FALSE | [9 empty] | 42548 |  |  | No |  | 3.1 | 22900 | 108 | 212 | 20 | 0.9 | 5700 | 80
PTA9FQJC | MIC OPTOELECTRONIC CO.LTD | MIC | MFL-150-6K | Outdoor Luminaires | High Output | Architectural Flood and Spot Luminaires | Standard | FALSE | [9 empty] | 42548 |  |  | No |  | 3.1 | 15700 | 101 | 155 | 20 | 0.9 | 5700 | 80
P7YNRWFT | MIC OPTOELECTRONIC CO.LTD | MIC | MFL-200-5K | Outdoor Luminaires | High Output | Architectural Flood and Spot Luminaires | Standard | FALSE | [9 empty] | 42548 |  |  | No |  | 3.1 | 22900 | 108 | 212 | 20 | 0.9 | 5000 | 80
PDSPWKXD | MIC OPTOELECTRONIC CO.LTD | MIC | MFL-150-5K | Outdoor Luminaires | High Output | Architectural Flood and Spot Luminaires | Standard | FALSE | [9 empty] | 42548 |  |  | No |  | 3.1 | 15700 | 101 | 155 | 20 | 0.9 | 5000 | 80
P7P2NGP1 | MIC OPTOELECTRONIC CO.LTD | MIC | MFL-200-4K | Outdoor Luminaires | High Output | Architectural Flood and Spot Luminaires | Standard | FALSE | [9 empty] | 42548 |  |  | No |  | 3.1 | 22700 | 107 | 212 | 20 | 0.9 | 4200 | 80
PBCNYHAT | MIC OPTOELECTRONIC CO.LTD | MIC | MFL-150-4K | Outdoor Luminaires | High Output | Architectural Flood and Spot Luminaires | Standard | FALSE | [9 empty] | 42548 |  |  | No |  | 3.1 | 15500 | 100 | 155 | 20 | 0.9 | 4200 | 80
PA2SRZ4Y | MIC OPTOELECTRONIC CO.LTD | MIC | MFL-50-3K | Outdoor Luminaires | Mid Output | Architectural Flood and Spot Luminaires | Standard | TRUE | 5318.3 | 103.01 | 51.63 | 13.21 | 0.9662 | 3114 | 82.9 | 5 | 50000 | 42545 |  |  | No |  | 3.1 | 5300 | 102 | 52 | 20 | 0.9 | 3000 | 80
PBAE9TV7 | MaxLite Inc | MaxLite | BF12AUDM50X | Outdoor Luminaires | Low Output | Architectural Flood and Spot Luminaires | Premium | TRUE | 1184.5 | 109.27 | 10.84 | 14.25 | 0.9032 | 5198 | 75.9 | 5 | 50000 | 42545 |  |  | No | Product updated 8/29 | 3.1 | 1182 | 109.14 | 10.83 | 14.28 | 0.903 | 5000 | 75.9
PP9N24P6 | MaxLite Inc | MaxLite | BF12AUDM30X | Outdoor Luminaires | Low Output | Architectural Flood and Spot Luminaires | Premium | TRUE | 1152.2 | 106.69 | 10.8 | 14.45 | 0.9019 | 3026 | 72.6 | 5 | 50000 | 42545 |  |  | No | Product updated 8/29 | 3.1 | 1152.2 | 106.69 | 10.8 | 14.45 | 0.902 | 3000 | 72.6
PA17ZJRJ | MIC OPTOELECTRONIC CO.LTD | MIC | MFL-50-6K | Outdoor Luminaires | Mid Output | Architectural Flood and Spot Luminaires | Standard | FALSE | [9 empty] | 42545 |  |  | No |  | 3.1 | 5300 | 102 | 52 | 20 | 0.9 | 5700 | 80
PKJFBZZ5 | MIC OPTOELECTRONIC CO.LTD | MIC | MFL-50-5K | Outdoor Luminaires | Mid Output | Architectural Flood and Spot Luminaires | Standard | FALSE | [9 empty] | 42545 |  |  | No |  | 3.1 | 5300 | 102 | 52 | 20 | 0.9 | 5000 | 80
PKHMNMHH | MIC OPTOELECTRONIC CO.LTD | MIC | MFL-50-4K | Outdoor Luminaires | Mid Output | Architectural Flood and Spot Luminaires | Standard | FALSE | [9 empty] | 42545 |  |  | No |  | 3.1 | 5300 | 102 | 52 | 20 | 0.9 | 4200 | 80
PP7AY29V | MaxLite Inc | MaxLite | BF12AUDT50X | Outdoor Luminaires | Low Output | Architectural Flood and Spot Luminaires | Premium | FALSE | [9 empty] | 42545 |  |  | No | Product updated 8/29 | 3.1 | 1205 | 110.35 | 10.92 | 14.34 | 0.903 | 5000 | 75.8
P1BFS6K2 | MaxLite Inc | MaxLite | BF12AUDN50X | Outdoor Luminaires | Low Output | Architectural Flood and Spot Luminaires | Premium | FALSE | [9 empty] | 42545 |  |  | No | Product updated 8/29 | 3.1 | 1194 | 110.35 | 10.82 | 14.26 | 0.903 | 5000 | 75.8
P79TNFZX | MaxLite Inc | MaxLite | BF12AUDW50X | Outdoor Luminaires | Low Output | Architectural Flood and Spot Luminaires | Premium | FALSE | [9 empty] | 42545 |  |  | No | Product updated 8/29 | 3.1 | 1235 | 114 | 11 | 15 | 0.9 | 5000 | 75
P7N5SBBA | MaxLite Inc | MaxLite | BF12AUDT30X | Outdoor Luminaires | Low Output | Architectural Flood and Spot Luminaires | Premium | FALSE | [9 empty] | 42545 |  |  | No | Product updated 8/29 | 3.1 | 1176.1 | 108 | 10.89 | 14.37 | 0.902 | 3000 | 72.4
PBJGR3QF | MaxLite Inc | MaxLite | BF12AUDN30X | Outdoor Luminaires | Low Output | Architectural Flood and Spot Luminaires | Premium | FALSE | [9 empty] | 42545 |  |  | No | Product updated 8/29 | 3.1 | 1163.5 | 107.73 | 10.8 | 14.42 | 0.901 | 3000 | 72.3
PM2EWFEJ | MaxLite Inc | MaxLite | BF12AUDW30X | Outdoor Luminaires | Low Output | Architectural Flood and Spot Luminaires | Premium | FALSE | [9 empty] | 42545 |  |  | No | Product updated 8/29 | 3.1 | 1206 | 111 | 10.8 | 15 | 0.903 | 3000 | 72
P28E877U | Shenzhen Lanhe Lighting Co.Ltd | HLE | SS-[G H Blank] G70-20W-[B 240 Blank] 2700K | Outdoor Luminaires | Low Output | Architectural Flood and Spot Luminaires | Standard | TRUE | 1680.3 | 90.04 | 18.66 | 13.49 | 0.985 | 2699 | 81.9 | 5 | 50000 | 42544 |  |  | No | Product Updated 09/08/2016 | 3.1 | 1790 | 90 | 20 | 13 | 0.9 | 2700 | 80
P1M6HSPU | Shenzhen Lanhe Lighting Co.Ltd | HLE | SS-[G H Blank]G70-30W [B 240 Blank] 2700K | Outdoor Luminaires | Low Output | Architectural Flood and Spot Luminaires | Standard | TRUE | 2433.2 | 89.36 | 27.23 | 12.03 | 0.983 | 2766 | 81.6 | 5 | 50000 | 42544 |  |  | No |  | 3.1 | 2700 | 90 | 30 | 12 | 0.9 | 2700 | 80
P71HEN7G | RISE-LITE GROUP CO. LTD | RISELITE | RL-FL-150W-LV-A-D-SW | Outdoor Luminaires | High Output | Architectural Flood and Spot Luminaires | Standard | TRUE | 11907 | 75.5 | 157.7 | 15.43 | 0.9342 | 2820 | 66.1 | 5 | 60600 | 42544 |  |  | No |  | 3.1 | 12359 | 77.44 | 159.6 | 15.43 | 0.9342 | 2700 | 66.1
P5ARKEWR | Super Bright LEDs | Super Bright LEDs | HPAL-NW150-BP9 | Outdoor Luminaires | High Output | Architectural Flood and Spot Luminaires | Premium | TRUE | 18463.52 | 122.51 | 150.71 | 9.61 | 0.932 | 5424 | 75 | 5 | 50000 | 42544 |  |  | No |  | 3.1 | 16500 | 110 | 150 | 15 | 0.95 | 5700 | 70
PEDJAMHD | Super Bright LEDs | Super Bright LEDs | HPAL-NW100-BP9 | Outdoor Luminaires | High Output | Architectural Flood and Spot Luminaires | Premium | TRUE | 12244.85 | 121.66 | 100.65 | 9.16 | 0.931 | 5342 | 74.7 | 5 | 50000 | 42544 |  |  | No |  | 3.1 | 11000 | 110 | 100 | 15 | 0.95 | 5700 | 70
P53K749W | C&C lighting inc. | C&C LIGHTING | C&C-HFL-B100W(4000K) | Outdoor Luminaires | High Output | Architectural Flood and Spot Luminaires | Premium | TRUE | 12326 | 127.78 | 96.46 | 18.21 | 0.9293 | 3891 | 70.8 | 5 | 50000 | 42544 |  |  | No |  | 3.1 | 12389 | 127.96 | 96.82 | 18.21 | 0.9293 | 4000 | 70.8
PWSB2YQ1 | C&C lighting inc. | C&C LIGHTING | C&C-FL-B20W (4000K) | Outdoor Luminaires | Low Output | Architectural Flood and Spot Luminaires | Premium | TRUE | 2407.716 | 117.324 | 20.522 | 8.72 | 0.9232 | 3928 | 73.9 | 5 | 50000 | 42544 |  |  | No |  | 3.1 | 2300 | 115 | 20 | 8 | 0.95 | 4000 | 75
PY56P8HW | C&C lighting inc. | C&C LIGHTING | C&C-FL-B10W (4000K) | Outdoor Luminaires | Low Output | Architectural Flood and Spot Luminaires | Premium | TRUE | 1195.153 | 109.027 | 10.962 | 21.15 | 0.9231 | 3913 | 74.1 | 5 | 50000 | 42544 |  |  | No |  | 3.1 | 1100 | 110 | 10 | 20 | 0.95 | 4000 | 75
PH8ZMDD2 | C&C lighting inc. | C&C LIGHTING | C&C-FL-B100W (4000K) | Outdoor Luminaires | High Output | Architectural Flood and Spot Luminaires | Premium | TRUE | 12110.35 | 124.362 | 97.38 | 13.27 | 0.9231 | 3975 | 74.1 | 5 | 50000 | 42544 |  |  | No |  | 3.1 | 12000 | 120 | 100 | 13 | 0.95 | 4000 | 75
P3WUJUJH | C&C lighting inc. | C&C LIGHTING | C&C-FL-B200W (4000K) | Outdoor Luminaires | High Output | Architectural Flood and Spot Luminaires | Premium | TRUE | 24168.11 | 124.507 | 194.11 | 10.91 | 0.9214 | 4091 | 74.3 | 5 | 50000 | 42544 |  |  | No |  | 3.1 | 23900 | 120 | 200 | 11 | 0.95 | 4000 | 75
PR3DWRT3 | C&C lighting inc. | C&C LIGHTING | C&C-HFL-B200W(4000K) | Outdoor Luminaires | High Output | Architectural Flood and Spot Luminaires | Premium | TRUE | 25851 | 127.82 | 202.2 | 9.84 | 0.9209 | 3910 | 70.9 | 5 | 50000 | 42544 |  |  | No |  | 3.1 | 26288 | 129.37 | 203.2 | 9.84 | 0.9209 | 4000 | 70.9
P57DZUCX | C&C lighting inc. | C&C LIGHTING | C&C-HFL-B150W(4000K) | Outdoor Luminaires | High Output | Architectural Flood and Spot Luminaires | Premium | TRUE | 18672 | 127.2 | 146.8 | 11.42 | 0.9207 | 3899 | 70.8 | 5 | 50000 | 42544 |  |  | No |  | 3.1 | 18953 | 128.15 | 147.9 | 11.42 | 0.9207 | 4000 | 70.8
PJ6KTD14 | C&C lighting inc. | C&C LIGHTING | C&C-FL-B150W (4000K) | Outdoor Luminaires | High Output | Architectural Flood and Spot Luminaires | Premium | TRUE | 18139.11 | 124.916 | 145.21 | 12.24 | 0.9203 | 4064 | 74.3 | 5 | 50000 | 42544 |  |  | No |  | 3.1 | 17900 | 119 | 150 | 12 | 0.95 | 4000 | 75
PFREKYW6 | GreenStar Products Inc. | GreenStar | SL3641WDXXXX | Outdoor Luminaires | Mid Output | Architectural Flood and Spot Luminaires | Standard | TRUE | 7054 | 86.8 | 81.26 | 8 | 0.92 | 4188 | 64.6 | 5 | 100000 | 42544 |  |  | No |  | 3.1 | 7076 | 87 | 81.3 | 6 | 0.97 | 4188 | 64.6
PFHRY9BR | RISE-LITE GROUP CO. LTD | RISELITE | RL-FL-120W-LV-A-D-SW | Outdoor Luminaires | Mid Output | Architectural Flood and Spot Luminaires | Standard | TRUE | 8961.7 | 74.99 | 119.5 | 16.48 | 0.9053 | 2831 | 66.4 | 5 | 60600 | 42544 |  |  | No |  | 3.1 | 9366.5 | 75.78 | 123.6 | 16.48 | 0.9053 | 2700 | 66.4
PM8RBAGD | C&C lighting inc. | C&C LIGHTING | C&C-FL-B30W (4000K) | Outdoor Luminaires | Low Output | Architectural Flood and Spot Luminaires | Premium | TRUE | 3619.1 | 116.783 | 30.99 | 10.12 | 0.887 | 3962 | 74.1 | 5 | 50000 | 42544 |  |  | No |  | 3.1 | 3600 | 120 | 30 | 10 | 0.95 | 4000 | 75
PKX9NDR9 | C&C lighting inc. | C&C LIGHTING | C&C-FL-B50W (4000K) | Outdoor Luminaires | Mid Output | Architectural Flood and Spot Luminaires | Premium | TRUE | 6082.666 | 118.918 | 51.15 | 24.47 | 0.8792 | 3988 | 74.1 | 5 | 50000 | 42544 |  |  | No |  | 3.1 | 6000 | 120 | 50 | 20 | 0.95 | 4000 | 75
P5GGJ78M | C&C lighting inc. | C&C LIGHTING | C&C-HFL-B200W(5700K) | Outdoor Luminaires | High Output | Architectural Flood and Spot Luminaires | Premium | FALSE | [9 empty] | 42544 |  |  | No |  | 3.1 | 26674 | 131.46 | 202.9 | 11.96 | 0.9182 | 5700 | 77.2
P4HNZJX8 | C&C lighting inc. | C&C LIGHTING | C&C-HFL-B150W(5700K) | Outdoor Luminaires | High Output | Architectural Flood and Spot Luminaires | Premium | FALSE | [9 empty] | 42544 |  |  | No |  | 3.1 | 19257 | 129.94 | 148.2 | 11.23 | 0.9216 | 5700 | 77
PJ1JUSVC | C&C lighting inc. | C&C LIGHTING | C&C-HFL-B100W(5700K) | Outdoor Luminaires | High Output | Architectural Flood and Spot Luminaires | Premium | FALSE | [9 empty] | 42544 |  |  | No |  | 3.1 | 12763 | 130.85 | 97.54 | 17.92 | 0.9251 | 5700 | 76.5
PUW1XHXU | C&C lighting inc. | C&C LIGHTING | C&C-FL-B50W (5700K) | Outdoor Luminaires | Mid Output | Architectural Flood and Spot Luminaires | Premium | FALSE | [9 empty] | 42544 |  |  | No |  | 3.1 | 6300 | 126 | 50 | 20 | 0.95 | 5700 | 75
PD7A3EN6 | C&C lighting inc. | C&C LIGHTING | C&C-FL-B10W (5700K) | Outdoor Luminaires | Low Output | Architectural Flood and Spot Luminaires | Premium | FALSE | [9 empty] | 42544 |  |  | No |  | 3.1 | 1220 | 122 | 10 | 20 | 0.95 | 5700 | 75
PKRY71DB | C&C lighting inc. | C&C LIGHTING | C&C-FL-B100W (5700K) | Outdoor Luminaires | High Output | Architectural Flood and Spot Luminaires | Premium | FALSE | [9 empty] | 42544 |  |  | No |  | 3.1 | 13000 | 130 | 100 | 13 | 0.95 | 5700 | 75
PZKB9NGA | C&C lighting inc. | C&C LIGHTING | C&C-FL-B150W (5700K) | Outdoor Luminaires | High Output | Architectural Flood and Spot Luminaires | Premium | FALSE | [9 empty] | 42544 |  |  | No |  | 3.1 | 19500 | 130 | 150 | 12 | 0.95 | 5700 | 75
PCQ3AN7M | C&C lighting inc. | C&C LIGHTING | C&C-FL-B200W (5700K) | Outdoor Luminaires | High Output | Architectural Flood and Spot Luminaires | Premium | FALSE | [9 empty] | 42544 |  |  | No |  | 3.1 | 24800 | 124 | 200 | 11 | 0.95 | 5700 | 75
PP4XK35W | C&C lighting inc. | C&C LIGHTING | C&C-FL-B30W (5700K) | Outdoor Luminaires | Low Output | Architectural Flood and Spot Luminaires | Premium | FALSE | [9 empty] | 42544 |  |  | No |  | 3.1 | 3900 | 130 | 30 | 10 | 0.95 | 5700 | 75
PENQ1Z9S | C&C lighting inc. | C&C LIGHTING | C&C-FL-B20W (5700K) | Outdoor Luminaires | Low Output | Architectural Flood and Spot Luminaires | Premium | FALSE | [9 empty] | 42544 |  |  | No |  | 3.1 | 2500 | 125 | 20 | 8 | 0.95 | 5700 | 75
PUVBQPQK | C&C lighting inc. | C&C LIGHTING | C&C-FL-B50W (5000K) | Outdoor Luminaires | Mid Output | Architectural Flood and Spot Luminaires | Premium | FALSE | [9 empty] | 42544 |  |  | No |  | 3.1 | 6200 | 124 | 50 | 20 | 0.95 | 5000 | 75
P2NTPV1W | C&C lighting inc. | C&C LIGHTING | C&C-FL-B10W (5000K) | Outdoor Luminaires | Low Output | Architectural Flood and Spot Luminaires | Premium | FALSE | [9 empty] | 42544 |  |  | No |  | 3.1 | 1200 | 120 | 10 | 20 | 0.95 | 5000 | 75
PT2R6D6B | C&C lighting inc. | C&C LIGHTING | C&C-FL-B100W (5000K) | Outdoor Luminaires | High Output | Architectural Flood and Spot Luminaires | Premium | FALSE | [9 empty] | 42544 |  |  | No |  | 3.1 | 12800 | 128 | 100 | 13 | 0.95 | 5000 | 75
PG7XVGBB | C&C lighting inc. | C&C LIGHTING | C&C-FL-B150W (5000K) | Outdoor Luminaires | High Output | Architectural Flood and Spot Luminaires | Premium | FALSE | [9 empty] | 42544 |  |  | No |  | 3.1 | 19000 | 127 | 150 | 12 | 0.95 | 5000 | 75
PEB1STS9 | C&C lighting inc. | C&C LIGHTING | C&C-FL-B200W (5000K) | Outdoor Luminaires | High Output | Architectural Flood and Spot Luminaires | Premium | FALSE | [9 empty] | 42544 |  |  | No |  | 3.1 | 24500 | 123 | 200 | 11 | 0.95 | 5000 | 75
PW47Z7TB | C&C lighting inc. | C&C LIGHTING | C&C-FL-B30W (5000K) | Outdoor Luminaires | Low Output | Architectural Flood and Spot Luminaires | Premium | FALSE | [9 empty] | 42544 |  |  | No |  | 3.1 | 3800 | 127 | 30 | 10 | 0.95 | 5000 | 75
PFC5QHXE | C&C lighting inc. | C&C LIGHTING | C&C-FL-B20W (5000K) | Outdoor Luminaires | Low Output | Architectural Flood and Spot Luminaires | Premium | FALSE | [9 empty] | 42544 |  |  | No |  | 3.1 | 2400 | 120 | 20 | 8 | 0.95 | 5000 | 75
PYTS5MH9 | C&C lighting inc. | C&C LIGHTING | C&C-HFL-B200W(5000K) | Outdoor Luminaires | High Output | Architectural Flood and Spot Luminaires | Premium | FALSE | [9 empty] | 42544 |  |  | No |  | 3.1 | 26545 | 130.73 | 203.1 | 9.84 | 0.9209 | 5000 | 70.9
PFW7N7AS | C&C lighting inc. | C&C LIGHTING | C&C-HFL-B100W(5000K) | Outdoor Luminaires | High Output | Architectural Flood and Spot Luminaires | Premium | FALSE | [9 empty] | 42544 |  |  | No |  | 3.1 | 12638 | 130.05 | 97.2 | 18.21 | 0.9293 | 5000 | 70.8
P5J8AKZ8 | C&C lighting inc. | C&C LIGHTING | C&C-HFL-B150W(5000K) | Outdoor Luminaires | High Output | Architectural Flood and Spot Luminaires | Premium | FALSE | [9 empty] | 42544 |  |  | No |  | 3.1 | 19156 | 129.39 | 148.1 | 11.42 | 0.9207 | 5000 | 70.8
P12DMPC2 | Shenzhen Lanhe Lighting Co.Ltd | HLE | SS-[G H Blank] G70-20W [B 240 Blank] 5700K | Outdoor Luminaires | Low Output | Architectural Flood and Spot Luminaires | Standard | FALSE | [9 empty] | 42544 |  |  | No | Product Updated 09/08/2016 | 3.1 | 1820 | 91 | 20 | 13 | 0.9 | 5700 | 80
P44Y87EA | Shenzhen Lanhe Lighting Co.Ltd | HLE | SS-[G H Blank]G70-30W [B 240 Blank] 5700K | Outdoor Luminaires | Low Output | Architectural Flood and Spot Luminaires | Standard | FALSE | [9 empty] | 42544 |  |  | No |  | 3.1 | 2730 | 91 | 30 | 12 | 0.9 | 5700 | 80
PF347ZN2 | Shenzhen Lanhe Lighting Co.Ltd | HLE | SS-[G H Blank] G70-20W [B 240 Blank] 5000K | Outdoor Luminaires | Low Output | Architectural Flood and Spot Luminaires | Standard | FALSE | [9 empty] | 42544 |  |  | No | Product Updated 09/08/2016 | 3.1 | 1815 | 91 | 20 | 13 | 0.9 | 5000 | 80
PCZPYK52 | Shenzhen Lanhe Lighting Co.Ltd | HLE | SS-[G H Blank]G70-30W [B 240 Blank] 5000K | Outdoor Luminaires | Low Output | Architectural Flood and Spot Luminaires | Standard | FALSE | [9 empty] | 42544 |  |  | No |  | 3.1 | 2725 | 91 | 30 | 12 | 0.9 | 5000 | 80
PEAVXS49 | Shenzhen Lanhe Lighting Co.Ltd | HLE | SS-[G H Blank] G70-20W [B 240 Blanks] 4500K | Outdoor Luminaires | Low Output | Architectural Flood and Spot Luminaires | Standard | FALSE | [9 empty] | 42544 |  |  | No | Product Updated 09/08/2016 | 3.1 | 1810 | 91 | 20 | 13 | 0.9 | 4500 | 80
P5HBGMYE | Shenzhen Lanhe Lighting Co.Ltd | HLE | SS-[G H Blank]G70-30W [B 240 Blank] 4500K | Outdoor Luminaires | Low Output | Architectural Flood and Spot Luminaires | Standard | FALSE | [9 empty] | 42544 |  |  | No |  | 3.1 | 2720 | 91 | 30 | 12 | 0.9 | 4500 | 80
PJQ7Q4BM | Shenzhen Lanhe Lighting Co.Ltd | HLE | SS-[G H Blank] G70-20W [B 240 Blank] 4000K | Outdoor Luminaires | Low Output | Architectural Flood and Spot Luminaires | Standard | FALSE | [9 empty] | 42544 |  |  | No | Product Updated 09/08/2016 | 3.1 | 1805 | 90 | 20 | 13 | 0.9 | 4000 | 80
P773ZGFJ | Shenzhen Lanhe Lighting Co.Ltd | HLE | SS-[G H Blank]G70-30W [B 240 Blank] 4000K | Outdoor Luminaires | Low Output | Architectural Flood and Spot Luminaires | Standard | FALSE | [9 empty] | 42544 |  |  | No |  | 3.1 | 2715 | 91 | 30 | 12 | 0.9 | 4000 | 80
P9WCK4NH | Shenzhen Lanhe Lighting Co.Ltd | HLE | SS-[G H Blank] G70-20W [B 240 Blank] 3500K | Outdoor Luminaires | Low Output | Architectural Flood and Spot Luminaires | Standard | FALSE | [9 empty] | 42544 |  |  | No | Product Updated 09/08/2016 | 3.1 | 1800 | 90 | 20 | 13 | 0.9 | 3500 | 80
P4U12TQP | Shenzhen Lanhe Lighting Co.Ltd | HLE | SS-[G H Blank]G70-30W [B 240 Blank] 3500K | Outdoor Luminaires | Low Output | Architectural Flood and Spot Luminaires | Standard | FALSE | [9 empty] | 42544 |  |  | No |  | 3.1 | 2710 | 90 | 30 | 12 | 0.9 | 3500 | 80
PRWDYHBJ | Shenzhen Lanhe Lighting Co.Ltd | HLE | SS-[G H Blank] G70-20W-[B 240 Blank] 3000K | Outdoor Luminaires | Low Output | Architectural Flood and Spot Luminaires | Standard | FALSE | [9 empty] | 42544 |  |  | No | Product Updated 09/08/2016 | 3.1 | 1795 | 90 | 20 | 13 | 0.9 | 3000 | 80
P2KMAJM5 | Shenzhen Lanhe Lighting Co.Ltd | HLE | SS-[G H Blank]G70-30W [B 240 Blank] 3000K | Outdoor Luminaires | Low Output | Architectural Flood and Spot Luminaires | Standard | FALSE | [9 empty] | 42544 |  |  | No |  | 3.1 | 2705 | 90 | 30 | 12 | 0.9 | 3000 | 80
PXCMP91G | RISE-LITE GROUP CO. LTD | RISELITE | RL-FL-120W-LV-A-D-DW | Outdoor Luminaires | Mid Output | Architectural Flood and Spot Luminaires | Standard | FALSE | [9 empty] | 42544 |  |  | No |  | 3.1 | 9905 | 80.2 | 123.5 | 17.09 | 0.9089 | 5000 | 74.7
PV6PWWEZ | RISE-LITE GROUP CO. LTD | RISELITE | RL-FL-150W-LV-A-D-DW | Outdoor Luminaires | High Output | Architectural Flood and Spot Luminaires | Standard | FALSE | [9 empty] | 42544 |  |  | No |  | 3.1 | 13182 | 82.85 | 159.1 | 15.62 | 0.9233 | 5000 | 73
PTE6PW6S | RISE-LITE GROUP CO. LTD | RISELITE | RL-FL-120W-LV-A-D-NW | Outdoor Luminaires | Mid Output | Architectural Flood and Spot Luminaires | Standard | FALSE | [9 empty] | 42544 |  |  | No |  | 3.1 | 9366.5 | 75.78 | 123.6 | 16.48 | 0.9053 | 4100 | 66.4
PFD52R1W | RISE-LITE GROUP CO. LTD | RISELITE | RL-FL-150W-LV-A-D-NW | Outdoor Luminaires | High Output | Architectural Flood and Spot Luminaires | Standard | FALSE | [9 empty] | 42544 |  |  | No |  | 3.1 | 12359 | 77.44 | 159.6 | 15.43 | 0.9342 | 4100 | 66.1
P8ZF9344 | RISE-LITE GROUP CO. LTD | RISELITE | RL-FL-120W-LV-A-D-WW | Outdoor Luminaires | Mid Output | Architectural Flood and Spot Luminaires | Standard | FALSE | [9 empty] | 42544 |  |  | No |  | 3.1 | 9366.5 | 75.78 | 123.6 | 16.48 | 0.9053 | 3000 | 66.4
P56BCS7S | RISE-LITE GROUP CO. LTD | RISELITE | RL-FL-150W-LV-A-D-WW | Outdoor Luminaires | High Output | Architectural Flood and Spot Luminaires | Standard | FALSE | [9 empty] | 42544 |  |  | No |  | 3.1 | 12359 | 77.44 | 159.6 | 15.43 | 0.9342 | 3000 | 66.1
PRUQDHQ1 | GreenStar Products Inc. | GreenStar | SL4860MDXXXX | Outdoor Luminaires | High Output | Architectural Flood and Spot Luminaires | Standard | FALSE | [9 empty] | 42544 | Not Dimmable | Not Dimmable | No |  | 3 | 10266 | 92 | 112 | 7 | 0.98 | 5868 | 74.3
PPCV51U6 | GreenStar Products Inc. | GreenStar | SL3660MDXXXX | Outdoor Luminaires | Mid Output | Architectural Flood and Spot Luminaires | Standard | FALSE | [9 empty] | 42544 | Not Dimmable | Not Dimmable | No |  | 3 | 7289 | 89 | 82 | 7 | 0.98 | 5860 | 70.3
PVC128JK | GreenStar Products Inc. | GreenStar | SL7260WDXXXX | Outdoor Luminaires | High Output | Architectural Flood and Spot Luminaires | Standard | FALSE | [9 empty] | 42544 | Not Dimmable | Not Dimmable | No |  | 3 | 15224 | 91 | 166.9 | 7 | 0.96 | 5845 | 71
PAJPJWST | GreenStar Products Inc. | GreenStar | SL3660WDXXXX | Outdoor Luminaires | Mid Output | Architectural Flood and Spot Luminaires | Standard | FALSE | [9 empty] | 42544 | Not Dimmable | Not Dimmable | No |  | 3 | 7160 | 87 | 82.3 | 6 | 0.99 | 5833 | 69.9
P19EPB2Z | GreenStar Products Inc. | GreenStar | SL6060WDXXXX | Outdoor Luminaires | High Output | Architectural Flood and Spot Luminaires | Standard | FALSE | [9 empty] | 42544 | Not Dimmable | Not Dimmable | No |  | 3 | 12326 | 88 | 139.9 | 9 | 0.98 | 5830 | 70
P5TNCYJU | GreenStar Products Inc. | GreenStar | SL6060MDXXXX | Outdoor Luminaires | High Output | Architectural Flood and Spot Luminaires | Standard | FALSE | [9 empty] | 42544 | Not Dimmable | Not Dimmable | No |  | 3 | 12552 | 90 | 139.6 | 7 | 0.99 | 5823 | 70.9
PD92MUH1 | GreenStar Products Inc. | GreenStar | SL4860WDXXXX | Outdoor Luminaires | Mid Output | Architectural Flood and Spot Luminaires | Standard | FALSE | [9 empty] | 42544 | Not Dimmable | Not Dimmable | No |  | 3 | 9409 | 83 | 112.8 | 9 | 0.99 | 5820 | 74.9
PFGUMWEQ | GreenStar Products Inc. | GreenStar | SL6041WDXXXX | Outdoor Luminaires | High Output | Architectural Flood and Spot Luminaires | Standard | FALSE | [9 empty] | 42544 | Not Dimmable | Not Dimmable | No |  | 3 | 11291 | 82 | 138.2 | 8 | 0.99 | 4175 | 68.3
PKFQ32A8 | GreenStar Products Inc. | GreenStar | SL7241WDXXXX | Outdoor Luminaires | High Output | Architectural Flood and Spot Luminaires | Standard | FALSE | [9 empty] | 42544 | Not Dimmable | Not Dimmable | No |  | 3 | 13370 | 81 | 164.8 | 7 | 0.99 | 4168 | 67
PAW9277N | GreenStar Products Inc. | GreenStar | SL 6041MDXXXX | Outdoor Luminaires | High Output | Architectural Flood and Spot Luminaires | Standard | FALSE | [9 empty] | 42544 | Not Dimmable | Not Dimmable | No |  | 3 | 11377 | 82 | 139.48 | 6 | 0.97 | 4160 | 67.7
P9GBTY5W | GreenStar Products Inc. | GreenStar | SL4841WDXXXX | Outdoor Luminaires | Mid Output | Architectural Flood and Spot Luminaires | Standard | FALSE | [9 empty] | 42544 | Not Dimmable | Not Dimmable | No |  | 3 | 9193 | 82 | 112.2 | 8 | 0.98 | 4149 | 69.7
P4K72M92 | GreenStar Products Inc. | GreenStar | SL4841MDXXXX | Outdoor Luminaires | High Output | Architectural Flood and Spot Luminaires | Standard | FALSE | [9 empty] | 42544 | Not Dimmable | Not Dimmable | No |  | 3 | 10061 | 90 | 111.6 | 7 | 0.99 | 4135 | 68.6
P2KAHPPQ | GreenStar Products Inc. | GreenStar | SL3641MDXXXX | Outdoor Luminaires | Mid Output | Architectural Flood and Spot Luminaires | Standard | FALSE | [9 empty] | 42544 | Not Dimmable | Not Dimmable | No |  | 3 | 7119 | 87 | 82.1 | 8 | 0.99 | 4120 | 65
P1HB8EA4 | KOMEE USA | KOMEE | KMK-150W | Outdoor Luminaires | High Output | Architectural Flood and Spot Luminaires | Standard | TRUE | 15665 | 103 | 152.1 | 6.9 | 0.9947 | 5098 | 81.9 | 5 | 50000 | 42543 |  |  | No |  | 3.1 | 15665 | 103 | 152.1 | 6.9 | 0.9947 | 5098 | 81.9
PAAAV2EF | KOMEE USA | KOMEE | KMK-50W | Outdoor Luminaires | Low Output | Architectural Flood and Spot Luminaires | Standard | TRUE | 4655.4 | 97.4 | 47.79 | 7.6 | 0.9923 | 4992 | 81.8 | 5 | 50000 | 42543 |  |  | No |  | 3.1 | 4655.4 | 97.4 | 47.79 | 7.6 | 0.992 | 4992 | 81.8
PCDAKX8J | TechBrite LLC | TechBrite | TB-EP40 | Outdoor Luminaires | Low Output | Architectural Flood and Spot Luminaires | Standard | TRUE | 3417 | 83.1 | 41.13 | 14.84 | 0.9698 | 5810 | 70 | 5 | 65000 | 42543 |  |  | NotYetVerified |  | 3 | 3200 | 80 | 40 | 10 | 0.98 | 5700 | 70
PUSA71VK | MHT Lighting | MHT Lighting | MHTL-FLDAH-150E-5K-U | Outdoor Luminaires | High Output | Architectural Flood and Spot Luminaires | Standard | TRUE | 16188.97 | 110.31 | 146.67 | 11.69 | 0.9686 | 5250 | 72.5 | 5 | 50000 | 42543 |  |  | Yes |  | 4 | 16188.97 | 110.31 | 146.76 | 11.69 | 0.9686 | 5250 | 72.5
PR9U2HBX | MAVERICK ENERGY SOLUTIONS INTERNATIONAL | Maverick Energy Solutions International | MES-FLSS-[12]-300W 4000K | Outdoor Luminaires | Very High Output | Architectural Flood and Spot Luminaires | Standard | TRUE | 40141 | 131.99 | 304.1 | 13.69 | 0.9477 | 4041 | 74.3 | 5 | 50000 | 42543 |  |  | No |  | 3.1 | 40141 | 131.99 | 304.1 | 13.69 | 0.9477 | 4000 | 74.3
PP6R5YFF | LED2 Lighting Group Inc | LED2 | LED2-SUPUT-60W-40-UNV-T3-XX-N | Outdoor Luminaires | Mid Output | Architectural Flood and Spot Luminaires | Standard | TRUE | 7201.88 | 117.05 | 61.53 | 12.59 | 0.947 | 3910 | 72.5 | 10 | 75000 | 42543 |  |  | No |  | 4 | 6900 | 115 | 60 | 10 | 0.95 | 4000 | 70
PRJVXH5N | TechBrite LLC | TechBrite | TB-EP200 | Outdoor Luminaires | High Output | Architectural Flood and Spot Luminaires | Standard | TRUE | 17284.09 | 92.38 | 187.09 | 9.69 | 0.943 | 5974 | 70.7 | 5 | 100000 | 42543 |  |  | NotYetVerified |  | 3 | 17284.1 | 92.4 | 185 | 10 | 0.98 | 5700 | 70
PP2S4N85 | LED2 Lighting Group Inc | LED2 | LED2-SUPUT-450W-40-UNV-T3-XX-N | Outdoor Luminaires | Very High Output | Architectural Flood and Spot Luminaires | Standard | TRUE | 46685.81 | 103.94 | 449.16 | 8.71 | 0.937 | 4110 | 72.9 | 10 | 75000 | 42543 |  |  | No |  | 4 | 47250 | 105 | 450 | 10 | 0.95 | 4000 | 70
PST8BP4A | MAVERICK ENERGY SOLUTIONS INTERNATIONAL | Maverick Energy Solutions International | MES-FLSS-[12]-150W 4000K | Outdoor Luminaires | High Output | Architectural Flood and Spot Luminaires | Standard | TRUE | 20867 | 138.93 | 150.2 | 13.45 | 0.9273 | 4062 | 74.3 | 5 | 50000 | 42543 |  |  | No |  | 3.1 | 20867 | 138.93 | 150.2 | 13.45 | 0.9273 | 4000 | 74.3
PBZC6TMP | Revolution Lighting Technologies | Revolution Lighting Technologies | 113001-202 | Outdoor Luminaires | High Output | Architectural Flood and Spot Luminaires | Premium | TRUE | 12258 | 107.81 | 113.7 | 14.87 | 0.9245 | 4095 | 84.8 | 5 | 50000 | 42543 |  |  | Yes |  | 3.1 | 12571 | 108.25 | 116.1 | 14.87 | 0.9245 | 4000 | 84.8
PR1V2XXJ | Revolution Lighting Technologies | Revolution Lighting Technologies | 115004-204 | Outdoor Luminaires | High Output | Architectural Flood and Spot Luminaires | Premium | TRUE | 10868 | 108.14 | 100.5 | 14.47 | 0.9236 | 5142 | 82.7 | 5 | 50000 | 42543 |  |  | No |  | 3 | 10868 | 108.14 | 100.5 | 14.47 | 0.9236 | 5000 | 82.7
P34Z7BYD | Revolution Lighting Technologies | Revolution Lighting Technologies | 115004-202 | Outdoor Luminaires | High Output | Architectural Flood and Spot Luminaires | Standard | TRUE | 10270 | 103.2 | 99.51 | 14.62 | 0.9217 | 4236 | 83.5 | 5 | 50000 | 42543 |  |  | No |  | 3 | 10475 | 105.2 | 99.57 | 14.62 | 0.9217 | 4000 | 83.5
P34USJW7 | Revolution Lighting Technologies | Revolution Lighting Technologies | 113003-202 | Outdoor Luminaires | High Output | Architectural Flood and Spot Luminaires | Premium | TRUE | 20266 | 108.02 | 187.6 | 15.22 | 0.9209 | 4044 | 85.5 | 5 | 50000 | 42543 |  |  | Yes |  | 3.1 | 20885 | 108.95 | 191.7 | 15.22 | 0.92 | 4000 | 85.5
P3JSY24D | Revolution Lighting Technologies | Revolution Lighting Technologies | 115002-202 | Outdoor Luminaires | Mid Output | Architectural Flood and Spot Luminaires | Premium | TRUE | 5539.5 | 112.55 | 49.22 | 14.88 | 0.9207 | 4089 | 84 | 5 | 50000 | 42543 |  |  | Yes |  | 3.1 | 5649 | 114.53 | 49.32 | 14.88 | 0.9207 | 4000 | 84
PDF65677 | Revolution Lighting Technologies | Revolution Lighting Technologies | 115014-202 | Outdoor Luminaires | High Output | Architectural Flood and Spot Luminaires | Standard | TRUE | 9985.5 | 97.85 | 102 | 14.77 | 0.9094 | 4134 | 83.7 | 5 | 50000 | 42543 |  |  | Yes |  | 3.1 | 9985.5 | 97.85 | 102 | 14.77 | 0.9094 | 4000 | 83.7
PWVUC6QN | Revolution Lighting Technologies | Revolution Lighting Technologies | 115012-202 | Outdoor Luminaires | Mid Output | Architectural Flood and Spot Luminaires | Premium | TRUE | 5335.4 | 105.15 | 50.74 | 14.34 | 0.9041 | 4080 | 84.2 | 5 | 50000 | 42543 |  |  | Yes |  | 3.1 | 5335.4 | 105.15 | 50.74 | 14.34 | 0.9041 | 4000 | 84.2
PKZ5BH97 | KOMEE USA | KOMEE | KMK-200W | Outdoor Luminaires | High Output | Architectural Flood and Spot Luminaires | Standard | TRUE | 20227 | 100.1 | 201.8 | 11.44 | 0.8931 | 5149 | 81.9 | 5 | 50000 | 42543 |  |  | No |  | 3.1 | 20227 | 100.2 | 201.8 | 4.64 | 0.9966 | 5149 | 81.9
PZWPKGD1 | Revolution Lighting Technologies | Revolution Lighting Technologies | 113003-204 | Outdoor Luminaires | High Output | Architectural Flood and Spot Luminaires | Premium | FALSE | [9 empty] | 42543 |  |  | Yes |  | 3.1 | 21449 | 110.68 | 193.8 | 15.71 | 0.92 | 5000 | 85
PSZGV7U1 | Revolution Lighting Technologies | Revolution Lighting Technologies | 113001-204 | Outdoor Luminaires | High Output | Architectural Flood and Spot Luminaires | Premium | FALSE | [9 empty] | 42543 |  |  | Yes |  | 3.1 | 12814 | 110.56 | 115.9 | 14.96 | 0.9262 | 5000 | 83.3
PKDU3AS1 | Revolution Lighting Technologies | Revolution Lighting Technologies | 115002-204 | Outdoor Luminaires | Mid Output | Architectural Flood and Spot Luminaires | Premium | FALSE | [9 empty] | 42543 |  |  | Yes |  | 3.1 | 5844 | 116.05 | 50.36 | 14.77 | 0.9217 | 5000 | 83.3
PU34QPDV | Revolution Lighting Technologies | Revolution Lighting Technologies | 113013-204 | Outdoor Luminaires | High Output | Architectural Flood and Spot Luminaires | Premium | FALSE | [9 empty] | 42543 |  |  | Yes |  | 3.1 | 21449 | 110.68 | 193.8 | 15.71 | 0.92 | 5000 | 85
PP1VMCU5 | Revolution Lighting Technologies | Revolution Lighting Technologies | 115014-204 | Outdoor Luminaires | High Output | Architectural Flood and Spot Luminaires | Standard | FALSE | [9 empty] | 42543 |  |  | Yes |  | 3.1 | 10276 | 101.34 | 101.4 | 14.81 | 0.9062 | 5000 | 83.7
P8DSMQR8 | Revolution Lighting Technologies | Revolution Lighting Technologies | 113011-204 | Outdoor Luminaires | High Output | Architectural Flood and Spot Luminaires | Premium | FALSE | [9 empty] | 42543 |  |  | Yes |  | 3.1 | 12814 | 110.56 | 115.9 | 14.96 | 0.9262 | 5000 | 83.3
PYJWJDWB | Revolution Lighting Technologies | Revolution Lighting Technologies | 115012-204 | Outdoor Luminaires | Mid Output | Architectural Flood and Spot Luminaires | Premium | FALSE | [9 empty] | 42543 |  |  | Yes |  | 3.1 | 5512 | 108.4 | 50.85 | 14.83 | 0.9057 | 5000 | 82.1
P3T1GHDV | Revolution Lighting Technologies | Revolution Lighting Technologies | 113013-202 | Outdoor Luminaires | High Output | Architectural Flood and Spot Luminaires | Premium | FALSE | [9 empty] | 42543 |  |  | Yes |  | 3.1 | 20885 | 108.95 | 191.7 | 15.22 | 0.92 | 4000 | 85.5
PUQMD5ZW | Revolution Lighting Technologies | Revolution Lighting Technologies | 113011-202 | Outdoor Luminaires | High Output | Architectural Flood and Spot Luminaires | Premium | FALSE | [9 empty] | 42543 |  |  | Yes |  | 3.1 | 12571 | 108.25 | 116.1 | 14.87 | 0.9245 | 4000 | 84.8
P5VF2VGH | MHT Lighting | MHT Lighting | MHTL-FLDAH-185E-5K-U | Outdoor Luminaires | High Output | Architectural Flood and Spot Luminaires | Standard | FALSE | [9 empty] | 42543 |  |  | Yes |  | 4 | 20769.73 | 113.63 | 182.78 | 11.21 | 0.975 | 5074 | 71.7
PGZRAU9F | MAVERICK ENERGY SOLUTIONS INTERNATIONAL | Maverick Energy Solutions International | MES-FLSS-[12]-150W 5700K | Outdoor Luminaires | High Output | Architectural Flood and Spot Luminaires | Standard | FALSE | [9 empty] | 42543 | Not Dimmable | Not Dimmable | No |  | 3.1 | 21264 | 140.26 | 151.6 | 13.63 | 0.9261 | 5700 | 75.9
PCS9RXRR | MAVERICK ENERGY SOLUTIONS INTERNATIONAL | Maverick Energy Solutions International | MES-FLSS-[12]-300W 5700K | Outdoor Luminaires | Very High Output | Architectural Flood and Spot Luminaires | Standard | FALSE | [9 empty] | 42543 | Not Dimmable | Not Dimmable | No |  | 3.1 | 42058 | 137.22 | 306.5 | 13.98 | 0.943 | 5700 | 76.6
PYF77VGF | MAVERICK ENERGY SOLUTIONS INTERNATIONAL | Maverick Energy Solutions International | MES-FLSS-[12]-150W 5000K | Outdoor Luminaires | High Output | Architectural Flood and Spot Luminaires | Standard | FALSE | [9 empty] | 42543 | Not Dimmable | Not Dimmable | No |  | 3.1 | 21066 | 139.6 | 150.9 | 13.45 | 0.9273 | 5000 | 74.3
PBN9JTC5 | MAVERICK ENERGY SOLUTIONS INTERNATIONAL | Maverick Energy Solutions International | MES-FLSS-[12]-300W 5000K | Outdoor Luminaires | Very High Output | Architectural Flood and Spot Luminaires | Standard | FALSE | [9 empty] | 42543 | Not Dimmable | Not Dimmable | No |  | 3.1 | 41099 | 134.62 | 305.3 | 13.69 | 0.9477 | 5000 | 74.3
P5255BZ9 | LED2 Lighting Group Inc | LED2 | LED2-SUPUT-450W-57-UNV-T3-XX-N | Outdoor Luminaires | Very High Output | Architectural Flood and Spot Luminaires | Standard | FALSE | [9 empty] | 42543 | Not Dimmable | Not Dimmable | No |  | 4 | 54000 | 120 | 450 | 10 | 0.95 | 5700 | 70
PFTZP43G | LED2 Lighting Group Inc | LED2 | LED2-SUPUT-60W-57-UNV-T3-XX-N | Outdoor Luminaires | Mid Output | Architectural Flood and Spot Luminaires | Standard | FALSE | [9 empty] | 42543 | Not Dimmable | Not Dimmable | No |  | 4 | 7500 | 125 | 60 | 10 | 0.95 | 5700 | 70
PPG13F8T | LED2 Lighting Group Inc | LED2 | LED2-SUPUT-450W-57-UNV-T3-XX-[PX or AD-1] | Outdoor Luminaires | Very High Output | Architectural Flood and Spot Luminaires | Standard | FALSE | [9 empty] | 42543 | Dimmable | Continuous Below 10 | No |  | 4 | 54000 | 120 | 450 | 10 | 0.95 | 5700 | 70
P11AN9DH | LED2 Lighting Group Inc | LED2 | LED2-SUPUT-60W-57-UNV-T3-XX-[PX or AD-1] | Outdoor Luminaires | Mid Output | Architectural Flood and Spot Luminaires | Standard | FALSE | [9 empty] | 42543 | Dimmable | Continuous Below 10 | No |  | 4 | 7500 | 125 | 60 | 10 | 0.95 | 5700 | 70
PQN4XF7J | LED2 Lighting Group Inc | LED2 | LED2-SUPUT-450W-50-UNV-T3-XX-N | Outdoor Luminaires | Very High Output | Architectural Flood and Spot Luminaires | Standard | FALSE | [9 empty] | 42543 | Not Dimmable | Not Dimmable | No |  | 4 | 54000 | 120 | 450 | 10 | 0.95 | 5000 | 70
PRBZTY9W | LED2 Lighting Group Inc | LED2 | LED2-SUPUT-60W-50-UNV-T3-XX-N | Outdoor Luminaires | Mid Output | Architectural Flood and Spot Luminaires | Standard | FALSE | [9 empty] | 42543 | Not Dimmable | Not Dimmable | No |  | 4 | 7500 | 125 | 60 | 10 | 0.95 | 5000 | 70
P1VC21MK | LED2 Lighting Group Inc | LED2 | LED2-SUPUT-450W-50-UNV-T3-XX-[PX or AD-1] | Outdoor Luminaires | Very High Output | Architectural Flood and Spot Luminaires | Standard | FALSE | [9 empty] | 42543 | Dimmable | Continuous Below 10 | No |  | 4 | 54000 | 120 | 450 | 10 | 0.95 | 5000 | 70
P7X8T82T | LED2 Lighting Group Inc | LED2 | LED2-SUPUT-60W-50-UNV-T3-XX-[PX or AD-1] | Outdoor Luminaires | Mid Output | Architectural Flood and Spot Luminaires | Standard | FALSE | [9 empty] | 42543 | Dimmable | Continuous Below 10 | No |  | 4 | 7500 | 125 | 60 | 10 | 0.95 | 5000 | 70
PY7PRGBF | LED2 Lighting Group Inc | LED2 | LED2-SUPUT-450W-45-UNV-T3-XX-N | Outdoor Luminaires | Very High Output | Architectural Flood and Spot Luminaires | Standard | FALSE | [9 empty] | 42543 | Not Dimmable | Not Dimmable | No |  | 4 | 49500 | 110 | 450 | 10 | 0.95 | 4500 | 70
PVNQADZ1 | LED2 Lighting Group Inc | LED2 | LED2-SUPUT-60W-45-UNV-T3-XX-N | Outdoor Luminaires | Mid Output | Architectural Flood and Spot Luminaires | Standard | FALSE | [9 empty] | 42543 | Not Dimmable | Not Dimmable | No |  | 4 | 7200 | 120 | 60 | 10 | 0.95 | 4500 | 70
P545Y54H | LED2 Lighting Group Inc | LED2 | LED2-SUPUT-450W-45-UNV-T3-XX-[PX or AD-1] | Outdoor Luminaires | Very High Output | Architectural Flood and Spot Luminaires | Standard | FALSE | [9 empty] | 42543 | Dimmable | Continuous Below 10 | No |  | 4 | 49500 | 110 | 450 | 10 | 0.95 | 4500 | 70
PJWMYB3Z | LED2 Lighting Group Inc | LED2 | LED2-SUPUT-60W-45-UNV-T3-XX-[PX or AD-1] | Outdoor Luminaires | Mid Output | Architectural Flood and Spot Luminaires | Standard | FALSE | [9 empty] | 42543 | Dimmable | Continuous Below 10 | No |  | 4 | 7200 | 120 | 60 | 10 | 0.95 | 4500 | 70
P7SJYPR6 | LED2 Lighting Group Inc | LED2 | LED2-SUPUT-450W-40-UNV-T3-XX-[PX or AD-1] | Outdoor Luminaires | Very High Output | Architectural Flood and Spot Luminaires | Standard | FALSE | [9 empty] | 42543 | Dimmable | Continuous Below 10 | No |  | 4 | 47250 | 105 | 450 | 10 | 0.95 | 4000 | 70
PZYTXXSY | LED2 Lighting Group Inc | LED2 | LED2-SUPUT-60W-40-UNV-T3-XX-[PX or AD-1] | Outdoor Luminaires | Mid Output | Architectural Flood and Spot Luminaires | Standard | FALSE | [9 empty] | 42543 | Dimmable | Continuous Below 10 | No |  | 4 | 6900 | 115 | 60 | 10 | 0.95 | 4000 | 70
PGX76VM4 | ICEPIPE Corporation | ICEPIPE | CD4000-400W-B3E-3000K-DP2 | Outdoor Luminaires | Very High Output | Architectural Flood and Spot Luminaires | Standard | TRUE | 34314 | 88.1 | 380.5 | 19.64 | 0.958 | 3117 | 80.2 | 5 | 50000 | 42542 |  |  | No |  | 3.1 | 34303 | 88.2 | 389.1 | 10.71 | 0.99 | 3117 | 80.2
PYPZYQ9T | ICEPIPE Corporation | ICEPIPE | CD4000-400W-B3E-5700K-DP2 | Outdoor Luminaires | Very High Output | Architectural Flood and Spot Luminaires | Standard | TRUE | 33901 | 88.2 | 374.5 | 20.48 | 0.955 | 5486 | 83.1 | 5 | 50000 | 42542 |  |  | No |  | 3.1 | 33903 | 88.2 | 384.5 | 10.42 | 0.99 | 5486 | 83.12
PPV69UC7 | MaxLite Inc | MaxLite | BF30AUDM30X | Outdoor Luminaires | Low Output | Architectural Flood and Spot Luminaires | Premium | TRUE | 3026.9 | 110.91 | 27.29 | 9.92 | 0.9078 | 3025 | 73.4 | 5 | 100000 | 42542 |  |  | No | Product updated 8/29 | 3.1 | 3061.2 | 111.97 | 27.34 | 9.92 | 0.9078 | 3000 | 73.4
P7R51GEX | MaxLite Inc | MaxLite | BF30AUDM30X | Outdoor Luminaires | Low Output | Architectural Flood and Spot Luminaires | Premium | TRUE | 3096.5 | 113.67 | 27.24 | 10.11 | 0.9059 | 5128 | 76.2 | 5 | 100000 | 42542 |  |  | No | Product updated 8/29 | 3.1 | 3061.2 | 111.97 | 27.34 | 9.92 | 0.9078 | 3000 | 73.4
PWX6J9HE | MaxLite Inc | MaxLite | BF30AUDM50X | Outdoor Luminaires | Low Output | Architectural Flood and Spot Luminaires | Premium | FALSE | [9 empty] | 42542 |  |  | No | Product updated 8/29 | 3.1 | 3123 | 114.48 | 27.28 | 10.13 | 0.9057 | 5000 | 76.2
PCU97SDU | MaxLite Inc | MaxLite | BF30AUDM50X | Outdoor Luminaires | Low Output | Architectural Flood and Spot Luminaires | Premium | FALSE | [9 empty] | 42542 |  |  | No | Product updated 8/29 | 3.1 | 3123 | 114.48 | 27.28 | 10.13 | 0.9057 | 5000 | 76.2
PBPECX8S | MaxLite Inc | MaxLite | BF30AUDM50X | Outdoor Luminaires | Low Output | Architectural Flood and Spot Luminaires | Premium | FALSE | [9 empty] | 42542 |  |  | No | Product updated 8/29 | 3.1 | 3123 | 114.48 | 27.28 | 10.13 | 0.9057 | 5000 | 76.2
PRH8HN85 | MaxLite Inc | MaxLite | BF30AUDN50X | Outdoor Luminaires | Low Output | Architectural Flood and Spot Luminaires | Premium | FALSE | [9 empty] | 42542 |  |  | No | Product updated 8/29 | 3.1 | 3316 | 121.51 | 27.29 | 10.13 | 0.9034 | 5000 | 76.1
PWRS7YMB | MaxLite Inc | MaxLite | BF30AUDT50X | Outdoor Luminaires | Low Output | Architectural Flood and Spot Luminaires | Premium | FALSE | [9 empty] | 42542 |  |  | No | Product updated 8/29 | 3.1 | 3291 | 120.86 | 27.23 | 10.07 | 0.9076 | 5000 | 76
PTXT5YSK | MaxLite Inc | MaxLite | BF30AUDT50X | Outdoor Luminaires | Low Output | Architectural Flood and Spot Luminaires | Premium | FALSE | [9 empty] | 42542 |  |  | No | Product updated 8/29 | 3.1 | 3291 | 120.86 | 27.23 | 10.07 | 0.9076 | 5000 | 76
PWT27S19 | MaxLite Inc | MaxLite | BF30AUDW50X | Outdoor Luminaires | Low Output | Architectural Flood and Spot Luminaires | Premium | FALSE | [9 empty] | 42542 |  |  | No | Product updated 8/29 | 3.1 | 3184 | 116.67 | 27.29 | 9.95 | 0.9084 | 5000 | 76.4
PB4W8FX6 | MaxLite Inc | MaxLite | BF30AUDW50X | Outdoor Luminaires | Low Output | Architectural Flood and Spot Luminaires | Premium | FALSE | [9 empty] | 42542 |  |  | No | Product updated 8/29 | 3.1 | 3184 | 116.67 | 27.29 | 9.95 | 0.9084 | 5000 | 76.4
PAXJMQHE | MaxLite Inc | MaxLite | BF30AUDW50X | Outdoor Luminaires | Low Output | Architectural Flood and Spot Luminaires | Premium | FALSE | [9 empty] | 42542 |  |  | No | Product updated 8/29 | 3.1 | 3184 | 116.67 | 27.29 | 9.95 | 0.9084 | 5000 | 76.4
PX2K7E4U | MaxLite Inc | MaxLite | BF30AUDT50X | Outdoor Luminaires | Low Output | Architectural Flood and Spot Luminaires | Premium | FALSE | [9 empty] | 42542 |  |  | No | Product updated 8/29 | 3.1 | 3291 | 120.86 | 27.23 | 10.07 | 0.9076 | 5000 | 76
PZJVVCYN | MaxLite Inc | MaxLite | BF30AUDN50X | Outdoor Luminaires | Low Output | Architectural Flood and Spot Luminaires | Premium | FALSE | [9 empty] | 42542 |  |  | No | Product updated 8/29 | 3.1 | 3316 | 121.51 | 27.29 | 10.13 | 0.9034 | 5000 | 76.1
PBZXVFE5 | MaxLite Inc | MaxLite | BF30AUDN50X | Outdoor Luminaires | Low Output | Architectural Flood and Spot Luminaires | Premium | FALSE | [9 empty] | 42542 |  |  | No | Product updated 8/29 | 3.1 | 3316 | 121.51 | 27.29 | 10.13 | 0.9034 | 5000 | 76.1
PTCAYV42 | MaxLite Inc | MaxLite | BF30AUDT30X | Outdoor Luminaires | Low Output | Architectural Flood and Spot Luminaires | Premium | FALSE | [9 empty] | 42542 |  |  | No | Product updated 8/29 | 3.1 | 3225.7 | 118.2 | 27.29 | 9.92 | 0.9091 | 3000 | 73.4
PPWF8R4B | MaxLite Inc | MaxLite | BF30AUDT30X | Outdoor Luminaires | Low Output | Architectural Flood and Spot Luminaires | Premium | FALSE | [9 empty] | 42542 |  |  | No | Product updated 8/29 | 3.1 | 3225.7 | 118.2 | 27.29 | 9.92 | 0.9091 | 3000 | 73.4
PHHKCB3M | MaxLite Inc | MaxLite | BF30AUDN30X | Outdoor Luminaires | Low Output | Architectural Flood and Spot Luminaires | Premium | FALSE | [9 empty] | 42542 |  |  | No | Product updated 8/29 | 3.1 | 3250.2 | 118.84 | 27.35 | 9.97 | 0.9041 | 3000 | 73.3
P8YC3M16 | MaxLite Inc | MaxLite | BF30AUDW30X | Outdoor Luminaires | Low Output | Architectural Flood and Spot Luminaires | Premium | FALSE | [9 empty] | 42542 |  |  | No | Product updated 8/29 | 3.1 | 3121.3 | 114.08 | 27.36 | 9.87 | 0.9072 | 3000 | 73.2
PW3DUDAF | MaxLite Inc | MaxLite | BF30AUDT30X | Outdoor Luminaires | Low Output | Architectural Flood and Spot Luminaires | Premium | FALSE | [9 empty] | 42542 |  |  | No | Product updated 8/29 | 3.1 | 3225.7 | 118.2 | 27.29 | 9.92 | 0.9091 | 3000 | 73.4
PSSB9XF6 | MaxLite Inc | MaxLite | BF30AUDW30X | Outdoor Luminaires | Low Output | Architectural Flood and Spot Luminaires | Premium | FALSE | [9 empty] | 42542 |  |  | No | Product updated 8/29 | 3.1 | 3121.3 | 114.08 | 27.36 | 9.87 | 0.9072 | 3000 | 73.2
PKCEGGWC | MaxLite Inc | MaxLite | BF30AUDM30X | Outdoor Luminaires | Low Output | Architectural Flood and Spot Luminaires | Premium | FALSE | [9 empty] | 42542 |  |  | No | Product updated 8/29 | 3.1 | 3061.2 | 111.97 | 27.34 | 9.92 | 0.9078 | 3000 | 73.4
PH51M7B6 | MaxLite Inc | MaxLite | BF30AUDN30X | Outdoor Luminaires | Low Output | Architectural Flood and Spot Luminaires | Premium | FALSE | [9 empty] | 42542 |  |  | No | Product updated 8/29 | 3.1 | 3250.2 | 118.84 | 27.35 | 9.97 | 0.9041 | 3000 | 73.3
PA6BC9NY | MaxLite Inc | MaxLite | BF30AUDN30X | Outdoor Luminaires | Low Output | Architectural Flood and Spot Luminaires | Premium | FALSE | [9 empty] | 42542 |  |  | No | Product updated 8/29 | 3.1 | 3250.2 | 118.84 | 27.35 | 9.97 | 0.9041 | 3000 | 73.3
PXX6WMCC | MaxLite Inc | MaxLite | BF30AUDW30X | Outdoor Luminaires | Low Output | Architectural Flood and Spot Luminaires | Premium | FALSE | [9 empty] | 42542 |  |  | No | Product updated 8/29 | 3.1 | 3121.3 | 114.08 | 27.36 | 9.87 | 0.9072 | 3000 | 73.2
PADQ66KG | ICEPIPE Corporation | ICEPIPE | CD4000-400W-B3E-5000K | Outdoor Luminaires | Very High Output | Architectural Flood and Spot Luminaires | Standard | FALSE | [9 empty] | 42542 | Not Dimmable | Not Dimmable | No |  | 3 | 43688 | 112.2 | 389.5 | 10.57 | 0.99 | 5023 | 81.7
PXWCN1GZ | ICEPIPE Corporation | ICEPIPE | CD4000-400W-B3E-5000K-DP2 | Outdoor Luminaires | Very High Output | Architectural Flood and Spot Luminaires | Standard | FALSE | [9 empty] | 42542 | Not Dimmable | Not Dimmable | No |  | 3 | 34276 | 88.61 | 386.8 | 10.57 | 0.99 | 5023 | 81.7
PE3DYTFG | ICEPIPE Corporation | ICEPIPE | CD4000-400W-B3E-4000K | Outdoor Luminaires | Very High Output | Architectural Flood and Spot Luminaires | Standard | FALSE | [9 empty] | 42542 | Not Dimmable | Not Dimmable | No |  | 3 | 44203 | 113.5 | 389.5 | 10.57 | 0.99 | 4023 | 81.7
PMXYWXFC | ICEPIPE Corporation | ICEPIPE | CD4000-400W-B3E-4000K-DP2 | Outdoor Luminaires | Very High Output | Architectural Flood and Spot Luminaires | Standard | FALSE | [9 empty] | 42542 | Not Dimmable | Not Dimmable | No |  | 3 | 34680 | 89.66 | 386.8 | 10.57 | 0.99 | 4023 | 81.7
PJC7HH1R | ICEPIPE Corporation | ICEPIPE | CD4000-400W-B3E-3000K | Outdoor Luminaires | Very High Output | Architectural Flood and Spot Luminaires | Standard | FALSE | [9 empty] | 42542 | Not Dimmable | Not Dimmable | No |  | 3 | 43722 | 110.7 | 394.9 | 10.57 | 0.99 | 3117 | 80.2
P5YCCKEQ | MLEDTECH LLC | MLED | MWS-FLT3-100W(5000) | Outdoor Luminaires | High Output | Architectural Flood and Spot Luminaires | Standard | TRUE | 10542 | 105.884 | 99.57 | 16.78 | 0.9861 | 4937 | 82.8 | 5 | 50000 | 42541 |  |  | Yes |  | 3.1 | 11100 | 111 | 100 | 16.78 | 0.95 | 5000 | 80
PN5A51Z6 | MLEDTECH LLC | MLED | MWS-FLT5-100W(5000) | Outdoor Luminaires | High Output | Architectural Flood and Spot Luminaires | Standard | TRUE | 11070.27 | 110.814 | 99.9 | 16.89 | 0.9859 | 4944 | 82.5 | 5 | 50000 | 42541 |  |  | Yes |  | 3.1 | 11100 | 111 | 100 | 16.89 | 0.95 | 5000 | 80
P6V1PE18 | MHT Lighting | MHT Lighting | MHTL-FLDAH-120E-5K-U | Outdoor Luminaires | High Output | Architectural Flood and Spot Luminaires | Standard | TRUE | 13245.08 | 113.21 | 117 | 12.46 | 0.981 | 5100 | 72 | 5 | 50000 | 42541 |  |  | Yes |  | 4 | 13245.08 | 113.21 | 117 | 12.46 | 0.981 | 5100 | 72
PCGY7QW3 | MLEDTECH LLC | MLED | MWS-FLT5-200W(5000) | Outdoor Luminaires | High Output | Architectural Flood and Spot Luminaires | Standard | TRUE | 22139.65 | 114.04 | 194.03 | 5.59 | 0.9663 | 4865 | 82.3 | 5 | 50000 | 42541 |  |  | No |  | 3.1 | 22100 | 110.5 | 200 | 5.79 | 0.95 | 5700 | 80
P4JJG782 | MLEDTECH LLC | MLED | MWS-FLT3-200W(5000) | Outdoor Luminaires | High Output | Architectural Flood and Spot Luminaires | Standard | TRUE | 21430.96 | 110.092 | 194.66 | 5.56 | 0.9658 | 4952 | 82.7 | 5 | 50000 | 42541 |  |  | No |  | 3.1 | 22100 | 110.5 | 200 | 5.67 | 0.95 | 5000 | 80
PS6F66AU | MLEDTECH LLC | MLED | MWS-FL-45W(5000) | Outdoor Luminaires | Low Output | Architectural Flood and Spot Luminaires | Standard | TRUE | 4572.993 | 101.94 | 44.86 | 20.45 | 0.9545 | 4773 | 81.3 | 5 | 50000 | 42541 |  |  | No |  | 3.1 | 4578 | 101.73 | 45 | 20.45 | 0.95 | 5000 | 80
PRTE177N | MLEDTECH LLC | MLED | MWS-FLT5-300W(5000) | Outdoor Luminaires | Very High Output | Architectural Flood and Spot Luminaires | Standard | TRUE | 33574.91 | 114.123 | 294.2 | 15.27 | 0.9451 | 5000 | 82.7 | 5 | 50000 | 42541 |  |  | No |  | 3.1 | 33600 | 112 | 300 | 15.27 | 0.95 | 5000 | 80
PZ4BYPRQ | MLEDTECH LLC | MLED | MWS-FLT3-300W(5000) | Outdoor Luminaires | Very High Output | Architectural Flood and Spot Luminaires | Standard | TRUE | 32148.03 | 109.065 | 294.76 | 15.13 | 0.9448 | 5010 | 82.9 | 5 | 50000 | 42541 |  |  | No |  | 3.1 | 33600 | 112 | 300 | 15.13 | 0.95 | 5000 | 80
P2CBGYQR | RISE-LITE GROUP CO. LTD | RISELITE | RL-FL-100W-LV-A-D-SW | Outdoor Luminaires | Mid Output | Architectural Flood and Spot Luminaires | Standard | TRUE | 6374.4 | 68.39 | 93.2 | 16.9 | 0.9374 | 2848 | 66.1 | 5 | 60600 | 42541 |  |  | No |  | 3.1 | 6424.6 | 68.71 | 93.5 | 16.9 | 0.9374 | 2700 | 66.1
PPQZ6HYH | MLEDTECH LLC | MLED | MWS-FL-70W(5000) | Outdoor Luminaires | Mid Output | Architectural Flood and Spot Luminaires | Standard | TRUE | 6796.19 | 95.82 | 70.93 | 18.26 | 0.9317 | 4877 | 81.5 | 5 | 50000 | 42541 |  |  | No |  | 3.1 | 6800 | 97.14 | 70 | 18.26 | 0.95 | 5000 | 80
PHYJ31RA | MHT Lighting | MHT Lighting | MHTL-FLDAH-72E-5K-U | Outdoor Luminaires | Mid Output | Architectural Flood and Spot Luminaires | Standard | TRUE | 8096.73 | 113.32 | 71.45 | 13.43 | 0.9316 | 5232 | 72.3 | 5 | 50000 | 42541 |  |  | Yes |  | 4 | 8096.73 | 113.32 | 71.45 | 13.43 | 0.9316 | 5232 | 72.3
PCEVA8BF | MLEDTECH LLC | MLED | MWS-FLT3-150W(5000) | Outdoor Luminaires | High Output | Architectural Flood and Spot Luminaires | Standard | TRUE | 16632.2 | 113.919 | 146 | 12.16 | 0.9233 | 4897 | 82.6 | 5 | 50000 | 42541 |  |  | Yes |  | 3.1 | 17300 | 115.33 | 150 | 12.16 | 0.95 | 5000 | 80
PJ32SZJR | Jiangsu YASHIPS Lighting Group Co.Ltd | YASHIPS | YXL137A-[T W]/100W/F90 4000K | Outdoor Luminaires | Mid Output | Architectural Flood and Spot Luminaires | Premium | TRUE | 11287 | 109.95 | 102.7 | 23.9 | 0.914 | 4010 | 73 | 5 | 50000 | 42541 |  |  | No |  | 3.1 | 11287 | 109.95 | 102.7 | 24 | 0.993 | 4010 | 73
PQ4MYC71 | MLEDTECH LLC | MLED | MWS-FLT5-150W(5000) | Outdoor Luminaires | High Output | Architectural Flood and Spot Luminaires | Standard | TRUE | 17341.49 | 118.136 | 146.793 | 12.36 | 0.9121 | 4874 | 82.7 | 5 | 50000 | 42541 |  |  | Yes |  | 3.1 | 17300 | 115.33 | 150 | 12.36 | 0.95 | 5000 | 80
P1FBECTA | RISE-LITE GROUP CO. LTD | RISELITE | RL-FL-25W-LV-A-D-SW | Outdoor Luminaires | Low Output | Architectural Flood and Spot Luminaires | Standard | TRUE | 1748.5 | 66.79 | 26.18 | 12.54 | 0.9024 | 2764 | 66.4 | 5 | 60600 | 42541 |  |  | No |  | 3.1 | 1763.8 | 67.48 | 26.14 | 12.54 | 0.9024 | 2700 | 66.4
PTHX7BDM | MLEDTECH LLC | MLED | MWS-FLT3-100W(5700) | Outdoor Luminaires | High Output | Architectural Flood and Spot Luminaires | Standard | FALSE | [9 empty] | 42541 |  |  | Yes |  | 3.1 | 11100 | 111 | 100 | 16.78 | 0.95 | 5700 | 80
PNHNFKG8 | MLEDTECH LLC | MLED | MWS-FLT5-150W(5700) | Outdoor Luminaires | High Output | Architectural Flood and Spot Luminaires | Standard | FALSE | [9 empty] | 42541 |  |  | Yes |  | 3.1 | 17300 | 115.33 | 150 | 12.36 | 0.95 | 5700 | 80
PS33G1SJ | MLEDTECH LLC | MLED | MWS-FLT5-200W(5700) | Outdoor Luminaires | High Output | Architectural Flood and Spot Luminaires | Standard | FALSE | [9 empty] | 42541 |  |  | No |  | 3.1 | 22100 | 110.5 | 200 | 5.79 | 0.95 | 5700 | 80
PWKEJQ1J | MLEDTECH LLC | MLED | MWS-FLT3-200W(5700) | Outdoor Luminaires | High Output | Architectural Flood and Spot Luminaires | Standard | FALSE | [9 empty] | 42541 |  |  | No |  | 3.1 | 22100 | 110.5 | 200 | 5.67 | 0.95 | 5700 | 80
PZZEN6DW | Jiangsu YASHIPS Lighting Group Co.Ltd | YASHIPS | YXL137A-[T W]/100W/F90 5700K | Outdoor Luminaires | Mid Output | Architectural Flood and Spot Luminaires | Premium | FALSE | [9 empty] | 42541 |  |  | No |  | 3.1 | 10673.3 | 109.46 | 97.51 | 24 | 0.9924 | 5433 | 69
PUYVUTWE | Jiangsu YASHIPS Lighting Group Co.Ltd | YASHIPS | YXL137A-[T W]/100W/F90 5000K | Outdoor Luminaires | Mid Output | Architectural Flood and Spot Luminaires | Premium | FALSE | [9 empty] | 42541 |  |  | No |  | 3.1 | 11100 | 111 | 100 | 24 | 0.993 | 5000 | 73
PUF31GRB | Jiangsu YASHIPS Lighting Group Co.Ltd | YASHIPS | YXL137A-[T W]/100W/F90 4500K | Outdoor Luminaires | Mid Output | Architectural Flood and Spot Luminaires | Premium | FALSE | [9 empty] | 42541 |  |  | No |  | 3.1 | 11000 | 110 | 100 | 24 | 0.993 | 4500 | 73
P7HR4R4W | RISE-LITE GROUP CO. LTD | RISELITE | RL-FL-100W-LV-A-D-DW | Outdoor Luminaires | Mid Output | Architectural Flood and Spot Luminaires | Standard | FALSE | [9 empty] | 42541 |  |  | No |  | 3.1 | 6855 | 72.98 | 93.93 | 16.68 | 0.9456 | 5000 | 76.3
PFM1FUMU | RISE-LITE GROUP CO. LTD | RISELITE | RL-FL-25W-LV-A-D-DW | Outdoor Luminaires | Low Output | Architectural Flood and Spot Luminaires | Standard | FALSE | [9 empty] | 42541 |  |  | No |  | 3.1 | 1956 | 73.81 | 26.5 | 12.84 | 0.9085 | 5000 | 72.8
PTU8M37R | RISE-LITE GROUP CO. LTD | RISELITE | RL-FL-25W-LV-A-D-NW | Outdoor Luminaires | Low Output | Architectural Flood and Spot Luminaires | Standard | FALSE | [9 empty] | 42541 |  |  | No |  | 3.1 | 1763.8 | 67.48 | 26.14 | 12.54 | 0.9024 | 4100 | 66.4
PGW844U5 | RISE-LITE GROUP CO. LTD | RISELITE | RL-FL-100W-LV-A-D-NW | Outdoor Luminaires | Mid Output | Architectural Flood and Spot Luminaires | Standard | FALSE | [9 empty] | 42541 |  |  | No |  | 3.1 | 6424.6 | 68.71 | 93.5 | 16.9 | 0.9374 | 4100 | 66.1
PGK4UV96 | RISE-LITE GROUP CO. LTD | RISELITE | RL-FL-25W-LV-A-D-WW | Outdoor Luminaires | Low Output | Architectural Flood and Spot Luminaires | Standard | FALSE | [9 empty] | 42541 |  |  | No |  | 3.1 | 1763.8 | 67.48 | 26.14 | 12.54 | 0.9024 | 3000 | 66.4
PD1RFAV2 | RISE-LITE GROUP CO. LTD | RISELITE | RL-FL-100W-LV-A-D-WW | Outdoor Luminaires | Mid Output | Architectural Flood and Spot Luminaires | Standard | FALSE | [9 empty] | 42541 |  |  | No |  | 3.1 | 6424.6 | 68.71 | 93.5 | 16.9 | 0.9374 | 3000 | 66.1
PC8CG5QD | MHT Lighting | MHT Lighting | MHTL-FLDAH-98E-5K-U | Outdoor Luminaires | High Output | Architectural Flood and Spot Luminaires | Standard | FALSE | [9 empty] | 42541 |  |  | Yes |  | 4 | 11000.63 | 118.2 | 93.07 | 13.25 | 0.9705 | 5170 | 72.2
PJFC423S | MLEDTECH LLC | MLED | MWS-FLT5-100W(5700) | Outdoor Luminaires | High Output | Architectural Flood and Spot Luminaires | Standard | FALSE | [9 empty] | 42541 | Not Dimmable | Not Dimmable | Yes |  | 3.1 | 11100 | 111 | 100 | 16.89 | 0.95 | 5700 | 80
P18K9QZC | MLEDTECH LLC | MLED | MWS-FLT5-300W(5700) | Outdoor Luminaires | Very High Output | Architectural Flood and Spot Luminaires | Standard | FALSE | [9 empty] | 42541 | Not Dimmable | Not Dimmable | No |  | 3.1 | 33600 | 112 | 300 | 15.27 | 0.95 | 5700 | 80
P2TD3UKA | MLEDTECH LLC | MLED | MWS-FLT3-300W(5700) | Outdoor Luminaires | Very High Output | Architectural Flood and Spot Luminaires | Standard | FALSE | [9 empty] | 42541 | Not Dimmable | Not Dimmable | No |  | 3.1 | 33600 | 112 | 300 | 15.13 | 0.95 | 5700 | 80
PGKXXGK8 | MLEDTECH LLC | MLED | MWS-FLT3-150W(5700) | Outdoor Luminaires | High Output | Architectural Flood and Spot Luminaires | Standard | FALSE | [9 empty] | 42541 | Not Dimmable | Not Dimmable | Yes |  | 3.1 | 17300 | 115.33 | 150 | 12.16 | 0.95 | 5700 | 80
PDJ1GTX6 | Jiangsu YASHIPS Lighting Group Co.Ltd | YASHIPS | YXL137B-[T W]/240W/F90 4000K | Outdoor Luminaires | High Output | Architectural Flood and Spot Luminaires | Premium | TRUE | 26645.2 | 109.65 | 243 | 19.6 | 0.9426 | 4051 | 73 | 5 | 50000 | 42538 |  |  | No |  | 3.1 | 26645.2 | 109.65 | 243 | 19.9 | 0.9954 | 4051 | 73
PGE3UEE6 | Jiangsu YASHIPS Lighting Group Co.Ltd | YASHIPS | YXL137B-[T W]/240W/F90 5700K | Outdoor Luminaires | High Output | Architectural Flood and Spot Luminaires | Premium | FALSE | [9 empty] | 42538 |  |  | No |  | 3.1 | 25593.3 | 107.53 | 238 | 20 | 0.9954 | 5700 | 69
P1474V6H | Jiangsu YASHIPS Lighting Group Co.Ltd | YASHIPS | YXL137B-[T W]/240W/F90 5000K | Outdoor Luminaires | High Output | Architectural Flood and Spot Luminaires | Premium | FALSE | [9 empty] | 42538 |  |  | No |  | 3.1 | 26451 | 110.68 | 239 | 20 | 0.9954 | 5000 | 73
P3PYZN1E | Jiangsu YASHIPS Lighting Group Co.Ltd | YASHIPS | YXL137B-[T W]/240W/F90 4500K | Outdoor Luminaires | High Output | Architectural Flood and Spot Luminaires | Premium | FALSE | [9 empty] | 42538 |  |  | No |  | 3.1 | 26026 | 110.39 | 239 | 20 | 0.9954 | 4500 | 73
PBZ1R3HW | P.Q.L. Inc. | Superior LifeÂ® | 83592 | Outdoor Luminaires | High Output | Architectural Flood and Spot Luminaires | Standard | TRUE | 10542 | 105.884 | 99.57 | 16.78 | 0.9861 | 4937 | 82.8 | 5 | 50000 | 42537 |  |  | Yes |  | 3.1 | 11100 | 111 | 100 | 16.78 | 0.95 | 5000 | 80
PN5B69TB | P.Q.L. Inc. | Superior LifeÂ® | 83600 | Outdoor Luminaires | High Output | Architectural Flood and Spot Luminaires | Standard | TRUE | 21430.96 | 110.092 | 194.66 | 5.56 | 0.9658 | 4952 | 82.7 | 5 | 50000 | 42537 |  |  | No |  | 3.1 | 22100 | 110.5 | 200 | 5.67 | 0.95 | 5000 | 80
PSGWTJCY | P.Q.L. Inc. | Superior LifeÂ® | 83588 | Outdoor Luminaires | Mid Output | Architectural Flood and Spot Luminaires | Standard | TRUE | 7165.79 | 116.3 | 61.6 | 13.92 | 0.9621 | 4908 | 83.1 | 5 | 50000 | 42537 |  |  | Yes |  | 3.1 | 7700 | 128 | 60 | 13.92 | 0.95 | 5000 | 80
PXT72X6D | Howard Lighting | Howard Lighting | X[FLAL]-3300-LED-MV | Outdoor Luminaires | Very High Output | Architectural Flood and Spot Luminaires | Standard | TRUE | 30857 | 101.45 | 304.2 | 7.88 | 0.947 | 3056 | 83.5 | 5 | 50000 | 42537 |  |  | No | Updated 7/18/2016 | 3 | 30857 | 101.45 | 304.2 | 7.88 | 0.947 | 3000 | 83.5
P2VM57T3 | P.Q.L. Inc. | Superior LifeÂ® | 83604 | Outdoor Luminaires | Very High Output | Architectural Flood and Spot Luminaires | Standard | TRUE | 32148.03 | 109.065 | 294.76 | 15.13 | 0.9448 | 5010 | 82.9 | 5 | 50000 | 42537 |  |  | No |  | 3.1 | 33600 | 112 | 300 | 15.13 | 0.95 | 5000 | 80
PAHG3N6T | Howard Lighting | Howard Lighting | X[FLAL]-3220-LED-MV | Outdoor Luminaires | High Output | Architectural Flood and Spot Luminaires | Standard | TRUE | 21495 | 99.51 | 216 | 18.31 | 0.9301 | 3110 | 83.6 | 5 | 50000 | 42537 |  |  | No | Updated 7/18/2016 | 3 | 21578 | 96.75 | 223 | 18.31 | 0.9301 | 3000 | 83.6
PMM731UA | P.Q.L. Inc. | Superior LifeÂ® | 83596 | Outdoor Luminaires | High Output | Architectural Flood and Spot Luminaires | Standard | TRUE | 16632.2 | 113.919 | 146 | 12.16 | 0.9233 | 4897 | 82.6 | 5 | 50000 | 42537 |  |  | Yes |  | 3.1 | 17300 | 115.33 | 150 | 12.16 | 0.95 | 5000 | 80
PUF6JEY8 | Howard Lighting | Howard Lighting | X[FLAL]-3100-LED-MV | Outdoor Luminaires | High Output | Architectural Flood and Spot Luminaires | Standard | TRUE | 10035 | 103.53 | 96.93 | 19.07 | 0.9024 | 3058 | 82 | 5 | 50000 | 42537 |  |  | No | Updated 7/18/2016 | 3 | 10035 | 103.53 | 96.93 | 19.07 | 0.9024 | 3000 | 82
PUAE1QH4 | Howard Lighting | Howard Lighting | X[FLAL]-3080-LED-MV | Outdoor Luminaires | Mid Output | Architectural Flood and Spot Luminaires | Standard | TRUE | 8453 | 109.98 | 76.86 | 18.74 | 0.9024 | 3064 | 83.7 | 5 | 50000 | 42537 |  |  | No | Updated 7/18/2016 | 3 | 8591 | 110.11 | 78.02 | 18.74 | 0.9024 | 3000 | 83.7
PPGH96S4 | Howard Lighting | Howard Lighting | X[FLAL]-3150-LED-MV | Outdoor Luminaires | High Output | Architectural Flood and Spot Luminaires | Standard | TRUE | 15131 | 98.1 | 154.3 | 6.27 | 0.9017 | 3055 | 83.2 | 5 | 50000 | 42537 |  |  | No | Updated 7/18/2016 | 3 | 15131 | 98.1 | 154.3 | 6.27 | 0.9017 | 3000 | 83.2
PE3YJAQS | P.Q.L. Inc. | Superior LifeÂ® | 83593 | Outdoor Luminaires | High Output | Architectural Flood and Spot Luminaires | Standard | FALSE | [9 empty] | 42537 |  |  | Yes |  | 3.1 | 11100 | 111 | 100 | 16.78 | 0.95 | 5700 | 80
PEZ4X3B5 | P.Q.L. Inc. | Superior LifeÂ® | 83601 | Outdoor Luminaires | High Output | Architectural Flood and Spot Luminaires | Standard | FALSE | [9 empty] | 42537 |  |  | No |  | 3.1 | 22100 | 110.5 | 200 | 5.67 | 0.95 | 5700 | 80
PNSF6CJ8 | P.Q.L. Inc. | Superior LifeÂ® | 83605 | Outdoor Luminaires | Very High Output | Architectural Flood and Spot Luminaires | Standard | FALSE | [9 empty] | 42537 |  |  | No |  | 3.1 | 33600 | 112 | 300 | 15.13 | 0.95 | 5700 | 80
P31W7QGN | P.Q.L. Inc. | Superior LifeÂ® | 83589 | Outdoor Luminaires | Mid Output | Architectural Flood and Spot Luminaires | Standard | FALSE | [9 empty] | 42537 |  |  | Yes |  | 3.1 | 7700 | 128 | 60 | 13.92 | 0.95 | 5700 | 80
PYT37JGJ | P.Q.L. Inc. | Superior LifeÂ® | 83597 | Outdoor Luminaires | High Output | Architectural Flood and Spot Luminaires | Standard | FALSE | [9 empty] | 42537 |  |  | Yes |  | 3.1 | 17300 | 115.33 | 150 | 12.16 | 0.95 | 5700 | 80
PSWABM3J | Howard Lighting | Howard Lighting | X[FLAL]-5080-LED-MV | Outdoor Luminaires | Mid Output | Architectural Flood and Spot Luminaires | Standard | FALSE | [9 empty] | 42537 |  |  | No | Updated 7/18/2016 | 3 | 9064 | 115.39 | 78.55 | 18.95 | 0.9062 | 5000 | 84.5
PWGXA3SY | Howard Lighting | Howard Lighting | X[FLAL]-5220-LED-MV | Outdoor Luminaires | High Output | Architectural Flood and Spot Luminaires | Standard | FALSE | [9 empty] | 42537 |  |  | No | Updated 7/18/2016 | 3 | 25684 | 116.82 | 219.9 | 19.02 | 0.9276 | 5000 | 84.7
P6PX3XW8 | Howard Lighting | Howard Lighting | X[FLAL]-5100-LED-MV | Outdoor Luminaires | High Output | Architectural Flood and Spot Luminaires | Standard | FALSE | [9 empty] | 42537 |  |  | No | Updated 7/18/2016 | 3 | 11021 | 111.95 | 98.45 | 18.87 | 0.9062 | 5000 | 83.8
PP2BQKR6 | Howard Lighting | Howard Lighting | X[FLAL]-5300-LED-MV | Outdoor Luminaires | Very High Output | Architectural Flood and Spot Luminaires | Standard | FALSE | [9 empty] | 42537 |  |  | No | Updated 7/18/2016 | 3 | 30857 | 101.45 | 304.2 | 7.88 | 0.947 | 5000 | 83.5
PXG9ZSPK | Howard Lighting | Howard Lighting | X[FLAL]-5150-LED-MV | Outdoor Luminaires | High Output | Architectural Flood and Spot Luminaires | Standard | FALSE | [9 empty] | 42537 |  |  | No | Updated 7/18/2016 | 3 | 15131 | 98.1 | 154.3 | 6.27 | 0.9017 | 5000 | 83.2
PDCVKDMG | Singbee | Singbee | SP-2026-300W-8B-57K-80-HV-N | Outdoor Luminaires | High Output | Architectural Flood and Spot Luminaires | Premium | FALSE | [9 empty] | 42537 | Dimmable | Continuous Below 10 | Yes | Updated on 12/28/2016 | 3 | 37146 | 123 | 302 | 6.62 | 0.9946 | 5755 | 75.3
P7Z13ZMB | Singbee | Singbee | SP-2026-300W-8B-57K-80-MV-N | Outdoor Luminaires | High Output | Architectural Flood and Spot Luminaires | Premium | FALSE | [9 empty] | 42537 | Dimmable | Continuous Below 10 | Yes | Updated on 12/28/2016 | 3 | 37146 | 123 | 302 | 6.62 | 0.9946 | 5755 | 75.3
PZSNNGU4 | Singbee | Singbee | SP-2026-80W-3B-57K-80-(MVHV)-N | Outdoor Luminaires | High Output | Architectural Flood and Spot Luminaires | Premium | FALSE | [9 empty] | 42537 | Dimmable | Continuous Below 10 | Yes | Updated on 12/28/2016 | 3 | 9827.7 | 123 | 79.9 | 7.46 | 0.9935 | 5726 | 75.4
PXK5XZVB | Singbee | Singbee | SP-2026-80W-3B-57K-17-(MVHV)-N | Outdoor Luminaires | High Output | Architectural Flood and Spot Luminaires | Premium | FALSE | [9 empty] | 42537 | Dimmable | Continuous Below 10 | Yes | Updated on 12/28/2016 | 3 | 9594.602 | 121.62 | 78.89 | 7.46 | 0.9935 | 5726 | 75.4
PR1VYVAY | Singbee | Singbee | SP-2026-80W-3B-40K-80-(MVHV)-N | Outdoor Luminaires | High Output | Architectural Flood and Spot Luminaires | Premium | FALSE | [9 empty] | 42537 | Dimmable | Continuous Below 10 | Yes | Updated on 12/28/2016 | 3 | 9787.75 | 122.5 | 79.9 | 7.46 | 0.9935 | 4007 | 72.2
P5FCSRV1 | Singbee | Singbee | SP-2026-80W-3B-40K-17-(MVHV)-N | Outdoor Luminaires | High Output | Architectural Flood and Spot Luminaires | Premium | FALSE | [9 empty] | 42537 | Dimmable | Continuous Below 10 | Yes | Updated on 12/28/2016 | 3 | 9553.579 | 121.1 | 78.89 | 7.46 | 0.9935 | 4007 | 72.2
PUE6B3NX | Singbee | Singbee | SP-2026-300W-8B-40K-80-HV-N | Outdoor Luminaires | High Output | Architectural Flood and Spot Luminaires | Premium | FALSE | [9 empty] | 42537 | Dimmable | Continuous Below 10 | Yes | Updated on 12/28/2016 | 3 | 36995 | 122.5 | 302 | 6.62 | 0.9946 | 3998 | 72.2
P83QHYX4 | Singbee | Singbee | SP-2026-300W-8B-40K-80-MV-N | Outdoor Luminaires | High Output | Architectural Flood and Spot Luminaires | Premium | FALSE | [9 empty] | 42537 | Dimmable | Continuous Below 10 | Yes | Updated on 12/28/2016 | 3 | 36995 | 122.5 | 302 | 6.62 | 0.9946 | 3998 | 72.2
PRQWCV1D | FUZHOU ACE LED LIGHT CO.LTD | ACE | A-FL120-30 | Outdoor Luminaires | High Output | Architectural Flood and Spot Luminaires | Standard | TRUE | 12015.7 | 99.5 | 120.79 | 13.25 | 0.939 | 3022 | 70.7 | 5 | 100000 | 42536 |  |  | No |  | 3.1 | 12015 | 100 | 120 | 14 | 0.9 | 3000 | 70
PVZY968J | EYE Lighting | BLITZ | FL2-20L-40-8-N2-U-Y-GM | Outdoor Luminaires | High Output | Architectural Flood and Spot Luminaires | Standard | TRUE | 16510 | 84.3 | 195.3 | 13.3 | 0.938 | 3920 | 82.8 | 5 | 50000 | 42536 |  |  | No |  | 3.1 | 16510 | 84.3 | 193.5 | 13.3 | 0.94 | 3920 | 82.8
P9UAU872 | EYE Lighting | BLITZ | FL4-40L-40-8-N6-U-Y-XX | Outdoor Luminaires | High Output | Architectural Flood and Spot Luminaires | Standard | TRUE | 31660 | 82.5 | 383.9 | 13.8 | 0.937 | 3981 | 82.7 | 5 | 50000 | 42536 |  |  | No |  | 3.1 | 29410 | 76.4 | 379.4 | 13.8 | 0.94 | 3981 | 82.7
P78ZNR6A | EYE Lighting | BLITZ | FL4-40L-40-8-N2-U-Y-XX | Outdoor Luminaires | Very High Output | Architectural Flood and Spot Luminaires | Standard | TRUE | 31880 | 82.3 | 387.4 | 13.9 | 0.937 | 3927 | 82.7 | 5 | 50000 | 42536 |  |  | No |  | 3.1 | 32422.9 | 83.3 | 389.2 | 7.23 | 1 | 3927 | 82.7
PA1WJJFH | EYE Lighting | BLITZ | FL2-20L-40-8-N5-U-Y-XX | Outdoor Luminaires | High Output | Architectural Flood and Spot Luminaires | Standard | TRUE | 16670 | 86.6 | 192.6 | 14.1 | 0.936 | 3990 | 82.7 | 5 | 50000 | 42536 |  |  | No |  | 3.1 | 15943 | 82.8 | 192.7 | 7.32 | 1 | 3990 | 82.7
PBE4B9J1 | FUZHOU ACE LED LIGHT CO.LTD | ACE | A-FL60-30 | Outdoor Luminaires | Mid Output | Architectural Flood and Spot Luminaires | Standard | TRUE | 5403.5 | 100.6 | 53.7 | 11.91 | 0.935 | 3021 | 70.7 | 5 | 50000 | 42536 |  |  | No |  | 3.1 | 5403 | 100 | 60 | 12 | 0.9 | 3000 | 70
PSMCB8CD | FUZHOU ACE LED LIGHT CO.LTD | ACE | A-FL40-30 | Outdoor Luminaires | Low Output | Architectural Flood and Spot Luminaires | Standard | TRUE | 3629.9 | 99 | 36.38 | 9.82 | 0.935 | 3020 | 70.7 | 5 | 100000 | 42536 |  |  | No |  | 3.1 | 3629 | 101 | 40 | 10 | 0.9 | 3000 | 70
PAWCB96T | FUZHOU ACE LED LIGHT CO.LTD | ACE | A-FL150-30 | Outdoor Luminaires | High Output | Architectural Flood and Spot Luminaires | Standard | TRUE | 15918.2 | 108.7 | 146.4 | 13.07 | 0.931 | 3017 | 70.8 | 5 | 100000 | 42536 |  |  | No |  | 3.1 | 15918 | 108 | 150 | 14 | 0.9 | 3000 | 70
P82XCPXJ | LSI Industries | LSI Industries | SFLL WF LED PL2 40 UE XXX | Outdoor Luminaires | High Output | Architectural Flood and Spot Luminaires | Standard | TRUE | 15164 | 98.76 | 153.6 | 18.69 | 0.9192 | 4005 | 71.9 | 5 | 50000 | 42536 |  |  | Yes |  | 3 | 15514 | 101.28 | 153.2 | 18.69 | 0.9192 | 4000 | 71.9
PTGH7WA6 | FUZHOU ACE LED LIGHT CO.LTD | ACE | A-FL90-30 | Outdoor Luminaires | Mid Output | Architectural Flood and Spot Luminaires | Standard | TRUE | 8173.5 | 102.5 | 79.8 | 19.4 | 0.916 | 3041 | 71.2 | 5 | 100000 | 42536 |  |  | No |  | 3.1 | 8173 | 102 | 90 | 20 | 0.9 | 3000 | 70
PUMD3TA1 | Natech | Natech | NTTL-32W | Outdoor Luminaires | Low Output | Architectural Flood and Spot Luminaires | Standard | TRUE | 3579 | 99 | 36.14 | 11.13 | 0.90099 | 5255 | 74.51 | 5 | 50000 | 42536 |  |  | No |  | 3.1 | 3550 | 95.95 | 37 | 12 | 0.9 | 5000 | 74
PTYRQXHX | LSI Industries | LSI Industries | SFLL WF LED PL2 50 UE XXX | Outdoor Luminaires | High Output | Architectural Flood and Spot Luminaires | Standard | FALSE | [9 empty] | 42536 |  |  | Yes |  | 3 | 16157 | 106.97 | 151 | 19.11 | 0.919 | 5000 | 74.6
PFZ7CGST | EYE Lighting | BLITZ | FL2-20L-40-8-N4-U-Y-XX | Outdoor Luminaires | High Output | Architectural Flood and Spot Luminaires | Standard | FALSE | [9 empty] | 42536 |  |  | No |  | 3.1 | 17080 | 89.3 | 191.2 | 7.32 | 1 | 3990 | 82.7
PY8BYTQB | EYE Lighting | BLITZ | FL2-20L-40-8-N3-U-Y-XX | Outdoor Luminaires | High Output | Architectural Flood and Spot Luminaires | Standard | FALSE | [9 empty] | 42536 |  |  | No |  | 3.1 | 18100 | 93.5 | 193.6 | 7.32 | 1 | 3990 | 82.7
PPCSR949 | EYE Lighting | BLITZ | FL4-40L-40-8-N4-U-Y-XX | Outdoor Luminaires | Very High Output | Architectural Flood and Spot Luminaires | Standard | FALSE | [9 empty] | 42536 |  |  | No |  | 3.1 | 34440 | 89.7 | 383.8 | 13.8 | 0.94 | 3981 | 82.7
PJRUVYD2 | EYE Lighting | BLITZ | FL4-40L-40-8-N3-U-Y-XX | Outdoor Luminaires | Very High Output | Architectural Flood and Spot Luminaires | Standard | FALSE | [9 empty] | 42536 |  |  | No |  | 3.1 | 32590 | 83.8 | 388.7 | 13.8 | 0.94 | 3981 | 82.7
P9P9YR9C | EYE Lighting | BLITZ | FL4-40L-40-8-N5-U-Y-XX | Outdoor Luminaires | Very High Output | Architectural Flood and Spot Luminaires | Standard | FALSE | [9 empty] | 42536 |  |  | No |  | 3.1 | 31790 | 82 | 387.5 | 13.8 | 0.94 | 3981 | 82.7
PD2HS3EA | FUZHOU ACE LED LIGHT CO.LTD | ACE | A-FL90-57 | Outdoor Luminaires | Mid Output | Architectural Flood and Spot Luminaires | Standard | FALSE | [9 empty] | 42536 | Not Dimmable | Not Dimmable | No |  | 3.1 | 9300 | 117 | 90 | 20 | 0.9 | 5700 | 70
PH5WA1U5 | FUZHOU ACE LED LIGHT CO.LTD | ACE | A-FL60-57 | Outdoor Luminaires | Mid Output | Architectural Flood and Spot Luminaires | Standard | FALSE | [9 empty] | 42536 | Not Dimmable | Not Dimmable | No |  | 3.1 | 6150 | 115 | 60 | 12 | 0.9 | 5700 | 70
PBEBVZ8B | FUZHOU ACE LED LIGHT CO.LTD | ACE | A-FL40-57 | Outdoor Luminaires | Low Output | Architectural Flood and Spot Luminaires | Standard | FALSE | [9 empty] | 42536 | Not Dimmable | Not Dimmable | No |  | 3.1 | 4120 | 115 | 40 | 10 | 0.9 | 5700 | 70
PEH9AZSX | FUZHOU ACE LED LIGHT CO.LTD | ACE | A-FL150-57 | Outdoor Luminaires | High Output | Architectural Flood and Spot Luminaires | Standard | FALSE | [9 empty] | 42536 | Dimmable | Continuous Above 10 | No |  | 3.1 | 18300 | 125 | 150 | 14 | 0.9 | 5700 | 70
PCNU8P5V | FUZHOU ACE LED LIGHT CO.LTD | ACE | A-FL120-57 | Outdoor Luminaires | High Output | Architectural Flood and Spot Luminaires | Standard | FALSE | [9 empty] | 42536 | Dimmable | Continuous Above 10 | No |  | 3.1 | 13900 | 115 | 120 | 14 | 0.9 | 5700 | 70
P4356RZX | FUZHOU ACE LED LIGHT CO.LTD | ACE | A-FL90-50 | Outdoor Luminaires | Mid Output | Architectural Flood and Spot Luminaires | Standard | FALSE | [9 empty] | 42536 | Not Dimmable | Not Dimmable | No |  | 3.1 | 9100 | 114 | 90 | 20 | 0.9 | 5000 | 70
PMBB3TSV | FUZHOU ACE LED LIGHT CO.LTD | ACE | A-FL60-50 | Outdoor Luminaires | Mid Output | Architectural Flood and Spot Luminaires | Standard | FALSE | [9 empty] | 42536 | Not Dimmable | Not Dimmable | No |  | 3.1 | 6000 | 112 | 60 | 12 | 0.9 | 5000 | 70
PZSCXTRT | FUZHOU ACE LED LIGHT CO.LTD | ACE | A-FL40-50 | Outdoor Luminaires | Low Output | Architectural Flood and Spot Luminaires | Standard | FALSE | [9 empty] | 42536 | Not Dimmable | Not Dimmable | No |  | 3.1 | 3900 | 109 | 40 | 10 | 0.9 | 5000 | 70
PPKDCKGW | FUZHOU ACE LED LIGHT CO.LTD | ACE | A-FL150-50 | Outdoor Luminaires | High Output | Architectural Flood and Spot Luminaires | Standard | FALSE | [9 empty] | 42536 | Dimmable | Continuous Above 10 | No |  | 3.1 | 17500 | 119 | 150 | 14 | 0.9 | 5000 | 70
PY5DPRE8 | FUZHOU ACE LED LIGHT CO.LTD | ACE | A-FL120-50 | Outdoor Luminaires | High Output | Architectural Flood and Spot Luminaires | Standard | FALSE | [9 empty] | 42536 | Dimmable | Continuous Above 10 | No |  | 3.1 | 13550 | 112 | 120 | 14 | 0.9 | 5000 | 70
PTJ6N6UZ | FUZHOU ACE LED LIGHT CO.LTD | ACE | A-FL90-45 | Outdoor Luminaires | Mid Output | Architectural Flood and Spot Luminaires | Standard | FALSE | [9 empty] | 42536 | Not Dimmable | Not Dimmable | No |  | 3.1 | 8850 | 111 | 90 | 20 | 0.9 | 4500 | 70
P8QP9C5Y | FUZHOU ACE LED LIGHT CO.LTD | ACE | A-FL60-45 | Outdoor Luminaires | Mid Output | Architectural Flood and Spot Luminaires | Standard | FALSE | [9 empty] | 42536 | Not Dimmable | Not Dimmable | No |  | 3.1 | 5850 | 109 | 60 | 12 | 0.9 | 4500 | 70
PQCNFNZK | FUZHOU ACE LED LIGHT CO.LTD | ACE | A-FL40-45 | Outdoor Luminaires | Low Output | Architectural Flood and Spot Luminaires | Standard | FALSE | [9 empty] | 42536 | Not Dimmable | Not Dimmable | No |  | 3.1 | 3830 | 107 | 40 | 10 | 0.9 | 4500 | 70
PTFAZ4T4 | FUZHOU ACE LED LIGHT CO.LTD | ACE | A-FL150-45 | Outdoor Luminaires | High Output | Architectural Flood and Spot Luminaires | Standard | FALSE | [9 empty] | 42536 | Dimmable | Continuous Above 10 | No |  | 3.1 | 17000 | 116 | 150 | 14 | 0.9 | 4500 | 70
PD31X4XS | FUZHOU ACE LED LIGHT CO.LTD | ACE | A-FL120-45 | Outdoor Luminaires | High Output | Architectural Flood and Spot Luminaires | Standard | FALSE | [9 empty] | 42536 | Dimmable | Continuous Above 10 | No |  | 3.1 | 13200 | 109 | 120 | 14 | 0.9 | 4500 | 70
P7UP4HV1 | FUZHOU ACE LED LIGHT CO.LTD | ACE | A-FL90-40 | Outdoor Luminaires | Mid Output | Architectural Flood and Spot Luminaires | Standard | FALSE | [9 empty] | 42536 | Not Dimmable | Not Dimmable | No |  | 3.1 | 8600 | 108 | 90 | 20 | 0.9 | 4000 | 70
PEZM89DR | FUZHOU ACE LED LIGHT CO.LTD | ACE | A-FL60-40 | Outdoor Luminaires | Mid Output | Architectural Flood and Spot Luminaires | Standard | FALSE | [9 empty] | 42536 | Not Dimmable | Not Dimmable | No |  | 3.1 | 5700 | 106 | 60 | 12 | 0.9 | 4000 | 70
P57X5Q1G | FUZHOU ACE LED LIGHT CO.LTD | ACE | A-FL40-40 | Outdoor Luminaires | Low Output | Architectural Flood and Spot Luminaires | Standard | FALSE | [9 empty] | 42536 | Not Dimmable | Not Dimmable | No |  | 3.1 | 3750 | 105 | 40 | 10 | 0.9 | 4000 | 70
P6THRUR2 | FUZHOU ACE LED LIGHT CO.LTD | ACE | A-FL150-40 | Outdoor Luminaires | High Output | Architectural Flood and Spot Luminaires | Standard | FALSE | [9 empty] | 42536 | Dimmable | Continuous Above 10 | No |  | 3.1 | 16550 | 113 | 150 | 14 | 0.9 | 4000 | 70
P9NVNRNR | FUZHOU ACE LED LIGHT CO.LTD | ACE | A-FL120-40 | Outdoor Luminaires | High Output | Architectural Flood and Spot Luminaires | Standard | FALSE | [9 empty] | 42536 | Dimmable | Continuous Above 10 | No |  | 3.1 | 12850 | 106 | 120 | 14 | 0.9 | 4000 | 70
PV39MK34 | FUZHOU ACE LED LIGHT CO.LTD | ACE | A-FL90-35 | Outdoor Luminaires | Mid Output | Architectural Flood and Spot Luminaires | Standard | FALSE | [9 empty] | 42536 | Not Dimmable | Not Dimmable | No |  | 3.1 | 8350 | 105 | 90 | 20 | 0.9 | 3500 | 70
PFX5M3MA | FUZHOU ACE LED LIGHT CO.LTD | ACE | A-FL60-35 | Outdoor Luminaires | Mid Output | Architectural Flood and Spot Luminaires | Standard | FALSE | [9 empty] | 42536 | Not Dimmable | Not Dimmable | No |  | 3.1 | 5530 | 103 | 60 | 12 | 0.9 | 3500 | 70
PSPYX9AJ | FUZHOU ACE LED LIGHT CO.LTD | ACE | A-FL40-35 | Outdoor Luminaires | Low Output | Architectural Flood and Spot Luminaires | Standard | FALSE | [9 empty] | 42536 | Not Dimmable | Not Dimmable | No |  | 3.1 | 3700 | 103 | 40 | 10 | 0.9 | 3500 | 70
PGAWEGQ3 | FUZHOU ACE LED LIGHT CO.LTD | ACE | A-FL150-35 | Outdoor Luminaires | High Output | Architectural Flood and Spot Luminaires | Standard | FALSE | [9 empty] | 42536 | Dimmable | Continuous Above 10 | No |  | 3.1 | 16250 | 111 | 150 | 14 | 0.9 | 3500 | 70
PS7BV25K | FUZHOU ACE LED LIGHT CO.LTD | ACE | A-FL120-35 | Outdoor Luminaires | High Output | Architectural Flood and Spot Luminaires | Standard | FALSE | [9 empty] | 42536 | Dimmable | Continuous Above 10 | No |  | 3.1 | 12450 | 103 | 120 | 14 | 0.9 | 3500 | 70
PDWB1SS4 | Amled Technologies Inc | Amled | FL600-CW-X-X | Outdoor Luminaires | Very High Output | Architectural Flood and Spot Luminaires | Standard | TRUE | 53887 | 87.79 | 613.8 | 7.8 | 0.981 | 5334 | 73.8 | 5 | 50000 | 42534 |  |  | NotYetVerified |  | 3 | 53000 | 90 | 640 |  | 0.9 | 5700 | 73
P1DPTZC4 | Amled Technologies Inc | Amled | FL200-CW-X-X | Outdoor Luminaires | High Output | Architectural Flood and Spot Luminaires | Standard | TRUE | 20217 | 90.7 | 222.9 | 14.32 | 0.972 | 4932 | 70.9 | 5 | 50000 | 42534 |  |  | NotYetVerified |  | 3 | 21000 | 90 | 220 |  | 0.9 | 5000 | 71
PP3ZNK4Q | Amled Technologies Inc | Amled | FL400-CW-X-X | Outdoor Luminaires | Very High Output | Architectural Flood and Spot Luminaires | Standard | TRUE | 39205 | 88.04 | 445.3 | 14.3 | 0.971 | 5263 | 71.5 | 5 | 50000 | 42534 |  |  | NotYetVerified |  | 3 | 39000 | 90 | 440 |  | 0.9 | 5000 | 74
PCE8ASNV | Amled Technologies Inc | Amled | FL080-WW-X-X | Outdoor Luminaires | Mid Output | Architectural Flood and Spot Luminaires | Standard | TRUE | 6792.1 | 78.13 | 86.93 | 13.5 | 0.953 | 3100 | 82.6 | 5 | 50000 | 42534 |  |  | NotYetVerified |  | 3 | 7000 | 77.8 | 90 |  |  | 3000 | 80
PY5HCUQD | Amled Technologies Inc | Amled | FL150-CW-X-X | Outdoor Luminaires | High Output | Architectural Flood and Spot Luminaires | Standard | TRUE | 16170 | 93.92 | 172.2 | 13.45 | 0.9262 | 5545 | 72.3 | 5 | 50000 | 42534 |  |  | No |  | 3 | 16170 | 93.92 | 172.2 | 6.37 | 0.9973 | 5545 | 72.3
P8VSMAHZ | Amled Technologies Inc | Amled | FL080-CW-X-X | Outdoor Luminaires | Mid Output | Architectural Flood and Spot Luminaires | Standard | FALSE | [9 empty] | 42534 | Not Yet Verified | Not Yet Verified | NotYetVerified |  | 3 | 7000 | 77.8 | 90 |  |  | 5700 | 80
P7RC1MWY | Xiamen Holly Lite Co. Ltd. | Holly Lite | MA04-X-110-24XX-NON | Outdoor Luminaires | High Output | Architectural Flood and Spot Luminaires | Standard | TRUE | 12688.66 | 113.09 | 112.2 | 14.73 | 0.9121 | 3849 | 70.8 | 5 | 50000 | 42531 |  |  | No |  | 4 | 12688.66 | 113.09 | 112.2 | 14.73 | 0.997 | 3849 | 70.8
PW1UPNDB | GREEN INOVA LIGHTING TECHNOLOGY (SHENZHEN) LTD | GREEN INOVA | 4BF30L30X1DW | Outdoor Luminaires | Low Output | Architectural Flood and Spot Luminaires | Premium | TRUE | 3084.2 | 112.89 | 27.32 | 9.87 | 0.9072 | 3064 | 73.2 | 5 | 50000 | 42531 |  |  | No | X indicates housing color | 4 | 3121.3 | 114.08 | 27.36 | 9.87 | 0.907 | 3000 | 73.2
PHVH3Z31 | Xiamen Holly Lite Co. Ltd. | Holly Lite | MA04-X-110-25XX-STP | Outdoor Luminaires | High Output | Architectural Flood and Spot Luminaires | Standard | FALSE | [9 empty] | 42531 |  |  | No |  | 4 | 12900.35 | 116.957 | 110.3 | 14.73 | 0.998 | 4904 | 72.3
PX7FNRSD | Xiamen Holly Lite Co. Ltd. | Holly Lite | MA04-X-110-25XX-NON | Outdoor Luminaires | High Output | Architectural Flood and Spot Luminaires | Standard | FALSE | [9 empty] | 42531 |  |  | No |  | 4 | 12900.35 | 116.957 | 110.3 | 14.73 | 0.998 | 4904 | 72.3
PG9DD4D8 | Xiamen Holly Lite Co. Ltd. | Holly Lite | MA04-X-110-25XX-CTN | Outdoor Luminaires | High Output | Architectural Flood and Spot Luminaires | Standard | FALSE | [9 empty] | 42531 |  |  | No |  | 4 | 12900.35 | 116.957 | 110.3 | 14.73 | 0.998 | 4904 | 72.3
PXS9SXJ5 | Xiamen Holly Lite Co. Ltd. | Holly Lite | MA04-X-110-24XX-STP | Outdoor Luminaires | High Output | Architectural Flood and Spot Luminaires | Standard | FALSE | [9 empty] | 42531 |  |  | No |  | 4 | 12688.66 | 113.09 | 112.2 | 14.73 | 0.997 | 3849 | 70.8
P1RXYN6P | Xiamen Holly Lite Co. Ltd. | Holly Lite | MA04-X-110-24XX-CTN | Outdoor Luminaires | High Output | Architectural Flood and Spot Luminaires | Standard | FALSE | [9 empty] | 42531 |  |  | No |  | 4 | 12688.66 | 113.09 | 112.2 | 14.73 | 0.997 | 3849 | 70.8
PA8QW9R7 | GREEN INOVA LIGHTING TECHNOLOGY (SHENZHEN) LTD | GREEN INOVA | 4BF30L50X1DW | Outdoor Luminaires | Low Output | Architectural Flood and Spot Luminaires | Premium | FALSE | [9 empty] | 42531 | Not Dimmable | Not Dimmable | No | X indicates housing color | 4 | 3193.1 | 116.92 | 27.31 | 9.91 | 0.909 | 5000 | 76.4
P2KWK5EJ | GREEN INOVA LIGHTING TECHNOLOGY (SHENZHEN) LTD | GREEN INOVA | 4BF30L50X1DDW | Outdoor Luminaires | Low Output | Architectural Flood and Spot Luminaires | Premium | FALSE | [9 empty] | 42531 | Dimmable | Continuous Above 10 | No | X indicates housing color | 4 | 3193.1 | 116.92 | 27.31 | 9.91 | 0.909 | 5000 | 76.4
PD58ZYFK | GREEN INOVA LIGHTING TECHNOLOGY (SHENZHEN) LTD | GREEN INOVA | 4BF30L45X1DW | Outdoor Luminaires | Low Output | Architectural Flood and Spot Luminaires | Premium | FALSE | [9 empty] | 42531 | Not Dimmable | Not Dimmable | No | X indicates housing color | 4 | 3121.3 | 114.08 | 27.36 | 9.87 | 0.907 | 4500 | 73.2
P6VZZ71B | GREEN INOVA LIGHTING TECHNOLOGY (SHENZHEN) LTD | GREEN INOVA | 4BF30L45X1DDW | Outdoor Luminaires | Low Output | Architectural Flood and Spot Luminaires | Premium | FALSE | [9 empty] | 42531 | Dimmable | Continuous Above 10 | No | X indicates housing color | 4 | 3121.3 | 114.08 | 27.36 | 9.87 | 0.907 | 4500 | 73.2
PSYGRBS1 | GREEN INOVA LIGHTING TECHNOLOGY (SHENZHEN) LTD | GREEN INOVA | 4BF30L40X1DW | Outdoor Luminaires | Low Output | Architectural Flood and Spot Luminaires | Premium | FALSE | [9 empty] | 42531 | Not Dimmable | Not Dimmable | No | X indicates housing color | 4 | 3121.3 | 114.08 | 27.36 | 9.87 | 0.907 | 4000 | 73.2
P8Q5NFYT | GREEN INOVA LIGHTING TECHNOLOGY (SHENZHEN) LTD | GREEN INOVA | 4BF30L40X1DDW | Outdoor Luminaires | Low Output | Architectural Flood and Spot Luminaires | Premium | FALSE | [9 empty] | 42531 | Dimmable | Continuous Above 10 | No | X indicates housing color | 4 | 3121.3 | 114.08 | 27.36 | 9.87 | 0.907 | 4000 | 73.2
PB11GJKB | GREEN INOVA LIGHTING TECHNOLOGY (SHENZHEN) LTD | GREEN INOVA | 4BF30L35X1DW | Outdoor Luminaires | Low Output | Architectural Flood and Spot Luminaires | Premium | FALSE | [9 empty] | 42531 | Not Dimmable | Not Dimmable | No | X indicates housing color | 4 | 3121.3 | 114.08 | 27.36 | 9.87 | 0.907 | 3500 | 73.2
PHAADA8M | GREEN INOVA LIGHTING TECHNOLOGY (SHENZHEN) LTD | GREEN INOVA | 4BF30L35X1DDW | Outdoor Luminaires | Low Output | Architectural Flood and Spot Luminaires | Premium | FALSE | [9 empty] | 42531 | Dimmable | Continuous Above 10 | No | X indicates housing color | 4 | 3121.3 | 114.08 | 27.36 | 9.87 | 0.907 | 3500 | 73.2
PHUC4FTA | GREEN INOVA LIGHTING TECHNOLOGY (SHENZHEN) LTD | GREEN INOVA | 4BF30L30X1DDW | Outdoor Luminaires | Low Output | Architectural Flood and Spot Luminaires | Premium | FALSE | [9 empty] | 42531 | Dimmable | Continuous Above 10 | No | X indicates housing color | 4 | 3121.3 | 114.08 | 27.36 | 9.87 | 0.907 | 3000 | 73.2
PQYETQDH | TechBrite LLC | TechBrite | TB-SB10W2750KXT3XX | Outdoor Luminaires | High Output | Architectural Flood and Spot Luminaires | Standard | TRUE | 10542 | 105.884 | 99.57 | 16.78 | 0.9861 | 4937 | 82.8 | 5 | 50000 | 42530 |  |  | Yes |  | 3.1 | 11100 | 111 | 100 | 16.78 | 0.95 | 5000 | 80
PRKBUX8E | TechBrite LLC | TechBrite | TB-SB10W2750KXT5XX | Outdoor Luminaires | High Output | Architectural Flood and Spot Luminaires | Standard | TRUE | 11070.27 | 110.814 | 99.9 | 16.89 | 0.9859 | 4944 | 82.5 | 5 | 50000 | 42530 |  |  | Yes |  | 3.1 | 11100 | 111 | 100 | 16.89 | 0.95 | 5000 | 80
PBGX8YQC | TechBrite LLC | TechBrite | TB-SB20W2750KXT5XX | Outdoor Luminaires | High Output | Architectural Flood and Spot Luminaires | Standard | TRUE | 22139.65 | 114.04 | 194.03 | 5.59 | 0.9663 | 4865 | 82.3 | 5 | 50000 | 42530 |  |  | No |  | 3.1 | 22100 | 110.5 | 200 | 5.79 | 0.95 | 5700 | 80
P5TBUAQP | TechBrite LLC | TechBrite | TB-SB20W2750KXT3XX | Outdoor Luminaires | High Output | Architectural Flood and Spot Luminaires | Standard | TRUE | 21430.96 | 110.092 | 194.66 | 5.56 | 0.9658 | 4952 | 82.7 | 5 | 50000 | 42530 |  |  | No |  | 3.1 | 22100 | 110.5 | 200 | 5.67 | 0.95 | 5000 | 80
P29GSCC1 | TechBrite LLC | TechBrite | TB-SB06W2750KXT3XX | Outdoor Luminaires | Mid Output | Architectural Flood and Spot Luminaires | Standard | TRUE | 7165.79 | 116.3 | 61.6 | 13.92 | 0.9621 | 4908 | 83.1 | 5 | 50000 | 42530 |  |  | Yes |  | 3.1 | 7700 | 128 | 60 | 13.92 | 0.95 | 5000 | 80
PAH9VWWC | TechBrite LLC | TechBrite | TB-SB06W2750KXT5XX | Outdoor Luminaires | Mid Output | Architectural Flood and Spot Luminaires | Standard | TRUE | 7678.412 | 124.246 | 61.8 | 13.57 | 0.9492 | 4896 | 82.6 | 5 | 50000 | 42530 |  |  | No |  | 3.1 | 7700 | 128 | 60 | 13.57 | 0.95 | 5000 | 80
PBXWAKQC | LSI Industries | LSI Industries | SFLM WF LED PL1 50 UE XXX | Outdoor Luminaires | Low Output | Architectural Flood and Spot Luminaires | Standard | TRUE | 4396.5 | 112.98 | 38.91 | 18 | 0.946 | 4954 | 73 | 5 | 50000 | 42530 |  |  | NotYetVerified |  | 3 | 4396 | 112 | 40 | 20 | 0.9 | 5000 | 70
P7H9HWT2 | TechBrite LLC | TechBrite | TB-SB30W2750KXT5XX | Outdoor Luminaires | Very High Output | Architectural Flood and Spot Luminaires | Standard | TRUE | 33574.91 | 114.123 | 294.2 | 15.27 | 0.9451 | 5000 | 82.7 | 5 | 50000 | 42530 |  |  | No |  | 3.1 | 33600 | 112 | 300 | 15.27 | 0.95 | 5000 | 80
P7XFYG6P | TechBrite LLC | TechBrite | TB-SB30W2750KXT3XX | Outdoor Luminaires | Very High Output | Architectural Flood and Spot Luminaires | Standard | TRUE | 32148.03 | 109.065 | 294.76 | 15.13 | 0.9448 | 5010 | 82.9 | 5 | 50000 | 42530 |  |  | No |  | 3.1 | 33600 | 112 | 300 | 15.13 | 0.95 | 5000 | 80
P1APMHY2 | LSI Industries | LSI Industries | SFLS WF LED PL1 40 UE XXX | Outdoor Luminaires | Low Output | Architectural Flood and Spot Luminaires | Standard | TRUE | 2180.631 | 111.34 | 19.59 | 15.33 | 0.934 | 4071 | 72.2 | 5 | 50000 | 42530 |  |  | NotYetVerified |  | 3 | 2180 | 111 | 20 | 20 | 0.9 | 4000 | 70
PK72SNXP | TechBrite LLC | TechBrite | TB-FWP07W2750KXX | Outdoor Luminaires | Mid Output | Architectural Flood and Spot Luminaires | Standard | TRUE | 7170.078 | 101.072 | 70.94 | 18.16 | 0.9299 | 4891 | 82.7 | 5 | 50000 | 42530 |  |  | Yes |  | 3.1 | 7200 | 102.86 | 70 | 18.16 | 0.95 | 5000 | 80
PK6QSK6S | TechBrite LLC | TechBrite | TB-SB15W2750KXT3XX | Outdoor Luminaires | High Output | Architectural Flood and Spot Luminaires | Standard | TRUE | 16632.2 | 113.919 | 146 | 12.16 | 0.9233 | 4897 | 82.6 | 5 | 50000 | 42530 |  |  | Yes |  | 3.1 | 17300 | 115.33 | 150 | 12.16 | 0.95 | 5000 | 80
PSCNQ1M3 | TechBrite LLC | TechBrite | TB-SB15W2750KXT5XX | Outdoor Luminaires | High Output | Architectural Flood and Spot Luminaires | Standard | TRUE | 17341.49 | 118.136 | 146.793 | 12.36 | 0.9121 | 4874 | 82.7 | 5 | 50000 | 42530 |  |  | Yes |  | 3.1 | 17300 | 115.33 | 150 | 12.36 | 0.95 | 5000 | 80
PYC1GA8E | LSI Industries | LSI Industries | SFLL WF LED PL1 40 UE XXX | Outdoor Luminaires | High Output | Architectural Flood and Spot Luminaires | Standard | TRUE | 11717.2 | 102.71 | 114.08 | 18.92 | 0.912 | 3933 | 71.5 | 5 | 50000 | 42530 |  |  | NotYetVerified |  | 3 | 11717 | 102 | 114 | 20 | 0.9 | 4000 | 70
PTQ5V416 | TechBrite LLC | TechBrite | TB-SB10W2757KXT3XX | Outdoor Luminaires | High Output | Architectural Flood and Spot Luminaires | Standard | FALSE | [9 empty] | 42530 |  |  | Yes |  | 3.1 | 11100 | 111 | 100 | 16.78 | 0.95 | 5700 | 80
P2K8RN1J | TechBrite LLC | TechBrite | TB-SB15W2757KXT5XX | Outdoor Luminaires | High Output | Architectural Flood and Spot Luminaires | Standard | FALSE | [9 empty] | 42530 |  |  | Yes |  | 3.1 | 17300 | 115.33 | 150 | 12.36 | 0.95 | 5700 | 80
PNNH729E | TechBrite LLC | TechBrite | TB-SB20W2757KXT5XX | Outdoor Luminaires | High Output | Architectural Flood and Spot Luminaires | Standard | FALSE | [9 empty] | 42530 |  |  | No |  | 3.1 | 22100 | 110.5 | 200 | 5.79 | 0.95 | 5700 | 80
PUQUTCVU | TechBrite LLC | TechBrite | TB-SB20W2757KXT3XX | Outdoor Luminaires | High Output | Architectural Flood and Spot Luminaires | Standard | FALSE | [9 empty] | 42530 |  |  | No |  | 3.1 | 22100 | 110.5 | 200 | 5.67 | 0.95 | 5700 | 80
PCRQ6DSE | TechBrite LLC | TechBrite | TB-SB10W2757KXT5XX | Outdoor Luminaires | High Output | Architectural Flood and Spot Luminaires | Standard | FALSE | [9 empty] | 42530 |  |  | Yes |  | 3.1 | 11100 | 111 | 100 | 16.89 | 0.95 | 5700 | 80
PXAX5U99 | TechBrite LLC | TechBrite | TB-SB30W2757KXT5XX | Outdoor Luminaires | Very High Output | Architectural Flood and Spot Luminaires | Standard | FALSE | [9 empty] | 42530 |  |  | No |  | 3.1 | 33600 | 112 | 300 | 15.27 | 0.95 | 5700 | 80
P9FZ6JTH | TechBrite LLC | TechBrite | TB-SB30W2757KXT3XX | Outdoor Luminaires | Very High Output | Architectural Flood and Spot Luminaires | Standard | FALSE | [9 empty] | 42530 |  |  | No |  | 3.1 | 33600 | 112 | 300 | 15.13 | 0.95 | 5700 | 80
P6H5N5Q3 | TechBrite LLC | TechBrite | TB-SB06W2757KXT3XX | Outdoor Luminaires | Mid Output | Architectural Flood and Spot Luminaires | Standard | FALSE | [9 empty] | 42530 |  |  | Yes |  | 3.1 | 7700 | 128 | 60 | 13.92 | 0.95 | 5700 | 80
P18FCRZ3 | TechBrite LLC | TechBrite | TB-SB06W2757KXT5XX | Outdoor Luminaires | Mid Output | Architectural Flood and Spot Luminaires | Standard | FALSE | [9 empty] | 42530 |  |  | No |  | 3.1 | 7700 | 128 | 60 | 13.57 | 0.95 | 5700 | 80
PD61P6CT | TechBrite LLC | TechBrite | TB-SB15W2757KXT3XX | Outdoor Luminaires | High Output | Architectural Flood and Spot Luminaires | Standard | FALSE | [9 empty] | 42530 |  |  | Yes |  | 3.1 | 17300 | 115.33 | 150 | 12.16 | 0.95 | 5700 | 80
PQXMQRXD | LSI Industries | LSI Industries | SFLS WF LED PL1 50 UE XXX | Outdoor Luminaires | Low Output | Architectural Flood and Spot Luminaires | Standard | FALSE | [9 empty] | 42530 |  |  | NotYetVerified |  | 3 | 2227 | 113 | 20 | 20 | 0.9 | 5000 | 70
PJAKFQV6 | LSI Industries | LSI Industries | SFLL WF LED PL1 50 UE XXX | Outdoor Luminaires | High Output | Architectural Flood and Spot Luminaires | Standard | FALSE | [9 empty] | 42530 |  |  | NotYetVerified |  | 3 | 11928 | 105 | 114 | 20 | 0.9 | 5000 | 70
P5UU3A6B | LSI Industries | LSI Industries | SFLM WF LED PL1 40 UE XXX | Outdoor Luminaires | Low Output | Architectural Flood and Spot Luminaires | Standard | FALSE | [9 empty] | 42530 |  |  | NotYetVerified |  | 3 | 4732 | 118 | 40 | 20 | 0.9 | 4000 | 70
PDHHRRDS | Core Products Canada Ltd. | Core Products Canada Ltd. | FL2-300[MASF]-347-3 | Outdoor Luminaires | High Output | Architectural Flood and Spot Luminaires | Standard | TRUE | 27347 | 94.2 | 290.16 | 12.37 | 0.9548 | 3041 | 82.8 | 5 | 50000 | 42529 |  |  | No |  | 3.1 | 27400 | 95 | 300 | 20 | 0.9 | 3000 | 80
PDX41B5B | Core Products Canada Ltd. | Core Products Canada Ltd. | FL2-150SF-347-3 | Outdoor Luminaires | High Output | Architectural Flood and Spot Luminaires | Standard | TRUE | 14065 | 93.1 | 151.07 | 8.92 | 0.9543 | 3043 | 82.5 | 5 | 50000 | 42529 |  |  | No |  | 3.1 | 14500 | 99 | 150 | 20 | 0.9 | 3000 | 80
PKR79CTG | Core Products Canada Ltd. | Core Products Canada Ltd. | FL-220SF-347-3 | Outdoor Luminaires | High Output | Architectural Flood and Spot Luminaires | Standard | TRUE | 19737 | 92.4 | 213.67 | 11.53 | 0.9512 | 3061 | 82.4 | 5 | 50000 | 42529 |  |  | No |  | 3.1 | 19700 | 93 | 220 | 20 | 0.9 | 3000 | 80
PB268FHW | Core Products Canada Ltd. | Core Products Canada Ltd. | FL2-220SF-3 | Outdoor Luminaires | High Output | Architectural Flood and Spot Luminaires | Standard | TRUE | 21495 | 99.51 | 216 | 18.31 | 0.9301 | 3110 | 83.6 | 5 | 50000 | 42529 |  |  | No |  | 3 | 21578 | 96.75 | 223 | 18.31 | 0.9301 | 3000 | 83.6
PWQ5A2TC | Xiamen Holly Lite Co. Ltd. | Holly Lite | MA04-X-150-24XX-NON | Outdoor Luminaires | High Output | Architectural Flood and Spot Luminaires | Standard | TRUE | 16875.88 | 114.03 | 147.99 | 14.75 | 0.9127 | 3860 | 70.7 | 5 | 50000 | 42529 |  |  | No |  | 3.1 | 16875.88 | 114.03 | 147.99 | 14.75 | 0.999 | 3860 | 70.7
PDY2AE2Z | Core Products Canada Ltd. | Core Products Canada Ltd. | FL2-220SF-347 | Outdoor Luminaires | High Output | Architectural Flood and Spot Luminaires | Standard | FALSE | [9 empty] | 42529 |  |  | No |  | 3.1 | 19700 | 93 | 220 | 20 | 0.9 | 5000 | 80
P6MU1G8B | Core Products Canada Ltd. | Core Products Canada Ltd. | FL2-150SF-347 | Outdoor Luminaires | High Output | Architectural Flood and Spot Luminaires | Standard | FALSE | [9 empty] | 42529 |  |  | No |  | 3.1 | 14500 | 99 | 150 | 20 | 0.9 | 5000 | 80
PVVYAGNW | Core Products Canada Ltd. | Core Products Canada Ltd. | FL2-300[MASF]-347 | Outdoor Luminaires | High Output | Architectural Flood and Spot Luminaires | Standard | FALSE | [9 empty] | 42529 |  |  | No |  | 3.1 | 27400 | 95 | 300 | 20 | 0.9 | 5000 | 80
PPFMPCWV | Core Products Canada Ltd. | Core Products Canada Ltd. | FL2-220SF | Outdoor Luminaires | High Output | Architectural Flood and Spot Luminaires | Standard | FALSE | [9 empty] | 42529 |  |  | No |  | 3 | 25684 | 116.82 | 219.9 | 19.02 | 0.9276 | 5000 | 84.7
P5B18E5W | Xiamen Holly Lite Co. Ltd. | Holly Lite | MA04-X-150-25XX-STP | Outdoor Luminaires | High Output | Architectural Flood and Spot Luminaires | Standard | FALSE | [9 empty] | 42529 |  |  | No |  | 3.1 | 17138.92 | 115.8 | 148 | 14.75 | 0.998 | 4922 | 72.1
P6HA8KDX | Xiamen Holly Lite Co. Ltd. | Holly Lite | MA04-X-150-25XX-NON | Outdoor Luminaires | High Output | Architectural Flood and Spot Luminaires | Standard | FALSE | [9 empty] | 42529 |  |  | No |  | 3.1 | 17138.92 | 115.8 | 148 | 14.75 | 0.998 | 4922 | 72.1
PQPRBZN4 | Xiamen Holly Lite Co. Ltd. | Holly Lite | MA04-X-150-25XX-CTN | Outdoor Luminaires | High Output | Architectural Flood and Spot Luminaires | Standard | FALSE | [9 empty] | 42529 |  |  | No |  | 3.1 | 17138.92 | 115.8 | 148 | 14.75 | 0.998 | 4922 | 72.1
P6S3JC4P | Xiamen Holly Lite Co. Ltd. | Holly Lite | MA04-X-150-24XX-STP | Outdoor Luminaires | High Output | Architectural Flood and Spot Luminaires | Standard | FALSE | [9 empty] | 42529 |  |  | No |  | 3.1 | 16875.88 | 114.03 | 147.99 | 14.75 | 0.999 | 3860 | 70.7
PTS1CRJF | Xiamen Holly Lite Co. Ltd. | Holly Lite | MA04-X-150-24XX-CTN | Outdoor Luminaires | High Output | Architectural Flood and Spot Luminaires | Standard | FALSE | [9 empty] | 42529 |  |  | No |  | 3.1 | 16875.88 | 114.03 | 147.99 | 14.75 | 0.999 | 3860 | 70.7
PRAPB7KJ | ProLumin Lighting LLC | ProLumin | PL-HBHO-450-50K-XX-FINISH | Outdoor Luminaires | Very High Output | Architectural Flood and Spot Luminaires | Standard | TRUE | 54238.85 | 115.979 | 467.66 | 7.53 | 0.976 | 5060 | 73.6 | 10 | 60000 | 42528 |  |  | NotYetVerified |  | 3 | 54238.85 | 115.979 | 467.66 | 7.53 | 0.999 | 5060 | 73.6
PRYGGU2M | ProLumin Lighting LLC | ProLumin | PL-HBHO-900-50K-XX-FINISH | Outdoor Luminaires | Very High Output | Architectural Flood and Spot Luminaires | Standard | TRUE | 106792.26 | 114.46 | 933.05 | 9.4 | 0.9667 | 5256 | 75 | 10 | 60000 | 42528 |  |  | NotYetVerified |  | 3 | 106792.26 | 114.46 | 933.05 | 9.4 | 0.999 | 5256 | 75
PC89NJ3B | ProLumin Lighting LLC | ProLumin | PL-FLU-40-30K-XX-FINISH | Outdoor Luminaires | Low Output | Architectural Flood and Spot Luminaires | Standard | TRUE | 3511 | 85.2184 | 41.2 | 10.2 | 0.906 | 3103 | 82 | 10 | 100000 | 42528 |  |  | NotYetVerified | w represents voltage input (can be B or C) yy represents alternate housing colors zz represents alternate lighting controls | 3 | 3511 | 85.2184 | 41.2 | 13.4 | 0.906 | 3000 | 72.3
PS48MXF2 | ProLumin Lighting LLC | ProLumin | PL-HBHO-750-50K-XX-FINISH | Outdoor Luminaires | Very High Output | Architectural Flood and Spot Luminaires | Standard | FALSE | [9 empty] | 42528 |  |  | NotYetVerified |  | 3 | 89852.76 | 115.568 | 777.49 | 9.12 | 0.999 | 5118 | 74.4
P4SY5AQH | ProLumin Lighting LLC | ProLumin | PL-HBHO-600-50K-XX-FINISH | Outdoor Luminaires | Very High Output | Architectural Flood and Spot Luminaires | Standard | FALSE | [9 empty] | 42528 |  |  | NotYetVerified |  | 3 | 70957.125 | 114.451 | 619.98 | 8.92 | 0.999 | 5002 | 72.8
PJTZV9VM | ProLumin Lighting LLC | ProLumin | PL-SFL-320-50K-XX-FINISH | Outdoor Luminaires | Very High Output | Architectural Flood and Spot Luminaires | Standard | FALSE | [9 empty] | 42528 |  |  | NotYetVerified | w represents voltage input (can be B or C) yy represents alternate housing colors zz represents alternate lighting controls | 3 | 31368.562 | 97.9961 | 320.1 | 13.4 | 0.906 | 5000 | 72.3
P5EGECZ8 | ProLumin Lighting LLC | ProLumin | PL-FLU-80-50K-XX-FINISH | Outdoor Luminaires | Mid Output | Architectural Flood and Spot Luminaires | Standard | FALSE | [9 empty] | 42528 |  |  | NotYetVerified | w represents voltage input (can be B or C) yy represents alternate housing colors zz represents alternate lighting controls | 3 | 8027.9355 | 98.5144 | 81.49 | 13.4 | 0.906 | 5000 | 72.3
PPDTTEYS | ProLumin Lighting LLC | ProLumin | PL-FLU-40-50K-XX-FINISH | Outdoor Luminaires | Low Output | Architectural Flood and Spot Luminaires | Standard | FALSE | [9 empty] | 42528 |  |  | NotYetVerified | w represents voltage input (can be B or C) yy represents alternate housing colors zz represents alternate lighting controls | 3 | 4001.9993 | 97.1359 | 41.2 | 13.4 | 0.906 | 5000 | 72.3
PKG376GQ | ProLumin Lighting LLC | ProLumin | PL-SFL-280-50K-XX-FINISH | Outdoor Luminaires | High Output | Architectural Flood and Spot Luminaires | Standard | FALSE | [9 empty] | 42528 |  |  | NotYetVerified | w represents voltage input (can be B or C) yy represents alternate housing colors zz represents alternate lighting controls | 3 | 27025.748 | 96.9707 | 278.7 | 13.4 | 0.906 | 5000 | 72.3
PPGXZMFJ | ProLumin Lighting LLC | ProLumin | PL-FLU-240-50K-XX-FINISH | Outdoor Luminaires | High Output | Architectural Flood and Spot Luminaires | Standard | FALSE | [9 empty] | 42528 |  |  | NotYetVerified | w represents voltage input (can be B or C) yy represents alternate housing colors zz represents alternate lighting controls | 3 | 23572.016 | 97.8092 | 241 | 13.4 | 0.906 | 5000 | 72.3
PVK1SGZT | ProLumin Lighting LLC | ProLumin | PL-FLU-200-50K-XX-FINISH | Outdoor Luminaires | High Output | Architectural Flood and Spot Luminaires | Standard | FALSE | [9 empty] | 42528 |  |  | NotYetVerified | w represents voltage input (can be B or C) yy represents alternate housing colors zz represents alternate lighting controls | 3 | 19240.6 | 96.93 | 198.5 | 13.4 | 0.906 | 5000 | 72.3
PBXSDD2G | ProLumin Lighting LLC | ProLumin | PL-FLU-160-50K-XX-FINISH | Outdoor Luminaires | High Output | Architectural Flood and Spot Luminaires | Standard | FALSE | [9 empty] | 42528 |  |  | NotYetVerified | w represents voltage input (can be B or C) yy represents alternate housing colors zz represents alternate lighting controls | 3 | 15604.492 | 97.5891 | 159.9 | 13.4 | 0.906 | 5000 | 72.3
PXZRXY3R | ProLumin Lighting LLC | ProLumin | PL-FLU-120-50K-XX-FINISH | Outdoor Luminaires | High Output | Architectural Flood and Spot Luminaires | Standard | FALSE | [9 empty] | 42528 |  |  | NotYetVerified | w represents voltage input (can be B or C) yy represents alternate housing colors zz represents alternate lighting controls | 3 | 11763.211 | 97.3776 | 120.8 | 13.4 | 0.906 | 5000 | 72.3
P81TZ32W | Shanghai Supertek Lighting Co. Ltd | SUPERTEK | FL11A-30-4000K | Outdoor Luminaires | Low Output | Architectural Flood and Spot Luminaires | Standard | TRUE | 3299.09 | 113.8 | 28.99 | 10.9 | 0.908 | 4092 | 72.6 | 5 | 50000 | 42527 |  |  | Yes |  | 3.1 | 3350 | 112 | 30 | 10.9 | 0.908 | 4000 | 70
PUMHF45E | Shanghai Supertek Lighting Co. Ltd | SUPERTEK | FL11A-30-5000K | Outdoor Luminaires | Low Output | Architectural Flood and Spot Luminaires | Standard | FALSE | [9 empty] | 42527 | Dimmable | Continuous Below 10 | Yes |  | 3.1 | 3400 | 114 | 30 | 10.9 | 0.908 | 5000 | 70
P7CAXDJ2 | NEXLEDS Ltd | NEXLEDS | NXSFL02-20W (3000K) | Outdoor Luminaires | Low Output | Architectural Flood and Spot Luminaires | Standard | TRUE | 1580.9 | 77.46 | 20.41 | 9.05 | 0.9823 | 2968 | 82.2 | 5 | 50000 | 42524 |  |  | No |  | 3 | 1580.9 | 77.46 | 20.41 | 9.05 | 0.9823 | 3000 | 82.2
P374QCND | NEXLEDS Ltd | NEXLEDS | NXSFL01-10W (3000K) [120V Only] | Outdoor Luminaires | Low Output | Architectural Flood and Spot Luminaires | Standard | TRUE | 908.47 | 86.92 | 10.45 | 10.26 | 0.9809 | 2969 | 82.3 | 5 | 50000 | 42524 |  |  | No |  | 3 | 908.47 | 86.92 | 10.45 | 10.26 | 0.9809 | 3000 | 82.3
PXEYJHJU | Atlas Lighting Products | Atlas Lighting Products Inc. | PFXL190LED | Outdoor Luminaires | High Output | Architectural Flood and Spot Luminaires | Standard | TRUE | 19106.6 | 103.9 | 183.85 | 8.39 | 0.98 | 4704 | 71.6 | 5 | 200000 | 42524 |  |  | Yes |  | 3.1 | 19106 | 103.9 | 183.85 | 8.39 | 0.98 | 4704 | 71.6
PY3EVUM4 | NEXLEDS Ltd | NEXLEDS | NXSFL05-50W (3000K) | Outdoor Luminaires | Low Output | Architectural Flood and Spot Luminaires | Standard | TRUE | 4495.1 | 90.81 | 49.5 | 18.15 | 0.9335 | 2958 | 82.4 | 5 | 50000 | 42524 |  |  | No |  | 3 | 4495.1 | 90.81 | 49.5 | 18.15 | 0.9335 | 3000 | 82.4
PG7XEFTK | NEXLEDS Ltd | NEXLEDS | NXSFL03-30W (3000K) | Outdoor Luminaires | Low Output | Architectural Flood and Spot Luminaires | Standard | TRUE | 2717.6 | 94.76 | 28.68 | 17.56 | 0.9037 | 2960 | 82.4 | 5 | 50000 | 42524 |  |  | No |  | 3 | 2717.6 | 94.76 | 28.68 | 17.56 | 0.9037 | 3000 | 82.4
PUW8UC3A | GREEN INOVA LIGHTING TECHNOLOGY (SHENZHEN) LTD | GREEN INOVA | 4BF12L30X1DW | Outdoor Luminaires | Low Output | Architectural Flood and Spot Luminaires | Standard | TRUE | 1207.7 | 105.6 | 11.44 | 14.39 | 0.9023 | 3031 | 72.6 | 5 | 50000 | 42524 |  |  | No | X represents color | 4 | 1202 | 111.5 | 10.78 | 14.39 | 0.902 | 3000 | 72.6
PPKNWQ9D | GREEN INOVA LIGHTING TECHNOLOGY (SHENZHEN) LTD | GREEN INOVA | 4BF12L50X1DW | Outdoor Luminaires | Low Output | Architectural Flood and Spot Luminaires | Standard | FALSE | [9 empty] | 42524 | Not Dimmable | Not Dimmable | No | X represents color | 4 | 1235.6 | 114.3 | 10.81 | 14.34 | 0.903 | 5000 | 75.9
P79ZY1MV | GREEN INOVA LIGHTING TECHNOLOGY (SHENZHEN) LTD | GREEN INOVA | 4BF12L45X1DW | Outdoor Luminaires | Low Output | Architectural Flood and Spot Luminaires | Standard | FALSE | [9 empty] | 42524 | Not Dimmable | Not Dimmable | No | X represents color | 4 | 1202 | 111.5 | 10.78 | 14.39 | 0.902 | 4500 | 72.6
PMCAZEG9 | GREEN INOVA LIGHTING TECHNOLOGY (SHENZHEN) LTD | GREEN INOVA | 4BF12L40X1DW | Outdoor Luminaires | Low Output | Architectural Flood and Spot Luminaires | Standard | FALSE | [9 empty] | 42524 | Not Dimmable | Not Dimmable | No | X represents color | 4 | 1202 | 111.5 | 10.78 | 14.39 | 0.902 | 4000 | 72.6
PXNDQCHZ | GREEN INOVA LIGHTING TECHNOLOGY (SHENZHEN) LTD | GREEN INOVA | 4BF12L35X1DW | Outdoor Luminaires | Low Output | Architectural Flood and Spot Luminaires | Standard | FALSE | [9 empty] | 42524 | Not Dimmable | Not Dimmable | No | X represents color | 4 | 1202 | 111.5 | 10.78 | 14.39 | 0.902 | 3500 | 72.6
P9JHR5A2 | NEXLEDS Ltd | NEXLEDS | NXSFL03-30W (5700K) | Outdoor Luminaires | Low Output | Architectural Flood and Spot Luminaires | Standard | FALSE | [9 empty] | 42524 | Not Dimmable | Not Dimmable | No |  | 3 | 2905 | 99.62 | 29.16 | 17.85 | 0.9055 | 5700 | 83
P5ZUKXZK | NEXLEDS Ltd | NEXLEDS | NXSFL01-10W (5700K) [120V Only] | Outdoor Luminaires | Low Output | Architectural Flood and Spot Luminaires | Standard | FALSE | [9 empty] | 42524 | Not Dimmable | Not Dimmable | No |  | 3 | 934 | 90.15 | 10.36 | 10.33 | 0.9825 | 5700 | 82.9
PVWY3GNS | NEXLEDS Ltd | NEXLEDS | NXSFL02-20W (5700K) | Outdoor Luminaires | Low Output | Architectural Flood and Spot Luminaires | Standard | FALSE | [9 empty] | 42524 | Not Dimmable | Not Dimmable | No |  | 3 | 1649 | 80.4 | 20.51 | 9.46 | 0.9732 | 5700 | 82.8
PQGSHRW8 | NEXLEDS Ltd | NEXLEDS | NXSFL05-50W (5700K) | Outdoor Luminaires | Low Output | Architectural Flood and Spot Luminaires | Standard | FALSE | [9 empty] | 42524 | Not Dimmable | Not Dimmable | No |  | 3 | 4770 | 96.27 | 49.55 | 18.44 | 0.9433 | 5700 | 82.7
PW3AE3P8 | NEXLEDS Ltd | NEXLEDS | NXSFL05-50W (5000K) | Outdoor Luminaires | Low Output | Architectural Flood and Spot Luminaires | Standard | FALSE | [9 empty] | 42524 | Not Dimmable | Not Dimmable | No |  | 3 | 4715 | 95.2 | 49.53 | 18.15 | 0.9335 | 5000 | 82.4
P3EQWJJH | NEXLEDS Ltd | NEXLEDS | NXSFL03-30W (5000K) | Outdoor Luminaires | Low Output | Architectural Flood and Spot Luminaires | Standard | FALSE | [9 empty] | 42524 | Not Dimmable | Not Dimmable | No |  | 3 | 2867 | 99.15 | 28.92 | 17.56 | 0.9037 | 5000 | 82.4
P5Y5D8TY | NEXLEDS Ltd | NEXLEDS | NXSFL01-10W (5000K) [120V Only] | Outdoor Luminaires | Low Output | Architectural Flood and Spot Luminaires | Standard | FALSE | [9 empty] | 42524 | Not Dimmable | Not Dimmable | No |  | 3 | 928.87 | 89.23 | 10.41 | 10.26 | 0.9809 | 5000 | 82.3
PKT9CES8 | NEXLEDS Ltd | NEXLEDS | NXSFL02-20W (5000K) | Outdoor Luminaires | Low Output | Architectural Flood and Spot Luminaires | Standard | FALSE | [9 empty] | 42524 | Not Dimmable | Not Dimmable | No |  | 3 | 1635.4 | 79.93 | 20.46 | 9.05 | 0.9823 | 5000 | 82.2
P5XNDZEB | NEXLEDS Ltd | NEXLEDS | NXSFL05-50W (4500K) | Outdoor Luminaires | Low Output | Architectural Flood and Spot Luminaires | Standard | FALSE | [9 empty] | 42524 | Not Dimmable | Not Dimmable | No |  | 3 | 4660 | 94.09 | 49.53 | 18.15 | 0.9335 | 4500 | 82.4
PXGMB32Q | NEXLEDS Ltd | NEXLEDS | NXSFL03-30W (4500K) | Outdoor Luminaires | Low Output | Architectural Flood and Spot Luminaires | Standard | FALSE | [9 empty] | 42524 | Not Dimmable | Not Dimmable | No |  | 3 | 2830 | 97.86 | 28.92 | 17.56 | 0.9037 | 4500 | 82.4
PR77PWNK | NEXLEDS Ltd | NEXLEDS | NXSFL01-10W (4500K) [120V Only] | Outdoor Luminaires | Low Output | Architectural Flood and Spot Luminaires | Standard | FALSE | [9 empty] | 42524 | Not Dimmable | Not Dimmable | No |  | 3 | 923.77 | 88.78 | 10.41 | 10.26 | 0.9809 | 4500 | 82.3
PS2T8NA3 | NEXLEDS Ltd | NEXLEDS | NXSFL02-20W (4500K) | Outdoor Luminaires | Low Output | Architectural Flood and Spot Luminaires | Standard | FALSE | [9 empty] | 42524 | Not Dimmable | Not Dimmable | No |  | 3 | 1621.8 | 79.26 | 20.46 | 9.05 | 0.9823 | 4500 | 82.2
P1MDN15M | NEXLEDS Ltd | NEXLEDS | NXSFL05-50W (4000K) | Outdoor Luminaires | Low Output | Architectural Flood and Spot Luminaires | Standard | FALSE | [9 empty] | 42524 | Not Dimmable | Not Dimmable | No |  | 3 | 4605.1 | 92.98 | 49.53 | 18.15 | 0.9335 | 4000 | 82.4
PA6ARA3F | NEXLEDS Ltd | NEXLEDS | NXSFL03-30W (4000K) | Outdoor Luminaires | Low Output | Architectural Flood and Spot Luminaires | Standard | FALSE | [9 empty] | 42524 | Not Dimmable | Not Dimmable | No |  | 3 | 2792.6 | 96.56 | 28.92 | 17.56 | 0.9037 | 4000 | 82.4
PKSY1H8U | NEXLEDS Ltd | NEXLEDS | NXSFL01-10W (4000K) [120V Only] | Outdoor Luminaires | Low Output | Architectural Flood and Spot Luminaires | Standard | FALSE | [9 empty] | 42524 | Not Dimmable | Not Dimmable | No |  | 3 | 918.67 | 88.24 | 10.41 | 10.26 | 0.9809 | 4000 | 82.3
P5SMXKKA | NEXLEDS Ltd | NEXLEDS | NXSFL02-20W (4000K) | Outdoor Luminaires | Low Output | Architectural Flood and Spot Luminaires | Standard | FALSE | [9 empty] | 42524 | Not Dimmable | Not Dimmable | No |  | 3 | 1608.1 | 78.6 | 20.46 | 9.05 | 0.9823 | 4000 | 82.2
P4T4X6EV | NEXLEDS Ltd | NEXLEDS | NXSFL05-50W (3500K) | Outdoor Luminaires | Low Output | Architectural Flood and Spot Luminaires | Standard | FALSE | [9 empty] | 42524 | Not Dimmable | Not Dimmable | No |  | 3 | 4550.1 | 91.87 | 49.53 | 18.15 | 0.9335 | 3500 | 82.4
PD9B8P8N | NEXLEDS Ltd | NEXLEDS | NXSFL03-30W (3500K) | Outdoor Luminaires | Low Output | Architectural Flood and Spot Luminaires | Standard | FALSE | [9 empty] | 42524 | Not Dimmable | Not Dimmable | No |  | 3 | 2755.1 | 95.27 | 28.92 | 17.56 | 0.9037 | 3500 | 82.4
PAKCQ9KR | NEXLEDS Ltd | NEXLEDS | NXSFL01-10W (3500K) [120V Only] | Outdoor Luminaires | Low Output | Architectural Flood and Spot Luminaires | Standard | FALSE | [9 empty] | 42524 | Not Dimmable | Not Dimmable | No |  | 3 | 913.57 | 87.76 | 10.41 | 10.26 | 0.9809 | 3500 | 82.3
P586ATCM | NEXLEDS Ltd | NEXLEDS | NXSFL02-20W (3500K) | Outdoor Luminaires | Low Output | Architectural Flood and Spot Luminaires | Standard | FALSE | [9 empty] | 42524 | Not Dimmable | Not Dimmable | No |  | 3 | 1594.5 | 77.93 | 20.46 | 9.05 | 0.9823 | 3500 | 82.2
PQH1BTG1 | APACK Inc. | APACK | F800TG-LM705722B | Outdoor Luminaires | Very High Output | Architectural Flood and Spot Luminaires | Standard | FALSE | [9 empty] | 42524 | Not Dimmable | Not Dimmable | No |  | 3 | 101688.9 | 123.1 | 800 | 15 | 0.9 | 5700 | 70
PMHQH5MX | APACK Inc. | APACK | F800TG-LM705745B | Outdoor Luminaires | Very High Output | Architectural Flood and Spot Luminaires | Standard | FALSE | [9 empty] | 42524 | Not Dimmable | Not Dimmable | No |  | 3 | 101688.9 | 123.1 | 800 | 15 | 0.9 | 5700 | 70
PB67W8AR | APACK Inc. | APACK | F800TG-LM705760B | Outdoor Luminaires | Very High Output | Architectural Flood and Spot Luminaires | Standard | FALSE | [9 empty] | 42524 | Not Dimmable | Not Dimmable | No |  | 3 | 101688.9 | 123.1 | 800 | 15 | 0.9 | 5700 | 70
P28H6J34 | APACK Inc. | APACK | F800TG-LM705730B | Outdoor Luminaires | Very High Output | Architectural Flood and Spot Luminaires | Standard | FALSE | [9 empty] | 42524 | Not Dimmable | Not Dimmable | No |  | 3 | 101688.9 | 123.1 | 800 | 15 | 0.9 | 5700 | 70
PUQ68K5J | APACK Inc. | APACK | F600TG-LM705745B | Outdoor Luminaires | Very High Output | Architectural Flood and Spot Luminaires | Standard | FALSE | [9 empty] | 42524 | Not Dimmable | Not Dimmable | No |  | 3 | 79914.46 | 120.84 | 600 | 15 | 0.9 | 5700 | 70
PTBPYKZ7 | APACK Inc. | APACK | F600TG-LM705760B | Outdoor Luminaires | Very High Output | Architectural Flood and Spot Luminaires | Standard | FALSE | [9 empty] | 42524 | Not Dimmable | Not Dimmable | No |  | 3 | 79914.46 | 120.84 | 600 | 15 | 0.9 | 5700 | 70
PSVHJRMS | APACK Inc. | APACK | F600TG-LM705722B | Outdoor Luminaires | Very High Output | Architectural Flood and Spot Luminaires | Standard | FALSE | [9 empty] | 42524 | Not Dimmable | Not Dimmable | No |  | 3 | 79914.46 | 120.84 | 600 | 15 | 0.9 | 5700 | 70
P84NESSG | APACK Inc. | APACK | F600TG-LM705730B | Outdoor Luminaires | Very High Output | Architectural Flood and Spot Luminaires | Standard | FALSE | [9 empty] | 42524 | Not Dimmable | Not Dimmable | No |  | 3 | 79914.46 | 120.84 | 600 | 15 | 0.9 | 5700 | 70
PKBT11R1 | APACK Inc. | APACK | F640A-LM705760A | Outdoor Luminaires | Very High Output | Architectural Flood and Spot Luminaires | Standard | FALSE | [9 empty] | 42524 | Not Dimmable | Not Dimmable | No |  | 3 | 76723.01 | 117.5 | 640 | 10 | 0.9 | 5700 | 70
P7WWBCRZ | APACK Inc. | APACK | F640A-LM705730A | Outdoor Luminaires | Very High Output | Architectural Flood and Spot Luminaires | Standard | FALSE | [9 empty] | 42524 | Not Dimmable | Not Dimmable | No |  | 3 | 76723.01 | 117.5 | 640 | 10 | 0.9 | 5700 | 70
P2ED8BJE | APACK Inc. | APACK | F640A-LM705722A | Outdoor Luminaires | Very High Output | Architectural Flood and Spot Luminaires | Standard | FALSE | [9 empty] | 42524 | Not Dimmable | Not Dimmable | No |  | 3 | 76723.01 | 117.5 | 640 | 10 | 0.9 | 5700 | 70
P14HEHG7 | APACK Inc. | APACK | F640A-LM705745A | Outdoor Luminaires | Very High Output | Architectural Flood and Spot Luminaires | Standard | FALSE | [9 empty] | 42524 | Not Dimmable | Not Dimmable | No |  | 3 | 76723.01 | 117.5 | 640 | 10 | 0.9 | 5700 | 70
PTJJRVU2 | APACK Inc. | APACK | F800TG-LM705722A | Outdoor Luminaires | Very High Output | Architectural Flood and Spot Luminaires | Standard | FALSE | [9 empty] | 42524 | Dimmable | Continuous Below 10 | No |  | 3 | 101688.9 | 123.1 | 800 | 15 | 0.9 | 5700 | 70
PBK32GN8 | APACK Inc. | APACK | F800TG-LM705760A | Outdoor Luminaires | Very High Output | Architectural Flood and Spot Luminaires | Standard | FALSE | [9 empty] | 42524 | Dimmable | Continuous Below 10 | No |  | 3 | 101688.9 | 123.1 | 800 | 15 | 0.9 | 5700 | 70
P5UNKBJX | APACK Inc. | APACK | F800TG-LM705730A | Outdoor Luminaires | Very High Output | Architectural Flood and Spot Luminaires | Standard | FALSE | [9 empty] | 42524 | Dimmable | Continuous Below 10 | No |  | 3 | 101688.9 | 123.1 | 800 | 15 | 0.9 | 5700 | 70
P4MZS4B4 | APACK Inc. | APACK | F800TG-LM705745A | Outdoor Luminaires | Very High Output | Architectural Flood and Spot Luminaires | Standard | FALSE | [9 empty] | 42524 | Dimmable | Continuous Below 10 | No |  | 3 | 101688.9 | 123.1 | 800 | 15 | 0.9 | 5700 | 70
PZNRPPSF | APACK Inc. | APACK | F600TG-LM705730A | Outdoor Luminaires | Very High Output | Architectural Flood and Spot Luminaires | Standard | FALSE | [9 empty] | 42524 | Dimmable | Continuous Below 10 | No |  | 3 | 79914.46 | 120.84 | 600 | 15 | 0.9 | 5700 | 70
PW7HT3BF | APACK Inc. | APACK | F600TG-LM705760A | Outdoor Luminaires | Very High Output | Architectural Flood and Spot Luminaires | Standard | FALSE | [9 empty] | 42524 | Dimmable | Continuous Below 10 | No |  | 3 | 79914.46 | 120.84 | 600 | 15 | 0.9 | 5700 | 70
P8RTN4K7 | APACK Inc. | APACK | F600TG-LM705745A | Outdoor Luminaires | Very High Output | Architectural Flood and Spot Luminaires | Standard | FALSE | [9 empty] | 42524 | Dimmable | Continuous Below 10 | No |  | 3 | 79914.46 | 120.84 | 600 | 15 | 0.9 | 5700 | 70
P7FPRX43 | APACK Inc. | APACK | F600TG-LM705722A | Outdoor Luminaires | Very High Output | Architectural Flood and Spot Luminaires | Standard | FALSE | [9 empty] | 42524 | Dimmable | Continuous Below 10 | No |  | 3 | 79914.46 | 120.84 | 600 | 15 | 0.9 | 5700 | 70
PUFT34MP | APACK Inc. | APACK | F640A-LM705760B | Outdoor Luminaires | Very High Output | Architectural Flood and Spot Luminaires | Standard | FALSE | [9 empty] | 42524 | Dimmable | Continuous Below 10 | No |  | 3 | 76723.01 | 117.5 | 640 | 10 | 0.9 | 5700 | 70
PAWUJ944 | APACK Inc. | APACK | F640A-LM705730B | Outdoor Luminaires | Very High Output | Architectural Flood and Spot Luminaires | Standard | FALSE | [9 empty] | 42524 | Dimmable | Continuous Below 10 | No |  | 3 | 76723.01 | 117.5 | 640 | 10 | 0.9 | 5700 | 70
P95X9HF7 | APACK Inc. | APACK | F640A-LM705722B | Outdoor Luminaires | Very High Output | Architectural Flood and Spot Luminaires | Standard | FALSE | [9 empty] | 42524 | Dimmable | Continuous Below 10 | No |  | 3 | 76723.01 | 117.5 | 640 | 10 | 0.9 | 5700 | 70
P7WFGGA2 | APACK Inc. | APACK | F640A-LM705745B | Outdoor Luminaires | Very High Output | Architectural Flood and Spot Luminaires | Standard | FALSE | [9 empty] | 42524 | Dimmable | Continuous Below 10 | No |  | 3 | 76723.01 | 117.5 | 640 | 10 | 0.9 | 5700 | 70
PVFDAEGM | APACK Inc. | APACK | F800TG-LM705060B | Outdoor Luminaires | Very High Output | Architectural Flood and Spot Luminaires | Standard | FALSE | [9 empty] | 42524 | Not Dimmable | Not Dimmable | No |  | 3 | 96000 | 120 | 800 | 15 | 0.9 | 5000 | 70
PA9U1TMW | APACK Inc. | APACK | F800TG-LM705045B | Outdoor Luminaires | Very High Output | Architectural Flood and Spot Luminaires | Standard | FALSE | [9 empty] | 42524 | Not Dimmable | Not Dimmable | No |  | 3 | 96000 | 120 | 800 | 15 | 0.9 | 5000 | 70
PA65U6RU | APACK Inc. | APACK | F800TG-LM705022B | Outdoor Luminaires | Very High Output | Architectural Flood and Spot Luminaires | Standard | FALSE | [9 empty] | 42524 | Not Dimmable | Not Dimmable | No |  | 3 | 96000 | 120 | 800 | 15 | 0.9 | 5000 | 70
PA4QDTW9 | APACK Inc. | APACK | F800TG-LM705030B | Outdoor Luminaires | Very High Output | Architectural Flood and Spot Luminaires | Standard | FALSE | [9 empty] | 42524 | Not Dimmable | Not Dimmable | No |  | 3 | 96000 | 120 | 800 | 15 | 0.9 | 5000 | 70
PUFMG561 | APACK Inc. | APACK | F600TG-LM705045B | Outdoor Luminaires | Very High Output | Architectural Flood and Spot Luminaires | Standard | FALSE | [9 empty] | 42524 | Not Dimmable | Not Dimmable | No |  | 3 | 72000 | 120 | 600 | 15 | 0.9 | 5000 | 70
PU9UVN7R | APACK Inc. | APACK | F600TG-LM705030B | Outdoor Luminaires | Very High Output | Architectural Flood and Spot Luminaires | Standard | FALSE | [9 empty] | 42524 | Not Dimmable | Not Dimmable | No |  | 3 | 72000 | 120 | 600 | 15 | 0.9 | 5000 | 70
PSP93RAQ | APACK Inc. | APACK | F600TG-LM705060B | Outdoor Luminaires | Very High Output | Architectural Flood and Spot Luminaires | Standard | FALSE | [9 empty] | 42524 | Not Dimmable | Not Dimmable | No |  | 3 | 72000 | 120 | 600 | 15 | 0.9 | 5000 | 70
PQVUR4FW | APACK Inc. | APACK | F600TG-LM705022B | Outdoor Luminaires | Very High Output | Architectural Flood and Spot Luminaires | Standard | FALSE | [9 empty] | 42524 | Not Dimmable | Not Dimmable | No |  | 3 | 72000 | 120 | 600 | 15 | 0.9 | 5000 | 70
PX2J7STN | APACK Inc. | APACK | F640A-LM705045A | Outdoor Luminaires | Very High Output | Architectural Flood and Spot Luminaires | Standard | FALSE | [9 empty] | 42524 | Not Dimmable | Not Dimmable | No |  | 3 | 73600 | 115 | 640 | 10 | 0.9 | 5000 | 70
PMT42KN2 | APACK Inc. | APACK | F640A-LM705060A | Outdoor Luminaires | Very High Output | Architectural Flood and Spot Luminaires | Standard | FALSE | [9 empty] | 42524 | Not Dimmable | Not Dimmable | No |  | 3 | 73600 | 115 | 640 | 10 | 0.9 | 5000 | 70
PC2SPUGK | APACK Inc. | APACK | F640A-LM705022A | Outdoor Luminaires | Very High Output | Architectural Flood and Spot Luminaires | Standard | FALSE | [9 empty] | 42524 | Not Dimmable | Not Dimmable | No |  | 3 | 73600 | 115 | 640 | 10 | 0.9 | 5000 | 70
P5WQG8F4 | APACK Inc. | APACK | F640A-LM705030A | Outdoor Luminaires | Very High Output | Architectural Flood and Spot Luminaires | Standard | FALSE | [9 empty] | 42524 | Not Dimmable | Not Dimmable | No |  | 3 | 73600 | 115 | 640 | 10 | 0.9 | 5000 | 70
PT2RKS3Q | APACK Inc. | APACK | F800TG-LM705060A | Outdoor Luminaires | Very High Output | Architectural Flood and Spot Luminaires | Standard | FALSE | [9 empty] | 42524 | Dimmable | Continuous Below 10 | No |  | 3 | 96000 | 120 | 800 | 15 | 0.9 | 5000 | 70
PS4H9AD6 | APACK Inc. | APACK | F800TG-LM705022A | Outdoor Luminaires | Very High Output | Architectural Flood and Spot Luminaires | Standard | FALSE | [9 empty] | 42524 | Dimmable | Continuous Below 10 | No |  | 3 | 96000 | 120 | 800 | 15 | 0.9 | 5000 | 70
PR119P4D | APACK Inc. | APACK | F800TG-LM705030A | Outdoor Luminaires | Very High Output | Architectural Flood and Spot Luminaires | Standard | FALSE | [9 empty] | 42524 | Dimmable | Continuous Below 10 | No |  | 3 | 96000 | 120 | 800 | 15 | 0.9 | 5000 | 70
PJKACP35 | APACK Inc. | APACK | F800TG-LM705045A | Outdoor Luminaires | Very High Output | Architectural Flood and Spot Luminaires | Standard | FALSE | [9 empty] | 42524 | Dimmable | Continuous Below 10 | No |  | 3 | 96000 | 120 | 800 | 15 | 0.9 | 5000 | 70
PQYU8TYY | APACK Inc. | APACK | F600TG-LM705045A | Outdoor Luminaires | Very High Output | Architectural Flood and Spot Luminaires | Standard | FALSE | [9 empty] | 42524 | Dimmable | Continuous Below 10 | No |  | 3 | 72000 | 120 | 600 | 15 | 0.9 | 5000 | 70
PQBDQAG2 | APACK Inc. | APACK | F600TG-LM705030A | Outdoor Luminaires | Very High Output | Architectural Flood and Spot Luminaires | Standard | FALSE | [9 empty] | 42524 | Dimmable | Continuous Below 10 | No |  | 3 | 72000 | 120 | 600 | 15 | 0.9 | 5000 | 70
PD7AVNAE | APACK Inc. | APACK | F600TG-LM705022A | Outdoor Luminaires | Very High Output | Architectural Flood and Spot Luminaires | Standard | FALSE | [9 empty] | 42524 | Dimmable | Continuous Below 10 | No |  | 3 | 72000 | 120 | 600 | 15 | 0.9 | 5000 | 70
P89VYMQW | APACK Inc. | APACK | F600TG-LM705060A | Outdoor Luminaires | Very High Output | Architectural Flood and Spot Luminaires | Standard | FALSE | [9 empty] | 42524 | Dimmable | Continuous Below 10 | No |  | 3 | 72000 | 120 | 600 | 15 | 0.9 | 5000 | 70
PYBWDKAF | APACK Inc. | APACK | F640A-LM705030B | Outdoor Luminaires | Very High Output | Architectural Flood and Spot Luminaires | Standard | FALSE | [9 empty] | 42524 | Dimmable | Continuous Below 10 | No |  | 3 | 73600 | 115 | 640 | 10 | 0.9 | 5000 | 70
PXQ2XXKY | APACK Inc. | APACK | F640A-LM705060B | Outdoor Luminaires | Very High Output | Architectural Flood and Spot Luminaires | Standard | FALSE | [9 empty] | 42524 | Dimmable | Continuous Below 10 | No |  | 3 | 73600 | 115 | 640 | 10 | 0.9 | 5000 | 70
PXCFEAMG | APACK Inc. | APACK | F640A-LM705045B | Outdoor Luminaires | Very High Output | Architectural Flood and Spot Luminaires | Standard | FALSE | [9 empty] | 42524 | Dimmable | Continuous Below 10 | No |  | 3 | 73600 | 115 | 640 | 10 | 0.9 | 5000 | 70
PB9GZYXQ | APACK Inc. | APACK | F640A-LM705022B | Outdoor Luminaires | Very High Output | Architectural Flood and Spot Luminaires | Standard | FALSE | [9 empty] | 42524 | Dimmable | Continuous Below 10 | No |  | 3 | 73600 | 115 | 640 | 10 | 0.9 | 5000 | 70
PXBRYEKW | APACK Inc. | APACK | F800TG-LM704060B | Outdoor Luminaires | Very High Output | Architectural Flood and Spot Luminaires | Standard | FALSE | [9 empty] | 42524 | Not Dimmable | Not Dimmable | No |  | 3 | 96000 | 120 | 800 | 15 | 0.9 | 4000 | 70
P8RYPF33 | APACK Inc. | APACK | F800TG-LM704022B | Outdoor Luminaires | Very High Output | Architectural Flood and Spot Luminaires | Standard | FALSE | [9 empty] | 42524 | Not Dimmable | Not Dimmable | No |  | 3 | 96000 | 120 | 800 | 15 | 0.9 | 4000 | 70
P5FYU1RK | APACK Inc. | APACK | F800TG-LM704045B | Outdoor Luminaires | Very High Output | Architectural Flood and Spot Luminaires | Standard | FALSE | [9 empty] | 42524 | Not Dimmable | Not Dimmable | No |  | 3 | 96000 | 120 | 800 | 15 | 0.9 | 4000 | 70
P2X323ZN | APACK Inc. | APACK | F800TG-LM704030B | Outdoor Luminaires | Very High Output | Architectural Flood and Spot Luminaires | Standard | FALSE | [9 empty] | 42524 | Not Dimmable | Not Dimmable | No |  | 3 | 96000 | 120 | 800 | 15 | 0.9 | 4000 | 70
PJF842X2 | APACK Inc. | APACK | F600TG-LM704022B | Outdoor Luminaires | Very High Output | Architectural Flood and Spot Luminaires | Standard | FALSE | [9 empty] | 42524 | Not Dimmable | Not Dimmable | No |  | 3 | 72000 | 120 | 600 | 15 | 0.9 | 4000 | 70
P6UN49YD | APACK Inc. | APACK | F600TG-LM704030B | Outdoor Luminaires | Very High Output | Architectural Flood and Spot Luminaires | Standard | FALSE | [9 empty] | 42524 | Not Dimmable | Not Dimmable | No |  | 3 | 72000 | 120 | 600 | 15 | 0.9 | 4000 | 70
P4ZPWTFR | APACK Inc. | APACK | F600TG-LM704060B | Outdoor Luminaires | Very High Output | Architectural Flood and Spot Luminaires | Standard | FALSE | [9 empty] | 42524 | Not Dimmable | Not Dimmable | No |  | 3 | 72000 | 120 | 600 | 15 | 0.9 | 4000 | 70
P2U8SMHK | APACK Inc. | APACK | F600TG-LM704045B | Outdoor Luminaires | Very High Output | Architectural Flood and Spot Luminaires | Standard | FALSE | [9 empty] | 42524 | Not Dimmable | Not Dimmable | No |  | 3 | 72000 | 120 | 600 | 15 | 0.9 | 4000 | 70
PVNHRCPA | APACK Inc. | APACK | F640A-LM704045A | Outdoor Luminaires | Very High Output | Architectural Flood and Spot Luminaires | Standard | FALSE | [9 empty] | 42524 | Not Dimmable | Not Dimmable | No |  | 3 | 73600 | 115 | 640 | 10 | 0.9 | 4000 | 70
PVBMQHH3 | APACK Inc. | APACK | F640A-LM704060A | Outdoor Luminaires | Very High Output | Architectural Flood and Spot Luminaires | Standard | FALSE | [9 empty] | 42524 | Not Dimmable | Not Dimmable | No |  | 3 | 73600 | 115 | 640 | 10 | 0.9 | 4000 | 70
PM4RUGJB | APACK Inc. | APACK | F640A-LM704022A | Outdoor Luminaires | Very High Output | Architectural Flood and Spot Luminaires | Standard | FALSE | [9 empty] | 42524 | Not Dimmable | Not Dimmable | No |  | 3 | 73600 | 115 | 640 | 10 | 0.9 | 4000 | 70
PGZDAVJ1 | APACK Inc. | APACK | F640A-LM704030A | Outdoor Luminaires | Very High Output | Architectural Flood and Spot Luminaires | Standard | FALSE | [9 empty] | 42524 | Not Dimmable | Not Dimmable | No |  | 3 | 73600 | 115 | 640 | 10 | 0.9 | 4000 | 70
PT5VFXV2 | APACK Inc. | APACK | F800TG-LM704022A | Outdoor Luminaires | Very High Output | Architectural Flood and Spot Luminaires | Standard | FALSE | [9 empty] | 42524 | Dimmable | Continuous Below 10 | No |  | 3 | 96000 | 120 | 800 | 15 | 0.9 | 4000 | 70
PJZ2MMEE | APACK Inc. | APACK | F800TG-LM704030A | Outdoor Luminaires | Very High Output | Architectural Flood and Spot Luminaires | Standard | FALSE | [9 empty] | 42524 | Dimmable | Continuous Below 10 | No |  | 3 | 96000 | 120 | 800 | 15 | 0.9 | 4000 | 70
PDVBZ6YF | APACK Inc. | APACK | F800TG-LM704045A | Outdoor Luminaires | Very High Output | Architectural Flood and Spot Luminaires | Standard | FALSE | [9 empty] | 42524 | Dimmable | Continuous Below 10 | No |  | 3 | 96000 | 120 | 800 | 15 | 0.9 | 4000 | 70
PDMM6F9H | APACK Inc. | APACK | F800TG-LM704060A | Outdoor Luminaires | Very High Output | Architectural Flood and Spot Luminaires | Standard | FALSE | [9 empty] | 42524 | Dimmable | Continuous Below 10 | No |  | 3 | 96000 | 120 | 800 | 15 | 0.9 | 4000 | 70
PV9V7NBC | APACK Inc. | APACK | F600TG-LM704045A | Outdoor Luminaires | Very High Output | Architectural Flood and Spot Luminaires | Standard | FALSE | [9 empty] | 42524 | Dimmable | Continuous Below 10 | No |  | 3 | 72000 | 120 | 600 | 15 | 0.9 | 4000 | 70
PMKRFBR1 | APACK Inc. | APACK | F600TG-LM704060A | Outdoor Luminaires | Very High Output | Architectural Flood and Spot Luminaires | Standard | FALSE | [9 empty] | 42524 | Dimmable | Continuous Below 10 | No |  | 3 | 72000 | 120 | 600 | 15 | 0.9 | 4000 | 70
P8HXVSCV | APACK Inc. | APACK | F600TG-LM704022A | Outdoor Luminaires | Very High Output | Architectural Flood and Spot Luminaires | Standard | FALSE | [9 empty] | 42524 | Dimmable | Continuous Below 10 | No |  | 3 | 72000 | 120 | 600 | 15 | 0.9 | 4000 | 70
P6XPB1PW | APACK Inc. | APACK | F600TG-LM704030A | Outdoor Luminaires | Very High Output | Architectural Flood and Spot Luminaires | Standard | FALSE | [9 empty] | 42524 | Dimmable | Continuous Below 10 | No |  | 3 | 72000 | 120 | 600 | 15 | 0.9 | 4000 | 70
PT8GKSGF | APACK Inc. | APACK | F640A-LM704045B | Outdoor Luminaires | Very High Output | Architectural Flood and Spot Luminaires | Standard | FALSE | [9 empty] | 42524 | Dimmable | Continuous Below 10 | No |  | 3 | 73600 | 115 | 640 | 10 | 0.9 | 4000 | 70
PQWNY3ET | APACK Inc. | APACK | F640A-LM704060B | Outdoor Luminaires | Very High Output | Architectural Flood and Spot Luminaires | Standard | FALSE | [9 empty] | 42524 | Dimmable | Continuous Below 10 | No |  | 3 | 73600 | 115 | 640 | 10 | 0.9 | 4000 | 70
PCWGM3PZ | APACK Inc. | APACK | F640A-LM704022B | Outdoor Luminaires | Very High Output | Architectural Flood and Spot Luminaires | Standard | FALSE | [9 empty] | 42524 | Dimmable | Continuous Below 10 | No |  | 3 | 73600 | 115 | 640 | 10 | 0.9 | 4000 | 70
P893H7WH | APACK Inc. | APACK | F640A-LM704030B | Outdoor Luminaires | Very High Output | Architectural Flood and Spot Luminaires | Standard | FALSE | [9 empty] | 42524 | Dimmable | Continuous Below 10 | No |  | 3 | 73600 | 115 | 640 | 10 | 0.9 | 4000 | 70
PSST4KMP | APACK Inc. | APACK | F800TG-LM703030B | Outdoor Luminaires | Very High Output | Architectural Flood and Spot Luminaires | Standard | FALSE | [9 empty] | 42524 | Not Dimmable | Not Dimmable | No |  | 3 | 71800 | 89 | 800 | 15 | 0.9 | 3000 | 70
PR14X1VS | APACK Inc. | APACK | F800TG-LM703060B | Outdoor Luminaires | Very High Output | Architectural Flood and Spot Luminaires | Standard | FALSE | [9 empty] | 42524 | Not Dimmable | Not Dimmable | No |  | 3 | 71800 | 89 | 800 | 15 | 0.9 | 3000 | 70
PC2ZTKS7 | APACK Inc. | APACK | F800TG-LM703022B | Outdoor Luminaires | Very High Output | Architectural Flood and Spot Luminaires | Standard | FALSE | [9 empty] | 42524 | Not Dimmable | Not Dimmable | No |  | 3 | 71800 | 89 | 800 | 15 | 0.9 | 3000 | 70
P1Y2MTHY | APACK Inc. | APACK | F800TG-LM703045B | Outdoor Luminaires | Very High Output | Architectural Flood and Spot Luminaires | Standard | FALSE | [9 empty] | 42524 | Not Dimmable | Not Dimmable | No |  | 3 | 71800 | 89 | 800 | 15 | 0.9 | 3000 | 70
PTBMSDYK | APACK Inc. | APACK | F600TG-LM703060B | Outdoor Luminaires | Very High Output | Architectural Flood and Spot Luminaires | Standard | FALSE | [9 empty] | 42524 | Not Dimmable | Not Dimmable | No |  | 3 | 54500 | 90 | 600 | 15 | 0.9 | 3000 | 70
PMCUEGT9 | APACK Inc. | APACK | F600TG-LM703045B | Outdoor Luminaires | Very High Output | Architectural Flood and Spot Luminaires | Standard | FALSE | [9 empty] | 42524 | Not Dimmable | Not Dimmable | No |  | 3 | 54500 | 90 | 600 | 15 | 0.9 | 3000 | 70
P8R7AVTS | APACK Inc. | APACK | F600TG-LM703022B | Outdoor Luminaires | Very High Output | Architectural Flood and Spot Luminaires | Standard | FALSE | [9 empty] | 42524 | Not Dimmable | Not Dimmable | No |  | 3 | 54500 | 90 | 600 | 15 | 0.9 | 3000 | 70
P5Z8PN9Z | APACK Inc. | APACK | F600TG-LM703030B | Outdoor Luminaires | Very High Output | Architectural Flood and Spot Luminaires | Standard | FALSE | [9 empty] | 42524 | Not Dimmable | Not Dimmable | No |  | 3 | 54500 | 90 | 600 | 15 | 0.9 | 3000 | 70
PWYC9PHH | APACK Inc. | APACK | F640A-LM703030A | Outdoor Luminaires | Very High Output | Architectural Flood and Spot Luminaires | Standard | FALSE | [9 empty] | 42524 | Not Dimmable | Not Dimmable | No |  | 3 | 61700 | 96 | 640 | 10 | 0.9 | 3000 | 70
PAM5JT2H | APACK Inc. | APACK | F640A-LM703045A | Outdoor Luminaires | Very High Output | Architectural Flood and Spot Luminaires | Standard | FALSE | [9 empty] | 42524 | Not Dimmable | Not Dimmable | No |  | 3 | 61700 | 96 | 640 | 10 | 0.9 | 3000 | 70
P7Y2K5YP | APACK Inc. | APACK | F640A-LM703060A | Outdoor Luminaires | Very High Output | Architectural Flood and Spot Luminaires | Standard | FALSE | [9 empty] | 42524 | Not Dimmable | Not Dimmable | No |  | 3 | 61700 | 96 | 640 | 10 | 0.9 | 3000 | 70
P11U2JHV | APACK Inc. | APACK | F640A-LM703022A | Outdoor Luminaires | Very High Output | Architectural Flood and Spot Luminaires | Standard | FALSE | [9 empty] | 42524 | Not Dimmable | Not Dimmable | No |  | 3 | 61700 | 96 | 640 | 10 | 0.9 | 3000 | 70
PQKM7W8W | APACK Inc. | APACK | F800TG-LM703030A | Outdoor Luminaires | Very High Output | Architectural Flood and Spot Luminaires | Standard | FALSE | [9 empty] | 42524 | Dimmable | Continuous Below 10 | No |  | 3 | 71800 | 89 | 800 | 15 | 0.9 | 3000 | 70
PN8BNPU7 | APACK Inc. | APACK | F800TG-LM703045A | Outdoor Luminaires | Very High Output | Architectural Flood and Spot Luminaires | Standard | FALSE | [9 empty] | 42524 | Dimmable | Continuous Below 10 | No |  | 3 | 71800 | 89 | 800 | 15 | 0.9 | 3000 | 70
PGVYPFFB | APACK Inc. | APACK | F800TG-LM703022A | Outdoor Luminaires | Very High Output | Architectural Flood and Spot Luminaires | Standard | FALSE | [9 empty] | 42524 | Dimmable | Continuous Below 10 | No |  | 3 | 71800 | 89 | 800 | 15 | 0.9 | 3000 | 70
P8C4EFF8 | APACK Inc. | APACK | F800TG-LM703060A | Outdoor Luminaires | Very High Output | Architectural Flood and Spot Luminaires | Standard | FALSE | [9 empty] | 42524 | Dimmable | Continuous Below 10 | No |  | 3 | 71800 | 89 | 800 | 15 | 0.9 | 3000 | 70
PYBCVZ7K | APACK Inc. | APACK | F600TG-LM703045A | Outdoor Luminaires | Very High Output | Architectural Flood and Spot Luminaires | Standard | FALSE | [9 empty] | 42524 | Dimmable | Continuous Below 10 | No |  | 3 | 54500 | 90 | 600 | 15 | 0.9 | 3000 | 70
PJ8USBNT | APACK Inc. | APACK | F600TG-LM703060A | Outdoor Luminaires | Very High Output | Architectural Flood and Spot Luminaires | Standard | FALSE | [9 empty] | 42524 | Dimmable | Continuous Below 10 | No |  | 3 | 54500 | 90 | 600 | 15 | 0.9 | 3000 | 70
PCYYZ7D2 | APACK Inc. | APACK | F600TG-LM703030A | Outdoor Luminaires | Very High Output | Architectural Flood and Spot Luminaires | Standard | FALSE | [9 empty] | 42524 | Dimmable | Continuous Below 10 | No |  | 3 | 54500 | 90 | 600 | 15 | 0.9 | 3000 | 70
PABRTXZT | APACK Inc. | APACK | F600TG-LM703022A | Outdoor Luminaires | Very High Output | Architectural Flood and Spot Luminaires | Standard | FALSE | [9 empty] | 42524 | Dimmable | Continuous Below 10 | No |  | 3 | 54500 | 90 | 600 | 15 | 0.9 | 3000 | 70
PZWXBE5R | APACK Inc. | APACK | F640A-LM703060B | Outdoor Luminaires | Very High Output | Architectural Flood and Spot Luminaires | Standard | FALSE | [9 empty] | 42524 | Dimmable | Continuous Below 10 | No |  | 3 | 61700 | 96 | 640 | 10 | 0.9 | 3000 | 70
PSKJ77ZZ | APACK Inc. | APACK | F640A-LM703030B | Outdoor Luminaires | Very High Output | Architectural Flood and Spot Luminaires | Standard | FALSE | [9 empty] | 42524 | Dimmable | Continuous Below 10 | No |  | 3 | 61700 | 96 | 640 | 10 | 0.9 | 3000 | 70
PHXWJ4TC | APACK Inc. | APACK | F640A-LM703022B | Outdoor Luminaires | Very High Output | Architectural Flood and Spot Luminaires | Standard | FALSE | [9 empty] | 42524 | Dimmable | Continuous Below 10 | No |  | 3 | 61700 | 96 | 640 | 10 | 0.9 | 3000 | 70
PEX6PCXV | APACK Inc. | APACK | F640A-LM703045B | Outdoor Luminaires | Very High Output | Architectural Flood and Spot Luminaires | Standard | FALSE | [9 empty] | 42524 | Dimmable | Continuous Below 10 | No |  | 3 | 61700 | 96 | 640 | 10 | 0.9 | 3000 | 70
PTU13BUA | Morstar Inc | MORSTAR | V-FL04C-150W27V50K | Outdoor Luminaires | High Output | Architectural Flood and Spot Luminaires | Premium | TRUE | 15586 | 107.94 | 144.4 | 15.29 | 0.99327 | 5270 | 72.4 | 5 | 60600 | 42522 |  |  | No |  | 3 | 15586 | 107.94 | 144.4 | 15.29 | 0.9327 | 5000 | 72.4
P27Y4XEX | Morstar Inc | MORSTAR | V-FL01C-80W27V50K | Outdoor Luminaires | High Output | Architectural Flood and Spot Luminaires | Premium | TRUE | 9328 | 108.14 | 86.26 | 15.8 | 0.9383 | 5184 | 70.7 | 5 | 50000 | 42522 | Dimmable | Continuous Below 10 | No |  | 3 | 9328 | 108.14 | 86.26 | 15.8 | 0.9383 | 5000 | 70.7
PKA4ERYM | Morstar Inc | MORSTAR | V-FL01B-80W27V50K | Outdoor Luminaires | Mid Output | Architectural Flood and Spot Luminaires | Premium | TRUE | 9956.2 | 123.21 | 80.81 | 15.69 | 0.9349 | 5186 | 70.7 | 5 | 60600 | 42522 |  |  | No |  | 3 | 9956.2 | 123.21 | 80.81 | 15.69 | 0.9349 | 5000 | 70.7
PFEWSB8V | Morstar Inc | MORSTAR | V-FL03B-120W27V50K | Outdoor Luminaires | High Output | Architectural Flood and Spot Luminaires | Premium | TRUE | 13656 | 113.61 | 120.2 | 16.37 | 0.9334 | 5306 | 71.8 | 5 | 50000 | 42522 |  |  | No |  | 3.1 | 13656 | 113.61 | 120.2 | 16.37 | 0.9334 | 5000 | 71.8
PBZVR277 | Morstar Inc | MORSTAR | V-FL04B-150W27V50K | Outdoor Luminaires | High Output | Architectural Flood and Spot Luminaires | Premium | TRUE | 16747 | 107.08 | 156.4 | 15.6 | 0.933 | 5267 | 72.5 | 5 | 60600 | 42522 | Dimmable | Continuous Below 10 | No |  | 3 | 16747 | 107.08 | 156.4 | 15.6 | 0.933 | 5000 | 72.5
PG8V8GPJ | Morstar Inc | MORSTAR | V-FL03C-120W27V50K | Outdoor Luminaires | High Output | Architectural Flood and Spot Luminaires | Premium | TRUE | 13240 | 111.17 | 119.1 | 16.94 | 0.9321 | 5230 | 71 | 5 | 50000 | 42522 |  |  | No |  | 3.1 | 13240 | 111.17 | 119.1 | 16.94 | 0.9321 | 5000 | 71
PKCH6VS7 | Morstar Inc | MORSTAR | V-FL02B-100W27V50K | Outdoor Luminaires | High Output | Architectural Flood and Spot Luminaires | Premium | TRUE | 11299 | 119.06 | 94.9 | 14.62 | 0.9245 | 5254 | 71.4 | 5 | 50000 | 42522 |  |  | No |  | 3.1 | 11299 | 119.06 | 94.9 | 14.62 | 0.9245 | 5000 | 71.4
PCWCT2HK | Morstar Inc | MORSTAR | V-FL05A-80W27V27K | Outdoor Luminaires | Mid Output | Architectural Flood and Spot Luminaires | Standard | TRUE | 5086.1 | 69.52 | 73.16 | 15.93 | 0.9204 | 2831 | 65.8 | 5 | 60600 | 42522 |  |  | No |  | 3 | 5632.3 | 71.67 | 78.59 | 15.93 | 0.9204 | 2700 | 65.8
P1XNUJWS | Morstar Inc | MORSTAR | V-FL03A-45W27V27K | Outdoor Luminaires | Low Output | Architectural Flood and Spot Luminaires | Standard | TRUE | 2650.3 | 63.85 | 41.51 | 16.53 | 0.9125 | 2803 | 66.5 | 5 | 60600 | 42522 |  |  | No |  | 3 | 2650.3 | 63.85 | 41.51 | 16.53 | 0.9125 | 2700 | 66.5
PJ8SA82C | Morstar Inc | MORSTAR | V-FL04A-60W27V27K | Outdoor Luminaires | Low Output | Architectural Flood and Spot Luminaires | Standard | TRUE | 3593.4 | 63.15 | 56.9 | 16.3 | 0.9106 | 2832 | 65.8 | 5 | 50000 | 42522 |  |  | No |  | 3 | 3703.2 | 64.31 | 57.58 | 16.3 | 0.9106 | 2700 | 65.8
PD5MSR9Q | Morstar Inc | MORSTAR | V-FL02A-35W27V27K | Outdoor Luminaires | Low Output | Architectural Flood and Spot Luminaires | Standard | TRUE | 2545.6 | 66.69 | 38.17 | 11.96 | 0.9043 | 2792 | 66.2 | 5 | 60600 | 42522 |  |  | No |  | 3.1 | 2587.4 | 67.22 | 38.49 | 11.96 | 0.9043 | 2700 | 66.2
PZUN6WVH | Morstar Inc | MORSTAR | V-FL01D-15W27V30K | Outdoor Luminaires | Low Output | Architectural Flood and Spot Luminaires | Standard | TRUE | 1429 | 100.85 | 14.17 | 16.88 | 0.9032 | 3032 | 80.7 | 5 | 60600 | 42522 |  |  | No |  | 3 | 1417.4 | 102.93 | 13.77 | 16.88 | 0.9032 | 3000 | 80.7
P5P6M67Z | Morstar Inc | MORSTAR | V-FL04A-60W27V50K | Outdoor Luminaires | Low Output | Architectural Flood and Spot Luminaires | Standard | FALSE | [9 empty] | 42522 | Dimmable | Continuous Below 10 | No |  | 3 | 3912 | 69.71 | 56.12 | 17.03 | 0.9271 | 5000 | 72.1
PUV2WPUR | Morstar Inc | MORSTAR | V-FL05A-80W27V50K | Outdoor Luminaires | Mid Output | Architectural Flood and Spot Luminaires | Standard | FALSE | [9 empty] | 42522 | Dimmable | Continuous Below 10 | No |  | 3 | 5958 | 75.66 | 78.75 | 17.29 | 0.9053 | 5000 | 71.1
PKJZY1QT | Morstar Inc | MORSTAR | V-FL01D-15W27V50K | Outdoor Luminaires | Low Output | Architectural Flood and Spot Luminaires | Standard | FALSE | [9 empty] | 42522 | Dimmable | Continuous Below 10 | No |  | 3 | 1499 | 106.31 | 14.1 | 16.88 | 0.9224 | 5000 | 83.2
PU6Z2YF8 | Morstar Inc | MORSTAR | V-FL03A-45W27V50K | Outdoor Luminaires | Low Output | Architectural Flood and Spot Luminaires | Standard | FALSE | [9 empty] | 42522 | Dimmable | Continuous Below 10 | No |  | 3 | 2816 | 67.61 | 41.65 | 16.8 | 0.9125 | 5000 | 73
PM2CY9C6 | Morstar Inc | MORSTAR | V-FL02A-35W27V50K | Outdoor Luminaires | Low Output | Architectural Flood and Spot Luminaires | Standard | FALSE | [9 empty] | 42522 | Dimmable | Continuous Below 10 | No |  | 3.1 | 2715 | 70.87 | 38.31 | 12.09 | 0.9233 | 5000 | 73
PQ6F1X32 | Morstar Inc | MORSTAR | V-FL04A-60W27V41K | Outdoor Luminaires | Low Output | Architectural Flood and Spot Luminaires | Standard | FALSE | [9 empty] | 42522 | Dimmable | Continuous Below 10 | No |  | 3 | 3703.2 | 64.31 | 57.58 | 16.3 | 0.9106 | 4100 | 65.8
PF4F57VE | Morstar Inc | MORSTAR | V-FL05A-80W27V41K | Outdoor Luminaires | Mid Output | Architectural Flood and Spot Luminaires | Standard | FALSE | [9 empty] | 42522 | Dimmable | Continuous Below 10 | No |  | 3 | 5632.3 | 71.67 | 78.59 | 15.93 | 0.9204 | 4100 | 65.8
PFUB7NJ8 | Morstar Inc | MORSTAR | V-FL01D-15W27V41K | Outdoor Luminaires | Low Output | Architectural Flood and Spot Luminaires | Standard | FALSE | [9 empty] | 42522 | Dimmable | Continuous Below 10 | No |  | 3 | 1417.4 | 102.93 | 13.77 | 16.88 | 0.9032 | 4100 | 80.7
PER2TJGM | Morstar Inc | MORSTAR | V-FL03A-45W27V41K | Outdoor Luminaires | Low Output | Architectural Flood and Spot Luminaires | Standard | FALSE | [9 empty] | 42522 | Dimmable | Continuous Below 10 | No |  | 3 | 2650.3 | 63.85 | 41.51 | 16.53 | 0.9125 | 4100 | 66.5
P3CH1AJK | Morstar Inc | MORSTAR | V-FL02A-35W27V41K | Outdoor Luminaires | Low Output | Architectural Flood and Spot Luminaires | Standard | FALSE | [9 empty] | 42522 | Dimmable | Continuous Below 10 | No |  | 3.1 | 2587.4 | 67.22 | 38.49 | 11.96 | 0.9043 | 4100 | 66.2
PEXSG4MP | Morstar Inc | MORSTAR | V-FL04A-60W27V30K | Outdoor Luminaires | Low Output | Architectural Flood and Spot Luminaires | Standard | FALSE | [9 empty] | 42522 | Dimmable | Continuous Below 10 | No |  | 3 | 3703.2 | 64.31 | 57.58 | 16.3 | 0.9106 | 3000 | 65.8
P8G2ZP61 | Morstar Inc | MORSTAR | V-FL05A-80W27V30K | Outdoor Luminaires | Mid Output | Architectural Flood and Spot Luminaires | Standard | FALSE | [9 empty] | 42522 | Dimmable | Continuous Below 10 | No |  | 3 | 5632.3 | 71.67 | 78.59 | 15.93 | 0.9204 | 3000 | 65.8
PMU1S15J | Morstar Inc | MORSTAR | V-FL03A-45W27V30K | Outdoor Luminaires | Low Output | Architectural Flood and Spot Luminaires | Standard | FALSE | [9 empty] | 42522 | Dimmable | Continuous Below 10 | No |  | 3 | 2650.3 | 63.85 | 41.51 | 16.53 | 0.9125 | 3000 | 66.5
P4VPARAX | Morstar Inc | MORSTAR | V-FL02A-35W27V30K | Outdoor Luminaires | Low Output | Architectural Flood and Spot Luminaires | Standard | FALSE | [9 empty] | 42522 | Dimmable | Continuous Below 10 | No |  | 3.1 | 2587.4 | 67.22 | 38.49 | 11.96 | 0.9043 | 3000 | 66.2
PFBBF36M | Shanghai CKRA Lighting Technology Co. Ltd | CKRA | FL13A-80-4000K | Outdoor Luminaires | Mid Output | Architectural Flood and Spot Luminaires | Premium | TRUE | 9367.37 | 116.45 | 80.44 | 6.6 | 0.96 | 4021 | 71.9 | 5 | 50000 | 42521 |  |  | Yes |  | 3.1 | 9300 | 116 | 80 | 6.6 | 0.96 | 4000 | 70
P64PPCYY | Shanghai CKRA Lighting Technology Co. Ltd | CKRA | FL13A-100-4000K | Outdoor Luminaires | High Output | Architectural Flood and Spot Luminaires | Premium | TRUE | 10933.7 | 121.46 | 90.02 | 10.6 | 0.936 | 3956 | 72.7 | 5 | 50000 | 42521 |  |  | Yes |  | 3.1 | 11000 | 121 | 100 | 10.6 | 0.936 | 4000 | 70
PG1EBUMY | Shanghai CKRA Lighting Technology Co. Ltd | CKRA | FL12A-50-4000K | Outdoor Luminaires | Mid Output | Architectural Flood and Spot Luminaires | Premium | TRUE | 5240.8 | 116.45 | 45.01 | 12.1 | 0.917 | 4068 | 73.2 | 5 | 50000 | 42521 |  |  | Yes |  | 3.1 | 5300 | 117 | 50 | 12.1 | 0.917 | 4000 | 75
P9E8WYR7 | Entegrity Energy Partners LLC | entegrity | ENLED-FL-20W-40K | Outdoor Luminaires | Low Output | Architectural Flood and Spot Luminaires | Premium | TRUE | 1996.73 | 113.39 | 17.61 | 11.3 | 0.901 | 3991 | 71.6 | 5 | 50000 | 42521 |  |  | Yes |  | 3.1 | 2250 | 112 | 20 | 11.3 | 0.901 | 4000 | 70
PB9HTQ2Z | Entegrity Energy Partners LLC | entegrity | ENLED-FL-20W-50K | Outdoor Luminaires | Low Output | Architectural Flood and Spot Luminaires | Premium | FALSE | [9 empty] | 42521 |  |  | Yes |  | 3.1 | 2280 | 114 | 20 | 11.3 | 0.901 | 5000 | 70
PF4KJCWP | Shanghai CKRA Lighting Technology Co. Ltd | CKRA | FL12A-50-5000K | Outdoor Luminaires | Mid Output | Architectural Flood and Spot Luminaires | Premium | FALSE | [9 empty] | 42521 |  |  | Yes |  | 3.1 | 5400 | 118 | 50 | 12.1 | 0.917 | 5000 | 75
PTQ6R2KF | Shanghai CKRA Lighting Technology Co. Ltd | CKRA | FL13A-100-5000K | Outdoor Luminaires | High Output | Architectural Flood and Spot Luminaires | Premium | FALSE | [9 empty] | 42521 |  |  | Yes |  | 3.1 | 11200 | 123 | 100 | 10.6 | 0.936 | 5000 | 70
PV386ZSE | Shanghai CKRA Lighting Technology Co. Ltd | CKRA | FL13A-80-5000K | Outdoor Luminaires | Mid Output | Architectural Flood and Spot Luminaires | Premium | FALSE | [9 empty] | 42521 |  |  | Yes |  | 3.1 | 9600 | 118 | 80 | 6.6 | 0.96 | 5000 | 70
PBT8K8HZ | Shenzhen Xinshengyang Opto-electronics Technology Co.Ltd. | XSY | PQLV-FL-B20W 4000K (With Nichia 3030 LED) | Outdoor Luminaires | Low Output | Architectural Flood and Spot Luminaires | Premium | TRUE | 2407.716 | 117.324 | 20.522 | 8.72 | 0.9232 | 3928 | 73.9 | 5 | 50000 | 42517 |  |  | No |  | 3.1 | 2300 | 115 | 20 | 8 | 0.95 | 4000 | 75
PWPUBEVM | Shenzhen Xinshengyang Opto-electronics Technology Co.Ltd. | XSY | PQLV-FL-B10W 4000K (With Nichia 3030 LED) | Outdoor Luminaires | Low Output | Architectural Flood and Spot Luminaires | Premium | TRUE | 1195.153 | 109.027 | 10.962 | 21.15 | 0.9231 | 3913 | 74.1 | 5 | 50000 | 42517 |  |  | No |  | 3.1 | 1100 | 110 | 10 | 20 | 0.95 | 4000 | 75
PMZKF8A5 | Shenzhen Xinshengyang Opto-electronics Technology Co.Ltd. | XSY | PQLV-FL-B30W 4000K (With Nichia 3030 LED) | Outdoor Luminaires | Low Output | Architectural Flood and Spot Luminaires | Premium | TRUE | 3619.1 | 116.783 | 30.99 | 10.12 | 0.887 | 3962 | 74.1 | 5 | 50000 | 42517 |  |  | No |  | 3.1 | 3600 | 120 | 30 | 10 | 0.95 | 4000 | 75
PBHS7SMQ | Shenzhen Xinshengyang Opto-electronics Technology Co.Ltd. | XSY | PQLV-FL-B50W 4000K (With Nichia 3030 LED) | Outdoor Luminaires | Mid Output | Architectural Flood and Spot Luminaires | Premium | TRUE | 6082.666 | 118.918 | 51.15 | 24.47 | 0.8792 | 3988 | 74.1 | 5 | 50000 | 42517 |  |  | No |  | 3.1 | 6000 | 120 | 50 | 20 | 0.95 | 4000 | 75
P2G98GNG | Shenzhen Xinshengyang Opto-electronics Technology Co.Ltd. | XSY | PQLV-FL-B50W 5700K (With Nichia 3030 LED) | Outdoor Luminaires | Mid Output | Architectural Flood and Spot Luminaires | Premium | FALSE | [9 empty] | 42517 |  |  | No |  | 3.1 | 6300 | 126 | 50 | 20 | 0.95 | 5700 | 75
PGSHQV8P | Shenzhen Xinshengyang Opto-electronics Technology Co.Ltd. | XSY | PQLV-FL-B10W 5700K (With Nichia 3030 LED) | Outdoor Luminaires | Low Output | Architectural Flood and Spot Luminaires | Premium | FALSE | [9 empty] | 42517 |  |  | No |  | 3.1 | 1220 | 122 | 10 | 20 | 0.95 | 5700 | 75
PKC7W66K | Shenzhen Xinshengyang Opto-electronics Technology Co.Ltd. | XSY | PQLV-FL-B30W 5700K (With Nichia 3030 LED) | Outdoor Luminaires | Low Output | Architectural Flood and Spot Luminaires | Premium | FALSE | [9 empty] | 42517 |  |  | No |  | 3.1 | 3900 | 130 | 30 | 10 | 0.95 | 5700 | 75
PYGPVZVB | Shenzhen Xinshengyang Opto-electronics Technology Co.Ltd. | XSY | PQLV-FL-B20W 5700K (With Nichia 3030 LED) | Outdoor Luminaires | Low Output | Architectural Flood and Spot Luminaires | Premium | FALSE | [9 empty] | 42517 |  |  | No |  | 3.1 | 2500 | 125 | 20 | 8 | 0.95 | 5700 | 75
P44UGMKS | Shenzhen Xinshengyang Opto-electronics Technology Co.Ltd. | XSY | PQLV-FL-B50W 5000K (With Nichia 3030 LED) | Outdoor Luminaires | Mid Output | Architectural Flood and Spot Luminaires | Premium | FALSE | [9 empty] | 42517 |  |  | No |  | 3.1 | 6200 | 124 | 50 | 20 | 0.95 | 5000 | 75
PNUAKZF4 | Shenzhen Xinshengyang Opto-electronics Technology Co.Ltd. | XSY | PQLV-FL-B10W 5000K (With Nichia 3030 LED) | Outdoor Luminaires | Low Output | Architectural Flood and Spot Luminaires | Premium | FALSE | [9 empty] | 42517 |  |  | No |  | 3.1 | 1200 | 120 | 10 | 20 | 0.95 | 5000 | 75
PQU3UWYX | Shenzhen Xinshengyang Opto-electronics Technology Co.Ltd. | XSY | PQLV-FL-B30W 5000K (With Nichia 3030 LED) | Outdoor Luminaires | Low Output | Architectural Flood and Spot Luminaires | Premium | FALSE | [9 empty] | 42517 |  |  | No |  | 3.1 | 3800 | 127 | 30 | 10 | 0.95 | 5000 | 75
PR5RPRKM | Shenzhen Xinshengyang Opto-electronics Technology Co.Ltd. | XSY | PQLV-FL-B20W 5000K (With Nichia 3030 LED) | Outdoor Luminaires | Low Output | Architectural Flood and Spot Luminaires | Premium | FALSE | [9 empty] | 42517 |  |  | No |  | 3.1 | 2400 | 120 | 20 | 8 | 0.95 | 5000 | 75
PAMSPSM4 | Shenzhen Xinshengyang Opto-electronics Technology Co.Ltd. | XSY | PQLV-FL-B50W 4500K (With Nichia 3030 LED) | Outdoor Luminaires | Mid Output | Architectural Flood and Spot Luminaires | Premium | FALSE | [9 empty] | 42517 |  |  | No |  | 3.1 | 6100 | 122 | 50 | 20 | 0.95 | 4500 | 75
P61S9VS2 | Shenzhen Xinshengyang Opto-electronics Technology Co.Ltd. | XSY | PQLV-FL-B10W 4500K (With Nichia 3030 LED) | Outdoor Luminaires | Low Output | Architectural Flood and Spot Luminaires | Premium | FALSE | [9 empty] | 42517 |  |  | No |  | 3.1 | 1150 | 115 | 10 | 20 | 0.95 | 4500 | 75
PNPY284F | Shenzhen Xinshengyang Opto-electronics Technology Co.Ltd. | XSY | PQLV-FL-B30W 4500K (With Nichia 3030 LED) | Outdoor Luminaires | Low Output | Architectural Flood and Spot Luminaires | Premium | FALSE | [9 empty] | 42517 |  |  | No |  | 3.1 | 3700 | 123 | 30 | 10 | 0.95 | 4500 | 75
PXFHUK8R | Shenzhen Xinshengyang Opto-electronics Technology Co.Ltd. | XSY | PQLV-FL-B20W 4500K (With Nichia 3030 LED) | Outdoor Luminaires | Low Output | Architectural Flood and Spot Luminaires | Premium | FALSE | [9 empty] | 42517 |  |  | No |  | 3.1 | 2360 | 118 | 20 | 8 | 0.95 | 4500 | 75
PHB6UW6D | Beyond LED Technology | Beyond | 105809-[11S] | Outdoor Luminaires | Very High Output | Architectural Flood and Spot Luminaires | Standard | TRUE | 40141 | 131.99 | 304.1 | 13.69 | 0.9477 | 4041 | 74.3 | 5 | 50000 | 42516 |  |  | No |  | 3.1 | 40141 | 131.99 | 304.1 | 13.69 | 0.9477 | 4000 | 74.3
PCMRF3PR | Beyond LED Technology | Beyond | 105791-[11S] | Outdoor Luminaires | Very High Output | Architectural Flood and Spot Luminaires | Standard | TRUE | 31365 | 129.67 | 241.9 | 13.43 | 0.9387 | 4046 | 74.2 | 5 | 50000 | 42516 |  |  | No |  | 3.1 | 31365 | 129.67 | 241.9 | 13.43 | 0.9387 | 4000 | 74.2
P4WYAR8C | Beyond LED Technology | Beyond | 106229-[11S] | Outdoor Luminaires | High Output | Architectural Flood and Spot Luminaires | Standard | TRUE | 15622 | 131 | 119.3 | 13.22 | 0.9321 | 4000 | 74.2 | 5 | 50000 | 42516 |  |  | No |  | 3.1 | 15622 | 131 | 119.3 | 13.22 | 0.9321 | 4000 | 74.2
P61XWGTF | Beyond LED Technology | Beyond | 106229-[S] | Outdoor Luminaires | High Output | Architectural Flood and Spot Luminaires | Standard | FALSE | [9 empty] | 42516 | Not Dimmable | Not Dimmable | No |  | 3.1 | 16153 | 133.61 | 120.9 | 13.36 | 0.9336 | 5700 | 76.5
PJG5XVWJ | Beyond LED Technology | Beyond | 105809-[S] | Outdoor Luminaires | Very High Output | Architectural Flood and Spot Luminaires | Standard | FALSE | [9 empty] | 42516 | Not Dimmable | Not Dimmable | No |  | 3.1 | 42058 | 137.22 | 306.5 | 13.98 | 0.943 | 5700 | 76.6
PZ9RFG1K | Beyond LED Technology | Beyond | 105791-[S] | Outdoor Luminaires | Very High Output | Architectural Flood and Spot Luminaires | Standard | FALSE | [9 empty] | 42516 | Not Dimmable | Not Dimmable | No |  | 3.1 | 32852 | 134.86 | 243.6 | 13.66 | 0.9382 | 5700 | 76.6
P5PP81B6 | Beyond LED Technology | Beyond | 106229-[22S] | Outdoor Luminaires | High Output | Architectural Flood and Spot Luminaires | Standard | FALSE | [9 empty] | 42516 | Not Dimmable | Not Dimmable | No |  | 3.1 | 15887 | 132.28 | 120.1 | 13.22 | 0.9321 | 5000 | 74.2
PT12J9Y2 | Beyond LED Technology | Beyond | 105809-[22S] | Outdoor Luminaires | Very High Output | Architectural Flood and Spot Luminaires | Standard | FALSE | [9 empty] | 42516 | Not Dimmable | Not Dimmable | No |  | 3.1 | 41099 | 134.62 | 305.3 | 13.69 | 0.9477 | 5000 | 74.3
PWC7QH9D | Beyond LED Technology | Beyond | 105791-[22S] | Outdoor Luminaires | Very High Output | Architectural Flood and Spot Luminaires | Standard | FALSE | [9 empty] | 42516 | Not Dimmable | Not Dimmable | No |  | 3.1 | 32108 | 132.24 | 242.8 | 13.43 | 0.9387 | 5000 | 74.2
PN84WJQ6 | All Green Lighting Inc. | All Green Lighting Inc | NASTRO-100W/50K/T3/120-277V | Outdoor Luminaires | High Output | Architectural Flood and Spot Luminaires | Standard | TRUE | 10542 | 105.884 | 99.57 | 16.78 | 0.9861 | 4937 | 82.8 | 5 | 50000 | 42515 |  |  | Yes |  | 3.1 | 11100 | 111 | 100 | 16.78 | 0.95 | 5000 | 80
PZ91U269 | All Green Lighting Inc. | All Green Lighting Inc | NASTRO-100W/50K/T5/120-277V | Outdoor Luminaires | High Output | Architectural Flood and Spot Luminaires | Standard | TRUE | 11070.27 | 110.814 | 99.9 | 16.89 | 0.9859 | 4944 | 82.5 | 5 | 50000 | 42515 |  |  | Yes |  | 3.1 | 11100 | 111 | 100 | 16.89 | 0.95 | 5000 | 80
PYG39J4R | All Green Lighting Inc. | All Green Lighting Inc | NASTRO-200W/57K/T5/120-277V | Outdoor Luminaires | High Output | Architectural Flood and Spot Luminaires | Standard | TRUE | 22139.65 | 114.04 | 194.03 | 5.59 | 0.9663 | 4865 | 82.3 | 5 | 50000 | 42515 |  |  | No |  | 3.1 | 22100 | 110.5 | 200 | 5.79 | 0.95 | 5700 | 80
PNWPHM71 | All Green Lighting Inc. | All Green Lighting Inc | NASTRO-60W/50K/T3/120-277V | Outdoor Luminaires | Mid Output | Architectural Flood and Spot Luminaires | Standard | TRUE | 7165.79 | 116.3 | 61.6 | 13.92 | 0.9621 | 4908 | 83.1 | 5 | 50000 | 42515 |  |  | Yes |  | 3.1 | 7700 | 128 | 60 | 13.92 | 0.95 | 5000 | 80
PGADDMHA | All Green Lighting Inc. | All Green Lighting Inc | NASTRO-60W/50K/T5/120-277V | Outdoor Luminaires | Mid Output | Architectural Flood and Spot Luminaires | Standard | TRUE | 7678.412 | 124.246 | 61.8 | 13.57 | 0.9492 | 4896 | 82.6 | 5 | 50000 | 42515 |  |  | No |  | 3.1 | 7700 | 128 | 60 | 13.57 | 0.95 | 5000 | 80
PAR4FDNT | All Green Lighting Inc. | All Green Lighting Inc | NASTRO-150W/50K/T3/120-277V | Outdoor Luminaires | High Output | Architectural Flood and Spot Luminaires | Standard | TRUE | 16632.2 | 113.919 | 146 | 12.16 | 0.9233 | 4897 | 82.6 | 5 | 50000 | 42515 |  |  | Yes |  | 3.1 | 17300 | 115.33 | 150 | 12.16 | 0.95 | 5000 | 80
PJA2UERM | All Green Lighting Inc. | All Green Lighting Inc | NASTRO-100W/57K/T3/120-277V | Outdoor Luminaires | High Output | Architectural Flood and Spot Luminaires | Standard | FALSE | [9 empty] | 42515 |  |  | Yes |  | 3.1 | 11100 | 111 | 100 | 16.78 | 0.95 | 5700 | 80
P3XEKUB8 | All Green Lighting Inc. | All Green Lighting Inc | NASTRO-100W/57K/T5/120-277V | Outdoor Luminaires | High Output | Architectural Flood and Spot Luminaires | Standard | FALSE | [9 empty] | 42515 | Not Dimmable | Not Dimmable | Yes |  | 3.1 | 11100 | 111 | 100 | 16.89 | 0.95 | 5700 | 80
PM1S2V97 | All Green Lighting Inc. | All Green Lighting Inc | NASTRO-60W/57K/T3/120-277V | Outdoor Luminaires | Mid Output | Architectural Flood and Spot Luminaires | Standard | FALSE | [9 empty] | 42515 | Not Dimmable | Not Dimmable | Yes |  | 3.1 | 7700 | 128 | 60 | 13.92 | 0.95 | 5700 | 80
PQ6QT2E5 | All Green Lighting Inc. | All Green Lighting Inc | NASTRO-60W/57K/T5/120-277V | Outdoor Luminaires | Mid Output | Architectural Flood and Spot Luminaires | Standard | FALSE | [9 empty] | 42515 | Not Dimmable | Not Dimmable | No |  | 3.1 | 7700 | 128 | 60 | 13.57 | 0.95 | 5700 | 80
PKNC72N7 | All Green Lighting Inc. | All Green Lighting Inc | NASTRO-150W/57K/T3/120-277V | Outdoor Luminaires | High Output | Architectural Flood and Spot Luminaires | Standard | FALSE | [9 empty] | 42515 | Not Dimmable | Not Dimmable | Yes |  | 3.1 | 17300 | 115.33 | 150 | 12.16 | 0.95 | 5700 | 80
PBN8DXJH | Huizhou Arrlux Optoelectronic Co.Ltd | ARRLUX | FLB40-5000K | Outdoor Luminaires | Low Output | Architectural Flood and Spot Luminaires | Standard | TRUE | 4492.851 | 108.944 | 41.24 | 8.26 | 0.981 | 4981 | 73.6 | 5 | 50000 | 42514 |  |  | No |  | 3.1 | 4492.851 | 108.944 | 41.24 | 8.26 | 0.995 | 5000 | 73.6
PZZA8AC7 | Huizhou Arrlux Optoelectronic Co.Ltd | ARRLUX | FLB40-4000K | Outdoor Luminaires | Low Output | Architectural Flood and Spot Luminaires | Standard | TRUE | 4410.232 | 107.65 | 40.97 | 8.5 | 0.969 | 3963 | 74.4 | 5 | 50000 | 42514 |  |  | No |  | 3.1 | 4410.232 | 107.65 | 40.97 | 8.5 | 0.995 | 4000 | 74.4
PM3WTYGN | Atlas Lighting Products | Atlas Lighting Products Inc. | PFSXW27LED | Outdoor Luminaires | Low Output | Architectural Flood and Spot Luminaires | Premium | TRUE | 3269 | 124.1 | 26.35 | 10.1 | 0.967 | 4479 | 82.5 | 5 | 200000 | 42514 |  |  | Yes | Updated on 12/19/2016 | 3.1 | 3311 | 125.8 | 26.33 | 10.1 | 0.97 | 4479 | 82.5
PAS86FCW | Atlas Lighting Products | Atlas Lighting Products Inc. | PFLXW86LED | Outdoor Luminaires | High Output | Architectural Flood and Spot Luminaires | Standard | TRUE | 10880 | 126.9 | 85.72 | 14.8 | 0.948 | 4510 | 82.4 | 5 | 200000 | 42514 |  |  | No |  | 3.1 | 11250 | 131.5 | 85.57 | 14.8 | 0.948 | 4510 | 82.4
PTK51WDR | Titan LED Inc. | Titan | 16-FL-100W-50K | Outdoor Luminaires | Mid Output | Architectural Flood and Spot Luminaires | Standard | TRUE | 8177 | 81.49 | 100.34 | 20.7 | 0.917 | 5224 | 76 | 5 | 50000 | 42514 |  |  | NotYetVerified |  | 3 | 8200 | 80 | 100 | 20 | 0.92 | 5000 | 70
PDM2UN86 | GREEN INOVA LIGHTING TECHNOLOGY (SHENZHEN) LTD | GREEN INOVA | GI-FL020A-40-(BWBK) | Outdoor Luminaires | Low Output | Architectural Flood and Spot Luminaires | Standard | TRUE | 2215 | 120.32 | 18.41 | 17.89 | 0.9138 | 4060 | 72.1 | 5 | 50000 | 42514 |  |  | No |  | 3.1 | 2197.8 | 124.66 | 17.63 | 17.89 | 0.9138 | 4000 | 72.1
P91WHJTZ | Titan LED Inc. | Titan | 16-FL-50W-50K | Outdoor Luminaires | Low Output | Architectural Flood and Spot Luminaires | Standard | TRUE | 4268 | 84.28 | 50.64 | 24.5 | 0.913 | 5206 | 84 | 5 | 100000 | 42514 |  |  | NotYetVerified |  | 3 | 4200 | 85 | 50 |  | 0.9 | 5000 | 80
PU4VRMDN | GREEN INOVA LIGHTING TECHNOLOGY (SHENZHEN) LTD | GREEN INOVA | GI-FL015A-40-(BWBK) | Outdoor Luminaires | Low Output | Architectural Flood and Spot Luminaires | Standard | TRUE | 1432.3 | 111.29 | 12.87 | 8.19 | 0.9039 | 3987 | 72.2 | 5 | 50000 | 42514 |  |  | No |  | 3.1 | 1404.6 | 113.09 | 12.42 | 8.19 | 0.9039 | 4000 | 72.2
PYDYN8GR | GREEN INOVA LIGHTING TECHNOLOGY (SHENZHEN) LTD | GREEN INOVA | GI-FL038A-40-(BWBK) | Outdoor Luminaires | Low Output | Architectural Flood and Spot Luminaires | Standard | TRUE | 4404.5 | 121.94 | 36.12 | 18.36 | 0.9024 | 4024 | 74.4 | 5 | 50000 | 42514 |  |  | No |  | 3.1 | 4529.9 | 123.26 | 36.75 | 18.36 | 0.9024 | 4000 | 74.4
PNNWF82G | GREEN INOVA LIGHTING TECHNOLOGY (SHENZHEN) LTD | GREEN INOVA | GI-FL050A-40-(BWBK) | Outdoor Luminaires | Mid Output | Architectural Flood and Spot Luminaires | Standard | TRUE | 5323.5 | 106.3 | 50.09 | 22.96 | 0.8932 | 3998 | 74.4 | 5 | 50000 | 42514 |  |  | No |  | 3.1 | 5317.2 | 107.4 | 49.5 | 16.79 | 0.9828 | 4000 | 74.4
P3WE19PS | Huizhou Arrlux Optoelectronic Co.Ltd | ARRLUX | FLB160-5000K | Outdoor Luminaires | High Output | Architectural Flood and Spot Luminaires | Standard | FALSE | [9 empty] | 42514 |  |  | No |  | 3.1 | 17311.146 | 111.656 | 155.04 | 9.82 | 0.997 | 5000 | 75
PFS9KEWM | Huizhou Arrlux Optoelectronic Co.Ltd | ARRLUX | FLB120-5000K | Outdoor Luminaires | High Output | Architectural Flood and Spot Luminaires | Standard | FALSE | [9 empty] | 42514 |  |  | No |  | 3.1 | 13413.521 | 116.054 | 115.58 | 8.42 | 0.997 | 5000 | 75
PBSXD1CM | Huizhou Arrlux Optoelectronic Co.Ltd | ARRLUX | FLB280-5000K | Outdoor Luminaires | Very High Output | Architectural Flood and Spot Luminaires | Standard | FALSE | [9 empty] | 42514 |  |  | No |  | 3.1 | 30311.41 | 111.669 | 271.44 | 10.18 | 0.998 | 5000 | 74.4
PP5PPZ7B | Huizhou Arrlux Optoelectronic Co.Ltd | ARRLUX | FLB200-5000K | Outdoor Luminaires | High Output | Architectural Flood and Spot Luminaires | Standard | FALSE | [9 empty] | 42514 |  |  | No |  | 3.1 | 21997.65 | 112.773 | 195.06 | 8.88 | 0.998 | 5000 | 74.4
P5DGMVK5 | Huizhou Arrlux Optoelectronic Co.Ltd | ARRLUX | FLB320-5000K | Outdoor Luminaires | Very High Output | Architectural Flood and Spot Luminaires | Standard | FALSE | [9 empty] | 42514 |  |  | No |  | 3.1 | 34591.363 | 111.617 | 309.91 | 9.51 | 0.997 | 5000 | 74
PCEGSJBS | Huizhou Arrlux Optoelectronic Co.Ltd | ARRLUX | FLB80-5000K | Outdoor Luminaires | Mid Output | Architectural Flood and Spot Luminaires | Standard | FALSE | [9 empty] | 42514 |  |  | No |  | 3.1 | 8704.433 | 110.113 | 79.05 | 7.22 | 0.996 | 5000 | 73.9
P7FEHR9W | Huizhou Arrlux Optoelectronic Co.Ltd | ARRLUX | FLB240-5000K | Outdoor Luminaires | High Output | Architectural Flood and Spot Luminaires | Standard | FALSE | [9 empty] | 42514 |  |  | No |  | 3.1 | 26725.678 | 112.643 | 237.26 | 8.92 | 0.997 | 5000 | 73.2
PS8DZJVM | Huizhou Arrlux Optoelectronic Co.Ltd | ARRLUX | FLB160-4000K | Outdoor Luminaires | High Output | Architectural Flood and Spot Luminaires | Standard | FALSE | [9 empty] | 42514 |  |  | No |  | 3.1 | 17056.408 | 110.269 | 154.68 | 10.74 | 0.994 | 4000 | 74.6
P4V4E6EN | Huizhou Arrlux Optoelectronic Co.Ltd | ARRLUX | FLB80-4000K | Outdoor Luminaires | Mid Output | Architectural Flood and Spot Luminaires | Standard | FALSE | [9 empty] | 42514 |  |  | No |  | 3.1 | 8527.874 | 109.08 | 78.18 | 7.43 | 0.995 | 4000 | 74.6
PY98P456 | Huizhou Arrlux Optoelectronic Co.Ltd | ARRLUX | FLB280-4000K | Outdoor Luminaires | High Output | Architectural Flood and Spot Luminaires | Standard | FALSE | [9 empty] | 42514 |  |  | No |  | 3.1 | 29951.363 | 110.31 | 271.52 | 11.46 | 0.997 | 4000 | 74
PJMG769R | Huizhou Arrlux Optoelectronic Co.Ltd | ARRLUX | FLB320-4000K | Outdoor Luminaires | Very High Output | Architectural Flood and Spot Luminaires | Standard | FALSE | [9 empty] | 42514 |  |  | No |  | 3.1 | 34221.85 | 110.447 | 309.85 | 10.7 | 0.997 | 4000 | 74
PU4S2BQU | Huizhou Arrlux Optoelectronic Co.Ltd | ARRLUX | FLB200-4000K | Outdoor Luminaires | High Output | Architectural Flood and Spot Luminaires | Standard | FALSE | [9 empty] | 42514 |  |  | No |  | 3.1 | 21640.76 | 111.01 | 194.95 | 9.37 | 0.997 | 4000 | 74
PYD9R2VM | Huizhou Arrlux Optoelectronic Co.Ltd | ARRLUX | FLB240-4000K | Outdoor Luminaires | High Output | Architectural Flood and Spot Luminaires | Standard | FALSE | [9 empty] | 42514 |  |  | No |  | 3.1 | 26265.76 | 111.836 | 234.86 | 9.26 | 0.997 | 4000 | 74
PTACDDB4 | Huizhou Arrlux Optoelectronic Co.Ltd | ARRLUX | FLB120-4000K | Outdoor Luminaires | High Output | Architectural Flood and Spot Luminaires | Standard | FALSE | [9 empty] | 42514 |  |  | No |  | 3.1 | 13260.18 | 115.066 | 115.24 | 8.6 | 0.997 | 4000 | 74
PGDGP1Q6 | GREEN INOVA LIGHTING TECHNOLOGY (SHENZHEN) LTD | GREEN INOVA | GI-FL050A-50-(BWBK) | Outdoor Luminaires | Mid Output | Architectural Flood and Spot Luminaires | Standard | FALSE | [9 empty] | 42514 | Not Dimmable | Not Dimmable | No |  | 3.1 | 5291.8 | 108.1 | 48.96 | 14.98 | 0.9859 | 5000 | 74.4
PT468ES7 | GREEN INOVA LIGHTING TECHNOLOGY (SHENZHEN) LTD | GREEN INOVA | GI-FL038A-50-(BWBK) | Outdoor Luminaires | Low Output | Architectural Flood and Spot Luminaires | Standard | FALSE | [9 empty] | 42514 | Not Dimmable | Not Dimmable | No |  | 3.1 | 4545 | 126.81 | 35.84 | 18.39 | 0.9027 | 5000 | 83
PGJF4Y5N | GREEN INOVA LIGHTING TECHNOLOGY (SHENZHEN) LTD | GREEN INOVA | GI-FL020A-50-(BWBK) | Outdoor Luminaires | Low Output | Architectural Flood and Spot Luminaires | Standard | FALSE | [9 empty] | 42514 | Not Yet Verified | Not Yet Verified | No |  | 3.1 | 2341 | 125.12 | 18.71 | 17.38 | 0.9055 | 5000 | 73.3
PQVM4S7B | GREEN INOVA LIGHTING TECHNOLOGY (SHENZHEN) LTD | GREEN INOVA | GI-FL015A-50-(BWBK) | Outdoor Luminaires | Low Output | Architectural Flood and Spot Luminaires | Standard | FALSE | [9 empty] | 42514 | Not Dimmable | Not Dimmable | No |  | 3.1 | 1489 | 114.98 | 12.95 | 8.77 | 0.9071 | 5000 | 72.5
PKEA4CZQ | GREEN INOVA LIGHTING TECHNOLOGY (SHENZHEN) LTD | GREEN INOVA | GI-FL050A-45-(BWBK) | Outdoor Luminaires | Mid Output | Architectural Flood and Spot Luminaires | Standard | FALSE | [9 empty] | 42514 | Not Dimmable | Not Dimmable | No |  | 3.1 | 5317.2 | 107.4 | 49.5 | 16.79 | 0.9828 | 4500 | 74.4
PNHWU2TR | GREEN INOVA LIGHTING TECHNOLOGY (SHENZHEN) LTD | GREEN INOVA | GI-FL038A-45-(BWBK) | Outdoor Luminaires | Low Output | Architectural Flood and Spot Luminaires | Standard | FALSE | [9 empty] | 42514 | Not Dimmable | Not Dimmable | No |  | 3.1 | 4529.9 | 123.26 | 36.75 | 18.36 | 0.9024 | 4500 | 74.4
PFX12US9 | GREEN INOVA LIGHTING TECHNOLOGY (SHENZHEN) LTD | GREEN INOVA | GI-FL015A-45-(BWBK) | Outdoor Luminaires | Low Output | Architectural Flood and Spot Luminaires | Standard | FALSE | [9 empty] | 42514 | Not Dimmable | Not Dimmable | No |  | 3.1 | 1404.6 | 113.09 | 12.42 | 8.19 | 0.9039 | 4500 | 72.2
PJJPENTG | GREEN INOVA LIGHTING TECHNOLOGY (SHENZHEN) LTD | GREEN INOVA | GI-FL020A-45-(BWBK) | Outdoor Luminaires | Low Output | Architectural Flood and Spot Luminaires | Standard | FALSE | [9 empty] | 42514 | Not Yet Verified | Not Yet Verified | No |  | 3.1 | 2197.8 | 124.66 | 17.63 | 17.89 | 0.9138 | 4500 | 72.1
P5XWVY9J | Shenzhen Yaorong Technology Co.Ltd | YAORONG | YR-TL290H-W090-X(3000K) | Outdoor Luminaires | High Output | Architectural Flood and Spot Luminaires | Standard | TRUE | 11546 | 128.32 | 89.97 | 11.61 | 0.9926 | 2946 | 73.2 | 5 | 50000 | 42513 |  |  | No |  | 3.1 | 11546 | 128.32 | 89.97 | 14.52 | 0.915 | 3000 | 73.2
PPF5WD4W | DONGGUAN THAILIGHT SEMICONDUCTOR LIGHTING CO.LTD. | Thailight | TLFLC2003YYZZ-P | Outdoor Luminaires | High Output | Architectural Flood and Spot Luminaires | Standard | TRUE | 19636 | 97 | 202.44 | 7.03 | 0.9669 | 2939 | 79.8 | 5 | 50000 | 42513 |  |  | No |  | 3.1 | 18000 | 90 | 200 | 20 | 0.9 | 3000 | 80
PBESHPAX | Entegrity Energy Partners LLC | entegrity | ENLED-FL-80W-40K | Outdoor Luminaires | Mid Output | Architectural Flood and Spot Luminaires | Premium | TRUE | 9367.37 | 116.45 | 80.44 | 6.6 | 0.96 | 4021 | 71.9 | 5 | 50000 | 42513 |  |  | Yes |  | 3.1 | 9300 | 116 | 80 | 6.6 | 0.96 | 4000 | 70
PKBZRFA7 | Entegrity Energy Partners LLC | entegrity | ENLED-FL-120W-40K | Outdoor Luminaires | High Output | Architectural Flood and Spot Luminaires | Premium | TRUE | 13136.2 | 121.52 | 108.1 | 6.3 | 0.96 | 3967 | 72.7 | 5 | 50000 | 42513 |  |  | Yes |  | 3.1 | 13000 | 121 | 120 | 6.3 | 0.96 | 4000 | 70
P3AR7VH3 | Nebulite Technology Inc. | Nebulite | FLM-45W-50K-XX-XX | Outdoor Luminaires | Low Output | Architectural Flood and Spot Luminaires | Standard | TRUE | 4572.993 | 101.94 | 44.86 | 20.45 | 0.9545 | 4773 | 81.3 | 5 | 50000 | 42513 |  |  | No |  | 3.1 | 4578 | 101.73 | 45 | 20.45 | 0.95 | 5000 | 80
P4GFZF36 | Entegrity Energy Partners LLC | entegrity | ENLED-FL-100W-40K | Outdoor Luminaires | High Output | Architectural Flood and Spot Luminaires | Premium | TRUE | 10933.7 | 121.46 | 90.02 | 10.6 | 0.936 | 3956 | 72.7 | 5 | 50000 | 42513 |  |  | Yes |  | 3.1 | 11000 | 121 | 100 | 10.6 | 0.936 | 4000 | 70
PKXYYAFV | Shenzhen Yaorong Technology Co.Ltd | YAORONG | YR-FL675H-W220-X(3000K) | Outdoor Luminaires | High Output | Architectural Flood and Spot Luminaires | Standard | TRUE | 26344 | 118.05 | 223.5 | 14.81 | 0.9328 | 3012 | 74.6 | 5 | 50000 | 42513 |  |  | No |  | 3.1 | 26384 | 118.05 | 223.5 | 14.81 | 0.933 | 3000 | 74.6
P939RC8M | Nebulite Technology Inc. | Nebulite | FLM-70W-50K-XX-XX | Outdoor Luminaires | Mid Output | Architectural Flood and Spot Luminaires | Standard | TRUE | 6796.19 | 95.82 | 70.93 | 18.26 | 0.9317 | 4877 | 81.5 | 5 | 50000 | 42513 |  |  | No |  | 3.1 | 6800 | 97.14 | 70 | 18.26 | 0.95 | 5000 | 80
PJUVWSK8 | Shenzhen Yaorong Technology Co.Ltd | YAORONG | YR-TL290H-W200-X(3000K) | Outdoor Luminaires | High Output | Architectural Flood and Spot Luminaires | Standard | TRUE | 23741 | 117.2 | 202.6 | 14.85 | 0.923 | 3031 | 74 | 5 | 50000 | 42513 |  |  | No |  | 3.1 | 23741 | 117.2 | 202.6 | 14.85 | 0.923 | 3000 | 74
P1A919P4 | Entegrity Energy Partners LLC | entegrity | ENLED-FL-50W-40K | Outdoor Luminaires | Mid Output | Architectural Flood and Spot Luminaires | Premium | TRUE | 5240.8 | 116.45 | 45.01 | 12.1 | 0.917 | 4068 | 73.2 | 5 | 50000 | 42513 |  |  | Yes |  | 3.1 | 5300 | 117 | 50 | 12.1 | 0.917 | 4000 | 75
PAJMAGCX | Shenzhen Yaorong Technology Co.Ltd | YAORONG | YR-FL390H-W080-X(3000K) | Outdoor Luminaires | High Output | Architectural Flood and Spot Luminaires | Standard | TRUE | 10526 | 117.94 | 89.24 | 14.31 | 0.9146 | 3012 | 74.6 | 5 | 50000 | 42513 |  |  | No |  | 3.1 | 10526 | 117.94 | 89.24 | 14.31 | 0.915 | 3000 | 74.6
PFEAYQKV | Shenzhen Yaorong Technology Co.Ltd | YAORONG | YR-TL290H-W120-X(3000K) | Outdoor Luminaires | High Output | Architectural Flood and Spot Luminaires | Standard | TRUE | 16052 | 126.77 | 126.6 | 14.83 | 0.9078 | 2942 | 73.3 | 5 | 50000 | 42513 |  |  | No |  | 3.1 | 16052 | 126.77 | 126.6 | 14.83 | 0.908 | 3000 | 73.3
PM45G9X3 | Shenzhen Yaorong Technology Co.Ltd | YAORONG | YR-FL390H-W120-X(3000K) | Outdoor Luminaires | High Output | Architectural Flood and Spot Luminaires | Standard | TRUE | 14691 | 117.56 | 125 | 14.07 | 0.906 | 3019 | 74.6 | 5 | 50000 | 42513 |  |  | No |  | 3.1 | 14691 | 117.56 | 125 | 14.07 | 0.906 | 3000 | 74.6
P99VBGC8 | Entegrity Energy Partners LLC | entegrity | ENLED-FL-120W-50K | Outdoor Luminaires | High Output | Architectural Flood and Spot Luminaires | Premium | FALSE | [9 empty] | 42513 |  |  | Yes |  | 3.1 | 13500 | 123 | 120 | 6.3 | 0.96 | 5000 | 70
P7SNVJ8F | Entegrity Energy Partners LLC | entegrity | ENLED-FL-50W-50K | Outdoor Luminaires | Mid Output | Architectural Flood and Spot Luminaires | Premium | FALSE | [9 empty] | 42513 |  |  | Yes |  | 3.1 | 5400 | 118 | 50 | 12.1 | 0.917 | 5000 | 75
P5HYEFTT | Entegrity Energy Partners LLC | entegrity | ENLED-FL-100W-50K | Outdoor Luminaires | High Output | Architectural Flood and Spot Luminaires | Premium | FALSE | [9 empty] | 42513 |  |  | Yes |  | 3.1 | 11200 | 123 | 100 | 10.6 | 0.936 | 5000 | 70
P3GKDAHA | Entegrity Energy Partners LLC | entegrity | ENLED-FL-80W-50K | Outdoor Luminaires | Mid Output | Architectural Flood and Spot Luminaires | Premium | FALSE | [9 empty] | 42513 |  |  | Yes |  | 3.1 | 9600 | 118 | 80 | 6.6 | 0.96 | 5000 | 70
P6TY72TV | Shenzhen Yaorong Technology Co.Ltd | YAORONG | YR-FL675H-W220-X(5000K) | Outdoor Luminaires | High Output | Architectural Flood and Spot Luminaires | Standard | FALSE | [9 empty] | 42513 |  |  | No |  | 3.1 | 28841 | 127.9 | 225.5 | 14.55 | 0.93 | 5000 | 73.2
PX3SNM7Y | Shenzhen Yaorong Technology Co.Ltd | YAORONG | YR-FL390H-W080-X(5000K) | Outdoor Luminaires | High Output | Architectural Flood and Spot Luminaires | Standard | FALSE | [9 empty] | 42513 |  |  | No |  | 3.1 | 11215 | 124.14 | 90.34 | 14.42 | 0.917 | 5000 | 72.6
PQWJJXUA | Shenzhen Yaorong Technology Co.Ltd | YAORONG | YR-FL390H-W120-X(5000K) | Outdoor Luminaires | High Output | Architectural Flood and Spot Luminaires | Standard | FALSE | [9 empty] | 42513 |  |  | No |  | 3.1 | 15712 | 124.11 | 126.6 | 14.52 | 0.909 | 5000 | 72.5
PCPW73WU | Shenzhen Yaorong Technology Co.Ltd | YAORONG | YR-TL290H-W200-X(5000K) | Outdoor Luminaires | High Output | Architectural Flood and Spot Luminaires | Standard | FALSE | [9 empty] | 42513 |  |  | No |  | 3.1 | 24899 | 121.75 | 204.5 | 14.82 | 0.924 | 5000 | 72.3
PDHQX8QR | Shenzhen Yaorong Technology Co.Ltd | YAORONG | YR-TL290H-W120-X(5000K) | Outdoor Luminaires | High Output | Architectural Flood and Spot Luminaires | Standard | FALSE | [9 empty] | 42513 |  |  | No |  | 3.1 | 17079 | 134.06 | 127.4 | 14.73 | 0.909 | 5000 | 72.3
PR1WDNMM | Shenzhen Yaorong Technology Co.Ltd | YAORONG | YR-TL290H-W090-X(5000K) | Outdoor Luminaires | High Output | Architectural Flood and Spot Luminaires | Standard | FALSE | [9 empty] | 42513 |  |  | No |  | 3.1 | 12240 | 135.62 | 90.25 | 14.49 | 0.917 | 5000 | 72.2
P18J4SPQ | Shenzhen Yaorong Technology Co.Ltd | YAORONG | YR-FL675H-W220-X(4500K) | Outdoor Luminaires | High Output | Architectural Flood and Spot Luminaires | Standard | FALSE | [9 empty] | 42513 |  |  | No |  | 3.1 | 28827 | 125.73 | 224.5 | 14.81 | 0.933 | 4500 | 74.6
PPT84EXT | Shenzhen Yaorong Technology Co.Ltd | YAORONG | YR-FL390H-W080-X(4500K) | Outdoor Luminaires | High Output | Architectural Flood and Spot Luminaires | Standard | FALSE | [9 empty] | 42513 |  |  | No |  | 3.1 | 11043 | 122.98 | 89.79 | 14.31 | 0.915 | 4500 | 74.6
PJEC8944 | Shenzhen Yaorong Technology Co.Ltd | YAORONG | YR-FL390H-W120-X(4500K) | Outdoor Luminaires | High Output | Architectural Flood and Spot Luminaires | Standard | FALSE | [9 empty] | 42513 |  |  | No |  | 3.1 | 15457 | 122.87 | 125.8 | 14.07 | 0.906 | 4500 | 74.6
PETWPJ5S | Shenzhen Yaorong Technology Co.Ltd | YAORONG | YR-TL290H-W200-X(4500K) | Outdoor Luminaires | High Output | Architectural Flood and Spot Luminaires | Standard | FALSE | [9 empty] | 42513 |  |  | No |  | 3.1 | 24610 | 120.9 | 203.6 | 14.85 | 0.923 | 4500 | 74
P24RHZUK | Shenzhen Yaorong Technology Co.Ltd | YAORONG | YR-TL290H-W120-X(4500K) | Outdoor Luminaires | High Output | Architectural Flood and Spot Luminaires | Standard | FALSE | [9 empty] | 42513 |  |  | No |  | 3.1 | 16822 | 132.46 | 127 | 14.83 | 0.908 | 4500 | 73.3
PRMHVYAR | Shenzhen Yaorong Technology Co.Ltd | YAORONG | YR-TL290H-W090-X(4500K) | Outdoor Luminaires | High Output | Architectural Flood and Spot Luminaires | Standard | FALSE | [9 empty] | 42513 |  |  | No |  | 3.1 | 12067 | 133.91 | 90.11 | 14.52 | 0.915 | 4500 | 73.2
PDC24EH1 | Shenzhen Yaorong Technology Co.Ltd | YAORONG | YR-FL675H-W220-X(4000K) | Outdoor Luminaires | High Output | Architectural Flood and Spot Luminaires | Standard | FALSE | [9 empty] | 42513 |  |  | No |  | 3.1 | 27613 | 123 | 224.5 | 14.81 | 0.933 | 4000 | 74.6
PZKAF9HX | Shenzhen Yaorong Technology Co.Ltd | YAORONG | YR-FL390H-W080-X(4000K) | Outdoor Luminaires | High Output | Architectural Flood and Spot Luminaires | Standard | FALSE | [9 empty] | 42513 |  |  | No |  | 3.1 | 10871 | 121.07 | 89.79 | 14.31 | 0.915 | 4000 | 74.6
P8KTXYPS | Shenzhen Yaorong Technology Co.Ltd | YAORONG | YR-FL390H-W120-X(4000K) | Outdoor Luminaires | High Output | Architectural Flood and Spot Luminaires | Standard | FALSE | [9 empty] | 42513 |  |  | No |  | 3.1 | 15202 | 120.84 | 125.8 | 14.07 | 0.906 | 4000 | 74.6
P5TQ9S6Z | Shenzhen Yaorong Technology Co.Ltd | YAORONG | YR-TL290H-W200-X(4000K) | Outdoor Luminaires | High Output | Architectural Flood and Spot Luminaires | Standard | FALSE | [9 empty] | 42513 |  |  | No |  | 3.1 | 24320 | 119.48 | 203.6 | 14.85 | 0.923 | 4000 | 74
P4US3T5P | Shenzhen Yaorong Technology Co.Ltd | YAORONG | YR-TL290H-W120-X(4000K) | Outdoor Luminaires | High Output | Architectural Flood and Spot Luminaires | Standard | FALSE | [9 empty] | 42513 |  |  | No |  | 3.1 | 16566 | 130.44 | 127 | 14.83 | 0.908 | 4000 | 73.3
P6CD7P4R | Shenzhen Yaorong Technology Co.Ltd | YAORONG | YR-TL290H-W090-X(4000K) | Outdoor Luminaires | High Output | Architectural Flood and Spot Luminaires | Standard | FALSE | [9 empty] | 42513 |  |  | No |  | 3.1 | 11893 | 131.98 | 90.11 | 14.52 | 0.915 | 4000 | 73.2
P3E9WWV8 | Shenzhen Yaorong Technology Co.Ltd | YAORONG | YR-FL675H-W220-X(3500K) | Outdoor Luminaires | High Output | Architectural Flood and Spot Luminaires | Standard | FALSE | [9 empty] | 42513 |  |  | No |  | 3.1 | 26998 | 120.26 | 224.5 | 14.81 | 0.933 | 3500 | 74.6
PH6URR6G | Shenzhen Yaorong Technology Co.Ltd | YAORONG | YR-FL390H-W080-X(3500K) | Outdoor Luminaires | High Output | Architectural Flood and Spot Luminaires | Standard | FALSE | [9 empty] | 42513 |  |  | No |  | 3.1 | 10698 | 119.15 | 89.79 | 14.31 | 0.915 | 3500 | 74.6
PK3FUGWX | Shenzhen Yaorong Technology Co.Ltd | YAORONG | YR-FL390H-W120-X(3500K) | Outdoor Luminaires | High Output | Architectural Flood and Spot Luminaires | Standard | FALSE | [9 empty] | 42513 |  |  | No |  | 3.1 | 14946 | 118.81 | 125.8 | 14.07 | 0.906 | 3500 | 74.6
PPDPEKEA | Shenzhen Yaorong Technology Co.Ltd | YAORONG | YR-TL290H-W200-X(3500K) | Outdoor Luminaires | High Output | Architectural Flood and Spot Luminaires | Standard | FALSE | [9 empty] | 42513 |  |  | No |  | 3.1 | 24031 | 118.06 | 203.6 | 14.85 | 0.923 | 3500 | 74
PX4BDHP4 | Shenzhen Yaorong Technology Co.Ltd | YAORONG | YR-TL290H-W120-X(3500K) | Outdoor Luminaires | High Output | Architectural Flood and Spot Luminaires | Standard | FALSE | [9 empty] | 42513 |  |  | No |  | 3.1 | 16309 | 128.42 | 127 | 14.83 | 0.908 | 3500 | 73.3
PB5N2WTK | Shenzhen Yaorong Technology Co.Ltd | YAORONG | YR-TL290H-W090-X(3500K) | Outdoor Luminaires | High Output | Architectural Flood and Spot Luminaires | Standard | FALSE | [9 empty] | 42513 |  |  | No |  | 3.1 | 11720 | 130.06 | 90.11 | 14.52 | 0.915 | 3500 | 73.2
P9DMW6M7 | DONGGUAN THAILIGHT SEMICONDUCTOR LIGHTING CO.LTD. | Thailight | TLFLC2006YYZZ-P | Outdoor Luminaires | High Output | Architectural Flood and Spot Luminaires | Standard | FALSE | [9 empty] | 42513 |  |  | No |  | 3.1 | 18000 | 90 | 200 | 20 | 0.9 | 5700 | 80
PHE8PBQE | DONGGUAN THAILIGHT SEMICONDUCTOR LIGHTING CO.LTD. | Thailight | TLFLC2005YYZZ-P | Outdoor Luminaires | High Output | Architectural Flood and Spot Luminaires | Standard | FALSE | [9 empty] | 42513 |  |  | No |  | 3.1 | 18000 | 90 | 200 | 20 | 0.9 | 5000 | 80
P639U1VS | DONGGUAN THAILIGHT SEMICONDUCTOR LIGHTING CO.LTD. | Thailight | TLFLC2004YYZZ-P | Outdoor Luminaires | High Output | Architectural Flood and Spot Luminaires | Standard | FALSE | [9 empty] | 42513 |  |  | No |  | 3.1 | 18000 | 90 | 200 | 20 | 0.9 | 4000 | 80
PVP9T7NU | CSC LED Corp | CSC LED | FL02-10W(3000K) [120V Only] | Outdoor Luminaires | Low Output | Architectural Flood and Spot Luminaires | Standard | TRUE | 1089.8 | 110.66 | 9.848 | 16.91 | 0.9838 | 2969 | 82.7 | 5 | 50000 | 42510 |  |  | No | Updated on 9/2/2016 | 4 | 1089.8 | 110.66 | 9.848 | 16.91 | 0.9838 | 3000 | 82.7
PSJF3BH4 | CSC LED Corp | CSC LED | FL02-20W(3000K) [120V Only] | Outdoor Luminaires | Low Output | Architectural Flood and Spot Luminaires | Standard | TRUE | 2370.2 | 109.3 | 21.68 | 18.01 | 0.9831 | 2972 | 82.8 | 5 | 50000 | 42510 |  |  | No | Updated on 9/2/2016 | 4 | 2370.2 | 109.3 | 21.68 | 18.01 | 0.9831 | 3000 | 82.8
P3VV5Y4G | Atlas Lighting Products | Atlas Lighting Products Inc. | PFMXW43LED | Outdoor Luminaires | Mid Output | Architectural Flood and Spot Luminaires | Premium | TRUE | 5208 | 129 | 40.34 | 8.65 | 0.974 | 4499 | 82.5 | 5 | 200000 | 42510 |  |  | Yes | Updated on 12/19/2016 | 3.1 | 5334 | 132.7 | 40.21 | 8.65 | 0.97 | 4499 | 82.5
PNYTF1Y8 | Atlas Lighting Products | Atlas Lighting Products Inc. | PFXLXW102LED | Outdoor Luminaires | High Output | Architectural Flood and Spot Luminaires | Standard | TRUE | 13540 | 135 | 100.2 | 13.8 | 0.955 | 4546 | 83.3 | 5 | 200000 | 42510 |  |  | No |  | 3.1 | 14170 | 141.4 | 100.2 | 13.8 | 0.955 | 4546 | 83.3
P5KTR31C | CSC LED Corp | CSC LED | FL02-50W(3000K) | Outdoor Luminaires | Low Output | Architectural Flood and Spot Luminaires | Standard | TRUE | 5820.3 | 117.84 | 49.39 | 14.2 | 0.9496 | 3020 | 82.6 | 5 | 50000 | 42510 |  |  | No | Updated on 9/2/2016 | 4 | 5820.3 | 117.84 | 49.39 | 14.2 | 0.9496 | 3000 | 82.6
P2H22EWR | Atlas Lighting Products | Atlas Lighting Products Inc. | PFSXW13LED | Outdoor Luminaires | Low Output | Architectural Flood and Spot Luminaires | Premium | TRUE | 1736 | 122.5 | 14.17 | 8.53 | 0.927 | 4448 | 82.7 | 5 | 200000 | 42510 |  |  | Yes | Updated on 12/19/2016 | 3.1 | 1765 | 124.3 | 14.2 | 8.53 | 0.93 | 4448 | 82.7
PRE6A4QN | Shenzhen Xinshengyang Opto-electronics Technology Co.Ltd. | XSY | PQLV-FL-B100W 4000K (With Nichia 3030 LED) | Outdoor Luminaires | High Output | Architectural Flood and Spot Luminaires | Premium | TRUE | 12110.35 | 124.362 | 97.38 | 13.27 | 0.9231 | 3975 | 74.1 | 5 | 50000 | 42510 |  |  | No |  | 3.1 | 12000 | 120 | 100 | 13 | 0.95 | 4000 | 75
P8USSM49 | Shenzhen Xinshengyang Opto-electronics Technology Co.Ltd. | XSY | PQLV-FL-B200W 4000K (With Nichia 3030 LED) | Outdoor Luminaires | High Output | Architectural Flood and Spot Luminaires | Premium | TRUE | 24168.11 | 124.507 | 194.11 | 10.91 | 0.9214 | 4091 | 74.3 | 5 | 50000 | 42510 |  |  | No |  | 3.1 | 23900 | 120 | 200 | 11 | 0.95 | 4000 | 75
P34NPHN2 | Shenzhen Xinshengyang Opto-electronics Technology Co.Ltd. | XSY | PQLV-FL-B150W 4000K (With Nichia 3030 LED) | Outdoor Luminaires | High Output | Architectural Flood and Spot Luminaires | Premium | TRUE | 18139.11 | 124.916 | 145.21 | 12.24 | 0.9203 | 4064 | 74.3 | 5 | 50000 | 42510 |  |  | No |  | 3.1 | 17900 | 119 | 150 | 12 | 0.95 | 4000 | 75
P128P7MN | Atlas Lighting Products | Atlas Lighting Products Inc. | PFLXW64LED | Outdoor Luminaires | Mid Output | Architectural Flood and Spot Luminaires | Standard | TRUE | 8131 | 130 | 62.4 | 17.1 | 0.919 | 4499 | 82.3 | 5 | 200000 | 42510 |  |  | No |  | 3.1 | 8480 | 135.8 | 62.46 | 17.1 | 0.919 | 4499 | 82.3
PJK14XYR | CSC LED Corp | CSC LED | FL02-30W(3000K) | Outdoor Luminaires | Low Output | Architectural Flood and Spot Luminaires | Standard | TRUE | 3399.2 | 119.86 | 28.36 | 14.06 | 0.8934 | 2996 | 82.3 | 5 | 50000 | 42510 |  |  | No | Updated on 9/2/2016 | 4 | 3399.2 | 119.86 | 28.36 | 14.06 | 0.8934 | 3000 | 82.3
PPPEMVKN | Shenzhen Xinshengyang Opto-electronics Technology Co.Ltd. | XSY | PQLV-FL-B100W 5700K (With Nichia 3030 LED) | Outdoor Luminaires | High Output | Architectural Flood and Spot Luminaires | Premium | FALSE | [9 empty] | 42510 |  |  | No |  | 3.1 | 13000 | 130 | 100 | 13 | 0.95 | 5700 | 75
PQK9W4XR | Shenzhen Xinshengyang Opto-electronics Technology Co.Ltd. | XSY | PQLV-FL-B150W 5700K (With Nichia 3030 LED) | Outdoor Luminaires | High Output | Architectural Flood and Spot Luminaires | Premium | FALSE | [9 empty] | 42510 |  |  | No |  | 3.1 | 19500 | 130 | 150 | 12 | 0.95 | 5700 | 75
PSCMWK9V | Shenzhen Xinshengyang Opto-electronics Technology Co.Ltd. | XSY | PQLV-FL-B200W 5700K (With Nichia 3030 LED) | Outdoor Luminaires | High Output | Architectural Flood and Spot Luminaires | Premium | FALSE | [9 empty] | 42510 |  |  | No |  | 3.1 | 24800 | 124 | 200 | 11 | 0.95 | 5700 | 75
PAVZWY8A | Shenzhen Xinshengyang Opto-electronics Technology Co.Ltd. | XSY | PQLV-FL-B100W 5000K (With Nichia 3030 LED) | Outdoor Luminaires | High Output | Architectural Flood and Spot Luminaires | Premium | FALSE | [9 empty] | 42510 |  |  | No |  | 3.1 | 12800 | 128 | 100 | 13 | 0.95 | 5000 | 75
PSZ7S9QK | Shenzhen Xinshengyang Opto-electronics Technology Co.Ltd. | XSY | PQLV-FL-B150W 5000K (With Nichia 3030 LED) | Outdoor Luminaires | High Output | Architectural Flood and Spot Luminaires | Premium | FALSE | [9 empty] | 42510 |  |  | No |  | 3.1 | 19000 | 127 | 150 | 12 | 0.95 | 5000 | 75
P5ZZQ965 | Shenzhen Xinshengyang Opto-electronics Technology Co.Ltd. | XSY | PQLV-FL-B200W 5000K (With Nichia 3030 LED) | Outdoor Luminaires | High Output | Architectural Flood and Spot Luminaires | Premium | FALSE | [9 empty] | 42510 |  |  | No |  | 3.1 | 24500 | 123 | 200 | 11 | 0.95 | 5000 | 75
PG1B8N8J | Shenzhen Xinshengyang Opto-electronics Technology Co.Ltd. | XSY | PQLV-FL-B100W 4500K (With Nichia 3030 LED) | Outdoor Luminaires | High Output | Architectural Flood and Spot Luminaires | Premium | FALSE | [9 empty] | 42510 |  |  | No |  | 3.1 | 12600 | 126 | 100 | 13 | 0.95 | 4500 | 75
PWZDZNG7 | Shenzhen Xinshengyang Opto-electronics Technology Co.Ltd. | XSY | PQLV-FL-B150W 4500K (With Nichia 3030 LED) | Outdoor Luminaires | High Output | Architectural Flood and Spot Luminaires | Premium | FALSE | [9 empty] | 42510 |  |  | No |  | 3.1 | 18000 | 120 | 150 | 12 | 0.95 | 4500 | 75
PFBCQG1Z | Shenzhen Xinshengyang Opto-electronics Technology Co.Ltd. | XSY | PQLV-FL-B200W 4500K (With Nichia 3030 LED) | Outdoor Luminaires | High Output | Architectural Flood and Spot Luminaires | Premium | FALSE | [9 empty] | 42510 |  |  | No |  | 3.1 | 24000 | 120 | 200 | 11 | 0.95 | 4500 | 75
PZ8Y9Y2W | CSC LED Corp | CSC LED | FL02-30W(5700K) | Outdoor Luminaires | Low Output | Architectural Flood and Spot Luminaires | Standard | FALSE | [9 empty] | 42510 | Not Yet Verified | Not Yet Verified | No | Updated on 9/2/2016 | 4 | 3610.6 | 126.36 | 28.88 | 14.56 | 0.9073 | 5700 | 82.1
PNNK14UZ | CSC LED Corp | CSC LED | FL02-20W(5700K) [120V Only] | Outdoor Luminaires | Low Output | Architectural Flood and Spot Luminaires | Standard | FALSE | [9 empty] | 42510 | Not Yet Verified | Not Yet Verified | No | Updated on 9/2/2016 | 4 | 2596.3 | 120.15 | 21.6 | 18.83 | 0.9836 | 5700 | 81.9
PXZ4FMMG | CSC LED Corp | CSC LED | FL02-50W(5700K) | Outdoor Luminaires | Low Output | Architectural Flood and Spot Luminaires | Standard | FALSE | [9 empty] | 42510 | Not Yet Verified | Not Yet Verified | No | Updated on 9/2/2016 | 4 | 6023.9 | 122.05 | 49.92 | 14.15 | 0.9637 | 5700 | 81.7
PHBXS962 | CSC LED Corp | CSC LED | FL02-10W(5700K) [120V Only] | Outdoor Luminaires | Low Output | Architectural Flood and Spot Luminaires | Standard | FALSE | [9 empty] | 42510 | Not Yet Verified | Not Yet Verified | No | Updated on 9/2/2016 | 4 | 1188 | 121.1 | 9.81 | 16.8 | 0.9847 | 5700 | 81.3
PGCWGG7T | CSC LED Corp | CSC LED | FL02-20W(5000K) [120V Only] | Outdoor Luminaires | Low Output | Architectural Flood and Spot Luminaires | Standard | FALSE | [9 empty] | 42510 | Not Yet Verified | Not Yet Verified | No | Updated on 9/2/2016 | 4 | 2370.2 | 109.3 | 21.68 | 18.01 | 0.9831 | 5000 | 82.8
PJ93FMTJ | CSC LED Corp | CSC LED | FL02-10W(5000K) [120V Only] | Outdoor Luminaires | Low Output | Architectural Flood and Spot Luminaires | Standard | FALSE | [9 empty] | 42510 | Not Yet Verified | Not Yet Verified | No | Updated on 9/2/2016 | 4 | 1089.8 | 110.66 | 9.848 | 16.91 | 0.9838 | 5000 | 82.7
PUXPH412 | CSC LED Corp | CSC LED | FL02-50W(5000K) | Outdoor Luminaires | Low Output | Architectural Flood and Spot Luminaires | Standard | FALSE | [9 empty] | 42510 | Not Yet Verified | Not Yet Verified | No | Updated on 9/2/2016 | 4 | 5820.3 | 117.84 | 49.39 | 14.2 | 0.9496 | 5000 | 82.6
PY9YSXNH | CSC LED Corp | CSC LED | FL02-20W(4500K) [120V Only] | Outdoor Luminaires | Low Output | Architectural Flood and Spot Luminaires | Standard | FALSE | [9 empty] | 42510 | Not Yet Verified | Not Yet Verified | No | Updated on 9/2/2016 | 4 | 2370.2 | 109.3 | 21.68 | 18.01 | 0.9831 | 4500 | 82.8
P9WUC2CN | CSC LED Corp | CSC LED | FL02-10W(4500K) [120V Only] | Outdoor Luminaires | Low Output | Architectural Flood and Spot Luminaires | Standard | FALSE | [9 empty] | 42510 | Not Yet Verified | Not Yet Verified | No | Updated on 9/2/2016 | 4 | 1089.8 | 110.66 | 9.848 | 16.91 | 0.9838 | 4500 | 82.7
PB6JDHPV | CSC LED Corp | CSC LED | FL02-50W(4500K) | Outdoor Luminaires | Low Output | Architectural Flood and Spot Luminaires | Standard | FALSE | [9 empty] | 42510 | Not Yet Verified | Not Yet Verified | No | Updated on 9/2/2016 | 4 | 5820.3 | 117.84 | 49.39 | 14.2 | 0.9496 | 4500 | 82.6
P2RQFJFW | CSC LED Corp | CSC LED | FL02-20W(4000K) [120V Only] | Outdoor Luminaires | Low Output | Architectural Flood and Spot Luminaires | Standard | FALSE | [9 empty] | 42510 | Not Yet Verified | Not Yet Verified | No | Updated on 9/2/2016 | 4 | 2370.2 | 109.3 | 21.68 | 18.01 | 0.9831 | 4000 | 82.8
PSHZDGDY | CSC LED Corp | CSC LED | FL02-10W(4000K) [120V Only] | Outdoor Luminaires | Low Output | Architectural Flood and Spot Luminaires | Standard | FALSE | [9 empty] | 42510 | Not Yet Verified | Not Yet Verified | No | Updated on 9/2/2016 | 4 | 1089.8 | 110.66 | 9.848 | 16.91 | 0.9838 | 4000 | 82.7
PPTTYWBS | CSC LED Corp | CSC LED | FL02-50W(4000K) | Outdoor Luminaires | Low Output | Architectural Flood and Spot Luminaires | Standard | FALSE | [9 empty] | 42510 | Not Yet Verified | Not Yet Verified | No | Updated on 9/2/2016 | 4 | 5820.3 | 117.84 | 49.39 | 14.2 | 0.9496 | 4000 | 82.6
PVZTQS6V | CSC LED Corp | CSC LED | FL02-20W(3500K) [120V Only] | Outdoor Luminaires | Low Output | Architectural Flood and Spot Luminaires | Standard | FALSE | [9 empty] | 42510 | Not Yet Verified | Not Yet Verified | No | Updated on 9/2/2016 | 4 | 2370.2 | 109.3 | 21.68 | 18.01 | 0.9831 | 3500 | 82.8
P6X343EW | CSC LED Corp | CSC LED | FL02-10W(3500K) [120V Only] | Outdoor Luminaires | Low Output | Architectural Flood and Spot Luminaires | Standard | FALSE | [9 empty] | 42510 | Not Yet Verified | Not Yet Verified | No | Updated on 9/2/2016 | 4 | 1089.8 | 110.66 | 9.848 | 16.91 | 0.9838 | 3500 | 82.7
P69M88MX | CSC LED Corp | CSC LED | FL02-50W(3500K) | Outdoor Luminaires | Low Output | Architectural Flood and Spot Luminaires | Standard | FALSE | [9 empty] | 42510 | Not Yet Verified | Not Yet Verified | No | Updated on 9/2/2016 | 4 | 5820.3 | 117.84 | 49.39 | 14.2 | 0.9496 | 3500 | 82.6
PX7GK8CQ | CSC LED Corp | CSC LED | FL02-30W(4500K) | Outdoor Luminaires | Low Output | Architectural Flood and Spot Luminaires | Standard | FALSE | [9 empty] | 42510 | Not Yet Verified | Not Yet Verified | No | Updated on 9/2/2016 | 4 | 3399.2 | 119.86 | 28.36 | 14.06 | 0.8934 | 3000 | 82.3
PVGMZ1E3 | CSC LED Corp | CSC LED | FL02-30W(3500K) | Outdoor Luminaires | Low Output | Architectural Flood and Spot Luminaires | Standard | FALSE | [9 empty] | 42510 | Not Yet Verified | Not Yet Verified | No | Updated on 9/2/2016 | 4 | 3399.2 | 119.86 | 28.36 | 14.06 | 0.8934 | 3000 | 82.3
PJSKP6VN | CSC LED Corp | CSC LED | FL02-30W(4000K) | Outdoor Luminaires | Low Output | Architectural Flood and Spot Luminaires | Standard | FALSE | [9 empty] | 42510 | Not Yet Verified | Not Yet Verified | No | Updated on 9/2/2016 | 4 | 3399.2 | 119.86 | 28.36 | 14.06 | 0.8934 | 3000 | 82.3
PCERQW7P | CSC LED Corp | CSC LED | FL02-30W(5000K) | Outdoor Luminaires | Low Output | Architectural Flood and Spot Luminaires | Standard | FALSE | [9 empty] | 42510 | Not Yet Verified | Not Yet Verified | No | Updated on 9/2/2016 | 4 | 3399.2 | 119.86 | 28.36 | 14.06 | 0.8934 | 3000 | 82.3
PDCPMM38 | S LITE CO. LTD. | S LITE | FL204HE-[SFTUPM]D(3000K) | Outdoor Luminaires | High Output | Architectural Flood and Spot Luminaires | Premium | TRUE | 26580 | 129.42 | 205.4 | 11.32 | 0.9541 | 3145 | 71.8 | 5 | 50000 | 42509 |  |  | Yes |  | 3.1 | 26580 | 129.42 | 205.4 | 11.32 | 0.954 | 3000 | 71.8
PWUKA26F | S LITE CO. LTD. | S LITE | FL204HE-[SFTUPM](3000K) | Outdoor Luminaires | High Output | Architectural Flood and Spot Luminaires | Standard | TRUE | 23948 | 115.91 | 206.6 | 11.13 | 0.9518 | 3225 | 81.7 | 5 | 50000 | 42509 |  |  | Yes |  | 3.1 | 23948 | 115.91 | 206.6 | 11.13 | 0.952 | 3000 | 81.7
PPJS1R4A | S LITE CO. LTD. | S LITE | FL203HE-[SFTUPM](3000K) | Outdoor Luminaires | High Output | Architectural Flood and Spot Luminaires | Standard | TRUE | 13435 | 118.07 | 113.8 | 18.42 | 0.9081 | 3178 | 82 | 5 | 50000 | 42509 |  |  | Yes |  | 3.1 | 13435 | 118.07 | 113.8 | 18.42 | 0.9081 | 3000 | 82
P5KHTAAM | S LITE CO. LTD. | S LITE | FL203HE-[SFTUPM]D(3000K) | Outdoor Luminaires | High Output | Architectural Flood and Spot Luminaires | Premium | TRUE | 14852 | 130.52 | 113.8 | 18.83 | 0.9043 | 3094 | 71.8 | 5 | 50000 | 42509 |  |  | Yes |  | 3.1 | 14852 | 130.52 | 113.8 | 18.83 | 0.9043 | 3000 | 71.8
PC4SEFZH | S LITE CO. LTD. | S LITE | FL203HE-[SFTUPM](5000K) | Outdoor Luminaires | High Output | Architectural Flood and Spot Luminaires | Standard | FALSE | [9 empty] | 42509 | Dimmable | Continuous Above 10 | Yes |  | 3.1 | 13978 | 122.61 | 114 | 18.03 | 0.9074 | 5000 | 82.8
PTVN1JCE | S LITE CO. LTD. | S LITE | FL203HE-[SFTUPM]D(5000K) | Outdoor Luminaires | High Output | Architectural Flood and Spot Luminaires | Premium | FALSE | [9 empty] | 42509 | Dimmable | Continuous Above 10 | Yes |  | 3.1 | 15195 | 133.17 | 114.1 | 18.3 | 0.9046 | 5000 | 74.1
PERH38QN | S LITE CO. LTD. | S LITE | FL204HE-[SFTUPM]D(5000K) | Outdoor Luminaires | High Output | Architectural Flood and Spot Luminaires | Premium | FALSE | [9 empty] | 42509 | Dimmable | Continuous Above 10 | Yes |  | 3.1 | 27198 | 132.87 | 204.7 | 11.65 | 0.951 | 5000 | 74.1
PWDD6DV5 | S LITE CO. LTD. | S LITE | FL204HE-[SFTUPM](5000K) | Outdoor Luminaires | High Output | Architectural Flood and Spot Luminaires | Standard | FALSE | [9 empty] | 42509 | Dimmable | Continuous Above 10 | Yes |  | 3.1 | 24640 | 120.02 | 205.3 | 11.08 | 0.95 | 5000 | 82.7
P29H3JWG | S LITE CO. LTD. | S LITE | FL203HE-[SFTUPM](4500K) | Outdoor Luminaires | High Output | Architectural Flood and Spot Luminaires | Standard | FALSE | [9 empty] | 42509 | Dimmable | Continuous Above 10 | Yes |  | 3.1 | 13842 | 121.53 | 113.9 | 18.42 | 0.9081 | 4500 | 82
PG1MDCUX | S LITE CO. LTD. | S LITE | FL203HE-[SFTUPM]D(4500K) | Outdoor Luminaires | High Output | Architectural Flood and Spot Luminaires | Premium | FALSE | [9 empty] | 42509 | Dimmable | Continuous Above 10 | Yes |  | 3.1 | 15109 | 132.6 | 114 | 18.83 | 0.9043 | 4500 | 71.8
PZP8GWA6 | S LITE CO. LTD. | S LITE | FL204HE-[SFTUPM]D(4500K) | Outdoor Luminaires | High Output | Architectural Flood and Spot Luminaires | Premium | FALSE | [9 empty] | 42509 | Dimmable | Continuous Above 10 | Yes |  | 3.1 | 27044 | 131.89 | 205.1 | 11.32 | 0.954 | 4500 | 71.8
PG3DNYBW | S LITE CO. LTD. | S LITE | FL204HE-[SFTUPM](4500K) | Outdoor Luminaires | High Output | Architectural Flood and Spot Luminaires | Standard | FALSE | [9 empty] | 42509 | Dimmable | Continuous Above 10 | Yes |  | 3.1 | 24467 | 118.8 | 206 | 11.13 | 0.952 | 4500 | 81.7
PUK9236T | S LITE CO. LTD. | S LITE | FL203HE-[SFTUPM](4000K) | Outdoor Luminaires | High Output | Architectural Flood and Spot Luminaires | Standard | FALSE | [9 empty] | 42509 | Dimmable | Continuous Above 10 | Yes |  | 3.1 | 13707 | 120.34 | 113.9 | 18.42 | 0.9081 | 4000 | 82
PKY5KAWY | S LITE CO. LTD. | S LITE | FL203HE-[SFTUPM]D(4000K) | Outdoor Luminaires | High Output | Architectural Flood and Spot Luminaires | Premium | FALSE | [9 empty] | 42509 | Dimmable | Continuous Above 10 | Yes |  | 3.1 | 15024 | 131.84 | 114 | 18.83 | 0.9043 | 4000 | 71.8
P2JSDESX | S LITE CO. LTD. | S LITE | FL204HE-[SFTUPM]D(4000K) | Outdoor Luminaires | High Output | Architectural Flood and Spot Luminaires | Premium | FALSE | [9 empty] | 42509 | Dimmable | Continuous Above 10 | Yes |  | 3.1 | 26889 | 131.13 | 205.1 | 11.32 | 0.954 | 4000 | 71.8
PQART98B | S LITE CO. LTD. | S LITE | FL204HE-[SFTUPM](4000K) | Outdoor Luminaires | High Output | Architectural Flood and Spot Luminaires | Standard | FALSE | [9 empty] | 42509 | Dimmable | Continuous Above 10 | Yes |  | 3.1 | 24294 | 117.96 | 206 | 11.13 | 0.952 | 4000 | 81.7
PBYW4U89 | S LITE CO. LTD. | S LITE | FL203HE-[SFTUPM](3500K) | Outdoor Luminaires | High Output | Architectural Flood and Spot Luminaires | Standard | FALSE | [9 empty] | 42509 | Dimmable | Continuous Above 10 | Yes |  | 3.1 | 13571 | 119.15 | 113.9 | 18.42 | 0.9081 | 3500 | 82
PN9CHWUC | S LITE CO. LTD. | S LITE | FL203HE-[SFTUPM]D(3500K) | Outdoor Luminaires | High Output | Architectural Flood and Spot Luminaires | Premium | FALSE | [9 empty] | 42509 | Dimmable | Continuous Above 10 | Yes |  | 3.1 | 14938 | 131.09 | 114 | 18.83 | 0.9043 | 3500 | 71.8
P5NT3YDB | S LITE CO. LTD. | S LITE | FL204HE-[SFTUPM]D(3500K) | Outdoor Luminaires | High Output | Architectural Flood and Spot Luminaires | Premium | FALSE | [9 empty] | 42509 | Dimmable | Continuous Above 10 | Yes |  | 3.1 | 26735 | 130.38 | 205.1 | 11.32 | 0.954 | 3500 | 71.8
PT3PBGJZ | S LITE CO. LTD. | S LITE | FL204HE-[SFTUPM](3500K) | Outdoor Luminaires | High Output | Architectural Flood and Spot Luminaires | Standard | FALSE | [9 empty] | 42509 | Dimmable | Continuous Above 10 | Yes |  | 3.1 | 24121 | 117.12 | 206 | 11.13 | 0.952 | 3500 | 81.7
PXQMX5XV | DONGGUAN THAILIGHT SEMICONDUCTOR LIGHTING CO.LTD. | Thailight | TLFLF100H3YYZZ | Outdoor Luminaires | High Output | Architectural Flood and Spot Luminaires | Standard | TRUE | 9564.3 | 92.5 | 103.37 | 13.45 | 0.9648 | 3055 | 82.5 | 5 | 50000 | 42508 |  |  | No |  | 3.1 | 9800 | 98 | 100 | 20 | 0.9 | 3000 | 80
PTTM84NS | DONGGUAN THAILIGHT SEMICONDUCTOR LIGHTING CO.LTD. | Thailight | TLFLF300H3YYZZ | Outdoor Luminaires | High Output | Architectural Flood and Spot Luminaires | Standard | TRUE | 27347 | 94.2 | 290.16 | 12.37 | 0.9548 | 3041 | 82.8 | 5 | 50000 | 42508 |  |  | No |  | 3.1 | 27400 | 95 | 300 | 20 | 0.9 | 3000 | 80
PFYXZW3C | DONGGUAN THAILIGHT SEMICONDUCTOR LIGHTING CO.LTD. | Thailight | TLFLF150H3YYZZ | Outdoor Luminaires | High Output | Architectural Flood and Spot Luminaires | Standard | TRUE | 14065 | 93.1 | 151.07 | 8.92 | 0.9543 | 3043 | 82.5 | 5 | 50000 | 42508 |  |  | No |  | 3.1 | 14500 | 99 | 150 | 20 | 0.9 | 3000 | 80
PYX65A3T | DONGGUAN THAILIGHT SEMICONDUCTOR LIGHTING CO.LTD. | Thailight | TLFLF220H3YYZZ | Outdoor Luminaires | High Output | Architectural Flood and Spot Luminaires | Standard | TRUE | 19737 | 92.4 | 213.67 | 11.53 | 0.9512 | 3061 | 82.4 | 5 | 50000 | 42508 |  |  | No |  | 3.1 | 19700 | 93 | 220 | 20 | 0.9 | 3000 | 80
PJ3UVKS1 | MAVERICK ENERGY SOLUTIONS INTERNATIONAL | Maverick Energy Solutions International | MES-FL-W50(3000K) | Outdoor Luminaires | Low Output | Architectural Flood and Spot Luminaires | Standard | TRUE | 4926.4 | 98.95 | 49.79 | 15.95 | 0.945 | 3115 | 73.6 | 5 | 50000 | 42508 |  |  | No |  | 3 | 4926.4 | 98.95 | 49.79 | 15.95 | 0.945 | 3000 | 73.6
P75CUQ9T | DONGGUAN THAILIGHT SEMICONDUCTOR LIGHTING CO.LTD. | Thailight | TLFLA803YYZZ | Outdoor Luminaires | Mid Output | Architectural Flood and Spot Luminaires | Standard | TRUE | 7803.2 | 96.3 | 81 | 17.67 | 0.9372 | 3068 | 82.6 | 5 | 50000 | 42508 |  |  | No |  | 3.1 | 7200 | 90 | 80 | 20 | 0.9 | 3000 | 80
PYA61KP7 | DONGGUAN THAILIGHT SEMICONDUCTOR LIGHTING CO.LTD. | Thailight | TLFLC303YYZZ | Outdoor Luminaires | Low Output | Architectural Flood and Spot Luminaires | Standard | TRUE | 2764.1 | 89.7 | 30.8 | 18.39 | 0.9233 | 3072 | 81.9 | 5 | 50000 | 42508 |  |  | No |  | 3.1 | 2700 | 90 | 30 | 20 | 0.9 | 3000 | 80
PWWEUMEZ | MAVERICK ENERGY SOLUTIONS INTERNATIONAL | Maverick Energy Solutions International | MES-FL-W210(3000K) | Outdoor Luminaires | High Output | Architectural Flood and Spot Luminaires | Standard | TRUE | 21667 | 101.6 | 213.3 | 15.36 | 0.9226 | 3146 | 74 | 5 |  | 42508 |  |  | No |  | 3 | 21667 | 101.6 | 213.3 | 15.36 | 0.9226 | 3000 | 74
P7AYE1PD | DONGGUAN THAILIGHT SEMICONDUCTOR LIGHTING CO.LTD. | Thailight | TLFLA503YYZZ | Outdoor Luminaires | Mid Output | Architectural Flood and Spot Luminaires | Standard | TRUE | 4646.6 | 92 | 50.49 | 15.96 | 0.9214 | 3060 | 82.1 | 5 | 50000 | 42508 |  |  | No |  | 3.1 | 4500 | 90 | 50 | 20 | 0.9 | 3000 | 80
PQGBZMB9 | DONGGUAN THAILIGHT SEMICONDUCTOR LIGHTING CO.LTD. | Thailight | TLFLA303YYZZ | Outdoor Luminaires | Low Output | Architectural Flood and Spot Luminaires | Standard | TRUE | 2992.3 | 98.6 | 30.34 | 19.23 | 0.9203 | 3075 | 82.4 | 5 | 50000 | 42508 |  |  | No |  | 3.1 | 2700 | 90 | 30 | 20 | 0.9 | 3000 | 80
PDU9J8DZ | DONGGUAN THAILIGHT SEMICONDUCTOR LIGHTING CO.LTD. | Thailight | TLFLC503YYZZ | Outdoor Luminaires | Low Output | Architectural Flood and Spot Luminaires | Standard | TRUE | 4638.3 | 95.7 | 48.46 | 16.14 | 0.9167 | 3062 | 83 | 5 | 50000 | 42508 |  |  | No |  | 3.1 | 4500 | 90 | 50 | 20 | 0.9 | 3000 | 80
PS152G9Z | MAVERICK ENERGY SOLUTIONS INTERNATIONAL | Maverick Energy Solutions International | MES-FL-W140(3000K) | Outdoor Luminaires | High Output | Architectural Flood and Spot Luminaires | Standard | TRUE | 14476 | 104.31 | 138.8 | 15.35 | 0.9051 | 3120 | 73.7 | 5 | 50000 | 42508 |  |  | No |  | 3 | 14476 | 104.31 | 138.8 | 15.35 | 0.9051 | 3000 | 73.7
PAQN781Z | MAVERICK ENERGY SOLUTIONS INTERNATIONAL | Maverick Energy Solutions International | MES-FL-W080(3000K) | Outdoor Luminaires | Mid Output | Architectural Flood and Spot Luminaires | Standard | TRUE | 7834.4 | 97.75 | 80.15 | 17.69 | 0.9048 | 3120 | 73.3 | 5 | 50000 | 42508 |  |  | No |  | 3 | 7834.4 | 97.75 | 80.15 | 17.69 | 0.9048 | 3000 | 73.3
PKA85NGE | MAVERICK ENERGY SOLUTIONS INTERNATIONAL | Maverick Energy Solutions International | MES-FL-W30(3000K) | Outdoor Luminaires | Low Output | Architectural Flood and Spot Luminaires | Standard | TRUE | 3124 | 99 | 31.55 | 19.75 | 0.9036 | 3116 | 73.6 | 5 | 50000 | 42508 |  |  | No |  | 3 | 3124 | 99 | 31.55 | 19.75 | 0.9036 | 3000 | 73.6
PCUSKZVF | LuxEvo Inc. | LuxEvo | LE-VS-100-57 | Outdoor Luminaires | Mid Output | Architectural Flood and Spot Luminaires | Standard | FALSE | [9 empty] | 42508 |  |  | NotYetVerified |  | 3 | 7800 | 80 | 100 |  | 0.9 | 5700 | 70
PQ8CXZQ1 | LuxEvo Inc. | LuxEvo | LE-VS-050-57 | Outdoor Luminaires | Low Output | Architectural Flood and Spot Luminaires | Standard | FALSE | [9 empty] | 42508 |  |  | NotYetVerified |  | 3 | 4000 | 80 | 50 |  | 0.9 | 5700 | 70
PU88ZETY | DONGGUAN THAILIGHT SEMICONDUCTOR LIGHTING CO.LTD. | Thailight | TLFLF220H6YYZZ | Outdoor Luminaires | High Output | Architectural Flood and Spot Luminaires | Standard | FALSE | [9 empty] | 42508 |  |  | No |  | 3.1 | 19700 | 93 | 220 | 20 | 0.9 | 5700 | 80
PN8SYB3D | DONGGUAN THAILIGHT SEMICONDUCTOR LIGHTING CO.LTD. | Thailight | TLFLF150H6YYZZ | Outdoor Luminaires | High Output | Architectural Flood and Spot Luminaires | Standard | FALSE | [9 empty] | 42508 |  |  | No |  | 3.1 | 14500 | 99 | 150 | 20 | 0.9 | 5700 | 80
PTUGXM6C | DONGGUAN THAILIGHT SEMICONDUCTOR LIGHTING CO.LTD. | Thailight | TLFLF100H6YYZZ | Outdoor Luminaires | High Output | Architectural Flood and Spot Luminaires | Standard | FALSE | [9 empty] | 42508 |  |  | No |  | 3.1 | 9800 | 98 | 100 | 20 | 0.9 | 5700 | 80
P54B9G2W | DONGGUAN THAILIGHT SEMICONDUCTOR LIGHTING CO.LTD. | Thailight | TLFLA806YYZZ | Outdoor Luminaires | Mid Output | Architectural Flood and Spot Luminaires | Standard | FALSE | [9 empty] | 42508 |  |  | No |  | 3.1 | 7200 | 90 | 80 | 20 | 0.9 | 5700 | 80
PRM8PG9N | DONGGUAN THAILIGHT SEMICONDUCTOR LIGHTING CO.LTD. | Thailight | TLFLA506YYZZ | Outdoor Luminaires | Mid Output | Architectural Flood and Spot Luminaires | Standard | FALSE | [9 empty] | 42508 |  |  | No |  | 3.1 | 4500 | 90 | 50 | 20 | 0.9 | 5700 | 80
PHHZWJ5P | DONGGUAN THAILIGHT SEMICONDUCTOR LIGHTING CO.LTD. | Thailight | TLFLA306YYZZ | Outdoor Luminaires | Low Output | Architectural Flood and Spot Luminaires | Standard | FALSE | [9 empty] | 42508 |  |  | No |  | 3.1 | 2700 | 90 | 30 | 20 | 0.9 | 5700 | 80
P6VCA52K | DONGGUAN THAILIGHT SEMICONDUCTOR LIGHTING CO.LTD. | Thailight | TLFLF300H6YYZZ | Outdoor Luminaires | High Output | Architectural Flood and Spot Luminaires | Standard | FALSE | [9 empty] | 42508 |  |  | No |  | 3.1 | 27400 | 95 | 300 | 20 | 0.9 | 5700 | 80
PQ43GUQT | DONGGUAN THAILIGHT SEMICONDUCTOR LIGHTING CO.LTD. | Thailight | TLFLC506YYZZ | Outdoor Luminaires | Low Output | Architectural Flood and Spot Luminaires | Standard | FALSE | [9 empty] | 42508 |  |  | No |  | 3.1 | 4500 | 90 | 50 | 20 | 0.9 | 5700 | 80
PKNRPYTJ | DONGGUAN THAILIGHT SEMICONDUCTOR LIGHTING CO.LTD. | Thailight | TLFLC306YYZZ | Outdoor Luminaires | Low Output | Architectural Flood and Spot Luminaires | Standard | FALSE | [9 empty] | 42508 |  |  | No |  | 3.1 | 2700 | 90 | 30 | 20 | 0.9 | 5700 | 80
PC7DASNA | DONGGUAN THAILIGHT SEMICONDUCTOR LIGHTING CO.LTD. | Thailight | TLFLF220H5YYZZ | Outdoor Luminaires | High Output | Architectural Flood and Spot Luminaires | Standard | FALSE | [9 empty] | 42508 |  |  | NotYetVerified | Product updated on 1/9/2017 | 3.1 | 27943 | 127.07 | 219.9 | 11.24 | 0.96 | 5000 | 83.2
PKJN1XHK | DONGGUAN THAILIGHT SEMICONDUCTOR LIGHTING CO.LTD. | Thailight | TLFLF150H5YYZZ | Outdoor Luminaires | High Output | Architectural Flood and Spot Luminaires | Standard | FALSE | [9 empty] | 42508 |  |  | NotYetVerified | Product updated on 1/9/2017 | 3.1 | 18167 | 124.26 | 146.2 | 9.11 | 0.96 | 5000 | 82.7
P56SW7TV | DONGGUAN THAILIGHT SEMICONDUCTOR LIGHTING CO.LTD. | Thailight | TLFLF100H5YYZZ | Outdoor Luminaires | High Output | Architectural Flood and Spot Luminaires | Standard | FALSE | [9 empty] | 42508 |  |  | NotYetVerified | Product updated on 1/9/2017 | 4.1 | 12507 | 125.23 | 99.87 | 13.55 | 0.96 | 5000 | 82.9
P2MDPZDD | DONGGUAN THAILIGHT SEMICONDUCTOR LIGHTING CO.LTD. | Thailight | TLFLA805YYZZ | Outdoor Luminaires | Mid Output | Architectural Flood and Spot Luminaires | Standard | FALSE | [9 empty] | 42508 |  |  | No |  | 3.1 | 7200 | 90 | 80 | 20 | 0.9 | 5000 | 80
PYH7JN52 | DONGGUAN THAILIGHT SEMICONDUCTOR LIGHTING CO.LTD. | Thailight | TLFLA505YYZZ | Outdoor Luminaires | Mid Output | Architectural Flood and Spot Luminaires | Standard | FALSE | [9 empty] | 42508 |  |  | No |  | 3.1 | 4500 | 90 | 50 | 20 | 0.9 | 5000 | 80
PWRM61BE | DONGGUAN THAILIGHT SEMICONDUCTOR LIGHTING CO.LTD. | Thailight | TLFLA305YYZZ | Outdoor Luminaires | Low Output | Architectural Flood and Spot Luminaires | Standard | FALSE | [9 empty] | 42508 |  |  | No |  | 3.1 | 2700 | 90 | 30 | 20 | 0.9 | 5000 | 80
PPZVMF4C | DONGGUAN THAILIGHT SEMICONDUCTOR LIGHTING CO.LTD. | Thailight | TLFLF300H5YYZZ | Outdoor Luminaires | Very High Output | Architectural Flood and Spot Luminaires | Standard | FALSE | [9 empty] | 42508 |  |  | NotYetVerified | Product updated on 1/9/2017 | 3.1 | 36728 | 127.84 | 287.3 | 10.38 | 0.96 | 5000 | 83
PBY7NWG8 | DONGGUAN THAILIGHT SEMICONDUCTOR LIGHTING CO.LTD. | Thailight | TLFLC505YYZZ | Outdoor Luminaires | Low Output | Architectural Flood and Spot Luminaires | Standard | FALSE | [9 empty] | 42508 |  |  | No |  | 3.1 | 4500 | 90 | 50 | 20 | 0.9 | 5000 | 80
P5UFECGH | DONGGUAN THAILIGHT SEMICONDUCTOR LIGHTING CO.LTD. | Thailight | TLFLC305YYZZ | Outdoor Luminaires | Low Output | Architectural Flood and Spot Luminaires | Standard | FALSE | [9 empty] | 42508 |  |  | No |  | 3.1 | 2700 | 90 | 30 | 20 | 0.9 | 5000 | 80
P8H16PHP | DONGGUAN THAILIGHT SEMICONDUCTOR LIGHTING CO.LTD. | Thailight | TLFLF220H4YYZZ | Outdoor Luminaires | High Output | Architectural Flood and Spot Luminaires | Standard | FALSE | [9 empty] | 42508 |  |  | NotYetVerified | Product updated on 1/9/2017 | 4.1 | 27582 | 124.98 | 220.7 | 11.2 | 0.96 | 4000 | 82.1
PJ9AWWE6 | DONGGUAN THAILIGHT SEMICONDUCTOR LIGHTING CO.LTD. | Thailight | TLFLF150H4YYZZ | Outdoor Luminaires | High Output | Architectural Flood and Spot Luminaires | Standard | FALSE | [9 empty] | 42508 |  |  | NotYetVerified | Product updated on 1/9/2017 | 3.1 | 17972 | 122.18 | 147.1 | 9.06 | 0.96 | 4000 | 82.2
P4UX4KUF | DONGGUAN THAILIGHT SEMICONDUCTOR LIGHTING CO.LTD. | Thailight | TLFLF100H4YYZZ | Outdoor Luminaires | High Output | Architectural Flood and Spot Luminaires | Standard | FALSE | [9 empty] | 42508 |  |  | NotYetVerified | Product updated on 1/9/2017 | 4.1 | 12354 | 123.42 | 100.1 | 13.49 | 0.96 | 4000 | 82.1
PZBZKQ7D | DONGGUAN THAILIGHT SEMICONDUCTOR LIGHTING CO.LTD. | Thailight | TLFLA804YYZZ | Outdoor Luminaires | Mid Output | Architectural Flood and Spot Luminaires | Standard | FALSE | [9 empty] | 42508 |  |  | No |  | 3.1 | 7200 | 90 | 80 | 20 | 0.9 | 4000 | 80
PJJMXTA3 | DONGGUAN THAILIGHT SEMICONDUCTOR LIGHTING CO.LTD. | Thailight | TLFLA504YYZZ | Outdoor Luminaires | Mid Output | Architectural Flood and Spot Luminaires | Standard | FALSE | [9 empty] | 42508 |  |  | No |  | 3.1 | 4500 | 90 | 50 | 20 | 0.9 | 4000 | 80
PUX7QAY4 | DONGGUAN THAILIGHT SEMICONDUCTOR LIGHTING CO.LTD. | Thailight | TLFLA304YYZZ | Outdoor Luminaires | Low Output | Architectural Flood and Spot Luminaires | Standard | FALSE | [9 empty] | 42508 |  |  | No |  | 3.1 | 2700 | 90 | 30 | 20 | 0.9 | 4000 | 80
PK7X9MYU | DONGGUAN THAILIGHT SEMICONDUCTOR LIGHTING CO.LTD. | Thailight | TLFLF300H4YYZZ | Outdoor Luminaires | Very High Output | Architectural Flood and Spot Luminaires | Standard | FALSE | [9 empty] | 42508 |  |  | NotYetVerified | Product updated on 1/9/2017 | 3.1 | 36235 | 125.77 | 288.1 | 10.35 | 0.96 | 4000 | 82.2
PNHR8TV3 | DONGGUAN THAILIGHT SEMICONDUCTOR LIGHTING CO.LTD. | Thailight | TLFLC504YYZZ | Outdoor Luminaires | Low Output | Architectural Flood and Spot Luminaires | Standard | FALSE | [9 empty] | 42508 |  |  | No |  | 3.1 | 4500 | 90 | 50 | 20 | 0.9 | 4000 | 80
P3HXQEQZ | DONGGUAN THAILIGHT SEMICONDUCTOR LIGHTING CO.LTD. | Thailight | TLFLC304YYZZ | Outdoor Luminaires | Low Output | Architectural Flood and Spot Luminaires | Standard | FALSE | [9 empty] | 42508 |  |  | No |  | 3.1 | 2700 | 90 | 30 | 20 | 0.9 | 4000 | 80
PT4Z6EN6 | MAVERICK ENERGY SOLUTIONS INTERNATIONAL | Maverick Energy Solutions International | MES-FL-W140(5000K) | Outdoor Luminaires | High Output | Architectural Flood and Spot Luminaires | Standard | FALSE | [9 empty] | 42508 | Not Dimmable | Not Dimmable | No |  | 3 | 14476 | 104.31 | 138.8 | 15.35 | 0.9051 | 5000 | 73.7
PZX1K87C | MAVERICK ENERGY SOLUTIONS INTERNATIONAL | Maverick Energy Solutions International | MES-FL-W30(5000K) | Outdoor Luminaires | Low Output | Architectural Flood and Spot Luminaires | Standard | FALSE | [9 empty] | 42508 | Not Dimmable | Not Dimmable | No |  | 3 | 3124 | 99 | 31.55 | 19.75 | 0.9036 | 5000 | 73.6
PQQN1469 | MAVERICK ENERGY SOLUTIONS INTERNATIONAL | Maverick Energy Solutions International | MES-FL-W50(5000K) | Outdoor Luminaires | Low Output | Architectural Flood and Spot Luminaires | Standard | FALSE | [9 empty] | 42508 | Not Dimmable | Not Dimmable | No |  | 3 | 4926.4 | 98.95 | 49.79 | 15.95 | 0.945 | 5000 | 73.6
PNZYNVH8 | MAVERICK ENERGY SOLUTIONS INTERNATIONAL | Maverick Energy Solutions International | MES-FL-W080(5000K) | Outdoor Luminaires | Mid Output | Architectural Flood and Spot Luminaires | Standard | FALSE | [9 empty] | 42508 | Not Dimmable | Not Dimmable | No |  | 3 | 7834.4 | 97.75 | 80.15 | 17.69 | 0.9048 | 5000 | 73.3
PGNNAGP7 | MAVERICK ENERGY SOLUTIONS INTERNATIONAL | Maverick Energy Solutions International | MES-FL-W210(5000K) | Outdoor Luminaires | High Output | Architectural Flood and Spot Luminaires | Standard | FALSE | [9 empty] | 42508 | Not Dimmable | Not Dimmable | No |  | 3 | 21667 | 101.6 | 213.3 | 15.36 | 0.9226 | 5000 | 74
PJDR76W2 | All Green Lighting Inc. | All Green Lighting Inc | FL-LED-L-150W | Outdoor Luminaires | High Output | Architectural Flood and Spot Luminaires | Standard | TRUE | 16170 | 93.92 | 172.2 | 13.45 | 0.9262 | 5545 | 72.3 | 5 | 50000 | 42507 |  |  | No |  | 3 | 16170 | 93.92 | 172.2 | 6.37 | 0.9973 | 5545 | 72.3
P8X2WVMQ | RAB Design Lighting | RAB Design | RFL1-LED20-C-4K-W-XXX-XX-DIM | Outdoor Luminaires | Low Output | Architectural Flood and Spot Luminaires | Premium | TRUE | 2426.2 | 112.74 | 21.52 | 16.79 | 0.9602 | 4065 | 71.9 | 5 | 50000 | 42506 |  |  | No |  | 3.1 | 2426 | 112 | 21.5 | 16.79 | 0.9602 | 4000 | 71
PPDA5SNG | RAB Design Lighting | RAB Design | RFL2-LED40-C-4K-W-XXX-XX-DIM | Outdoor Luminaires | Mid Output | Architectural Flood and Spot Luminaires | Premium | TRUE | 5045.1 | 118.4 | 42.61 | 15.85 | 0.9589 | 4041 | 72.1 | 5 | 50000 | 42506 |  |  | No |  | 3.1 | 5045 | 118 | 42.6 | 15.85 | 0.9589 | 4000 | 72
PD2RW1FV | RAB Design Lighting | RAB Design | RFL4-LED103-C-4K-W-XXX-XX-DIM | Outdoor Luminaires | High Output | Architectural Flood and Spot Luminaires | Standard | TRUE | 12428 | 113.08 | 109.9 | 14.95 | 0.9562 | 4014 | 73.8 | 5 | 50000 | 42506 |  |  | No |  | 3.1 | 12428 | 113 | 110 | 14.95 | 0.9562 | 4000 | 73
PFAVD275 | RAB Design Lighting | RAB Design | RFL3-LED80-C-4K-W-XXX-XX-DIM | Outdoor Luminaires | Mid Output | Architectural Flood and Spot Luminaires | Standard | TRUE | 8422 | 103.85 | 81.1 | 14.66 | 0.952 | 4003 | 73.6 | 5 | 50000 | 42506 |  |  | No |  | 3.1 | 8422 | 103 | 81.1 | 14.66 | 0.952 | 4000 | 73
PJQRWX1E | RAB Design Lighting | RAB Design | RFL4-LED152-C-4K-W-XXX-XX-DIM | Outdoor Luminaires | High Output | Architectural Flood and Spot Luminaires | Standard | TRUE | 16683 | 107.91 | 154.6 | 15.38 | 0.9518 | 3975 | 72.6 | 5 | 50000 | 42506 |  |  | No |  | 3.1 | 16683 | 107 | 154.6 | 15.38 | 0.9518 | 4000 | 72
PUDSEFKM | Shanghai Supertek Lighting Co. Ltd | SUPERTEK | FL11A-20-4000K | Outdoor Luminaires | Low Output | Architectural Flood and Spot Luminaires | Premium | TRUE | 1996.73 | 113.39 | 17.61 | 11.3 | 0.901 | 3991 | 71.6 | 5 | 50000 | 42506 |  |  | Yes |  | 3.1 | 2250 | 112 | 20 | 11.3 | 0.901 | 4000 | 70
PWHU9H2V | RAB Design Lighting | RAB Design | RFL4-LED152-C-5K-W-XXX-XX-DIM | Outdoor Luminaires | High Output | Architectural Flood and Spot Luminaires | Standard | FALSE | [9 empty] | 42506 |  |  | No |  | 3.1 | 16755 | 108 | 154.5 | 15.27 | 0.9509 | 5000 | 74
P56X8XUD | RAB Design Lighting | RAB Design | RFL4-LED103-C-5K-W-XXX-XX-DIM | Outdoor Luminaires | High Output | Architectural Flood and Spot Luminaires | Standard | FALSE | [9 empty] | 42506 |  |  | No |  | 3.1 | 12591 | 114 | 110 | 14.74 | 0.9536 | 5000 | 73
PKW3X2FW | RAB Design Lighting | RAB Design | RFL1-LED20-C-5K-W-XXX-XX-DIM | Outdoor Luminaires | Low Output | Architectural Flood and Spot Luminaires | Premium | FALSE | [9 empty] | 42506 |  |  | No |  | 3.1 | 2450 | 113 | 21.5 | 16.24 | 0.9595 | 5000 | 72
P5NNE8ZY | RAB Design Lighting | RAB Design | RFL2-LED40-C-5K-W-XXX-XX-DIM | Outdoor Luminaires | Mid Output | Architectural Flood and Spot Luminaires | Premium | FALSE | [9 empty] | 42506 |  |  | No |  | 3.1 | 5070 | 120 | 42.3 | 15.37 | 0.9586 | 5000 | 72
P4JT5SKY | RAB Design Lighting | RAB Design | RFL3-LED80-C-5K-W-XXX-XX-DIM | Outdoor Luminaires | Mid Output | Architectural Flood and Spot Luminaires | Standard | FALSE | [9 empty] | 42506 |  |  | No |  | 3.1 | 8487 | 104 | 80.9 | 14.79 | 0.9523 | 5000 | 72
PXU6QNMW | Shanghai Supertek Lighting Co. Ltd | SUPERTEK | FL11A-20-5000K | Outdoor Luminaires | Low Output | Architectural Flood and Spot Luminaires | Premium | FALSE | [9 empty] | 42506 | Dimmable | Continuous Below 10 | Yes |  | 3.1 | 2280 | 114 | 20 | 11.3 | 0.901 | 5000 | 70
PQK6GFMY | Hyperikon Inc. | Hyperikon | HyperBox200i-50 | Outdoor Luminaires | High Output | Architectural Flood and Spot Luminaires | Standard | TRUE | 21430.96 | 110.092 | 194.66 | 5.56 | 0.9658 | 4952 | 82.7 | 5 | 50000 | 42502 |  |  | No |  | 3.1 | 22100 | 110.5 | 200 | 5.67 | 0.95 | 5000 | 80
PVTECZ6T | Hyperikon Inc. | Hyperikon | HyperBox300i-50 | Outdoor Luminaires | Very High Output | Architectural Flood and Spot Luminaires | Standard | TRUE | 32148.03 | 109.065 | 294.76 | 15.13 | 0.9448 | 5010 | 82.9 | 5 | 50000 | 42502 |  |  | No |  | 3.1 | 33600 | 112 | 300 | 15.13 | 0.95 | 5000 | 80
P37BFD4Q | Baiyiled Lighting America Inc. | RayonLED | RO-FL02-100W(4000K) | Outdoor Luminaires | Mid Output | Architectural Flood and Spot Luminaires | Standard | TRUE | 9674.483 | 98.458 | 98.26 | 18.55 | 0.926 | 4128 | 83.5 | 5 | 50000 | 42502 |  |  | No |  | 3.1 | 9674.483 | 98.458 | 98.26 | 18.55 | 0.998 | 4000 | 83.5
P1YEA7QW | Baiyiled Lighting America Inc. | RayonLED | RO-FL02-150W(4000K) | Outdoor Luminaires | High Output | Architectural Flood and Spot Luminaires | Standard | TRUE | 15257.68 | 101.745 | 149.96 | 18.22 | 0.918 | 4058 | 83.1 | 5 | 50000 | 42502 |  |  | No |  | 3.1 | 15257.68 | 101.745 | 149.96 | 18.22 | 0.997 | 4000 | 83.1
PN52JEK6 | Baiyiled Lighting America Inc. | RayonLED | RO-FL01-200W(4000K) | Outdoor Luminaires | High Output | Architectural Flood and Spot Luminaires | Standard | TRUE | 20557.422 | 102.398 | 200.76 | 17.85 | 0.911 | 4131 | 83.5 | 5 | 50000 | 42502 |  |  | No |  | 3.1 | 20557.422 | 102.398 | 200.76 | 17.85 | 0.995 | 4000 | 83.5
PP8JZB12 | Baiyiled Lighting America Inc. | RayonLED | RO-FL01-240W(4000K) | Outdoor Luminaires | High Output | Architectural Flood and Spot Luminaires | Standard | TRUE | 25381.8 | 106.058 | 239.32 | 17.34 | 0.909 | 4135 | 83.5 | 5 | 50000 | 42502 |  |  | No |  | 3.1 | 25381.8 | 106.058 | 239.32 | 17.34 | 0.996 | 4000 | 83.5
PRY4PQZ8 | Hyperikon Inc. | Hyperikon | HyperBox200i-57 | Outdoor Luminaires | High Output | Architectural Flood and Spot Luminaires | Standard | FALSE | [9 empty] | 42502 |  |  | No |  | 3.1 | 22100 | 110.5 | 200 | 5.67 | 0.95 | 5700 | 80
PYPT3JRE | Hyperikon Inc. | Hyperikon | HyperBox300i-57 | Outdoor Luminaires | Very High Output | Architectural Flood and Spot Luminaires | Standard | FALSE | [9 empty] | 42502 |  |  | No |  | 3.1 | 33600 | 112 | 300 | 15.13 | 0.95 | 5700 | 80
P4351617 | Baiyiled Lighting America Inc. | RayonLED | RO-FL02-100W(5000K) | Outdoor Luminaires | Mid Output | Architectural Flood and Spot Luminaires | Standard | FALSE | [9 empty] | 42502 | Not Dimmable | Not Dimmable | No |  | 3.1 | 9674.483 | 98.458 | 98.26 | 18.55 | 0.998 | 5000 | 83.5
PB9XB1NY | Baiyiled Lighting America Inc. | RayonLED | RO-FL01-200W(5000K) | Outdoor Luminaires | High Output | Architectural Flood and Spot Luminaires | Standard | FALSE | [9 empty] | 42502 | Not Dimmable | Not Dimmable | No |  | 3.1 | 20557.422 | 102.398 | 200.76 | 17.85 | 0.995 | 5000 | 83.5
PCHNM62N | Baiyiled Lighting America Inc. | RayonLED | RO-FL01-240W(5000K) | Outdoor Luminaires | High Output | Architectural Flood and Spot Luminaires | Standard | FALSE | [9 empty] | 42502 | Not Dimmable | Not Dimmable | No |  | 3.1 | 25381.8 | 106.058 | 239.32 | 17.34 | 0.996 | 5000 | 83.5
PQ9KVHPX | Baiyiled Lighting America Inc. | RayonLED | RO-FL02-150W(5000K) | Outdoor Luminaires | High Output | Architectural Flood and Spot Luminaires | Standard | FALSE | [9 empty] | 42502 | Not Dimmable | Not Dimmable | No |  | 3.1 | 15257.68 | 101.745 | 149.96 | 18.22 | 0.997 | 5000 | 83.1
PQ2R4778 | Howard Lighting | Howard Lighting | ULF 4HE 550 xxx | Outdoor Luminaires | High Output | Architectural Flood and Spot Luminaires | Standard | TRUE | 17180 | 99.7 | 172.32 | 11.33 | 0.933 | 5184 | 73 | 5 |  | 42501 |  |  | NotYetVerified |  | 3 | 17180 | 99.7 | 172.32 | 11.33 | 0.933 | 5000 | 70
PJCZV4XW | Howard Lighting | Howard Lighting | ULF 2HE 550 xxx | Outdoor Luminaires | Mid Output | Architectural Flood and Spot Luminaires | Standard | TRUE | 8795 | 114.32 | 76.93 | 20.94 | 0.896 | 5051 | 71.5 | 5 |  | 42501 |  |  | NotYetVerified |  | 3 | 8795 | 114.3 | 76.93 | 20.94 | 0.896 | 5000 | 70
P3FKWYED | Howard Lighting | Howard Lighting | ULF 4HL 550 xxx | Outdoor Luminaires | High Output | Architectural Flood and Spot Luminaires | Standard | TRUE | 19365.7 | 82.25 | 235.44 | 9.56 | 0.872 | 5278 | 73.9 | 5 | 50000 | 42501 |  |  | NotYetVerified |  | 3
PV6PDU37 | Howard Lighting | Howard Lighting | ULF 3HE 550 xxx | Outdoor Luminaires | High Output | Architectural Flood and Spot Luminaires | Standard | FALSE | [9 empty] | 42501 |  |  | NotYetVerified |  | 3 | 12548 | 109 | 115.1 | 17.09 | 0.911 | 5000 | 70
P5U5E6PQ | Howard Lighting | Howard Lighting | ULF 3HL 550 xxx | Outdoor Luminaires | High Output | Architectural Flood and Spot Luminaires | Standard | FALSE | [9 empty] | 42501 |  |  | NotYetVerified |  | 3 | 14850 | 100.9 | 147.2 | 13.86 | 0.923 | 5000 | 70
P1XET5NZ | Hubbell Lighting | KIM LIGHTING | ARFX25/MF/5K/60UV | Outdoor Luminaires | Very High Output | Architectural Flood and Spot Luminaires | Standard | TRUE | 31711 | 112.1 | 282.8 | 11 | 0.964 | 4989 | 72 | 5 |  | 42499 |  |  | Yes |  | 3.1 | 31711 | 112.1 | 283 | 20 | 0.9 | 4900 | 64
PT963F33 | Hubbell Lighting | KIM LIGHTING | ARFX16/WF/3K/70UV | Outdoor Luminaires | High Output | Architectural Flood and Spot Luminaires | Standard | TRUE | 17222 | 81.7 | 210.3 | 12.4 | 0.943 | 3163 | 72 | 5 |  | 42499 |  |  | Yes |  | 3.1 | 17222 | 81.7 | 211 | 20 | 0.9 | 3000 | 72
PQ5BRG4F | Hubbell Lighting | KIM LIGHTING | ARFX09/WF/3K/35UV | Outdoor Luminaires | Mid Output | Architectural Flood and Spot Luminaires | Standard | TRUE | 5837 | 95.7 | 61 | 8 | 0.933 | 3089 | 72 | 5 |  | 42499 |  |  | Yes |  | 3.1 | 5837 | 95.7 | 62 | 20 | 0.9 | 3000 | 72
PXYAQB88 | Hubbell Lighting | KIM LIGHTING | ARFX09/VF/5K/50UV | Outdoor Luminaires | Mid Output | Architectural Flood and Spot Luminaires | Standard | FALSE | [9 empty] | 42499 |  |  | Yes |  | 3.1 | 9927 | 115.4 | 86 | 20 | 0.9 | 4900 | 64
P8XVNWKC | Hubbell Lighting | KIM LIGHTING | ARFX09/WF/5K/50UV | Outdoor Luminaires | Mid Output | Architectural Flood and Spot Luminaires | Standard | FALSE | [9 empty] | 42499 |  |  | Yes |  | 3.1 | 9702 | 112.8 | 86 | 20 | 0.9 | 4900 | 64
PG2A33UP | Hubbell Lighting | KIM LIGHTING | ARFX09/NF/5K/45UV | Outdoor Luminaires | Mid Output | Architectural Flood and Spot Luminaires | Standard | FALSE | [9 empty] | 42499 |  |  | Yes |  | 3.1 | 9653 | 123.8 | 78 | 20 | 0.9 | 4900 | 64
P44NPVJK | Hubbell Lighting | KIM LIGHTING | ARFX09/MF/5K/45UV | Outdoor Luminaires | Mid Output | Architectural Flood and Spot Luminaires | Standard | FALSE | [9 empty] | 42499 |  |  | Yes |  | 3.1 | 9231 | 118.3 | 78 | 20 | 0.9 | 4900 | 64
PXRKHER9 | Hubbell Lighting | KIM LIGHTING | ARFX09/VF/5K/45UV | Outdoor Luminaires | Mid Output | Architectural Flood and Spot Luminaires | Standard | FALSE | [9 empty] | 42499 |  |  | Yes |  | 3.1 | 9074 | 116.3 | 78 | 20 | 0.9 | 4900 | 64
PSUTJPH5 | Hubbell Lighting | KIM LIGHTING | ARFX09/WF/5K/45UV | Outdoor Luminaires | Mid Output | Architectural Flood and Spot Luminaires | Standard | FALSE | [9 empty] | 42499 |  |  | Yes |  | 3.1 | 8868 | 113.7 | 78 | 20 | 0.9 | 4900 | 64
PVPRQY86 | Hubbell Lighting | KIM LIGHTING | ARFX09/NF/5K/40UV | Outdoor Luminaires | Mid Output | Architectural Flood and Spot Luminaires | Standard | FALSE | [9 empty] | 42499 |  |  | Yes |  | 3.1 | 8716 | 124.5 | 70 | 20 | 0.9 | 4900 | 64
PZ6PXC8P | Hubbell Lighting | KIM LIGHTING | ARFX09/MF/5K/40UV | Outdoor Luminaires | Mid Output | Architectural Flood and Spot Luminaires | Standard | FALSE | [9 empty] | 42499 |  |  | Yes |  | 3.1 | 8439 | 120.6 | 70 | 20 | 0.9 | 4900 | 64
PVH6JJSD | Hubbell Lighting | KIM LIGHTING | ARFX09/VF/5K/40UV | Outdoor Luminaires | Mid Output | Architectural Flood and Spot Luminaires | Standard | FALSE | [9 empty] | 42499 |  |  | Yes |  | 3.1 | 8295 | 118.5 | 70 | 20 | 0.9 | 4900 | 64
PRQSS319 | Hubbell Lighting | KIM LIGHTING | ARFX09/WF/5K/40UV | Outdoor Luminaires | Mid Output | Architectural Flood and Spot Luminaires | Standard | FALSE | [9 empty] | 42499 |  |  | Yes |  | 3.1 | 8107 | 115.8 | 70 | 20 | 0.9 | 4900 | 64
PHEM9P7P | Hubbell Lighting | KIM LIGHTING | ARFX09/NF/5K/35UV | Outdoor Luminaires | Mid Output | Architectural Flood and Spot Luminaires | Standard | FALSE | [9 empty] | 42499 |  |  | Yes |  | 3.1 | 7858 | 126.7 | 62 | 20 | 0.9 | 4900 | 64
PHJT85CA | Hubbell Lighting | KIM LIGHTING | ARFX09/MF/5K/35UV | Outdoor Luminaires | Mid Output | Architectural Flood and Spot Luminaires | Standard | FALSE | [9 empty] | 42499 |  |  | Yes |  | 3.1 | 7608 | 122.7 | 62 | 20 | 0.9 | 4900 | 64
PUET4KE6 | Hubbell Lighting | KIM LIGHTING | ARFX09/VF/5K/35UV | Outdoor Luminaires | Mid Output | Architectural Flood and Spot Luminaires | Standard | FALSE | [9 empty] | 42499 |  |  | Yes |  | 3.1 | 7479 | 120.6 | 62 | 20 | 0.9 | 4900 | 64
P7XY4GVR | Hubbell Lighting | KIM LIGHTING | ARFX09/WF/5K/35UV | Outdoor Luminaires | Mid Output | Architectural Flood and Spot Luminaires | Standard | FALSE | [9 empty] | 42499 |  |  | Yes |  | 3.1 | 7309 | 117.9 | 62 | 20 | 0.9 | 4900 | 64
PTY5CK9C | Hubbell Lighting | KIM LIGHTING | ARFX25/WF/5K/55UV | Outdoor Luminaires | High Output | Architectural Flood and Spot Luminaires | Standard | FALSE | [9 empty] | 42499 |  |  | Yes |  | 3.1 | 29207 | 112.3 | 260 | 20 | 0.9 | 4900 | 64
P3A3F55N | Hubbell Lighting | KIM LIGHTING | ARFX25/MF/5K/50UV | Outdoor Luminaires | High Output | Architectural Flood and Spot Luminaires | Standard | FALSE | [9 empty] | 42499 |  |  | Yes |  | 3.1 | 28595 | 121.2 | 236 | 20 | 0.9 | 4900 | 64
P33PMP3R | Hubbell Lighting | KIM LIGHTING | ARFX25/NF/5K/50UV | Outdoor Luminaires | High Output | Architectural Flood and Spot Luminaires | Standard | FALSE | [9 empty] | 42499 |  |  | Yes |  | 3.1 | 27977 | 118.5 | 236 | 20 | 0.9 | 4900 | 64
P6E573ED | Hubbell Lighting | KIM LIGHTING | ARFX25/VF/5K/50UV | Outdoor Luminaires | High Output | Architectural Flood and Spot Luminaires | Standard | FALSE | [9 empty] | 42499 |  |  | Yes |  | 3.1 | 27945 | 118.4 | 236 | 20 | 0.9 | 4900 | 64
P2MUASKQ | Hubbell Lighting | KIM LIGHTING | ARFX25/WF/5K/50UV | Outdoor Luminaires | High Output | Architectural Flood and Spot Luminaires | Standard | FALSE | [9 empty] | 42499 |  |  | Yes |  | 3.1 | 27027 | 114.5 | 236 | 20 | 0.9 | 4900 | 64
PJF2VRR6 | Hubbell Lighting | KIM LIGHTING | ARFX25/MF/5K/45UV | Outdoor Luminaires | High Output | Architectural Flood and Spot Luminaires | Standard | FALSE | [9 empty] | 42499 |  |  | Yes |  | 3.1 | 25998 | 122.1 | 213 | 20 | 0.9 | 4900 | 64
PPDEHS83 | Hubbell Lighting | KIM LIGHTING | ARFX25/NF/5K/45UV | Outdoor Luminaires | High Output | Architectural Flood and Spot Luminaires | Standard | FALSE | [9 empty] | 42499 |  |  | Yes |  | 3.1 | 25431 | 119.4 | 213 | 20 | 0.9 | 4900 | 64
PQMR89QZ | Hubbell Lighting | KIM LIGHTING | ARFX25/VF/5K/45UV | Outdoor Luminaires | High Output | Architectural Flood and Spot Luminaires | Standard | FALSE | [9 empty] | 42499 |  |  | Yes |  | 3.1 | 25407 | 119.3 | 213 | 20 | 0.9 | 4900 | 64
PGCA7WKV | Hubbell Lighting | KIM LIGHTING | ARFX25/WF/5K/45UV | Outdoor Luminaires | High Output | Architectural Flood and Spot Luminaires | Standard | FALSE | [9 empty] | 42499 |  |  | Yes |  | 3.1 | 24620 | 115.6 | 213 | 20 | 0.9 | 4900 | 64
PWP2D7XW | Hubbell Lighting | KIM LIGHTING | ARFX16/NF/5K/70UV | Outdoor Luminaires | High Output | Architectural Flood and Spot Luminaires | Standard | FALSE | [9 empty] | 42499 |  |  | Yes |  | 3.1 | 23441 | 111.1 | 211 | 20 | 0.9 | 4900 | 64
PDZ7AM47 | Hubbell Lighting | KIM LIGHTING | ARFX25/MF/5K/40UV | Outdoor Luminaires | High Output | Architectural Flood and Spot Luminaires | Standard | FALSE | [9 empty] | 42499 |  |  | Yes |  | 3.1 | 23401 | 123.2 | 190 | 20 | 0.9 | 4900 | 64
PG7RURA3 | Hubbell Lighting | KIM LIGHTING | ARFX16/VF/5K/70UV | Outdoor Luminaires | High Output | Architectural Flood and Spot Luminaires | Standard | FALSE | [9 empty] | 42499 |  |  | Yes |  | 3.1 | 23197 | 109.9 | 211 | 20 | 0.9 | 4900 | 64
PC8PR1AV | Hubbell Lighting | KIM LIGHTING | ARFX25/NF/5K/40UV | Outdoor Luminaires | High Output | Architectural Flood and Spot Luminaires | Standard | FALSE | [9 empty] | 42499 |  |  | Yes |  | 3.1 | 22890 | 120.5 | 190 | 20 | 0.9 | 4900 | 64
P3KT4Y8W | Hubbell Lighting | KIM LIGHTING | ARFX25/VF/5K/40UV | Outdoor Luminaires | High Output | Architectural Flood and Spot Luminaires | Standard | FALSE | [9 empty] | 42499 |  |  | Yes |  | 3.1 | 22869 | 120.4 | 190 | 20 | 0.9 | 4900 | 64
PK53T46R | Hubbell Lighting | KIM LIGHTING | ARFX25/WF/5K/40UV | Outdoor Luminaires | High Output | Architectural Flood and Spot Luminaires | Standard | FALSE | [9 empty] | 42499 |  |  | Yes |  | 3.1 | 22160 | 116.6 | 190 | 20 | 0.9 | 4900 | 64
PZCPH5G2 | Hubbell Lighting | KIM LIGHTING | ARFX16/MF/5K/70UV | Outdoor Luminaires | High Output | Architectural Flood and Spot Luminaires | Standard | FALSE | [9 empty] | 42499 |  |  | Yes |  | 3.1 | 22062 | 104.6 | 211 | 20 | 0.9 | 4900 | 64
PVXDBXVP | Hubbell Lighting | KIM LIGHTING | ARFX16/NF/5K/65UV | Outdoor Luminaires | High Output | Architectural Flood and Spot Luminaires | Standard | FALSE | [9 empty] | 42499 |  |  | Yes |  | 3.1 | 21999 | 112.2 | 196 | 20 | 0.9 | 4900 | 64
PC4EZJ3N | Hubbell Lighting | KIM LIGHTING | ARFX16/WF/5K/70UV | Outdoor Luminaires | High Output | Architectural Flood and Spot Luminaires | Standard | FALSE | [9 empty] | 42499 |  |  | Yes |  | 3.1 | 21777 | 103.2 | 211 | 20 | 0.9 | 4900 | 64
PM7SMH8D | Hubbell Lighting | KIM LIGHTING | ARFX16/VF/5K/65UV | Outdoor Luminaires | High Output | Architectural Flood and Spot Luminaires | Standard | FALSE | [9 empty] | 42499 |  |  | Yes |  | 3.1 | 21770 | 111.1 | 196 | 20 | 0.9 | 4900 | 64
P839H4QV | Hubbell Lighting | KIM LIGHTING | ARFX25/MF/5K/35UV | Outdoor Luminaires | High Output | Architectural Flood and Spot Luminaires | Standard | FALSE | [9 empty] | 42499 |  |  | Yes |  | 3.1 | 20804 | 124.6 | 167 | 20 | 0.9 | 4900 | 64
P3D14KPP | Hubbell Lighting | KIM LIGHTING | ARFX16/MF/5K/65UV | Outdoor Luminaires | High Output | Architectural Flood and Spot Luminaires | Standard | FALSE | [9 empty] | 42499 |  |  | Yes |  | 3.1 | 20705 | 105.6 | 196 | 20 | 0.9 | 4900 | 64
PBTPN2C3 | Hubbell Lighting | KIM LIGHTING | ARFX16/NF/5K/60UV | Outdoor Luminaires | High Output | Architectural Flood and Spot Luminaires | Standard | FALSE | [9 empty] | 42499 |  |  | Yes |  | 3.1 | 20557 | 113 | 182 | 20 | 0.9 | 4900 | 64
P5EDEPFU | Hubbell Lighting | KIM LIGHTING | ARFX16/WF/5K/65UV | Outdoor Luminaires | High Output | Architectural Flood and Spot Luminaires | Standard | FALSE | [9 empty] | 42499 |  |  | Yes |  | 3.1 | 20437 | 104.3 | 196 | 20 | 0.9 | 4900 | 64
PGSGNA6H | Hubbell Lighting | KIM LIGHTING | ARFX25/NF/5K/35UV | Outdoor Luminaires | High Output | Architectural Flood and Spot Luminaires | Standard | FALSE | [9 empty] | 42499 |  |  | Yes |  | 3.1 | 20350 | 121.9 | 167 | 20 | 0.9 | 4900 | 64
P5KWJXX9 | Hubbell Lighting | KIM LIGHTING | ARFX16/VF/5K/60UV | Outdoor Luminaires | High Output | Architectural Flood and Spot Luminaires | Standard | FALSE | [9 empty] | 42499 |  |  | Yes |  | 3.1 | 20343 | 111.8 | 182 | 20 | 0.9 | 4900 | 64
PEYW2GTY | Hubbell Lighting | KIM LIGHTING | ARFX25/VF/5K/35UV | Outdoor Luminaires | High Output | Architectural Flood and Spot Luminaires | Standard | FALSE | [9 empty] | 42499 |  |  | Yes |  | 3.1 | 20331 | 121.7 | 167 | 20 | 0.9 | 4900 | 64
P6FQG9W2 | Hubbell Lighting | KIM LIGHTING | ARFX25/WF/5K/35UV | Outdoor Luminaires | High Output | Architectural Flood and Spot Luminaires | Standard | FALSE | [9 empty] | 42499 |  |  | Yes |  | 3.1 | 19701 | 118 | 167 | 20 | 0.9 | 4900 | 64
PHQ7W9F4 | Hubbell Lighting | KIM LIGHTING | ARFX16/MF/5K/60UV | Outdoor Luminaires | High Output | Architectural Flood and Spot Luminaires | Standard | FALSE | [9 empty] | 42499 |  |  | Yes |  | 3.1 | 19347 | 106.3 | 182 | 20 | 0.9 | 4900 | 64
PXMCBFER | Hubbell Lighting | KIM LIGHTING | ARFX16/NF/5K/55UV | Outdoor Luminaires | High Output | Architectural Flood and Spot Luminaires | Standard | FALSE | [9 empty] | 42499 |  |  | Yes |  | 3.1 | 19114 | 114.5 | 167 | 20 | 0.9 | 4900 | 64
P8VN9W3D | Hubbell Lighting | KIM LIGHTING | ARFX16/WF/5K/60UV | Outdoor Luminaires | High Output | Architectural Flood and Spot Luminaires | Standard | FALSE | [9 empty] | 42499 |  |  | Yes |  | 3.1 | 19097 | 104.9 | 182 | 20 | 0.9 | 4900 | 64
PV6D29PY | Hubbell Lighting | KIM LIGHTING | ARFX16/VF/5K/55UV | Outdoor Luminaires | High Output | Architectural Flood and Spot Luminaires | Standard | FALSE | [9 empty] | 42499 |  |  | Yes |  | 3.1 | 18915 | 113.3 | 167 | 20 | 0.9 | 4900 | 64
PAAZKGXJ | Hubbell Lighting | KIM LIGHTING | ARFX16/MF/5K/55UV | Outdoor Luminaires | High Output | Architectural Flood and Spot Luminaires | Standard | FALSE | [9 empty] | 42499 |  |  | Yes |  | 3.1 | 17990 | 107.7 | 167 | 20 | 0.9 | 4900 | 64
PTXD7BNK | Hubbell Lighting | KIM LIGHTING | ARFX16/WF/5K/55UV | Outdoor Luminaires | High Output | Architectural Flood and Spot Luminaires | Standard | FALSE | [9 empty] | 42499 |  |  | Yes |  | 3.1 | 17757 | 106.3 | 167 | 20 | 0.9 | 4900 | 64
P9Q6ZSB5 | Hubbell Lighting | KIM LIGHTING | ARFX16/NF/5K/50UV | Outdoor Luminaires | High Output | Architectural Flood and Spot Luminaires | Standard | FALSE | [9 empty] | 42499 |  |  | Yes |  | 3.1 | 17672 | 116.3 | 152 | 20 | 0.9 | 4900 | 64
PHFYM4F7 | Hubbell Lighting | KIM LIGHTING | ARFX16/VF/5K/50UV | Outdoor Luminaires | High Output | Architectural Flood and Spot Luminaires | Standard | FALSE | [9 empty] | 42499 |  |  | Yes |  | 3.1 | 17488 | 115.1 | 152 | 20 | 0.9 | 4900 | 64
PU2M6Y45 | Hubbell Lighting | KIM LIGHTING | ARFX16/MF/5K/50UV | Outdoor Luminaires | High Output | Architectural Flood and Spot Luminaires | Standard | FALSE | [9 empty] | 42499 |  |  | Yes |  | 3.1 | 16632 | 109.4 | 152 | 20 | 0.9 | 4900 | 64
PAJKQRRT | Hubbell Lighting | KIM LIGHTING | ARFX16/WF/5K/50UV | Outdoor Luminaires | High Output | Architectural Flood and Spot Luminaires | Standard | FALSE | [9 empty] | 42499 |  |  | Yes |  | 3.1 | 16418 | 108 | 152 | 20 | 0.9 | 4900 | 64
PGX39PUN | Hubbell Lighting | KIM LIGHTING | ARFX16/NF/5K/45UV | Outdoor Luminaires | High Output | Architectural Flood and Spot Luminaires | Standard | FALSE | [9 empty] | 42499 |  |  | Yes |  | 3.1 | 16070 | 116.4 | 138 | 20 | 0.9 | 4900 | 64
PCZYKXB1 | Hubbell Lighting | KIM LIGHTING | ARFX16/VF/5K/45UV | Outdoor Luminaires | High Output | Architectural Flood and Spot Luminaires | Standard | FALSE | [9 empty] | 42499 |  |  | Yes |  | 3.1 | 15903 | 115.2 | 138 | 20 | 0.9 | 4900 | 64
PBW4HWHZ | Hubbell Lighting | KIM LIGHTING | ARFX16/MF/5K/45UV | Outdoor Luminaires | High Output | Architectural Flood and Spot Luminaires | Standard | FALSE | [9 empty] | 42499 |  |  | Yes |  | 3.1 | 15125 | 109.6 | 138 | 20 | 0.9 | 4900 | 64
PWGGD1JY | Hubbell Lighting | KIM LIGHTING | ARFX16/WF/5K/45UV | Outdoor Luminaires | High Output | Architectural Flood and Spot Luminaires | Standard | FALSE | [9 empty] | 42499 |  |  | Yes |  | 3.1 | 14930 | 108.2 | 138 | 20 | 0.9 | 4900 | 64
P2VUV3JD | Hubbell Lighting | KIM LIGHTING | ARFX16/NF/5K/40UV | Outdoor Luminaires | High Output | Architectural Flood and Spot Luminaires | Standard | FALSE | [9 empty] | 42499 |  |  | Yes |  | 3.1 | 14469 | 116.7 | 124 | 20 | 0.9 | 4900 | 64
PQQ1G7DE | Hubbell Lighting | KIM LIGHTING | ARFX16/VF/5K/40UV | Outdoor Luminaires | High Output | Architectural Flood and Spot Luminaires | Standard | FALSE | [9 empty] | 42499 |  |  | Yes |  | 3.1 | 14318 | 115.5 | 124 | 20 | 0.9 | 4900 | 64
P2FTFT5K | Hubbell Lighting | KIM LIGHTING | ARFX09/NF/5K/70UV | Outdoor Luminaires | High Output | Architectural Flood and Spot Luminaires | Standard | FALSE | [9 empty] | 42499 |  |  | Yes |  | 3.1 | 13831 | 117.2 | 118 | 20 | 0.9 | 4900 | 64
P6JFM4HP | Hubbell Lighting | KIM LIGHTING | ARFX16/MF/5K/40UV | Outdoor Luminaires | High Output | Architectural Flood and Spot Luminaires | Standard | FALSE | [9 empty] | 42499 |  |  | Yes |  | 3.1 | 13617 | 109.8 | 124 | 20 | 0.9 | 4900 | 64
PWP3PATM | Hubbell Lighting | KIM LIGHTING | ARFX16/WF/5K/40UV | Outdoor Luminaires | High Output | Architectural Flood and Spot Luminaires | Standard | FALSE | [9 empty] | 42499 |  |  | Yes |  | 3.1 | 13442 | 108.4 | 124 | 20 | 0.9 | 4900 | 64
PTH969S2 | Hubbell Lighting | KIM LIGHTING | ARFX09/MF/5K/70UV | Outdoor Luminaires | High Output | Architectural Flood and Spot Luminaires | Standard | FALSE | [9 empty] | 42499 |  |  | Yes |  | 3.1 | 13391 | 113.5 | 118 | 20 | 0.9 | 4900 | 64
P8AURKM2 | Hubbell Lighting | KIM LIGHTING | ARFX09/VF/5K/70UV | Outdoor Luminaires | High Output | Architectural Flood and Spot Luminaires | Standard | FALSE | [9 empty] | 42499 |  |  | Yes |  | 3.1 | 13163 | 111.6 | 118 | 20 | 0.9 | 4900 | 64
P4BHDT4Q | Hubbell Lighting | KIM LIGHTING | ARFX09/NF/5K/65UV | Outdoor Luminaires | High Output | Architectural Flood and Spot Luminaires | Standard | FALSE | [9 empty] | 42499 |  |  | Yes |  | 3.1 | 12996 | 118.1 | 110 | 20 | 0.9 | 4900 | 64
PDVRCQ46 | Hubbell Lighting | KIM LIGHTING | ARFX16/NF/5K/35UV | Outdoor Luminaires | High Output | Architectural Flood and Spot Luminaires | Standard | FALSE | [9 empty] | 42499 |  |  | Yes |  | 3.1 | 12867 | 117 | 110 | 20 | 0.9 | 4900 | 64
PXVJPUGB | Hubbell Lighting | KIM LIGHTING | ARFX09/WF/5K/70UV | Outdoor Luminaires | High Output | Architectural Flood and Spot Luminaires | Standard | FALSE | [9 empty] | 42499 |  |  | Yes |  | 3.1 | 12864 | 109 | 118 | 20 | 0.9 | 4900 | 64
P5ZFWQUG | Hubbell Lighting | KIM LIGHTING | ARFX16/VF/5K/35UV | Outdoor Luminaires | High Output | Architectural Flood and Spot Luminaires | Standard | FALSE | [9 empty] | 42499 |  |  | Yes |  | 3.1 | 12733 | 115.8 | 110 | 20 | 0.9 | 4900 | 64
P2Z172S9 | Hubbell Lighting | KIM LIGHTING | ARFX09/MF/5K/65UV | Outdoor Luminaires | High Output | Architectural Flood and Spot Luminaires | Standard | FALSE | [9 empty] | 42499 |  |  | Yes |  | 3.1 | 12583 | 114.4 | 110 | 20 | 0.9 | 4900 | 64
PFVRCP6T | Hubbell Lighting | KIM LIGHTING | ARFX09/VF/5K/65UV | Outdoor Luminaires | High Output | Architectural Flood and Spot Luminaires | Standard | FALSE | [9 empty] | 42499 |  |  | Yes |  | 3.1 | 12369 | 112.4 | 110 | 20 | 0.9 | 4900 | 64
P71XJT7J | Hubbell Lighting | KIM LIGHTING | ARFX09/NF/5K/60UV | Outdoor Luminaires | High Output | Architectural Flood and Spot Luminaires | Standard | FALSE | [9 empty] | 42499 |  |  | Yes |  | 3.1 | 12162 | 120.4 | 101 | 20 | 0.9 | 4900 | 64
PT4SWJUQ | Hubbell Lighting | KIM LIGHTING | ARFX16/MF/5K/35UV | Outdoor Luminaires | High Output | Architectural Flood and Spot Luminaires | Standard | FALSE | [9 empty] | 42499 |  |  | Yes |  | 3.1 | 12110 | 110.1 | 110 | 20 | 0.9 | 4900 | 64
PFERA6MU | Hubbell Lighting | KIM LIGHTING | ARFX09/WF/5K/65UV | Outdoor Luminaires | High Output | Architectural Flood and Spot Luminaires | Standard | FALSE | [9 empty] | 42499 |  |  | Yes |  | 3.1 | 12088 | 109.9 | 110 | 20 | 0.9 | 4900 | 64
P1UWP7WZ | Hubbell Lighting | KIM LIGHTING | ARFX16/WF/5K/35UV | Outdoor Luminaires | High Output | Architectural Flood and Spot Luminaires | Standard | FALSE | [9 empty] | 42499 |  |  | Yes |  | 3.1 | 11954 | 108.7 | 110 | 20 | 0.9 | 4900 | 64
PFRMBGEX | Hubbell Lighting | KIM LIGHTING | ARFX09/MF/5K/60UV | Outdoor Luminaires | High Output | Architectural Flood and Spot Luminaires | Standard | FALSE | [9 empty] | 42499 |  |  | Yes |  | 3.1 | 11775 | 116.6 | 101 | 20 | 0.9 | 4900 | 64
P4HMXR27 | Hubbell Lighting | KIM LIGHTING | ARFX09/VF/5K/60UV | Outdoor Luminaires | High Output | Architectural Flood and Spot Luminaires | Standard | FALSE | [9 empty] | 42499 |  |  | Yes |  | 3.1 | 11574 | 114.6 | 101 | 20 | 0.9 | 4900 | 64
PY95J5ZU | Hubbell Lighting | KIM LIGHTING | ARFX09/NF/5K/55UV | Outdoor Luminaires | High Output | Architectural Flood and Spot Luminaires | Standard | FALSE | [9 empty] | 42499 |  |  | Yes |  | 3.1 | 11468 | 122 | 94 | 20 | 0.9 | 4900 | 64
PAFKW66Z | Hubbell Lighting | KIM LIGHTING | ARFX09/WF/5K/60UV | Outdoor Luminaires | High Output | Architectural Flood and Spot Luminaires | Standard | FALSE | [9 empty] | 42499 |  |  | Yes |  | 3.1 | 11311 | 112 | 101 | 20 | 0.9 | 4900 | 64
PGDEGAA2 | Hubbell Lighting | KIM LIGHTING | ARFX09/MF/5K/55UV | Outdoor Luminaires | High Output | Architectural Flood and Spot Luminaires | Standard | FALSE | [9 empty] | 42499 |  |  | Yes |  | 3.1 | 10967 | 116.7 | 94 | 20 | 0.9 | 4900 | 64
P1DKTW6Y | Hubbell Lighting | KIM LIGHTING | ARFX09/VF/5K/55UV | Outdoor Luminaires | High Output | Architectural Flood and Spot Luminaires | Standard | FALSE | [9 empty] | 42499 |  |  | Yes |  | 3.1 | 10780 | 114.7 | 94 | 20 | 0.9 | 4900 | 64
PSS5RZJ3 | Hubbell Lighting | KIM LIGHTING | ARFX09/WF/5K/55UV | Outdoor Luminaires | High Output | Architectural Flood and Spot Luminaires | Standard | FALSE | [9 empty] | 42499 |  |  | Yes |  | 3.1 | 10535 | 112.1 | 94 | 20 | 0.9 | 4900 | 64
PUJCSTFS | Hubbell Lighting | KIM LIGHTING | ARFX09/NF/5K/50UV | Outdoor Luminaires | High Output | Architectural Flood and Spot Luminaires | Standard | FALSE | [9 empty] | 42499 |  |  | Yes |  | 3.1 | 10431 | 121.3 | 86 | 20 | 0.9 | 4900 | 64
PERRGHKP | Hubbell Lighting | KIM LIGHTING | ARFX09/MF/5K/50UV | Outdoor Luminaires | High Output | Architectural Flood and Spot Luminaires | Standard | FALSE | [9 empty] | 42499 |  |  | Yes |  | 3.1 | 10099 | 117.4 | 86 | 20 | 0.9 | 4900 | 64
PPQTAPT1 | Hubbell Lighting | KIM LIGHTING | ARFX25/NF/5K/60UV | Outdoor Luminaires | Very High Output | Architectural Flood and Spot Luminaires | Standard | FALSE | [9 empty] | 42499 |  |  | Yes |  | 3.1 | 32373 | 114.4 | 283 | 20 | 0.9 | 4900 | 64
P7ZAAWR6 | Hubbell Lighting | KIM LIGHTING | ARFX25/VF/5K/60UV | Outdoor Luminaires | Very High Output | Architectural Flood and Spot Luminaires | Standard | FALSE | [9 empty] | 42499 |  |  | Yes |  | 3.1 | 32338 | 114.3 | 283 | 20 | 0.9 | 4900 | 64
PDWPPRHJ | Hubbell Lighting | KIM LIGHTING | ARFX25/WF/5K/60UV | Outdoor Luminaires | Very High Output | Architectural Flood and Spot Luminaires | Standard | FALSE | [9 empty] | 42499 |  |  | Yes |  | 3.1 | 31336 | 110.7 | 283 | 20 | 0.9 | 4900 | 64
PXAQU4ZU | Hubbell Lighting | KIM LIGHTING | ARFX25/MF/5K/55UV | Outdoor Luminaires | Very High Output | Architectural Flood and Spot Luminaires | Standard | FALSE | [9 empty] | 42499 |  |  | Yes |  | 3.1 | 30843 | 118.6 | 260 | 20 | 0.9 | 4900 | 64
P58NT2F7 | Hubbell Lighting | KIM LIGHTING | ARFX25/NF/5K/55UV | Outdoor Luminaires | Very High Output | Architectural Flood and Spot Luminaires | Standard | FALSE | [9 empty] | 42499 |  |  | Yes |  | 3.1 | 30169 | 116 | 260 | 20 | 0.9 | 4900 | 64
PNBU6CHK | Hubbell Lighting | KIM LIGHTING | ARFX25/VF/5K/55UV | Outdoor Luminaires | Very High Output | Architectural Flood and Spot Luminaires | Standard | FALSE | [9 empty] | 42499 |  |  | Yes |  | 3.1 | 30141 | 115.9 | 260 | 20 | 0.9 | 4900 | 64
P6DXERUK | Hubbell Lighting | KIM LIGHTING | ARFX09/MF/4K/50UV | Outdoor Luminaires | Mid Output | Architectural Flood and Spot Luminaires | Standard | FALSE | [9 empty] | 42499 |  |  | Yes |  | 3.1 | 9993 | 116.2 | 86 | 20 | 0.9 | 3900 | 74
PQXVPY8H | Hubbell Lighting | KIM LIGHTING | ARFX09/VF/4K/50UV | Outdoor Luminaires | Mid Output | Architectural Flood and Spot Luminaires | Standard | FALSE | [9 empty] | 42499 |  |  | Yes |  | 3.1 | 9694 | 112.7 | 86 | 20 | 0.9 | 3900 | 74
P8M6X9BE | Hubbell Lighting | KIM LIGHTING | ARFX09/WF/4K/50UV | Outdoor Luminaires | Mid Output | Architectural Flood and Spot Luminaires | Standard | FALSE | [9 empty] | 42499 |  |  | Yes |  | 3.1 | 9573 | 111.3 | 86 | 20 | 0.9 | 3900 | 74
PHQZ4GWN | Hubbell Lighting | KIM LIGHTING | ARFX09/NF/4K/45UV | Outdoor Luminaires | Mid Output | Architectural Flood and Spot Luminaires | Standard | FALSE | [9 empty] | 42499 |  |  | Yes |  | 3.1 | 9407 | 120.6 | 78 | 20 | 0.9 | 3900 | 74
PFJTGMXQ | Hubbell Lighting | KIM LIGHTING | ARFX09/MF/4K/45UV | Outdoor Luminaires | Mid Output | Architectural Flood and Spot Luminaires | Standard | FALSE | [9 empty] | 42499 |  |  | Yes |  | 3.1 | 9272 | 118.9 | 78 | 20 | 0.9 | 3900 | 74
PUVZWJS2 | Hubbell Lighting | KIM LIGHTING | ARFX09/VF/4K/45UV | Outdoor Luminaires | Mid Output | Architectural Flood and Spot Luminaires | Standard | FALSE | [9 empty] | 42499 |  |  | Yes |  | 3.1 | 8994 | 115.3 | 78 | 20 | 0.9 | 3900 | 74
PPMA44CN | Hubbell Lighting | KIM LIGHTING | ARFX09/NF/4K/40UV | Outdoor Luminaires | Mid Output | Architectural Flood and Spot Luminaires | Standard | FALSE | [9 empty] | 42499 |  |  | Yes |  | 3.1 | 8980 | 128.3 | 70 | 20 | 0.9 | 3900 | 74
P529DR3Q | Hubbell Lighting | KIM LIGHTING | ARFX09/WF/4K/45UV | Outdoor Luminaires | Mid Output | Architectural Flood and Spot Luminaires | Standard | FALSE | [9 empty] | 42499 |  |  | Yes |  | 3.1 | 8882 | 113.9 | 78 | 20 | 0.9 | 3900 | 74
P8BG6D9K | Hubbell Lighting | KIM LIGHTING | ARFX09/MF/4K/40UV | Outdoor Luminaires | Mid Output | Architectural Flood and Spot Luminaires | Standard | FALSE | [9 empty] | 42499 |  |  | Yes |  | 3.1 | 8626 | 123.2 | 70 | 20 | 0.9 | 3900 | 74
P3785HRD | Hubbell Lighting | KIM LIGHTING | ARFX09/VF/4K/40UV | Outdoor Luminaires | Mid Output | Architectural Flood and Spot Luminaires | Standard | FALSE | [9 empty] | 42499 |  |  | Yes |  | 3.1 | 8367 | 119.5 | 70 | 20 | 0.9 | 3900 | 74
PCSMMYEC | Hubbell Lighting | KIM LIGHTING | ARFX09/WF/4K/40UV | Outdoor Luminaires | Mid Output | Architectural Flood and Spot Luminaires | Standard | FALSE | [9 empty] | 42499 |  |  | Yes |  | 3.1 | 8263 | 118 | 70 | 20 | 0.9 | 3900 | 74
PB5GZSV7 | Hubbell Lighting | KIM LIGHTING | ARFX09/NF/4K/35UV | Outdoor Luminaires | Mid Output | Architectural Flood and Spot Luminaires | Standard | FALSE | [9 empty] | 42499 |  |  | Yes |  | 3.1 | 8208 | 132.4 | 62 | 20 | 0.9 | 3900 | 74
P695RB5U | Hubbell Lighting | KIM LIGHTING | ARFX09/MF/4K/35UV | Outdoor Luminaires | Mid Output | Architectural Flood and Spot Luminaires | Standard | FALSE | [9 empty] | 42499 |  |  | Yes |  | 3.1 | 7884 | 127.2 | 62 | 20 | 0.9 | 3900 | 74
PYH8PEC6 | Hubbell Lighting | KIM LIGHTING | ARFX09/VF/4K/35UV | Outdoor Luminaires | Mid Output | Architectural Flood and Spot Luminaires | Standard | FALSE | [9 empty] | 42499 |  |  | Yes |  | 3.1 | 7648 | 123.4 | 62 | 20 | 0.9 | 3900 | 74
P1T2H4KQ | Hubbell Lighting | KIM LIGHTING | ARFX09/WF/4K/35UV | Outdoor Luminaires | Mid Output | Architectural Flood and Spot Luminaires | Standard | FALSE | [9 empty] | 42499 |  |  | Yes |  | 3.1 | 7553 | 121.8 | 62 | 20 | 0.9 | 3900 | 74
PWB5X1EP | Hubbell Lighting | KIM LIGHTING | ARFX25/WF/4K/60UV | Outdoor Luminaires | High Output | Architectural Flood and Spot Luminaires | Standard | FALSE | [9 empty] | 42499 |  |  | Yes |  | 3.1 | 29654 | 104.8 | 283 | 20 | 0.9 | 3900 | 74
PREX2YCD | Hubbell Lighting | KIM LIGHTING | ARFX25/MF/4K/55UV | Outdoor Luminaires | High Output | Architectural Flood and Spot Luminaires | Standard | FALSE | [9 empty] | 42499 |  |  | Yes |  | 3.1 | 29249 | 112.5 | 260 | 20 | 0.9 | 3900 | 74
PRSZKVFN | Hubbell Lighting | KIM LIGHTING | ARFX25/NF/4K/55UV | Outdoor Luminaires | High Output | Architectural Flood and Spot Luminaires | Standard | FALSE | [9 empty] | 42499 |  |  | Yes |  | 3.1 | 29038 | 111.7 | 260 | 20 | 0.9 | 3900 | 74
PEWPAJFT | Hubbell Lighting | KIM LIGHTING | ARFX25/WF/4K/55UV | Outdoor Luminaires | High Output | Architectural Flood and Spot Luminaires | Standard | FALSE | [9 empty] | 42499 |  |  | Yes |  | 3.1 | 27659 | 106.4 | 260 | 20 | 0.9 | 3900 | 74
P5HU9FSU | Hubbell Lighting | KIM LIGHTING | ARFX25/VF/4K/55UV | Outdoor Luminaires | High Output | Architectural Flood and Spot Luminaires | Standard | FALSE | [9 empty] | 42499 |  |  | Yes |  | 3.1 | 27659 | 106.4 | 260 | 20 | 0.9 | 3900 | 74
PVPQ4RAN | Hubbell Lighting | KIM LIGHTING | ARFX25/MF/4K/50UV | Outdoor Luminaires | High Output | Architectural Flood and Spot Luminaires | Standard | FALSE | [9 empty] | 42499 |  |  | Yes |  | 3.1 | 27140 | 115 | 236 | 20 | 0.9 | 3900 | 74
PEKVZN4T | Hubbell Lighting | KIM LIGHTING | ARFX25/NF/4K/50UV | Outdoor Luminaires | High Output | Architectural Flood and Spot Luminaires | Standard | FALSE | [9 empty] | 42499 |  |  | Yes |  | 3.1 | 26959 | 114.2 | 236 | 20 | 0.9 | 3900 | 74
PXQSWE78 | Hubbell Lighting | KIM LIGHTING | ARFX25/WF/4K/50UV | Outdoor Luminaires | High Output | Architectural Flood and Spot Luminaires | Standard | FALSE | [9 empty] | 42499 |  |  | Yes |  | 3.1 | 25664 | 108.7 | 236 | 20 | 0.9 | 3900 | 74
P4UDQ98P | Hubbell Lighting | KIM LIGHTING | ARFX25/VF/4K/50UV | Outdoor Luminaires | High Output | Architectural Flood and Spot Luminaires | Standard | FALSE | [9 empty] | 42499 |  |  | Yes |  | 3.1 | 25664 | 108.7 | 236 | 20 | 0.9 | 3900 | 74
PUYQTPFZ | Hubbell Lighting | KIM LIGHTING | ARFX25/MF/4K/45UV | Outdoor Luminaires | High Output | Architectural Flood and Spot Luminaires | Standard | FALSE | [9 empty] | 42499 |  |  | Yes |  | 3.1 | 24750 | 116.2 | 213 | 20 | 0.9 | 3900 | 74
P9HBHFBC | Hubbell Lighting | KIM LIGHTING | ARFX25/NF/4K/45UV | Outdoor Luminaires | High Output | Architectural Flood and Spot Luminaires | Standard | FALSE | [9 empty] | 42499 |  |  | Yes |  | 3.1 | 24572 | 115.4 | 213 | 20 | 0.9 | 3900 | 74
PPTMNVKA | Hubbell Lighting | KIM LIGHTING | ARFX25/VF/4K/45UV | Outdoor Luminaires | High Output | Architectural Flood and Spot Luminaires | Standard | FALSE | [9 empty] | 42499 |  |  | Yes |  | 3.1 | 23768 | 111.6 | 213 | 20 | 0.9 | 3900 | 74
PPN3ER4A | Hubbell Lighting | KIM LIGHTING | ARFX25/WF/4K/45UV | Outdoor Luminaires | High Output | Architectural Flood and Spot Luminaires | Standard | FALSE | [9 empty] | 42499 |  |  | Yes |  | 3.1 | 23405 | 109.9 | 213 | 20 | 0.9 | 3900 | 74
P3ZEBUA9 | Hubbell Lighting | KIM LIGHTING | ARFX16/NF/4K/70UV | Outdoor Luminaires | High Output | Architectural Flood and Spot Luminaires | Standard | FALSE | [9 empty] | 42499 |  |  | Yes |  | 3.1 | 22954 | 108.8 | 211 | 20 | 0.9 | 3900 | 74
P5CDP2NQ | Hubbell Lighting | KIM LIGHTING | ARFX25/MF/4K/40UV | Outdoor Luminaires | High Output | Architectural Flood and Spot Luminaires | Standard | FALSE | [9 empty] | 42499 |  |  | Yes |  | 3.1 | 22361 | 117.7 | 190 | 20 | 0.9 | 3900 | 74
PCSRKHQW | Hubbell Lighting | KIM LIGHTING | ARFX16/VF/4K/70UV | Outdoor Luminaires | High Output | Architectural Flood and Spot Luminaires | Standard | FALSE | [9 empty] | 42499 |  |  | Yes |  | 3.1 | 22307 | 105.7 | 211 | 20 | 0.9 | 3900 | 74
PCAQ4PR1 | Hubbell Lighting | KIM LIGHTING | ARFX25/NF/4K/40UV | Outdoor Luminaires | High Output | Architectural Flood and Spot Luminaires | Standard | FALSE | [9 empty] | 42499 |  |  | Yes |  | 3.1 | 22200 | 116.8 | 190 | 20 | 0.9 | 3900 | 74
PYZW4NUJ | Hubbell Lighting | KIM LIGHTING | ARFX16/MF/4K/70UV | Outdoor Luminaires | High Output | Architectural Flood and Spot Luminaires | Standard | FALSE | [9 empty] | 42499 |  |  | Yes |  | 3.1 | 22086 | 104.7 | 211 | 20 | 0.9 | 3900 | 74
PT7EEDG4 | Hubbell Lighting | KIM LIGHTING | ARFX16/NF/4K/65UV | Outdoor Luminaires | High Output | Architectural Flood and Spot Luminaires | Standard | FALSE | [9 empty] | 42499 |  |  | Yes |  | 3.1 | 21589 | 110.1 | 196 | 20 | 0.9 | 3900 | 74
PVHMD22A | Hubbell Lighting | KIM LIGHTING | ARFX25/VF/4K/40UV | Outdoor Luminaires | High Output | Architectural Flood and Spot Luminaires | Standard | FALSE | [9 empty] | 42499 |  |  | Yes |  | 3.1 | 21473 | 113 | 190 | 20 | 0.9 | 3900 | 74
PBPKC2FM | Hubbell Lighting | KIM LIGHTING | ARFX25/WF/4K/40UV | Outdoor Luminaires | High Output | Architectural Flood and Spot Luminaires | Standard | FALSE | [9 empty] | 42499 |  |  | Yes |  | 3.1 | 21145 | 111.3 | 190 | 20 | 0.9 | 3900 | 74
PESEHSRE | Hubbell Lighting | KIM LIGHTING | ARFX16/MF/4K/65UV | Outdoor Luminaires | High Output | Architectural Flood and Spot Luminaires | Standard | FALSE | [9 empty] | 42499 |  |  | Yes |  | 3.1 | 20773 | 106 | 196 | 20 | 0.9 | 3900 | 74
P17FAXKA | Hubbell Lighting | KIM LIGHTING | ARFX16/VF/4K/65UV | Outdoor Luminaires | High Output | Architectural Flood and Spot Luminaires | Standard | FALSE | [9 empty] | 42499 |  |  | Yes |  | 3.1 | 20727 | 105.8 | 196 | 20 | 0.9 | 3900 | 74
PTKKC4GW | Hubbell Lighting | KIM LIGHTING | ARFX16/NF/4K/60UV | Outdoor Luminaires | High Output | Architectural Flood and Spot Luminaires | Standard | FALSE | [9 empty] | 42499 |  |  | Yes |  | 3.1 | 20225 | 111.1 | 182 | 20 | 0.9 | 3900 | 74
PYRXM9JU | Hubbell Lighting | KIM LIGHTING | ARFX25/MF/4K/35UV | Outdoor Luminaires | High Output | Architectural Flood and Spot Luminaires | Standard | FALSE | [9 empty] | 42499 |  |  | Yes |  | 3.1 | 19972 | 119.6 | 167 | 20 | 0.9 | 3900 | 74
PZ1EEUK2 | Hubbell Lighting | KIM LIGHTING | ARFX25/NF/4K/35UV | Outdoor Luminaires | High Output | Architectural Flood and Spot Luminaires | Standard | FALSE | [9 empty] | 42499 |  |  | Yes |  | 3.1 | 19828 | 118.7 | 167 | 20 | 0.9 | 3900 | 74
PZ7WM7MX | Hubbell Lighting | KIM LIGHTING | ARFX16/MF/4K/60UV | Outdoor Luminaires | High Output | Architectural Flood and Spot Luminaires | Standard | FALSE | [9 empty] | 42499 |  |  | Yes |  | 3.1 | 19460 | 106.9 | 182 | 20 | 0.9 | 3900 | 74
PVBZ3JHP | Hubbell Lighting | KIM LIGHTING | ARFX16/VF/4K/60UV | Outdoor Luminaires | High Output | Architectural Flood and Spot Luminaires | Standard | FALSE | [9 empty] | 42499 |  |  | Yes |  | 3.1 | 19417 | 106.7 | 182 | 20 | 0.9 | 3900 | 74
PHB81SFH | Hubbell Lighting | KIM LIGHTING | ARFX25/VF/4K/35UV | Outdoor Luminaires | High Output | Architectural Flood and Spot Luminaires | Standard | FALSE | [9 empty] | 42499 |  |  | Yes |  | 3.1 | 19179 | 114.8 | 167 | 20 | 0.9 | 3900 | 74
PX15N4CV | Hubbell Lighting | KIM LIGHTING | ARFX16/WF/4K/70UV | Outdoor Luminaires | High Output | Architectural Flood and Spot Luminaires | Standard | FALSE | [9 empty] | 42499 |  |  | Yes |  | 3.1 | 19012 | 90.1 | 211 | 20 | 0.9 | 3900 | 74
P3B1HHEZ | Hubbell Lighting | KIM LIGHTING | ARFX25/WF/4K/35UV | Outdoor Luminaires | High Output | Architectural Flood and Spot Luminaires | Standard | FALSE | [9 empty] | 42499 |  |  | Yes |  | 3.1 | 18886 | 113.1 | 167 | 20 | 0.9 | 3900 | 74
PK9KKQC1 | Hubbell Lighting | KIM LIGHTING | ARFX16/NF/4K/55UV | Outdoor Luminaires | High Output | Architectural Flood and Spot Luminaires | Standard | FALSE | [9 empty] | 42499 |  |  | Yes |  | 3.1 | 18860 | 112.9 | 167 | 20 | 0.9 | 3900 | 74
PD9RAW45 | Hubbell Lighting | KIM LIGHTING | ARFX16/MF/4K/55UV | Outdoor Luminaires | High Output | Architectural Flood and Spot Luminaires | Standard | FALSE | [9 empty] | 42499 |  |  | Yes |  | 3.1 | 18147 | 108.7 | 167 | 20 | 0.9 | 3900 | 74
P4HSMX6B | Hubbell Lighting | KIM LIGHTING | ARFX16/VF/4K/55UV | Outdoor Luminaires | High Output | Architectural Flood and Spot Luminaires | Standard | FALSE | [9 empty] | 42499 |  |  | Yes |  | 3.1 | 18107 | 108.4 | 167 | 20 | 0.9 | 3900 | 74
P9H1334S | Hubbell Lighting | KIM LIGHTING | ARFX16/WF/4K/65UV | Outdoor Luminaires | High Output | Architectural Flood and Spot Luminaires | Standard | FALSE | [9 empty] | 42499 |  |  | Yes |  | 3.1 | 17882 | 91.2 | 196 | 20 | 0.9 | 3900 | 74
PAU6ETYZ | Hubbell Lighting | KIM LIGHTING | ARFX16/NF/4K/50UV | Outdoor Luminaires | High Output | Architectural Flood and Spot Luminaires | Standard | FALSE | [9 empty] | 42499 |  |  | Yes |  | 3.1 | 17463 | 114.9 | 152 | 20 | 0.9 | 3900 | 74
P222AUKG | Hubbell Lighting | KIM LIGHTING | ARFX16/MF/4K/50UV | Outdoor Luminaires | High Output | Architectural Flood and Spot Luminaires | Standard | FALSE | [9 empty] | 42499 |  |  | Yes |  | 3.1 | 16802 | 110.5 | 152 | 20 | 0.9 | 3900 | 74
P42KTXKZ | Hubbell Lighting | KIM LIGHTING | ARFX16/VF/4K/50UV | Outdoor Luminaires | High Output | Architectural Flood and Spot Luminaires | Standard | FALSE | [9 empty] | 42499 |  |  | Yes |  | 3.1 | 16765 | 110.3 | 152 | 20 | 0.9 | 3900 | 74
PC5MHSP2 | Hubbell Lighting | KIM LIGHTING | ARFX16/WF/4K/60UV | Outdoor Luminaires | High Output | Architectural Flood and Spot Luminaires | Standard | FALSE | [9 empty] | 42499 |  |  | Yes |  | 3.1 | 16751 | 92 | 182 | 20 | 0.9 | 3900 | 74
PKR5NW25 | Hubbell Lighting | KIM LIGHTING | ARFX16/NF/4K/45UV | Outdoor Luminaires | High Output | Architectural Flood and Spot Luminaires | Standard | FALSE | [9 empty] | 42499 |  |  | Yes |  | 3.1 | 16066 | 116.4 | 138 | 20 | 0.9 | 3900 | 74
PB75XSHC | Hubbell Lighting | KIM LIGHTING | ARFX16/WF/4K/55UV | Outdoor Luminaires | High Output | Architectural Flood and Spot Luminaires | Standard | FALSE | [9 empty] | 42499 |  |  | Yes |  | 3.1 | 15621 | 93.5 | 167 | 20 | 0.9 | 3900 | 74
PQMPPHX8 | Hubbell Lighting | KIM LIGHTING | ARFX16/MF/4K/45UV | Outdoor Luminaires | High Output | Architectural Flood and Spot Luminaires | Standard | FALSE | [9 empty] | 42499 |  |  | Yes |  | 3.1 | 15458 | 112 | 138 | 20 | 0.9 | 3900 | 74
PEZZTT95 | Hubbell Lighting | KIM LIGHTING | ARFX16/VF/4K/45UV | Outdoor Luminaires | High Output | Architectural Flood and Spot Luminaires | Standard | FALSE | [9 empty] | 42499 |  |  | Yes |  | 3.1 | 15423 | 111.8 | 138 | 20 | 0.9 | 3900 | 74
PRWTSESK | Hubbell Lighting | KIM LIGHTING | ARFX16/NF/4K/40UV | Outdoor Luminaires | High Output | Architectural Flood and Spot Luminaires | Standard | FALSE | [9 empty] | 42499 |  |  | Yes |  | 3.1 | 14616 | 117.9 | 124 | 20 | 0.9 | 3900 | 74
PTEZR78T | Hubbell Lighting | KIM LIGHTING | ARFX16/WF/4K/50UV | Outdoor Luminaires | High Output | Architectural Flood and Spot Luminaires | Standard | FALSE | [9 empty] | 42499 |  |  | Yes |  | 3.1 | 14464 | 95.2 | 152 | 20 | 0.9 | 3900 | 74
PX17YAZ3 | Hubbell Lighting | KIM LIGHTING | ARFX16/MF/4K/40UV | Outdoor Luminaires | High Output | Architectural Flood and Spot Luminaires | Standard | FALSE | [9 empty] | 42499 |  |  | Yes |  | 3.1 | 14063 | 113.4 | 124 | 20 | 0.9 | 3900 | 74
P93VFHPK | Hubbell Lighting | KIM LIGHTING | ARFX16/VF/4K/40UV | Outdoor Luminaires | High Output | Architectural Flood and Spot Luminaires | Standard | FALSE | [9 empty] | 42499 |  |  | Yes |  | 3.1 | 14032 | 113.2 | 124 | 20 | 0.9 | 3900 | 74
PJ9URBDY | Hubbell Lighting | KIM LIGHTING | ARFX09/NF/4K/70UV | Outdoor Luminaires | High Output | Architectural Flood and Spot Luminaires | Standard | FALSE | [9 empty] | 42499 |  |  | Yes |  | 3.1 | 13452 | 114 | 118 | 20 | 0.9 | 3900 | 74
PFF97GAF | Hubbell Lighting | KIM LIGHTING | ARFX16/WF/4K/45UV | Outdoor Luminaires | High Output | Architectural Flood and Spot Luminaires | Standard | FALSE | [9 empty] | 42499 |  |  | Yes |  | 3.1 | 13306 | 96.4 | 138 | 20 | 0.9 | 3900 | 74
PE1UA1M8 | Hubbell Lighting | KIM LIGHTING | ARFX16/NF/4K/35UV | Outdoor Luminaires | High Output | Architectural Flood and Spot Luminaires | Standard | FALSE | [9 empty] | 42499 |  |  | Yes |  | 3.1 | 13250 | 120.5 | 110 | 20 | 0.9 | 3900 | 74
PRATVFNB | Hubbell Lighting | KIM LIGHTING | ARFX09/MF/4K/70UV | Outdoor Luminaires | High Output | Architectural Flood and Spot Luminaires | Standard | FALSE | [9 empty] | 42499 |  |  | Yes |  | 3.1 | 12921 | 109.5 | 118 | 20 | 0.9 | 3900 | 74
PY3EHWUK | Hubbell Lighting | KIM LIGHTING | ARFX16/MF/4K/35UV | Outdoor Luminaires | High Output | Architectural Flood and Spot Luminaires | Standard | FALSE | [9 empty] | 42499 |  |  | Yes |  | 3.1 | 12749 | 115.9 | 110 | 20 | 0.9 | 3900 | 74
PBTK8ASP | Hubbell Lighting | KIM LIGHTING | ARFX16/VF/4K/35UV | Outdoor Luminaires | High Output | Architectural Flood and Spot Luminaires | Standard | FALSE | [9 empty] | 42499 |  |  | Yes |  | 3.1 | 12721 | 115.6 | 110 | 20 | 0.9 | 3900 | 74
PEFFEA1V | Hubbell Lighting | KIM LIGHTING | ARFX09/NF/4K/65UV | Outdoor Luminaires | High Output | Architectural Flood and Spot Luminaires | Standard | FALSE | [9 empty] | 42499 |  |  | Yes |  | 3.1 | 12686 | 115.3 | 110 | 20 | 0.9 | 3900 | 74
PQ41PPJ2 | Hubbell Lighting | KIM LIGHTING | ARFX09/VF/4K/70UV | Outdoor Luminaires | High Output | Architectural Flood and Spot Luminaires | Standard | FALSE | [9 empty] | 42499 |  |  | Yes |  | 3.1 | 12534 | 106.2 | 118 | 20 | 0.9 | 3900 | 74
PF6ZBS2J | Hubbell Lighting | KIM LIGHTING | ARFX09/WF/4K/70UV | Outdoor Luminaires | High Output | Architectural Flood and Spot Luminaires | Standard | FALSE | [9 empty] | 42499 |  |  | Yes |  | 3.1 | 12378 | 104.9 | 118 | 20 | 0.9 | 3900 | 74
P1WMG7SM | Hubbell Lighting | KIM LIGHTING | ARFX09/MF/4K/65UV | Outdoor Luminaires | High Output | Architectural Flood and Spot Luminaires | Standard | FALSE | [9 empty] | 42499 |  |  | Yes |  | 3.1 | 12186 | 110.8 | 110 | 20 | 0.9 | 3900 | 74
PSNB84H3 | Hubbell Lighting | KIM LIGHTING | ARFX16/WF/4K/40UV | Outdoor Luminaires | High Output | Architectural Flood and Spot Luminaires | Standard | FALSE | [9 empty] | 42499 |  |  | Yes |  | 3.1 | 12106 | 97.6 | 124 | 20 | 0.9 | 3900 | 74
PTZNJVY4 | Hubbell Lighting | KIM LIGHTING | ARFX09/NF/4K/60UV | Outdoor Luminaires | High Output | Architectural Flood and Spot Luminaires | Standard | FALSE | [9 empty] | 42499 |  |  | Yes |  | 3.1 | 11921 | 118 | 101 | 20 | 0.9 | 3900 | 74
PK18WS8Z | Hubbell Lighting | KIM LIGHTING | ARFX09/VF/4K/65UV | Outdoor Luminaires | High Output | Architectural Flood and Spot Luminaires | Standard | FALSE | [9 empty] | 42499 |  |  | Yes |  | 3.1 | 11821 | 107.5 | 110 | 20 | 0.9 | 3900 | 74
PMHG1G7N | Hubbell Lighting | KIM LIGHTING | ARFX09/WF/4K/65UV | Outdoor Luminaires | High Output | Architectural Flood and Spot Luminaires | Standard | FALSE | [9 empty] | 42499 |  |  | Yes |  | 3.1 | 11673 | 106.1 | 110 | 20 | 0.9 | 3900 | 74
PCEG5SWW | Hubbell Lighting | KIM LIGHTING | ARFX09/MF/4K/60UV | Outdoor Luminaires | High Output | Architectural Flood and Spot Luminaires | Standard | FALSE | [9 empty] | 42499 |  |  | Yes |  | 3.1 | 11450 | 113.4 | 101 | 20 | 0.9 | 3900 | 74
PASRBH4T | Hubbell Lighting | KIM LIGHTING | ARFX09/NF/4K/55UV | Outdoor Luminaires | High Output | Architectural Flood and Spot Luminaires | Standard | FALSE | [9 empty] | 42499 |  |  | Yes |  | 3.1 | 11155 | 118.7 | 94 | 20 | 0.9 | 3900 | 74
PWRFN2EC | Hubbell Lighting | KIM LIGHTING | ARFX09/VF/4K/60UV | Outdoor Luminaires | High Output | Architectural Flood and Spot Luminaires | Standard | FALSE | [9 empty] | 42499 |  |  | Yes |  | 3.1 | 11107 | 110 | 101 | 20 | 0.9 | 3900 | 74
PNU8DPD1 | Hubbell Lighting | KIM LIGHTING | ARFX16/WF/4K/35UV | Outdoor Luminaires | High Output | Architectural Flood and Spot Luminaires | Standard | FALSE | [9 empty] | 42499 |  |  | Yes |  | 3.1 | 10975 | 99.8 | 110 | 20 | 0.9 | 3900 | 74
PVS1HMK1 | Hubbell Lighting | KIM LIGHTING | ARFX09/WF/4K/60UV | Outdoor Luminaires | High Output | Architectural Flood and Spot Luminaires | Standard | FALSE | [9 empty] | 42499 |  |  | Yes |  | 3.1 | 10969 | 108.6 | 101 | 20 | 0.9 | 3900 | 74
P2YV1J4F | Hubbell Lighting | KIM LIGHTING | ARFX09/MF/4K/55UV | Outdoor Luminaires | High Output | Architectural Flood and Spot Luminaires | Standard | FALSE | [9 empty] | 42499 |  |  | Yes |  | 3.1 | 10715 | 114 | 94 | 20 | 0.9 | 3900 | 74
PN86R8GW | Hubbell Lighting | KIM LIGHTING | ARFX09/NF/4K/50UV | Outdoor Luminaires | High Output | Architectural Flood and Spot Luminaires | Standard | FALSE | [9 empty] | 42499 |  |  | Yes |  | 3.1 | 10404 | 121 | 86 | 20 | 0.9 | 3900 | 74
P7FTUATP | Hubbell Lighting | KIM LIGHTING | ARFX09/VF/4K/55UV | Outdoor Luminaires | High Output | Architectural Flood and Spot Luminaires | Standard | FALSE | [9 empty] | 42499 |  |  | Yes |  | 3.1 | 10394 | 110.6 | 94 | 20 | 0.9 | 3900 | 74
PU7GE23H | Hubbell Lighting | KIM LIGHTING | ARFX09/WF/4K/55UV | Outdoor Luminaires | High Output | Architectural Flood and Spot Luminaires | Standard | FALSE | [9 empty] | 42499 |  |  | Yes |  | 3.1 | 10264 | 109.2 | 94 | 20 | 0.9 | 3900 | 74
P9M1Y7CB | Hubbell Lighting | KIM LIGHTING | ARFX25/MF/4K/60UV | Outdoor Luminaires | Very High Output | Architectural Flood and Spot Luminaires | Standard | FALSE | [9 empty] | 42499 |  |  | Yes |  | 3.1 | 31359 | 110.8 | 283 | 20 | 0.9 | 3900 | 74
PRXDPB52 | Hubbell Lighting | KIM LIGHTING | ARFX25/NF/4K/60UV | Outdoor Luminaires | Very High Output | Architectural Flood and Spot Luminaires | Standard | FALSE | [9 empty] | 42499 |  |  | Yes |  | 3.1 | 31145 | 110.1 | 283 | 20 | 0.9 | 3900 | 74
PN7DU5KA | Hubbell Lighting | KIM LIGHTING | ARFX25/VF/4K/60UV | Outdoor Luminaires | Very High Output | Architectural Flood and Spot Luminaires | Standard | FALSE | [9 empty] | 42499 |  |  | Yes |  | 3.1 | 30114 | 106.4 | 283 | 20 | 0.9 | 3900 | 74
PP77SRHH | Hubbell Lighting | KIM LIGHTING | ARFX09/MF/3K/65UV | Outdoor Luminaires | Mid Output | Architectural Flood and Spot Luminaires | Standard | FALSE | [9 empty] | 42499 |  |  | Yes |  | 3.1 | 9998 | 90.9 | 110 | 20 | 0.9 | 3000 | 72
PWRWSHYB | Hubbell Lighting | KIM LIGHTING | ARFX09/VF/3K/65UV | Outdoor Luminaires | Mid Output | Architectural Flood and Spot Luminaires | Standard | FALSE | [9 empty] | 42499 |  |  | Yes |  | 3.1 | 9738 | 88.5 | 110 | 20 | 0.9 | 3000 | 72
P9R395VV | Hubbell Lighting | KIM LIGHTING | ARFX09/WF/3K/65UV | Outdoor Luminaires | Mid Output | Architectural Flood and Spot Luminaires | Standard | FALSE | [9 empty] | 42499 |  |  | Yes |  | 3.1 | 9662 | 87.8 | 110 | 20 | 0.9 | 3000 | 72
PZASKFQR | Hubbell Lighting | KIM LIGHTING | ARFX09/NF/3K/60UV | Outdoor Luminaires | Mid Output | Architectural Flood and Spot Luminaires | Standard | FALSE | [9 empty] | 42499 |  |  | Yes |  | 3.1 | 9612 | 95.2 | 101 | 20 | 0.9 | 3000 | 72
P3X77YXE | Hubbell Lighting | KIM LIGHTING | ARFX09/MF/3K/60UV | Outdoor Luminaires | Mid Output | Architectural Flood and Spot Luminaires | Standard | FALSE | [9 empty] | 42499 |  |  | Yes |  | 3.1 | 9389 | 93 | 101 | 20 | 0.9 | 3000 | 72
PFXNZXS1 | Hubbell Lighting | KIM LIGHTING | ARFX09/VF/3K/60UV | Outdoor Luminaires | Mid Output | Architectural Flood and Spot Luminaires | Standard | FALSE | [9 empty] | 42499 |  |  | Yes |  | 3.1 | 9144 | 90.5 | 101 | 20 | 0.9 | 3000 | 72
P8UP66Q1 | Hubbell Lighting | KIM LIGHTING | ARFX09/WF/3K/60UV | Outdoor Luminaires | Mid Output | Architectural Flood and Spot Luminaires | Standard | FALSE | [9 empty] | 42499 |  |  | Yes |  | 3.1 | 9074 | 89.8 | 101 | 20 | 0.9 | 3000 | 72
P2ZZ79XV | Hubbell Lighting | KIM LIGHTING | ARFX09/NF/3K/55UV | Outdoor Luminaires | Mid Output | Architectural Flood and Spot Luminaires | Standard | FALSE | [9 empty] | 42499 |  |  | Yes |  | 3.1 | 8988 | 95.6 | 94 | 20 | 0.9 | 3000 | 72
PNTXGT14 | Hubbell Lighting | KIM LIGHTING | ARFX09/MF/3K/55UV | Outdoor Luminaires | Mid Output | Architectural Flood and Spot Luminaires | Standard | FALSE | [9 empty] | 42499 |  |  | Yes |  | 3.1 | 8779 | 93.4 | 94 | 20 | 0.9 | 3000 | 72
PJSBXJEK | Hubbell Lighting | KIM LIGHTING | ARFX09/WF/3K/55UV | Outdoor Luminaires | Mid Output | Architectural Flood and Spot Luminaires | Standard | FALSE | [9 empty] | 42499 |  |  | Yes |  | 3.1 | 8659 | 90.5 | 95.7 | 20 | 0.9 | 3000 | 72
P7EFDW7U | Hubbell Lighting | KIM LIGHTING | ARFX09/VF/3K/55UV | Outdoor Luminaires | Mid Output | Architectural Flood and Spot Luminaires | Standard | FALSE | [9 empty] | 42499 |  |  | Yes |  | 3.1 | 8551 | 91 | 94 | 20 | 0.9 | 3000 | 72
P2WZX5K3 | Hubbell Lighting | KIM LIGHTING | ARFX09/NF/3K/50UV | Outdoor Luminaires | Mid Output | Architectural Flood and Spot Luminaires | Standard | FALSE | [9 empty] | 42499 |  |  | Yes |  | 3.1 | 8344 | 97 | 86 | 20 | 0.9 | 3000 | 72
PDF8SFWD | Hubbell Lighting | KIM LIGHTING | ARFX09/MF/3K/50UV | Outdoor Luminaires | Mid Output | Architectural Flood and Spot Luminaires | Standard | FALSE | [9 empty] | 42499 |  |  | Yes |  | 3.1 | 8150 | 94.8 | 86 | 20 | 0.9 | 3000 | 72
PFVCCDX6 | Hubbell Lighting | KIM LIGHTING | ARFX09/VF/3K/50UV | Outdoor Luminaires | Mid Output | Architectural Flood and Spot Luminaires | Standard | FALSE | [9 empty] | 42499 |  |  | Yes |  | 3.1 | 7938 | 92.3 | 86 | 20 | 0.9 | 3000 | 72
PVFCGQVK | Hubbell Lighting | KIM LIGHTING | ARFX09/WF/3K/50UV | Outdoor Luminaires | Mid Output | Architectural Flood and Spot Luminaires | Standard | FALSE | [9 empty] | 42499 |  |  | Yes |  | 3.1 | 7876 | 91.6 | 86 | 20 | 0.9 | 3000 | 72
P4CN2NTZ | Hubbell Lighting | KIM LIGHTING | ARFX09/NF/3K/45UV | Outdoor Luminaires | Mid Output | Architectural Flood and Spot Luminaires | Standard | FALSE | [9 empty] | 42499 |  |  | Yes |  | 3.1 | 7699 | 98.7 | 78 | 20 | 0.9 | 3000 | 72
PHPTSGFU | Hubbell Lighting | KIM LIGHTING | ARFX09/MF/3K/45UV | Outdoor Luminaires | Mid Output | Architectural Flood and Spot Luminaires | Standard | FALSE | [9 empty] | 42499 |  |  | Yes |  | 3.1 | 7520 | 96.4 | 78 | 20 | 0.9 | 3000 | 72
PDD8MA1A | Hubbell Lighting | KIM LIGHTING | ARFX09/VF/3K/45UV | Outdoor Luminaires | Mid Output | Architectural Flood and Spot Luminaires | Standard | FALSE | [9 empty] | 42499 |  |  | Yes |  | 3.1 | 7325 | 93.9 | 78 | 20 | 0.9 | 3000 | 72
PQ9VGCSP | Hubbell Lighting | KIM LIGHTING | ARFX09/WF/3K/45UV | Outdoor Luminaires | Mid Output | Architectural Flood and Spot Luminaires | Standard | FALSE | [9 empty] | 42499 |  |  | Yes |  | 3.1 | 7268 | 93.2 | 78 | 20 | 0.9 | 3000 | 72
PD2FKQ5C | Hubbell Lighting | KIM LIGHTING | ARFX09/NF/3K/40UV | Outdoor Luminaires | Mid Output | Architectural Flood and Spot Luminaires | Standard | FALSE | [9 empty] | 42499 |  |  | Yes |  | 3.1 | 6955 | 99.4 | 70 | 20 | 0.9 | 3000 | 72
PM67NFRU | Hubbell Lighting | KIM LIGHTING | ARFX09/MF/3K/40UV | Outdoor Luminaires | Mid Output | Architectural Flood and Spot Luminaires | Standard | FALSE | [9 empty] | 42499 |  |  | Yes |  | 3.1 | 6794 | 97.1 | 70 | 20 | 0.9 | 3000 | 72
P8ZD8MMZ | Hubbell Lighting | KIM LIGHTING | ARFX09/VF/3K/40UV | Outdoor Luminaires | Mid Output | Architectural Flood and Spot Luminaires | Standard | FALSE | [9 empty] | 42499 |  |  | Yes |  | 3.1 | 6617 | 94.5 | 70 | 20 | 0.9 | 3000 | 72
P99V37CJ | Hubbell Lighting | KIM LIGHTING | ARFX09/WF/3K/40UV | Outdoor Luminaires | Mid Output | Architectural Flood and Spot Luminaires | Standard | FALSE | [9 empty] | 42499 |  |  | Yes |  | 3.1 | 6566 | 93.8 | 70 | 20 | 0.9 | 3000 | 72
PMQC5A1Y | Hubbell Lighting | KIM LIGHTING | ARFX09/NF/3K/35UV | Outdoor Luminaires | Mid Output | Architectural Flood and Spot Luminaires | Standard | FALSE | [9 empty] | 42499 |  |  | Yes |  | 3.1 | 6339 | 102.2 | 62 | 20 | 0.9 | 3000 | 72
PQ3G6YMR | Hubbell Lighting | KIM LIGHTING | ARFX09/MF/3K/35UV | Outdoor Luminaires | Mid Output | Architectural Flood and Spot Luminaires | Standard | FALSE | [9 empty] | 42499 |  |  | Yes |  | 3.1 | 6192 | 99.9 | 62 | 20 | 0.9 | 3000 | 72
PP7GS1K4 | Hubbell Lighting | KIM LIGHTING | ARFX09/VF/3K/35UV | Outdoor Luminaires | Mid Output | Architectural Flood and Spot Luminaires | Standard | FALSE | [9 empty] | 42499 |  |  | Yes |  | 3.1 | 6031 | 97.3 | 62 | 20 | 0.9 | 3000 | 72
P6ZAXKBJ | Hubbell Lighting | KIM LIGHTING | ARFX25/VF/3K/60UV | Outdoor Luminaires | High Output | Architectural Flood and Spot Luminaires | Standard | FALSE | [9 empty] | 42499 |  |  | Yes |  | 3.1 | 29792 | 105.3 | 283 | 20 | 0.9 | 3000 | 72
PDB18J1H | Hubbell Lighting | KIM LIGHTING | ARFX25/WF/3K/60UV | Outdoor Luminaires | High Output | Architectural Flood and Spot Luminaires | Standard | FALSE | [9 empty] | 42499 |  |  | Yes |  | 3.1 | 29501 | 104.2 | 283 | 20 | 0.9 | 3000 | 72
PQ6ZM2TQ | Hubbell Lighting | KIM LIGHTING | ARFX25/NF/3K/60UV | Outdoor Luminaires | High Output | Architectural Flood and Spot Luminaires | Standard | FALSE | [9 empty] | 42499 |  |  | Yes |  | 3.1 | 29148 | 103 | 283 | 20 | 0.9 | 3000 | 72
PZD1EG6T | Hubbell Lighting | KIM LIGHTING | ARFX25/MF/3K/60UV | Outdoor Luminaires | High Output | Architectural Flood and Spot Luminaires | Standard | FALSE | [9 empty] | 42499 |  |  | Yes |  | 3.1 | 27967 | 98.8 | 283 | 20 | 0.9 | 3000 | 72
PJU1WE6X | Hubbell Lighting | KIM LIGHTING | ARFX25/VF/3K/55UV | Outdoor Luminaires | High Output | Architectural Flood and Spot Luminaires | Standard | FALSE | [9 empty] | 42499 |  |  | Yes |  | 3.1 | 27597 | 106.1 | 260 | 20 | 0.9 | 3000 | 72
PHZBZRBZ | Hubbell Lighting | KIM LIGHTING | ARFX25/WF/3K/55UV | Outdoor Luminaires | High Output | Architectural Flood and Spot Luminaires | Standard | FALSE | [9 empty] | 42499 |  |  | Yes |  | 3.1 | 27327 | 105.1 | 260 | 20 | 0.9 | 3000 | 72
PMQEQWHW | Hubbell Lighting | KIM LIGHTING | ARFX25/NF/3K/55UV | Outdoor Luminaires | High Output | Architectural Flood and Spot Luminaires | Standard | FALSE | [9 empty] | 42499 |  |  | Yes |  | 3.1 | 27012 | 103.9 | 260 | 20 | 0.9 | 3000 | 72
P8U24XT2 | Hubbell Lighting | KIM LIGHTING | ARFX25/MF/3K/55UV | Outdoor Luminaires | High Output | Architectural Flood and Spot Luminaires | Standard | FALSE | [9 empty] | 42499 |  |  | Yes |  | 3.1 | 25906 | 99.6 | 260 | 20 | 0.9 | 3000 | 72
PE162VUF | Hubbell Lighting | KIM LIGHTING | ARFX25/VF/3K/50UV | Outdoor Luminaires | High Output | Architectural Flood and Spot Luminaires | Standard | FALSE | [9 empty] | 42499 |  |  | Yes |  | 3.1 | 25401 | 107.6 | 236 | 20 | 0.9 | 3000 | 72
PJJR3FMW | Hubbell Lighting | KIM LIGHTING | ARFX25/WF/3K/50UV | Outdoor Luminaires | High Output | Architectural Flood and Spot Luminaires | Standard | FALSE | [9 empty] | 42499 |  |  | Yes |  | 3.1 | 25153 | 106.6 | 236 | 20 | 0.9 | 3000 | 72
PGVX1U6E | Hubbell Lighting | KIM LIGHTING | ARFX25/NF/3K/50UV | Outdoor Luminaires | High Output | Architectural Flood and Spot Luminaires | Standard | FALSE | [9 empty] | 42499 |  |  | Yes |  | 3.1 | 24853 | 105.3 | 236 | 20 | 0.9 | 3000 | 72
PHCUYXYY | Hubbell Lighting | KIM LIGHTING | ARFX25/MF/3K/50UV | Outdoor Luminaires | High Output | Architectural Flood and Spot Luminaires | Standard | FALSE | [9 empty] | 42499 |  |  | Yes |  | 3.1 | 23845 | 101 | 236 | 20 | 0.9 | 3000 | 72
PRV6ENRK | Hubbell Lighting | KIM LIGHTING | ARFX25/VF/3K/45UV | Outdoor Luminaires | High Output | Architectural Flood and Spot Luminaires | Standard | FALSE | [9 empty] | 42499 |  |  | Yes |  | 3.1 | 23138 | 108.6 | 213 | 20 | 0.9 | 3000 | 72
PGETDEXR | Hubbell Lighting | KIM LIGHTING | ARFX25/WF/3K/45UV | Outdoor Luminaires | High Output | Architectural Flood and Spot Luminaires | Standard | FALSE | [9 empty] | 42499 |  |  | Yes |  | 3.1 | 22911 | 107.6 | 213 | 20 | 0.9 | 3000 | 72
PDU57JDJ | Hubbell Lighting | KIM LIGHTING | ARFX25/NF/3K/45UV | Outdoor Luminaires | High Output | Architectural Flood and Spot Luminaires | Standard | FALSE | [9 empty] | 42499 |  |  | Yes |  | 3.1 | 22648 | 106.3 | 213 | 20 | 0.9 | 3000 | 72
PK1WS833 | Hubbell Lighting | KIM LIGHTING | ARFX25/MF/3K/45UV | Outdoor Luminaires | High Output | Architectural Flood and Spot Luminaires | Standard | FALSE | [9 empty] | 42499 |  |  | Yes |  | 3.1 | 21720 | 102 | 213 | 20 | 0.9 | 3000 | 72
P7WHUMBB | Hubbell Lighting | KIM LIGHTING | ARFX25/VF/3K/40UV | Outdoor Luminaires | High Output | Architectural Flood and Spot Luminaires | Standard | FALSE | [9 empty] | 42499 |  |  | Yes |  | 3.1 | 20874 | 109.9 | 190 | 20 | 0.9 | 3000 | 72
PFABNWUM | Hubbell Lighting | KIM LIGHTING | ARFX25/WF/3K/40UV | Outdoor Luminaires | High Output | Architectural Flood and Spot Luminaires | Standard | FALSE | [9 empty] | 42499 |  |  | Yes |  | 3.1 | 20670 | 108.8 | 190 | 20 | 0.9 | 3000 | 72
P18YVF5P | Hubbell Lighting | KIM LIGHTING | ARFX25/NF/3K/40UV | Outdoor Luminaires | High Output | Architectural Flood and Spot Luminaires | Standard | FALSE | [9 empty] | 42499 |  |  | Yes |  | 3.1 | 20432 | 107.5 | 190 | 20 | 0.9 | 3000 | 72
P6GVAVQQ | Hubbell Lighting | KIM LIGHTING | ARFX25/MF/3K/40UV | Outdoor Luminaires | High Output | Architectural Flood and Spot Luminaires | Standard | FALSE | [9 empty] | 42499 |  |  | Yes |  | 3.1 | 19595 | 103.1 | 190 | 20 | 0.9 | 3000 | 72
PSNHWMW8 | Hubbell Lighting | KIM LIGHTING | ARFX16/VF/3K/70UV | Outdoor Luminaires | High Output | Architectural Flood and Spot Luminaires | Standard | FALSE | [9 empty] | 42499 |  |  | Yes |  | 3.1 | 19371 | 91.8 | 211 | 20 | 0.9 | 3000 | 72
PMZFQWHY | Hubbell Lighting | KIM LIGHTING | ARFX16/NF/3K/70UV | Outdoor Luminaires | High Output | Architectural Flood and Spot Luminaires | Standard | FALSE | [9 empty] | 42499 |  |  | Yes |  | 3.1 | 19309 | 91.5 | 211 | 20 | 0.9 | 3000 | 72
P4G37Q96 | Hubbell Lighting | KIM LIGHTING | ARFX16/MF/3K/70UV | Outdoor Luminaires | High Output | Architectural Flood and Spot Luminaires | Standard | FALSE | [9 empty] | 42499 |  |  | Yes |  | 3.1 | 18726 | 88.7 | 211 | 20 | 0.9 | 3000 | 72
PJK2F9X6 | Hubbell Lighting | KIM LIGHTING | ARFX25/VF/3K/35UV | Outdoor Luminaires | High Output | Architectural Flood and Spot Luminaires | Standard | FALSE | [9 empty] | 42499 |  |  | Yes |  | 3.1 | 18610 | 111.4 | 167 | 20 | 0.9 | 3000 | 72
PQWWPSJ5 | Hubbell Lighting | KIM LIGHTING | ARFX25/WF/3K/35UV | Outdoor Luminaires | High Output | Architectural Flood and Spot Luminaires | Standard | FALSE | [9 empty] | 42499 |  |  | Yes |  | 3.1 | 18428 | 110.3 | 167 | 20 | 0.9 | 3000 | 72
PPFPKPWZ | Hubbell Lighting | KIM LIGHTING | ARFX16/VF/3K/65UV | Outdoor Luminaires | High Output | Architectural Flood and Spot Luminaires | Standard | FALSE | [9 empty] | 42499 |  |  | Yes |  | 3.1 | 18226 | 93 | 196 | 20 | 0.9 | 3000 | 72
P77TBNR9 | Hubbell Lighting | KIM LIGHTING | ARFX25/NF/3K/35UV | Outdoor Luminaires | High Output | Architectural Flood and Spot Luminaires | Standard | FALSE | [9 empty] | 42499 |  |  | Yes |  | 3.1 | 18216 | 109.1 | 167 | 20 | 0.9 | 3000 | 72
PDGSTJHJ | Hubbell Lighting | KIM LIGHTING | ARFX16/NF/3K/65UV | Outdoor Luminaires | High Output | Architectural Flood and Spot Luminaires | Standard | FALSE | [9 empty] | 42499 |  |  | Yes |  | 3.1 | 18168 | 92.7 | 196 | 20 | 0.9 | 3000 | 72
PN2MQUWT | Hubbell Lighting | KIM LIGHTING | ARFX25/MF/3K/35UV | Outdoor Luminaires | High Output | Architectural Flood and Spot Luminaires | Standard | FALSE | [9 empty] | 42499 |  |  | Yes |  | 3.1 | 17470 | 104.6 | 167 | 20 | 0.9 | 3000 | 72
P42ND53F | Hubbell Lighting | KIM LIGHTING | ARFX16/MF/3K/65UV | Outdoor Luminaires | High Output | Architectural Flood and Spot Luminaires | Standard | FALSE | [9 empty] | 42499 |  |  | Yes |  | 3.1 | 17196 | 87.7 | 196 | 20 | 0.9 | 3000 | 72
PKTE5MRT | Hubbell Lighting | KIM LIGHTING | ARFX16/VF/3K/60UV | Outdoor Luminaires | High Output | Architectural Flood and Spot Luminaires | Standard | FALSE | [9 empty] | 42499 |  |  | Yes |  | 3.1 | 17081 | 93.9 | 182 | 20 | 0.9 | 3000 | 72
PNTU7C5E | Hubbell Lighting | KIM LIGHTING | ARFX16/NF/3K/60UV | Outdoor Luminaires | High Output | Architectural Flood and Spot Luminaires | Standard | FALSE | [9 empty] | 42499 |  |  | Yes |  | 3.1 | 17026 | 93.5 | 182 | 20 | 0.9 | 3000 | 72
PWZDWWHV | Hubbell Lighting | KIM LIGHTING | ARFX16/WF/3K/65UV | Outdoor Luminaires | High Output | Architectural Flood and Spot Luminaires | Standard | FALSE | [9 empty] | 42499 |  |  | Yes |  | 3.1 | 16403 | 83.7 | 196 | 20 | 0.9 | 3000 | 72
PZC4AUEM | Hubbell Lighting | KIM LIGHTING | ARFX16/MF/3K/60UV | Outdoor Luminaires | High Output | Architectural Flood and Spot Luminaires | Standard | FALSE | [9 empty] | 42499 |  |  | Yes |  | 3.1 | 16115 | 88.5 | 182 | 20 | 0.9 | 3000 | 72
PS7WMB3X | Hubbell Lighting | KIM LIGHTING | ARFX16/VF/3K/55UV | Outdoor Luminaires | High Output | Architectural Flood and Spot Luminaires | Standard | FALSE | [9 empty] | 42499 |  |  | Yes |  | 3.1 | 15936 | 95.4 | 167 | 20 | 0.9 | 3000 | 72
P3AXYSQZ | Hubbell Lighting | KIM LIGHTING | ARFX16/NF/3K/55UV | Outdoor Luminaires | High Output | Architectural Flood and Spot Luminaires | Standard | FALSE | [9 empty] | 42499 |  |  | Yes |  | 3.1 | 15885 | 95.1 | 167 | 20 | 0.9 | 3000 | 72
P7ESQRXX | Hubbell Lighting | KIM LIGHTING | ARFX16/WF/3K/60UV | Outdoor Luminaires | High Output | Architectural Flood and Spot Luminaires | Standard | FALSE | [9 empty] | 42499 |  |  | Yes |  | 3.1 | 15372 | 84.5 | 182 | 20 | 0.9 | 3000 | 72
P5FXD5AX | Hubbell Lighting | KIM LIGHTING | ARFX16/MF/3K/55UV | Outdoor Luminaires | High Output | Architectural Flood and Spot Luminaires | Standard | FALSE | [9 empty] | 42499 |  |  | Yes |  | 3.1 | 15035 | 90 | 167 | 20 | 0.9 | 3000 | 72
PEQ45K1E | Hubbell Lighting | KIM LIGHTING | ARFX16/VF/3K/50UV | Outdoor Luminaires | High Output | Architectural Flood and Spot Luminaires | Standard | FALSE | [9 empty] | 42499 |  |  | Yes |  | 3.1 | 14804 | 97.4 | 152 | 20 | 0.9 | 3000 | 72
P3GU8ST6 | Hubbell Lighting | KIM LIGHTING | ARFX16/NF/3K/50UV | Outdoor Luminaires | High Output | Architectural Flood and Spot Luminaires | Standard | FALSE | [9 empty] | 42499 |  |  | Yes |  | 3.1 | 14757 | 97.1 | 152 | 20 | 0.9 | 3000 | 72
PCYEMPDU | Hubbell Lighting | KIM LIGHTING | ARFX16/WF/3K/55UV | Outdoor Luminaires | High Output | Architectural Flood and Spot Luminaires | Standard | FALSE | [9 empty] | 42499 |  |  | Yes |  | 3.1 | 14342 | 85.9 | 167 | 20 | 0.9 | 3000 | 72
P1H826VX | Hubbell Lighting | KIM LIGHTING | ARFX16/MF/3K/50UV | Outdoor Luminaires | High Output | Architectural Flood and Spot Luminaires | Standard | FALSE | [9 empty] | 42499 |  |  | Yes |  | 3.1 | 13968 | 91.9 | 152 | 20 | 0.9 | 3000 | 72
PSUE14GV | Hubbell Lighting | KIM LIGHTING | ARFX16/VF/3K/45UV | Outdoor Luminaires | High Output | Architectural Flood and Spot Luminaires | Standard | FALSE | [9 empty] | 42499 |  |  | Yes |  | 3.1 | 13673 | 99.1 | 138 | 20 | 0.9 | 3000 | 72
PK2CSNSW | Hubbell Lighting | KIM LIGHTING | ARFX16/NF/3K/45UV | Outdoor Luminaires | High Output | Architectural Flood and Spot Luminaires | Standard | FALSE | [9 empty] | 42499 |  |  | Yes |  | 3.1 | 13629 | 98.8 | 138 | 20 | 0.9 | 3000 | 72
PV13P49J | Hubbell Lighting | KIM LIGHTING | ARFX16/WF/3K/50UV | Outdoor Luminaires | High Output | Architectural Flood and Spot Luminaires | Standard | FALSE | [9 empty] | 42499 |  |  | Yes |  | 3.1 | 13354 | 87.6 | 152.4 | 20 | 0.9 | 3000 | 72
PZX8HYNJ | Hubbell Lighting | KIM LIGHTING | ARFX16/MF/3K/45UV | Outdoor Luminaires | High Output | Architectural Flood and Spot Luminaires | Standard | FALSE | [9 empty] | 42499 |  |  | Yes |  | 3.1 | 12900 | 93.5 | 138 | 20 | 0.9 | 3000 | 72
P1WFRZBE | Hubbell Lighting | KIM LIGHTING | ARFX16/VF/3K/40UV | Outdoor Luminaires | High Output | Architectural Flood and Spot Luminaires | Standard | FALSE | [9 empty] | 42499 |  |  | Yes |  | 3.1 | 12702 | 102.4 | 124 | 20 | 0.9 | 3000 | 72
P8G77JF1 | Hubbell Lighting | KIM LIGHTING | ARFX16/NF/3K/40UV | Outdoor Luminaires | High Output | Architectural Flood and Spot Luminaires | Standard | FALSE | [9 empty] | 42499 |  |  | Yes |  | 3.1 | 12661 | 102.1 | 124 | 20 | 0.9 | 3000 | 72
PU6JYNKJ | Hubbell Lighting | KIM LIGHTING | ARFX16/WF/3K/45UV | Outdoor Luminaires | High Output | Architectural Flood and Spot Luminaires | Standard | FALSE | [9 empty] | 42499 |  |  | Yes |  | 3.1 | 12305 | 89.2 | 138 | 20 | 0.9 | 3000 | 72
PBANKKAG | Hubbell Lighting | KIM LIGHTING | ARFX16/MF/3K/40UV | Outdoor Luminaires | High Output | Architectural Flood and Spot Luminaires | Standard | FALSE | [9 empty] | 42499 |  |  | Yes |  | 3.1 | 11984 | 96.6 | 124 | 20 | 0.9 | 3000 | 72
PPXSTGB8 | Hubbell Lighting | KIM LIGHTING | ARFX16/VF/3K/35UV | Outdoor Luminaires | High Output | Architectural Flood and Spot Luminaires | Standard | FALSE | [9 empty] | 42499 |  |  | Yes |  | 3.1 | 11540 | 104.9 | 110 | 20 | 0.9 | 3000 | 72
PAKGDSGN | Hubbell Lighting | KIM LIGHTING | ARFX16/NF/3K/35UV | Outdoor Luminaires | High Output | Architectural Flood and Spot Luminaires | Standard | FALSE | [9 empty] | 42499 |  |  | Yes |  | 3.1 | 11503 | 104.6 | 110 | 20 | 0.9 | 3000 | 72
PXW7BDZK | Hubbell Lighting | KIM LIGHTING | ARFX16/WF/3K/40UV | Outdoor Luminaires | High Output | Architectural Flood and Spot Luminaires | Standard | FALSE | [9 empty] | 42499 |  |  | Yes |  | 3.1 | 11431 | 92.2 | 124 | 20 | 0.9 | 3000 | 72
PYXDKHWN | Hubbell Lighting | KIM LIGHTING | ARFX16/MF/3K/35UV | Outdoor Luminaires | High Output | Architectural Flood and Spot Luminaires | Standard | FALSE | [9 empty] | 42499 |  |  | Yes |  | 3.1 | 10887 | 99 | 110 | 20 | 0.9 | 3000 | 72
PJEMFPQR | Hubbell Lighting | KIM LIGHTING | ARFX09/NF/3K/70UV | Outdoor Luminaires | High Output | Architectural Flood and Spot Luminaires | Standard | FALSE | [9 empty] | 42499 |  |  | Yes |  | 3.1 | 10859 | 92 | 118 | 20 | 0.9 | 3000 | 72
PA13M1FW | Hubbell Lighting | KIM LIGHTING | ARFX09/MF/3K/70UV | Outdoor Luminaires | High Output | Architectural Flood and Spot Luminaires | Standard | FALSE | [9 empty] | 42499 |  |  | Yes |  | 3.1 | 10607 | 89.9 | 118 | 20 | 0.9 | 3000 | 72
PGUH4YU6 | Hubbell Lighting | KIM LIGHTING | ARFX16/WF/3K/35UV | Outdoor Luminaires | High Output | Architectural Flood and Spot Luminaires | Standard | FALSE | [9 empty] | 42499 |  |  | Yes |  | 3.1 | 10385 | 94.4 | 110 | 20 | 0.9 | 3000 | 72
PTZ92R3S | Hubbell Lighting | KIM LIGHTING | ARFX09/VF/3K/70UV | Outdoor Luminaires | High Output | Architectural Flood and Spot Luminaires | Standard | FALSE | [9 empty] | 42499 |  |  | Yes |  | 3.1 | 10331 | 87.6 | 118 | 20 | 0.9 | 3000 | 72
P9U8W9JB | Hubbell Lighting | KIM LIGHTING | ARFX09/WF/3K/70UV | Outdoor Luminaires | High Output | Architectural Flood and Spot Luminaires | Standard | FALSE | [9 empty] | 42499 |  |  | Yes |  | 3.1 | 10251 | 86.9 | 118 | 20 | 0.9 | 3000 | 72
PAFSX7T2 | Hubbell Lighting | KIM LIGHTING | ARFX09/NF/3K/65UV | Outdoor Luminaires | High Output | Architectural Flood and Spot Luminaires | Standard | FALSE | [9 empty] | 42499 |  |  | Yes |  | 3.1 | 10235 | 93 | 110 | 20 | 0.9 | 3000 | 72
PP9TCHT5 | Krut Systems LLC | KRUT LED | KL150FL4K-HV | Outdoor Luminaires | High Output | Architectural Flood and Spot Luminaires | Standard | TRUE | 14703 | 94.86 | 155 | 15.27 | 0.9657 | 4245 | 75.7 | 5 | 50000 | 42496 |  |  | No |  | 3 | 14327 | 95.7 | 149.7 | 8.46 | 0.9866 | 4000 | 75.7
P6BRZJVT | Krut Systems LLC | KRUT LED | KL300FL4K | Outdoor Luminaires | High Output | Architectural Flood and Spot Luminaires | Standard | TRUE | 29403 | 93.43 | 314.7 | 8.64 | 0.9511 | 4048 | 73.1 | 5 |  | 42496 |  |  | NotYetVerified |  | 3 | 29403 | 93.43 | 314.7 | 8.64 | 0.9511 | 4000 | 73.1
PFHU6FFG | Krut Systems LLC | KRUT LED | KL200FL4K | Outdoor Luminaires | High Output | Architectural Flood and Spot Luminaires | Standard | TRUE | 19113 | 94.41 | 203.5 | 16.72 | 0.915 | 4255 | 75.4 | 5 | 50000 | 42496 |  |  | NotYetVerified | Updated 9/16/2016 | 3 | 19113 | 94.41 | 203.5 | 16.72 | 0.914 | 4000 | 75.4
PC8XC5WY | Krut Systems LLC | KRUT LED | KL150FL4K | Outdoor Luminaires | High Output | Architectural Flood and Spot Luminaires | Standard | TRUE | 14651 | 94.92 | 154.4 | 15.87 | 0.908 | 4245 | 75.7 | 5 | 50000 | 42496 |  |  | NotYetVerified | Updated 9/16/2016 | 3 | 14651 | 94.92 | 154.4 | 15.87 | 0.907 | 4000 | 75.7
PPAN1FST | S LITE CO. LTD. | S LITE | FL203AE-[TUSFPM]D(3000K) | Outdoor Luminaires | High Output | Architectural Flood and Spot Luminaires | Premium | TRUE | 15907 | 132.67 | 119.9 | 16.31 | 0.9024 | 3094 | 71.8 | 5 | 50000 | 42496 |  |  | No |  | 3.1 | 15907 | 132.67 | 119.9 | 16.31 | 0.9024 | 3000 | 71.8
PFDSXTJK | Krut Systems LLC | KRUT LED | KL150FL5K7-HV | Outdoor Luminaires | High Output | Architectural Flood and Spot Luminaires | Standard | FALSE | [9 empty] | 42496 |  |  | No |  | 3 | 14939 | 97.83 | 152.7 | 9.55 | 0.987 | 5700 | 75.9
P86GZUWH | Krut Systems LLC | KRUT LED | KL200FL5K7 | Outdoor Luminaires | High Output | Architectural Flood and Spot Luminaires | Standard | FALSE | [9 empty] | 42496 |  |  | NotYetVerified |  | 3 | 22530 | 110.39 | 204.1 | 16.51 | 0.912 | 5700 | 74
P32PU8QT | Krut Systems LLC | KRUT LED | KL150FL5K7 | Outdoor Luminaires | High Output | Architectural Flood and Spot Luminaires | Standard | FALSE | [9 empty] | 42496 |  |  | NotYetVerified |  | 3 | 16387 | 106 | 154.6 | 15.33 | 0.907 | 5700 | 73.8
P84UCEYH | Krut Systems LLC | KRUT LED | KL300FL5K7 | Outdoor Luminaires | Very High Output | Architectural Flood and Spot Luminaires | Standard | FALSE | [9 empty] | 42496 |  |  | NotYetVerified |  | 3 | 31665 | 100.27 | 315.8 | 8.56 | 0.9511 | 5700 | 72.2
PF3SMH67 | Krut Systems LLC | KRUT LED | KL150FL5K-HV | Outdoor Luminaires | High Output | Architectural Flood and Spot Luminaires | Standard | FALSE | [9 empty] | 42496 |  |  | No |  | 3 | 14327 | 95.7 | 149.7 | 8.46 | 0.9866 | 5000 | 75.7
P5S266C9 | Krut Systems LLC | KRUT LED | KL150SFL5K | Outdoor Luminaires | High Output | Architectural Flood and Spot Luminaires | Standard | FALSE | [9 empty] | 42496 |  |  | NotYetVerified |  | 3 | 14651 | 94.92 | 154.4 | 15.87 | 0.907 | 5000 | 75.7
P3FXDQDW | Krut Systems LLC | KRUT LED | KL200FL5K | Outdoor Luminaires | High Output | Architectural Flood and Spot Luminaires | Standard | FALSE | [9 empty] | 42496 |  |  | NotYetVerified |  | 3 | 19113 | 94.41 | 203.5 | 16.72 | 0.914 | 5000 | 75.4
PM71G62N | Krut Systems LLC | KRUT LED | KL300FL5K | Outdoor Luminaires | High Output | Architectural Flood and Spot Luminaires | Standard | FALSE | [9 empty] | 42496 |  |  | NotYetVerified |  | 3 | 29403 | 93.43 | 314.7 | 8.64 | 0.9511 | 5000 | 73.1
PZYWJ3Y5 | Krut Systems LLC | KRUT LED | KL150FL4K5-HV | Outdoor Luminaires | High Output | Architectural Flood and Spot Luminaires | Standard | FALSE | [9 empty] | 42496 |  |  | No |  | 3 | 14327 | 95.7 | 149.7 | 8.46 | 0.9866 | 4500 | 75.7
PWR9Y4U5 | Krut Systems LLC | KRUT LED | KL150FL4K5 | Outdoor Luminaires | High Output | Architectural Flood and Spot Luminaires | Standard | FALSE | [9 empty] | 42496 |  |  | NotYetVerified |  | 3 | 14651 | 94.92 | 154.4 | 15.87 | 0.907 | 4500 | 75.7
PSSVVA9F | Krut Systems LLC | KRUT LED | KL200FL4K5 | Outdoor Luminaires | High Output | Architectural Flood and Spot Luminaires | Standard | FALSE | [9 empty] | 42496 |  |  | NotYetVerified |  | 3 | 19113 | 94.41 | 203.5 | 16.72 | 0.914 | 4500 | 75.4
PQBNWTXZ | Krut Systems LLC | KRUT LED | KL300FL4K5 | Outdoor Luminaires | High Output | Architectural Flood and Spot Luminaires | Standard | FALSE | [9 empty] | 42496 |  |  | NotYetVerified |  | 3 | 29403 | 93.43 | 314.7 | 8.64 | 0.9511 | 4500 | 73.1
PJTPSP2P | S LITE CO. LTD. | S LITE | FL203AE-[TUSFPM]D(5000K) | Outdoor Luminaires | High Output | Architectural Flood and Spot Luminaires | Premium | FALSE | [9 empty] | 42496 | Dimmable | Continuous Above 10 | No |  | 3.1 | 16882 | 139.87 | 120.7 | 15.34 | 0.9009 | 5000 | 74.7
P7NQDMJD | S LITE CO. LTD. | S LITE | FL203AE-[TUSFPM]D(4500K) | Outdoor Luminaires | High Output | Architectural Flood and Spot Luminaires | Premium | FALSE | [9 empty] | 42496 | Dimmable | Continuous Above 10 | No |  | 3.1 | 16638 | 138.31 | 120.3 | 16.31 | 0.9024 | 4500 | 71.8
PNQ4PJ76 | S LITE CO. LTD. | S LITE | FL203AE-[TUSFPM]D(4000K) | Outdoor Luminaires | High Output | Architectural Flood and Spot Luminaires | Premium | FALSE | [9 empty] | 42496 | Dimmable | Continuous Above 10 | No |  | 3.1 | 16395 | 136.28 | 120.3 | 16.31 | 0.9024 | 4000 | 71.8
PJBQT7Y1 | S LITE CO. LTD. | S LITE | FL203AE-[TUSFPM]D(3500K) | Outdoor Luminaires | High Output | Architectural Flood and Spot Luminaires | Premium | FALSE | [9 empty] | 42496 | Dimmable | Continuous Above 10 | No |  | 3.1 | 16151 | 134.25 | 120.3 | 16.31 | 0.9024 | 3500 | 71.8
PKGBG761 | Shenzhen DANS Opto-Electronic Technology Co.Ltd | DANS | DA-FL100W(3000K) | Outdoor Luminaires | Mid Output | Architectural Flood and Spot Luminaires | Standard | TRUE | 9590.069 | 89.98 | 106.58 | 18.13 | 0.947 | 3106 | 84.3 | 5 | 50000 | 42495 |  |  | No |  | 3.1 | 9590.068 | 89.98 | 106.58 | 18.13 | 0.995 | 3000 | 84.3
PAJF4YHZ | Shenzhen DANS Opto-Electronic Technology Co.Ltd | DANS | DA-FL50W(3000K) | Outdoor Luminaires | Low Output | Architectural Flood and Spot Luminaires | Standard | TRUE | 4920.649 | 91.14 | 53.99 | 16.27 | 0.942 | 3090 | 84.4 | 5 | 50000 | 42495 |  |  | No |  | 3.1 | 4920.649 | 91.14 | 53.99 | 16.27 | 0.996 | 3000 | 84.4
PQVU2XV6 | Shenzhen DANS Opto-Electronic Technology Co.Ltd | DANS | DA-FL200W(3000K) | Outdoor Luminaires | High Output | Architectural Flood and Spot Luminaires | Standard | TRUE | 19146.008 | 91.634 | 208.94 | 13.66 | 0.916 | 3109 | 83.9 | 5 | 50000 | 42495 |  |  | No |  | 3.1 | 19146.008 | 91.634 | 208.94 | 13.66 | 0.995 | 3000 | 83.9
PA7HBBWZ | S LITE CO. LTD. | S LITE | FL204AE-[TUSFPM]D(3000K) | Outdoor Luminaires | High Output | Architectural Flood and Spot Luminaires | Premium | TRUE | 26414 | 130.21 | 202.9 | 10.73 | 0.9132 | 3155 | 72 | 5 | 50000 | 42495 |  |  | No |  | 3.1 | 26705 | 130.33 | 204.9 | 10.73 | 0.9132 | 3000 | 72
PMGTRZY2 | Shenzhen DANS Opto-Electronic Technology Co.Ltd | DANS | DA-FL50W(5700K) | Outdoor Luminaires | Low Output | Architectural Flood and Spot Luminaires | Standard | FALSE | [9 empty] | 42495 |  |  | No |  | 3.1 | 5084.331 | 94.102 | 54.03 | 14.81 | 0.996 | 5700 | 83.1
PTSBWRD7 | Shenzhen DANS Opto-Electronic Technology Co.Ltd | DANS | DA-FL100W(5700K) | Outdoor Luminaires | Mid Output | Architectural Flood and Spot Luminaires | Standard | FALSE | [9 empty] | 42495 |  |  | No |  | 3.1 | 10007.551 | 94.109 | 106.34 | 16.78 | 0.995 | 5700 | 83
PMUT5V2N | Shenzhen DANS Opto-Electronic Technology Co.Ltd | DANS | DA-FL200W(5700K) | Outdoor Luminaires | High Output | Architectural Flood and Spot Luminaires | Standard | FALSE | [9 empty] | 42495 |  |  | No |  | 3.1 | 19736.53 | 94.646 | 208.53 | 12.75 | 0.994 | 5700 | 82.9
PEPUM7MP | Shenzhen DANS Opto-Electronic Technology Co.Ltd | DANS | DA-FL50W(5000K) | Outdoor Luminaires | Low Output | Architectural Flood and Spot Luminaires | Standard | FALSE | [9 empty] | 42495 |  |  | No |  | 3.1 | 4920.649 | 91.14 | 53.99 | 16.27 | 0.996 | 5000 | 84.4
P8WPWJRR | Shenzhen DANS Opto-Electronic Technology Co.Ltd | DANS | DA-FL100W(5000K) | Outdoor Luminaires | Mid Output | Architectural Flood and Spot Luminaires | Standard | FALSE | [9 empty] | 42495 |  |  | No |  | 3.1 | 9590.068 | 89.98 | 106.58 | 18.13 | 0.995 | 5000 | 84.3
PSMPHYWH | Shenzhen DANS Opto-Electronic Technology Co.Ltd | DANS | DA-FL200W(5000K) | Outdoor Luminaires | High Output | Architectural Flood and Spot Luminaires | Standard | FALSE | [9 empty] | 42495 |  |  | No |  | 3.1 | 19146.008 | 91.634 | 208.94 | 13.66 | 0.995 | 5000 | 83.9
PY7DKTEX | Shenzhen DANS Opto-Electronic Technology Co.Ltd | DANS | DA-FL50W(4500K) | Outdoor Luminaires | Low Output | Architectural Flood and Spot Luminaires | Standard | FALSE | [9 empty] | 42495 |  |  | No |  | 3.1 | 4920.649 | 91.14 | 53.99 | 16.27 | 0.996 | 4500 | 84.4
PQVNND8P | Shenzhen DANS Opto-Electronic Technology Co.Ltd | DANS | DA-FL100W(4500K) | Outdoor Luminaires | Mid Output | Architectural Flood and Spot Luminaires | Standard | FALSE | [9 empty] | 42495 |  |  | No |  | 3.1 | 9590.068 | 89.98 | 106.58 | 18.13 | 0.995 | 4500 | 84.3
P3J1VSSK | Shenzhen DANS Opto-Electronic Technology Co.Ltd | DANS | DA-FL200W(4500K) | Outdoor Luminaires | High Output | Architectural Flood and Spot Luminaires | Standard | FALSE | [9 empty] | 42495 |  |  | No |  | 3.1 | 19146.008 | 91.634 | 208.94 | 13.66 | 0.995 | 4500 | 83.9
PWZ548NP | Shenzhen DANS Opto-Electronic Technology Co.Ltd | DANS | DA-FL50W(4000K) | Outdoor Luminaires | Low Output | Architectural Flood and Spot Luminaires | Standard | FALSE | [9 empty] | 42495 |  |  | No |  | 3.1 | 4920.649 | 91.14 | 53.99 | 16.27 | 0.996 | 4000 | 84.4
PEXQE3AH | Shenzhen DANS Opto-Electronic Technology Co.Ltd | DANS | DA-FL100W(4000K) | Outdoor Luminaires | Mid Output | Architectural Flood and Spot Luminaires | Standard | FALSE | [9 empty] | 42495 |  |  | No |  | 3.1 | 9590.068 | 89.98 | 106.58 | 18.13 | 0.995 | 4000 | 84.3
PMCUFCBB | Shenzhen DANS Opto-Electronic Technology Co.Ltd | DANS | DA-FL200W(4000K) | Outdoor Luminaires | High Output | Architectural Flood and Spot Luminaires | Standard | FALSE | [9 empty] | 42495 |  |  | No |  | 3.1 | 19146.008 | 91.634 | 208.94 | 13.66 | 0.995 | 4000 | 83.9
PGF3BS35 | Shenzhen DANS Opto-Electronic Technology Co.Ltd | DANS | DA-FL50W(3500K) | Outdoor Luminaires | Low Output | Architectural Flood and Spot Luminaires | Standard | FALSE | [9 empty] | 42495 |  |  | No |  | 3.1 | 4920.649 | 91.14 | 53.99 | 16.27 | 0.996 | 3500 | 84.4
PMJKZU8W | Shenzhen DANS Opto-Electronic Technology Co.Ltd | DANS | DA-FL100W(3500K) | Outdoor Luminaires | Mid Output | Architectural Flood and Spot Luminaires | Standard | FALSE | [9 empty] | 42495 |  |  | No |  | 3.1 | 9590.068 | 89.98 | 106.58 | 18.13 | 0.995 | 3500 | 84.3
P3G3T2UN | Shenzhen DANS Opto-Electronic Technology Co.Ltd | DANS | DA-FL200W(3500K) | Outdoor Luminaires | High Output | Architectural Flood and Spot Luminaires | Standard | FALSE | [9 empty] | 42495 |  |  | No |  | 3.1 | 19146.008 | 91.634 | 208.94 | 13.66 | 0.995 | 3500 | 83.9
PGPY44GX | S LITE CO. LTD. | S LITE | FL204AE-[TUSFPM]D(5000K) | Outdoor Luminaires | High Output | Architectural Flood and Spot Luminaires | Premium | FALSE | [9 empty] | 42495 | Dimmable | Continuous Above 10 | No |  | 3.1 | 28341 | 138.59 | 204.5 | 10.46 | 0.9129 | 5000 | 74.7
P618XGVF | S LITE CO. LTD. | S LITE | FL204AE-[TUSFPM]D(4500K) | Outdoor Luminaires | High Output | Architectural Flood and Spot Luminaires | Premium | FALSE | [9 empty] | 42495 | Dimmable | Continuous Above 10 | No |  | 3.1 | 27932 | 136.45 | 204.7 | 10.73 | 0.9132 | 4500 | 72
PHRBCAW7 | S LITE CO. LTD. | S LITE | FL204AE-[TUSFPM]D(4000K) | Outdoor Luminaires | High Output | Architectural Flood and Spot Luminaires | Premium | FALSE | [9 empty] | 42495 | Dimmable | Continuous Above 10 | No |  | 3.1 | 27523 | 134.46 | 204.7 | 10.73 | 0.9132 | 4000 | 72
PHG6VWZP | S LITE CO. LTD. | S LITE | FL204AE-[TUSFPM]D(3500K) | Outdoor Luminaires | High Output | Architectural Flood and Spot Luminaires | Premium | FALSE | [9 empty] | 42495 | Dimmable | Continuous Above 10 | No |  | 3.1 | 27114 | 132.46 | 204.7 | 10.73 | 0.9132 | 3500 | 72
PTZ96UZF | S LITE CO. LTD. | S LITE | FL202AE-[TUSFSW]D(3000K) | Outdoor Luminaires | High Output | Architectural Flood and Spot Luminaires | Premium | TRUE | 10203 | 134.25 | 76 | 7.96 | 0.9158 | 3078 | 71.6 | 5 | 50000 | 42494 |  |  | No |  | 3.1 | 10203 | 134.25 | 76 | 7.96 | 0.9158 | 3000 | 71.6
PQSDZYJ4 | S LITE CO. LTD. | S LITE | FL201AE-[TUSFSW]D(3000K) | Outdoor Luminaires | Mid Output | Architectural Flood and Spot Luminaires | Premium | TRUE | 6195.7 | 127.33 | 48.66 | 16.07 | 0.9012 | 3081 | 71.4 | 5 | 50000 | 42494 |  |  | No |  | 3.1 | 6195.7 | 127.33 | 48.66 | 16.07 | 0.9012 | 3000 | 71.4
PHP11WWT | S LITE CO. LTD. | S LITE | FL201AE-[TUSFSW]D(5000K) | Outdoor Luminaires | Mid Output | Architectural Flood and Spot Luminaires | Premium | FALSE | [9 empty] | 42494 | Dimmable | Continuous Above 10 | No |  | 3.1 | 6552.2 | 133.39 | 49.12 | 16.33 | 0.9017 | 5000 | 73.4
PDY2AKBG | S LITE CO. LTD. | S LITE | FL202AE-[TUSFSW]D(5000K) | Outdoor Luminaires | High Output | Architectural Flood and Spot Luminaires | Premium | FALSE | [9 empty] | 42494 | Dimmable | Continuous Above 10 | No |  | 3.1 | 10832 | 141.06 | 76.79 | 8.4 | 0.9137 | 5000 | 73
PJATWRZE | S LITE CO. LTD. | S LITE | FL202AE-[TUSFSW]D(4500K) | Outdoor Luminaires | High Output | Architectural Flood and Spot Luminaires | Premium | FALSE | [9 empty] | 42494 | Dimmable | Continuous Above 10 | No |  | 3.1 | 10675 | 139.73 | 76.4 | 7.96 | 0.9158 | 4500 | 71.6
P528A9M6 | S LITE CO. LTD. | S LITE | FL201AE-[TUSFSW]D(4500K) | Outdoor Luminaires | Mid Output | Architectural Flood and Spot Luminaires | Premium | FALSE | [9 empty] | 42494 | Dimmable | Continuous Above 10 | No |  | 3.1 | 6463.1 | 132.2 | 48.89 | 16.07 | 0.9012 | 4500 | 71.4
PZMBPKKN | S LITE CO. LTD. | S LITE | FL202AE-[TUSFSW]D(4000K) | Outdoor Luminaires | High Output | Architectural Flood and Spot Luminaires | Premium | FALSE | [9 empty] | 42494 | Dimmable | Continuous Above 10 | No |  | 3.1 | 10518 | 137.67 | 76.4 | 7.96 | 0.9158 | 4000 | 71.6
PSHZJ6P1 | S LITE CO. LTD. | S LITE | FL201AE-[TUSFSW]D(4000K) | Outdoor Luminaires | Mid Output | Architectural Flood and Spot Luminaires | Premium | FALSE | [9 empty] | 42494 | Dimmable | Continuous Above 10 | No |  | 3.1 | 6374 | 130.37 | 48.89 | 16.07 | 0.9012 | 4000 | 71.4
PYY88113 | S LITE CO. LTD. | S LITE | FL202AE-[TUSFSW]D(3500K) | Outdoor Luminaires | High Output | Architectural Flood and Spot Luminaires | Premium | FALSE | [9 empty] | 42494 | Dimmable | Continuous Above 10 | No |  | 3.1 | 10360 | 135.61 | 76.4 | 7.96 | 0.9158 | 3500 | 71.6
P8ETR8X7 | S LITE CO. LTD. | S LITE | FL201AE-[TUSFSW]D(3500K) | Outdoor Luminaires | Mid Output | Architectural Flood and Spot Luminaires | Premium | FALSE | [9 empty] | 42494 | Dimmable | Continuous Above 10 | No |  | 3.1 | 6284.8 | 128.55 | 48.89 | 16.07 | 0.9012 | 3500 | 71.4
PSYUYS2P | NJZ Lighting Technology Co Ltd | NJZ | NJZ-FLB-50-U-RR-60-P | Outdoor Luminaires | Mid Output | Architectural Flood and Spot Luminaires | Premium | TRUE | 5740 | 122.22 | 46.96 | 15.72 | 0.9551 | 5826 | 73.8 | 5 | 50000 | 42493 |  |  | No |  | 3.1 | 5740 | 122.22 | 46.96 | 15.72 | 0.996 | 5826 | 73.8
PH4MT3SK | NJZ Lighting Technology Co Ltd | NJZ | NJZ-FLB-50-U-RL-60-P | Outdoor Luminaires | Mid Output | Architectural Flood and Spot Luminaires | Premium | TRUE | 5497.3 | 116.64 | 47.12 | 15.72 | 0.9551 | 4046 | 74.2 | 5 | 50000 | 42493 |  |  | No |  | 3.1 | 5497.3 | 116.64 | 47.12 | 15.72 | 0.995 | 4046 | 74.2
PS47ETMZ | Ecomax Lighting | ECOMAX LIGHTING | SUN-FL-300W(4000K) | Outdoor Luminaires | High Output | Architectural Flood and Spot Luminaires | Standard | TRUE | 29403 | 93.43 | 314.7 | 8.64 | 0.9511 | 4048 | 73.1 | 5 |  | 42493 |  |  | NotYetVerified |  | 3 | 29403 | 93.43 | 314.7 | 8.64 | 0.9511 | 4000 | 73.1
P8N1NVVX | NJZ Lighting Technology Co Ltd | NJZ | NJZ-FLB-400-U-RL-60-P | Outdoor Luminaires | Very High Output | Architectural Flood and Spot Luminaires | Premium | TRUE | 47550 | 111.7 | 425.6 | 8.89 | 0.932 | 4183 | 74.4 | 5 | 50000 | 42493 |  |  | No |  | 3.1 | 47550 | 111.7 | 425.6 | 8.89 | 0.996 | 4183 | 74.4
P8SXMCHS | Beyond LED Technology | Beyond | 104232-1 4000K | Outdoor Luminaires | High Output | Architectural Flood and Spot Luminaires | Standard | TRUE | 14651 | 94.92 | 154.4 | 15.87 | 0.908 | 4245 | 75.7 | 5 | 50000 | 42493 |  |  | NotYetVerified | Updated on 9/16/16 | 3 | 14651 | 94.92 | 154.4 | 15.87 | 0.907 | 4000 | 75.7
P975W2YQ | Ecomax Lighting | ECOMAX LIGHTING | SUN-FL-300W(5700K) | Outdoor Luminaires | Very High Output | Architectural Flood and Spot Luminaires | Standard | FALSE | [9 empty] | 42493 | Not Dimmable | Not Dimmable | NotYetVerified |  | 3 | 31665 | 100.27 | 315.8 | 8.56 | 0.9511 | 5700 | 72.2
P92DXV71 | Ecomax Lighting | ECOMAX LIGHTING | SUN-FL-300W(5000K) | Outdoor Luminaires | High Output | Architectural Flood and Spot Luminaires | Standard | FALSE | [9 empty] | 42493 | Not Dimmable | Not Dimmable | NotYetVerified |  | 3 | 29403 | 93.43 | 314.7 | 8.64 | 0.9511 | 5000 | 73.1
PTMZMJFP | Ecomax Lighting | ECOMAX LIGHTING | SUN-FL-300W(4500K) | Outdoor Luminaires | High Output | Architectural Flood and Spot Luminaires | Standard | FALSE | [9 empty] | 42493 | Not Dimmable | Not Dimmable | NotYetVerified |  | 3 | 29403 | 93.43 | 314.7 | 8.64 | 0.9511 | 4500 | 73.1
PQ2B3J81 | Beyond LED Technology | Beyond | 104232 5700K | Outdoor Luminaires | High Output | Architectural Flood and Spot Luminaires | Standard | FALSE | [9 empty] | 42493 | Not Dimmable | Not Dimmable | NotYetVerified |  | 3 | 16387 | 106 | 154.6 | 15.33 | 0.907 | 5700 | 73.8
P3NA4RAR | Beyond LED Technology | Beyond | 104232-3 5000K | Outdoor Luminaires | High Output | Architectural Flood and Spot Luminaires | Standard | FALSE | [9 empty] | 42493 | Not Dimmable | Not Dimmable | NotYetVerified |  | 3 | 14651 | 94.92 | 154.4 | 15.87 | 0.907 | 5000 | 75.7
PZCBXBZF | Beyond LED Technology | Beyond | 104232-2 4500K | Outdoor Luminaires | High Output | Architectural Flood and Spot Luminaires | Standard | FALSE | [9 empty] | 42493 | Not Dimmable | Not Dimmable | NotYetVerified |  | 3 | 14651 | 94.92 | 154.4 | 15.87 | 0.907 | 4500 | 75.7
PVAZWTFZ | NJZ Lighting Technology Co Ltd | NJZ | NJZ-FLB-200-U-RR-60-P | Outdoor Luminaires | High Output | Architectural Flood and Spot Luminaires | Premium | FALSE | [9 empty] | 42493 | Dimmable | Continuous Below 10 | No |  | 3.1 | 24198 | 115.11 | 210.2 | 14.33 | 0.995 | 5999 | 73.8
PU91W8MM | NJZ Lighting Technology Co Ltd | NJZ | NJZ-FLB-400-U-RR-60-P | Outdoor Luminaires | Very High Output | Architectural Flood and Spot Luminaires | Premium | FALSE | [9 empty] | 42493 | Dimmable | Continuous Below 10 | No |  | 3.1 | 47788 | 113.58 | 420.7 | 8.89 | 0.99 | 5986 | 75.1
P8VUXWDM | NJZ Lighting Technology Co Ltd | NJZ | NJZ-FLB-150-U-RR-60-P | Outdoor Luminaires | High Output | Architectural Flood and Spot Luminaires | Premium | FALSE | [9 empty] | 42493 | Dimmable | Continuous Below 10 | No |  | 3.1 | 16002 | 116.86 | 136.9 | 13.8 | 0.994 | 5965 | 74.1
P6RS2J6Q | NJZ Lighting Technology Co Ltd | NJZ | NJZ-FLB-300-U-RR-60-P | Outdoor Luminaires | Very High Output | Architectural Flood and Spot Luminaires | Premium | FALSE | [9 empty] | 42493 | Dimmable | Continuous Below 10 | No |  | 3.1 | 32407 | 119.06 | 272.1 | 8.58 | 0.997 | 5951 | 75.1
P6GUMES3 | NJZ Lighting Technology Co Ltd | NJZ | NJZ-FLB-100-U-RR-60-P | Outdoor Luminaires | High Output | Architectural Flood and Spot Luminaires | Premium | FALSE | [9 empty] | 42493 | Dimmable | Continuous Below 10 | No |  | 3.1 | 11843 | 124.15 | 95.39 | 14.08 | 0.994 | 5915 | 74.6
P7BX23RY | NJZ Lighting Technology Co Ltd | NJZ | NJZ-FLB-400-U-RR-90-P | Outdoor Luminaires | Very High Output | Architectural Flood and Spot Luminaires | Premium | FALSE | [9 empty] | 42493 | Dimmable | Continuous Below 10 | No |  | 3.1 | 47662.3 | 112.65 | 423.09 | 8.89 | 0.996 | 5700 | 75.1
PH2JQBB7 | NJZ Lighting Technology Co Ltd | NJZ | NJZ-FLB-300-U-RR-90-P | Outdoor Luminaires | Very High Output | Architectural Flood and Spot Luminaires | Premium | FALSE | [9 empty] | 42493 | Dimmable | Continuous Below 10 | No |  | 3.1 | 32851.3 | 119.79 | 274.24 | 8.58 | 0.999 | 5700 | 75.1
PPFJBZMQ | NJZ Lighting Technology Co Ltd | NJZ | NJZ-FLB-100-U-RR-90-P | Outdoor Luminaires | High Output | Architectural Flood and Spot Luminaires | Premium | FALSE | [9 empty] | 42493 | Dimmable | Continuous Below 10 | No |  | 3.1 | 11902 | 125.81 | 94.6 | 14.08 | 0.995 | 5700 | 74.6
PWZB7XBR | NJZ Lighting Technology Co Ltd | NJZ | NJZ-FLB-150-U-RR-90-P | Outdoor Luminaires | High Output | Architectural Flood and Spot Luminaires | Premium | FALSE | [9 empty] | 42493 | Dimmable | Continuous Below 10 | No |  | 3.1 | 16021 | 117.1 | 136.81 | 13.8 | 0.995 | 5700 | 74.1
P3NZ9F8N | NJZ Lighting Technology Co Ltd | NJZ | NJZ-FLB-50-U-RR-90-P | Outdoor Luminaires | Mid Output | Architectural Flood and Spot Luminaires | Premium | FALSE | [9 empty] | 42493 | Dimmable | Continuous Below 10 | No |  | 3.1 | 5873.5 | 125.48 | 46.81 | 15.72 | 0.997 | 5700 | 73.8
PY11QRJ5 | NJZ Lighting Technology Co Ltd | NJZ | NJZ-FLB-200-U-RR-90-P | Outdoor Luminaires | High Output | Architectural Flood and Spot Luminaires | Premium | FALSE | [9 empty] | 42493 | Dimmable | Continuous Below 10 | No |  | 3.1 | 24239 | 115.09 | 210.6 | 14.33 | 0.996 | 5700 | 73.8
P418E5EJ | NJZ Lighting Technology Co Ltd | NJZ | NJZ-FLB-100-U-RL-60-P | Outdoor Luminaires | High Output | Architectural Flood and Spot Luminaires | Premium | FALSE | [9 empty] | 42493 | Dimmable | Continuous Below 10 | No |  | 3.1 | 11806 | 122.94 | 96.03 | 14.08 | 0.994 | 4224 | 74.3
PVZCE44Q | NJZ Lighting Technology Co Ltd | NJZ | NJZ-FLB-200-U-RL-60-P | Outdoor Luminaires | High Output | Architectural Flood and Spot Luminaires | Premium | FALSE | [9 empty] | 42493 | Dimmable | Continuous Below 10 | No |  | 3.1 | 23606 | 113.03 | 208.8 | 14.33 | 0.995 | 4098 | 74.4
P7R167GN | NJZ Lighting Technology Co Ltd | NJZ | NJZ-FLB-300-U-RL-60-P | Outdoor Luminaires | Very High Output | Architectural Flood and Spot Luminaires | Premium | FALSE | [9 empty] | 42493 | Dimmable | Continuous Below 10 | No |  | 3.1 | 32202 | 118.06 | 272.7 | 8.58 | 0.997 | 4092 | 74.9
PRXTXT8X | NJZ Lighting Technology Co Ltd | NJZ | NJZ-FLB-150-U-RL-60-P | Outdoor Luminaires | High Output | Architectural Flood and Spot Luminaires | Premium | FALSE | [9 empty] | 42493 | Dimmable | Continuous Below 10 | No |  | 3.1 | 15579 | 113.85 | 136.8 | 13.8 | 0.994 | 4092 | 74.4
PS4Y2ZSP | NJZ Lighting Technology Co Ltd | NJZ | NJZ-FLB-300-U-RL-90-P | Outdoor Luminaires | Very High Output | Architectural Flood and Spot Luminaires | Premium | FALSE | [9 empty] | 42493 | Dimmable | Continuous Below 10 | No |  | 3.1 | 32851.3 | 119.79 | 274.24 | 8.58 | 0.999 | 4000 | 74.9
PGRKXG9Q | NJZ Lighting Technology Co Ltd | NJZ | NJZ-FLB-200-U-RL-90-P | Outdoor Luminaires | High Output | Architectural Flood and Spot Luminaires | Premium | FALSE | [9 empty] | 42493 | Dimmable | Continuous Below 10 | No |  | 3.1 | 24239 | 115.09 | 210.6 | 14.33 | 0.996 | 4000 | 74.4
P9STKK5F | NJZ Lighting Technology Co Ltd | NJZ | NJZ-FLB-150-U-RL-90-P | Outdoor Luminaires | High Output | Architectural Flood and Spot Luminaires | Premium | FALSE | [9 empty] | 42493 | Dimmable | Continuous Below 10 | No |  | 3.1 | 16021 | 117.1 | 136.81 | 13.8 | 0.995 | 4000 | 74.4
PA367C9G | NJZ Lighting Technology Co Ltd | NJZ | NJZ-FLB-400-U-RL-90-P | Outdoor Luminaires | Very High Output | Architectural Flood and Spot Luminaires | Premium | FALSE | [9 empty] | 42493 | Dimmable | Continuous Below 10 | No |  | 3.1 | 47662.3 | 112.65 | 423.09 | 8.89 | 0.996 | 4000 | 74.4
PX297JMM | NJZ Lighting Technology Co Ltd | NJZ | NJZ-FLB-100-U-RL-90-P | Outdoor Luminaires | High Output | Architectural Flood and Spot Luminaires | Premium | FALSE | [9 empty] | 42493 | Dimmable | Continuous Below 10 | No |  | 3.1 | 11902 | 125.81 | 94.6 | 14.08 | 0.995 | 4000 | 74.3
PHFB5Q2Y | NJZ Lighting Technology Co Ltd | NJZ | NJZ-FLB-50-U-RL-90-P | Outdoor Luminaires | Mid Output | Architectural Flood and Spot Luminaires | Premium | FALSE | [9 empty] | 42493 | Dimmable | Continuous Below 10 | No |  | 3.1 | 5873.5 | 125.48 | 46.81 | 15.72 | 0.997 | 4000 | 74.2
PJK7GBK9 | APACK Inc. | APACK | F600TG-LM704015B | Outdoor Luminaires | Very High Output | Architectural Flood and Spot Luminaires | Standard | TRUE | 79914.46 | 120.84 | 661.3 | 10.38 | 0.932 | 5694 | 75 | 5 | 50000 | 42489 |  |  | No |  | 3 | 72000 | 120 | 600 | 12.8 | 0.92 | 4000 | 70
PM62REWK | Jiangsu YASHIPS Lighting Group Co.Ltd | YASHIPS | YXL722-T/240W/F90 4000K | Outdoor Luminaires | High Output | Architectural Flood and Spot Luminaires | Premium | TRUE | 25921 | 108.61 | 238.7 | 19.4 | 0.928 | 3997 | 73 | 5 | 50000 | 42489 |  |  | No |  | 3.1 | 25921 | 108.61 | 238.7 | 19 | 0.9953 | 3997 | 73
P4TH2V5J | Jiangsu YASHIPS Lighting Group Co.Ltd | YASHIPS | YXL722-T/240W/F90 5700K | Outdoor Luminaires | High Output | Architectural Flood and Spot Luminaires | Premium | FALSE | [9 empty] | 42489 |  |  | No |  | 3.1 | 26042 | 108.36 | 240.3 | 19 | 0.9953 | 5498 | 69
PSV4XBFS | Jiangsu YASHIPS Lighting Group Co.Ltd | YASHIPS | YXL722-T/240W/F90 5000K | Outdoor Luminaires | High Output | Architectural Flood and Spot Luminaires | Premium | FALSE | [9 empty] | 42489 |  |  | No |  | 3.1 | 26041.1 | 109.58 | 237.6 | 19 | 0.9953 | 5000 | 73
PP7VB6CS | Jiangsu YASHIPS Lighting Group Co.Ltd | YASHIPS | YXL722-T/240W/F90 4500K | Outdoor Luminaires | High Output | Architectural Flood and Spot Luminaires | Premium | FALSE | [9 empty] | 42489 |  |  | No |  | 3.1 | 26861.3 | 111.2 | 241.6 | 19 | 0.9953 | 4500 | 73
PTBMTUCJ | APACK Inc. | APACK | F600TG-LM705715B | Outdoor Luminaires | Very High Output | Architectural Flood and Spot Luminaires | Standard | FALSE | [9 empty] | 42489 | Not Dimmable | Not Dimmable | No |  | 3 | 79914.46 | 120.84 | 600 | 10.38 | 0.932 | 5700 | 70
P59H42ET | APACK Inc. | APACK | F800TG-LM705715B | Outdoor Luminaires | Very High Output | Architectural Flood and Spot Luminaires | Standard | FALSE | [9 empty] | 42489 | Not Dimmable | Not Dimmable | No |  | 3 | 101688.9 | 123.1 | 800 | 10.05 | 0.926 | 5700 | 70
P86KWMK9 | APACK Inc. | APACK | F600TG-LM705715A | Outdoor Luminaires | Very High Output | Architectural Flood and Spot Luminaires | Standard | FALSE | [9 empty] | 42489 | Dimmable | Continuous Below 10 | Yes |  | 3 | 79914.46 | 120.84 | 600 | 10.38 | 0.932 | 5700 | 70
P65H12RY | APACK Inc. | APACK | F800TG-LM705715A | Outdoor Luminaires | Very High Output | Architectural Flood and Spot Luminaires | Standard | FALSE | [9 empty] | 42489 | Dimmable | Continuous Below 10 | Yes |  | 3 | 101688.9 | 123.1 | 800 | 10.05 | 0.926 | 5700 | 70
PDXYTRBH | APACK Inc. | APACK | F600TG-LM705015B | Outdoor Luminaires | Very High Output | Architectural Flood and Spot Luminaires | Standard | FALSE | [9 empty] | 42489 | Not Dimmable | Not Dimmable | No |  | 3 | 72000 | 120 | 600 | 12.8 | 0.92 | 5000 | 70
P49D2GZN | APACK Inc. | APACK | F800TG-LM705015B | Outdoor Luminaires | Very High Output | Architectural Flood and Spot Luminaires | Standard | FALSE | [9 empty] | 42489 | Not Dimmable | Not Dimmable | No |  | 3 | 96000 | 120 | 800 | 12.51 | 0.919 | 5000 | 70
P3ZARWC3 | APACK Inc. | APACK | F600TG-LM705015A | Outdoor Luminaires | Very High Output | Architectural Flood and Spot Luminaires | Standard | FALSE | [9 empty] | 42489 | Dimmable | Continuous Below 10 | Yes |  | 3 | 72000 | 120 | 600 | 12.8 | 0.92 | 5000 | 70
PWWKX35Y | APACK Inc. | APACK | F800TG-LM705015A | Outdoor Luminaires | Very High Output | Architectural Flood and Spot Luminaires | Standard | FALSE | [9 empty] | 42489 | Dimmable | Continuous Below 10 | Yes |  | 3 | 96000 | 120 | 800 | 12.51 | 0.919 | 5000 | 70
PCN7FBVR | APACK Inc. | APACK | F800TG-LM704015B | Outdoor Luminaires | Very High Output | Architectural Flood and Spot Luminaires | Standard | FALSE | [9 empty] | 42489 | Not Dimmable | Not Dimmable | No |  | 3 | 96000 | 120 | 800 | 12.51 | 0.919 | 4000 | 70
P8G2Q2CQ | APACK Inc. | APACK | F600TG-LM704015A | Outdoor Luminaires | Very High Output | Architectural Flood and Spot Luminaires | Standard | FALSE | [9 empty] | 42489 | Dimmable | Continuous Below 10 | Yes |  | 3 | 72000 | 120 | 600 | 12.8 | 0.92 | 4000 | 70
P7R79GU4 | APACK Inc. | APACK | F800TG-LM704015A | Outdoor Luminaires | Very High Output | Architectural Flood and Spot Luminaires | Standard | FALSE | [9 empty] | 42489 | Dimmable | Continuous Below 10 | Yes |  | 3 | 96000 | 120 | 800 | 12.51 | 0.919 | 4000 | 70
PSBZK6TM | Carolina Product Solutions LLC. | CPS | CPS-HBFL-90W-UL-BL-30 | Outdoor Luminaires | Mid Output | Architectural Flood and Spot Luminaires | Standard | TRUE | 8188.1 | 102.11 | 81 | 11.21 | 0.962 | 3121 | 71.5 | 5 | 50000 | 42488 |  |  | NotYetVerified |  | 3 | 8188.1 | 102.11 | 80.19 | 8.17 | 0.991 | 3000 | 72
P17U7T24 | Carolina Product Solutions LLC. | CPS | CPS-HBFL-300W-UL-BL-30 | Outdoor Luminaires | High Output | Architectural Flood and Spot Luminaires | Standard | TRUE | 29280.95 | 99.07 | 295.8 | 7.41 | 0.956 | 3017 | 71.1 | 5 | 50000 | 42488 |  |  | NotYetVerified |  | 3 | [5 empty] | 3000
PRN8BAU3 | Carolina Product Solutions LLC. | CPS | CPS-HBFL-150W-UL-BL-30 | Outdoor Luminaires | High Output | Architectural Flood and Spot Luminaires | Standard | TRUE | 14184.92 | 97.16 | 145.99 | 10.67 | 0.932 | 3015 | 70.9 | 5 | 50000 | 42488 |  |  | NotYetVerified |  | 3 | 14184.92 | 97.16 | 145.99 | 3.58 | 0.999 | 3000 | 71
P6QK8FQV | WUXI ELLIPZ LIGHTING TECHNOLOGY CO LTD | Ellipz Lighting | 8A00AC45SN-H | Outdoor Luminaires | High Output | Architectural Flood and Spot Luminaires | Standard | TRUE | 12835 | 96 | 133.7 | 13.9 | 0.913 | 4615 | 91 | 5 | 50000 | 42488 |  |  | No |  | 3.1 | 13100 | 98 | 140 | 14 | 0.9 | 4500 | 91
PUUQ7971 | Carolina Product Solutions LLC. | CPS | CPS-HBFL-200W-UL-BL-30 | Outdoor Luminaires | High Output | Architectural Flood and Spot Luminaires | Standard | TRUE | 17278.5 | 93.05 | 187.2 | 9.26 | 0.913 | 3122 | 71 | 5 | 50000 | 42488 |  |  | NotYetVerified |  | 3 | 17278.5 | 93.05 | 185.69 | 4.27 | 0.995 | 3000 | 71
PYCN4E4X | WUXI ELLIPZ LIGHTING TECHNOLOGY CO LTD | Ellipz Lighting | 8A00AC57SN-H | Outdoor Luminaires | High Output | Architectural Flood and Spot Luminaires | Standard | FALSE | [9 empty] | 42488 |  |  | No |  | 3.1 | 13100 | 98 | 140 | 14 | 0.9 | 5700 | 91
P9FDWHBG | WUXI ELLIPZ LIGHTING TECHNOLOGY CO LTD | Ellipz Lighting | 8A00AC50SN-H | Outdoor Luminaires | High Output | Architectural Flood and Spot Luminaires | Standard | FALSE | [9 empty] | 42488 |  |  | No |  | 3.1 | 13100 | 98 | 140 | 14 | 0.9 | 5000 | 91
PRTE69TQ | Carolina Product Solutions LLC. | CPS | CPS-HBFL-90W-UL-BL-60 | Outdoor Luminaires | Mid Output | Architectural Flood and Spot Luminaires | Standard | FALSE | [9 empty] | 42488 | Not Dimmable | Not Dimmable | NotYetVerified |  | 3 | 9000 | 100 | 90 | 8.17 | 0.991 | 5700 | 72
P9X2U5E7 | Carolina Product Solutions LLC. | CPS | CPS-HBFL-200W-UL-BL-60 | Outdoor Luminaires | High Output | Architectural Flood and Spot Luminaires | Standard | FALSE | [9 empty] | 42488 | Not Dimmable | Not Dimmable | NotYetVerified |  | 3 | 20000 | 100 | 200 | 4.27 | 0.995 | 5700 | 71
PUXATCBA | Carolina Product Solutions LLC. | CPS | CPS-HBFL-150W-UL-BL-60 | Outdoor Luminaires | High Output | Architectural Flood and Spot Luminaires | Standard | FALSE | [9 empty] | 42488 | Not Dimmable | Not Dimmable | NotYetVerified |  | 3 | 15000 | 100 | 150 | 3.58 | 0.999 | 5700 | 71
PE8YEH1G | Carolina Product Solutions LLC. | CPS | CPS-HBFL-300W-UL-BL-60 | Outdoor Luminaires | Very High Output | Architectural Flood and Spot Luminaires | Standard | FALSE | [9 empty] | 42488 | Not Dimmable | Not Dimmable | NotYetVerified |  | 3 | 30000 | 100 | 300 | 3.35 | 0.998 | 5700 | 71
P7P89B5K | Carolina Product Solutions LLC. | CPS | CPS-HBFL-90W-UL-BL-50 | Outdoor Luminaires | Mid Output | Architectural Flood and Spot Luminaires | Standard | FALSE | [9 empty] | 42488 | Not Dimmable | Not Dimmable | NotYetVerified |  | 3 | 9000 | 100 | 90 | 8.17 | 0.991 | 5000 | 72
PMRDAZZD | Carolina Product Solutions LLC. | CPS | CPS-HBFL-200W-UL-BL-50 | Outdoor Luminaires | High Output | Architectural Flood and Spot Luminaires | Standard | FALSE | [9 empty] | 42488 | Not Dimmable | Not Dimmable | NotYetVerified |  | 3 | 20000 | 100 | 200 | 4.27 | 0.995 | 5000 | 71
PMTTDQYK | Carolina Product Solutions LLC. | CPS | CPS-HBFL-150W-UL-BL-50 | Outdoor Luminaires | High Output | Architectural Flood and Spot Luminaires | Standard | FALSE | [9 empty] | 42488 | Not Dimmable | Not Dimmable | NotYetVerified |  | 3 | 15000 | 100 | 150 | 3.58 | 0.999 | 5000 | 71
PFHMWQ4H | Carolina Product Solutions LLC. | CPS | CPS-HBFL-90W-UL-BL-40 | Outdoor Luminaires | Mid Output | Architectural Flood and Spot Luminaires | Standard | FALSE | [9 empty] | 42488 | Not Dimmable | Not Dimmable | NotYetVerified |  | 3 | 9000 | 100 | 90 | 8.17 | 0.991 | 4000 | 72
P6PVQJQU | Carolina Product Solutions LLC. | CPS | CPS-HBFL-200W-UL-BL-40 | Outdoor Luminaires | High Output | Architectural Flood and Spot Luminaires | Standard | FALSE | [9 empty] | 42488 | Not Dimmable | Not Dimmable | NotYetVerified |  | 3 | 20000 | 100 | 200 | 4.27 | 0.995 | 4000 | 71
PNCS6BFW | Carolina Product Solutions LLC. | CPS | CPS-HBFL-150W-UL-BL-40 | Outdoor Luminaires | High Output | Architectural Flood and Spot Luminaires | Standard | FALSE | [9 empty] | 42488 | Not Dimmable | Not Dimmable | NotYetVerified |  | 3 | 15000 | 100 | 150 | 3.58 | 0.999 | 4000 | 71
PTC8BJ6R | Carolina Product Solutions LLC. | CPS | CPS-HBFL-300W-UL-BL-40 | Outdoor Luminaires | Very High Output | Architectural Flood and Spot Luminaires | Standard | FALSE | [9 empty] | 42488 | Not Dimmable | Not Dimmable | NotYetVerified |  | 3 | 30000 | 100 | 300 | 3.35 | 0.998 | 4000 | 71
PAATQF8U | Nemalux LED Lighting | Nemalux | MR6-CW-2F-xx-yy-[ACHV]-zz | Outdoor Luminaires | Low Output | Architectural Flood and Spot Luminaires | Standard | TRUE | 5518 | 96 | 57.48 | 4.83 | 0.998 | 4838 | 73.2 | 5 | 100000 | 42487 |  |  | No |  | 3.1 | 5518 | 96 | 57.48 | 4.83 | 0.998 | 5000 | 70
PKPKGTZC | Nemalux LED Lighting | Nemalux | MR6-WW-2F-xx-yy-[ACHV]-zz | Outdoor Luminaires | Low Output | Architectural Flood and Spot Luminaires | Standard | TRUE | 4675 | 84.3 | 55.47 | 9.42 | 0.982 | 3456 | 82.8 | 5 | 100000 | 42487 |  |  | No |  | 3.1 | 4679 | 84 | 55.64 | 8.03 | 0.975 | 3456 | 82.7
PQB5HA88 | Shanghai Supertek Lighting Co. Ltd | SUPERTEK | FL13A-120-4000K | Outdoor Luminaires | High Output | Architectural Flood and Spot Luminaires | Premium | TRUE | 13136.2 | 121.52 | 108.1 | 6.3 | 0.96 | 3967 | 72.7 | 5 | 50000 | 42487 |  |  | Yes |  | 3.1 | 13000 | 121 | 120 | 6.3 | 0.96 | 4000 | 70
PYFF3ZDP | Nemalux LED Lighting | Nemalux | MR3-WW-2F-xx-yy-[ACHV]-zz | Outdoor Luminaires | Low Output | Architectural Flood and Spot Luminaires | Standard | TRUE | 2540 | 89.5 | 28.38 | 13.2 | 0.954 | 3433 | 83 | 5 | 100000 | 42487 |  |  | No |  | 3.1 | 2568 | 91 | 28.21 | 6.78 | 0.995 | 3444 | 83
PPQBAR4G | Nemalux LED Lighting | Nemalux | MR3-CW-WF-xx-yy-[ACHV]-zz | Outdoor Luminaires | Low Output | Architectural Flood and Spot Luminaires | Standard | FALSE | [9 empty] | 42487 |  |  | No |  | 3.1 | 3052 | 123 | 24.79 | 7.26 | 0.99 | 5000 | 70
P8WPH3M8 | Nemalux LED Lighting | Nemalux | MR3-CW-SF-xx-yy-[ACHV]-zz | Outdoor Luminaires | Low Output | Architectural Flood and Spot Luminaires | Standard | FALSE | [9 empty] | 42487 |  |  | No |  | 3.1 | 3383 | 120 | 28.21 | 6.78 | 0.99 | 5000 | 70
PGS27AFW | Nemalux LED Lighting | Nemalux | MR3-CW-OF-xx-yy-[ACHV]-zz | Outdoor Luminaires | Low Output | Architectural Flood and Spot Luminaires | Standard | FALSE | [9 empty] | 42487 |  |  | No |  | 3.1 | 3288 | 117 | 28.21 | 6.78 | 0.99 | 5000 | 70
PBRBU6AF | Nemalux LED Lighting | Nemalux | MR3-CW-2F-xx-yy-[ACHV]-zz | Outdoor Luminaires | Low Output | Architectural Flood and Spot Luminaires | Standard | FALSE | [9 empty] | 42487 |  |  | No |  | 3.1 | 2979 | 106 | 28.21 | 6.78 | 0.99 | 5000 | 70
PDF39YJE | Nemalux LED Lighting | Nemalux | MR12-CW-WF-xx-yy-[ACHV]-zz | Outdoor Luminaires | Low Output | Architectural Flood and Spot Luminaires | Standard | FALSE | [9 empty] | 42487 |  |  | No |  | 3.1 | 11304 | 111 | 101.52 | 5.28 | 0.998 | 5000 | 70
P39P5D7N | Nemalux LED Lighting | Nemalux | MR6-CW-WF-xx-yy-[ACHV]-zz | Outdoor Luminaires | Low Output | Architectural Flood and Spot Luminaires | Standard | FALSE | [9 empty] | 42487 |  |  | No |  | 3.1 | 5652 | 111 | 50.76 | 5.28 | 0.998 | 5000 | 70
PBS4UUM9 | Nemalux LED Lighting | Nemalux | MR12-CW-SF-xx-yy-[ACHV]-zz | Outdoor Luminaires | Low Output | Architectural Flood and Spot Luminaires | Standard | FALSE | [9 empty] | 42487 |  |  | No |  | 3.1 | 12530 | 111 | 113.38 | 5.12 | 0.998 | 5000 | 70
PW367AU3 | Nemalux LED Lighting | Nemalux | MR12-CW-OF-xx-yy-[ACHV]-zz | Outdoor Luminaires | Low Output | Architectural Flood and Spot Luminaires | Standard | FALSE | [9 empty] | 42487 |  |  | No |  | 3.1 | 12180 | 107 | 113.42 | 5.12 | 0.998 | 5000 | 70
PR23J4AC | Nemalux LED Lighting | Nemalux | MR6-CW-SF-xx-yy-[ACHV]-zz | Outdoor Luminaires | Low Output | Architectural Flood and Spot Luminaires | Standard | FALSE | [9 empty] | 42487 |  |  | No |  | 3.1 | 6265 | 111 | 56.69 | 5.12 | 0.998 | 5000 | 70
PMWDKCH5 | Nemalux LED Lighting | Nemalux | MR6-CW-OF-xx-yy-[ACHV]-zz | Outdoor Luminaires | Low Output | Architectural Flood and Spot Luminaires | Standard | FALSE | [9 empty] | 42487 |  |  | No |  | 3.1 | 6090 | 107 | 56.71 | 5.12 | 0.998 | 5000 | 70
PWHJBGEE | Nemalux LED Lighting | Nemalux | MR12-CW-2F-xx-yy-[ACHV]-zz | Outdoor Luminaires | Low Output | Architectural Flood and Spot Luminaires | Standard | FALSE | [9 empty] | 42487 |  |  | No |  | 3.1 | 11036 | 96 | 114.96 | 4.83 | 0.998 | 5000 | 70
PH7H9K5T | Nemalux LED Lighting | Nemalux | MR12-WW-WF-xx-yy-[ACHV]-zz | Outdoor Luminaires | Low Output | Architectural Flood and Spot Luminaires | Standard | FALSE | [9 empty] | 42487 |  |  | No |  | 3.1 | 10586 | 106 | 100.04 | 8.03 | 0.973 | 3500 | 80
PQWPFDUW | Nemalux LED Lighting | Nemalux | MR12-WW-2F-xx-yy-[ACHV]-zz | Outdoor Luminaires | Low Output | Architectural Flood and Spot Luminaires | Standard | FALSE | [9 empty] | 42487 |  |  | No |  | 3.1 | 9358 | 84 | 111.28 | 8.03 | 0.975 | 3500 | 80
PMWBXWZK | Nemalux LED Lighting | Nemalux | MR3-WW-SF-xx-yy-[ACHV]-zz | Outdoor Luminaires | Low Output | Architectural Flood and Spot Luminaires | Standard | FALSE | [9 empty] | 42487 |  |  | No |  | 3.1 | 2909 | 103 | 28.2 | 6.78 | 0.99 | 3500 | 80
PDFWQTS8 | Nemalux LED Lighting | Nemalux | MR3-WW-OF-xx-yy-[ACHV]-zz | Outdoor Luminaires | Low Output | Architectural Flood and Spot Luminaires | Standard | FALSE | [9 empty] | 42487 |  |  | No |  | 3.1 | 2828 | 100 | 28.2 | 6.78 | 0.99 | 3500 | 80
PQUGFKUY | Nemalux LED Lighting | Nemalux | MR12-WW-OF-xx-yy-[ACHV]-zz | Outdoor Luminaires | Low Output | Architectural Flood and Spot Luminaires | Standard | FALSE | [9 empty] | 42487 |  |  | No |  | 3.1 | 10474 | 92 | 113.38 | 5.12 | 0.998 | 3500 | 80
PFD9MUPA | Nemalux LED Lighting | Nemalux | MR6-WW-OF-xx-yy-[ACHV]-zz | Outdoor Luminaires | Low Output | Architectural Flood and Spot Luminaires | Standard | FALSE | [9 empty] | 42487 |  |  | No |  | 3.1 | 5237 | 92 | 56.69 | 5.12 | 0.998 | 3500 | 80
PE3P8X3K | Nemalux LED Lighting | Nemalux | MR12-WW-SF-xx-yy-[ACHV]-zz | Outdoor Luminaires | Low Output | Architectural Flood and Spot Luminaires | Standard | FALSE | [9 empty] | 42487 |  |  | No |  | 3.1 | 10776 | 94 | 114.96 | 4.83 | 0.998 | 3500 | 80
PA7NTRR5 | Nemalux LED Lighting | Nemalux | MR6-WW-SF-xx-yy-[ACHV]-zz | Outdoor Luminaires | Low Output | Architectural Flood and Spot Luminaires | Standard | FALSE | [9 empty] | 42487 |  |  | No |  | 3.1 | 5388 | 94 | 57.48 | 4.83 | 0.998 | 3500 | 80
PD8HZUVG | Nemalux LED Lighting | Nemalux | MR6-WW-WF-xx-yy-[ACHV]-zz | Outdoor Luminaires | Low Output | Architectural Flood and Spot Luminaires | Standard | FALSE | [9 empty] | 42487 |  |  | No |  | 3.1 | 5293 | 106 | 50.02 | 8.03 | 0.973 | 3388 | 81.4
PM52TTVY | Nemalux LED Lighting | Nemalux | MR3-WW-WF-xx-yy-[ACHV]-zz | Outdoor Luminaires | Low Output | Architectural Flood and Spot Luminaires | Standard | FALSE | [9 empty] | 42487 |  |  | No |  | 3.1 | 2869 | 116 | 24.79 | 7.26 | 0.995 | 3375 | 81.7
P6EUEXH6 | Shanghai Supertek Lighting Co. Ltd | SUPERTEK | FL13A-120-5000K | Outdoor Luminaires | High Output | Architectural Flood and Spot Luminaires | Premium | FALSE | [9 empty] | 42487 | Dimmable | Continuous Below 10 | Yes |  | 3.1 | 13500 | 123 | 120 | 6.3 | 0.96 | 5000 | 70
PPN1RNWD | WISDOM OPTOELECTRONICS TECHNOLOGY CO.LIMITED | WISDOM | WSD-SB20W27-50K-Z-T5-U-Y | Outdoor Luminaires | High Output | Architectural Flood and Spot Luminaires | Standard | TRUE | 22139.65 | 114.04 | 194.03 | 5.59 | 0.9663 | 4865 | 82.3 | 5 | 50000 | 42486 |  |  | No |  | 3.1 | 22100 | 110.5 | 200 | 5.79 | 0.95 | 5700 | 80
PKR88EJ3 | WISDOM OPTOELECTRONICS TECHNOLOGY CO.LIMITED | WISDOM | WSD-SB20W27-50K-Z-T3-U-Y | Outdoor Luminaires | High Output | Architectural Flood and Spot Luminaires | Standard | TRUE | 21430.96 | 110.092 | 194.66 | 5.56 | 0.9658 | 4952 | 82.7 | 5 | 50000 | 42486 |  |  | No |  | 3.1 | 22100 | 110.5 | 200 | 5.67 | 0.95 | 5000 | 80
PKX2YGVP | WUXI ELLIPZ LIGHTING TECHNOLOGY CO LTD | Ellipz Lighting | 8800AC45SN-H | Outdoor Luminaires | Mid Output | Architectural Flood and Spot Luminaires | Standard | TRUE | 6039 | 91.9 | 65.7 | 13.9 | 0.95 | 4523 | 92 | 5 | 50000 | 42486 |  |  | No |  | 3.1 | 6150 | 94 | 66 | 14 | 0.9 | 4500 | 92
P9PYH22Y | WISDOM OPTOELECTRONICS TECHNOLOGY CO.LIMITED | WISDOM | WSD-SB30W27-50K-Z-T5-U-Y | Outdoor Luminaires | Very High Output | Architectural Flood and Spot Luminaires | Standard | TRUE | 33574.91 | 114.123 | 294.2 | 15.27 | 0.9451 | 5000 | 82.7 | 5 | 50000 | 42486 |  |  | No |  | 3.1 | 33600 | 112 | 300 | 15.27 | 0.95 | 5000 | 80
PKMPYERR | WISDOM OPTOELECTRONICS TECHNOLOGY CO.LIMITED | WISDOM | WSD-SB30W27-50K-Z-T3-U-Y | Outdoor Luminaires | Very High Output | Architectural Flood and Spot Luminaires | Standard | TRUE | 32148.03 | 109.065 | 294.76 | 15.13 | 0.9448 | 5010 | 82.9 | 5 | 50000 | 42486 |  |  | No |  | 3.1 | 33600 | 112 | 300 | 15.13 | 0.95 | 5000 | 80
PNVC63SH | WISDOM OPTOELECTRONICS TECHNOLOGY CO.LIMITED | WISDOM | WSD-SB15W27-50K-Z-T5-U -Y | Outdoor Luminaires | High Output | Architectural Flood and Spot Luminaires | Standard | TRUE | 17341.49 | 118.136 | 146.793 | 12.36 | 0.9121 | 4874 | 82.7 | 5 | 50000 | 42486 |  |  | Yes |  | 3.1 | 17300 | 115.33 | 150 | 12.36 | 0.95 | 5000 | 80
PAAN5CVM | WISDOM OPTOELECTRONICS TECHNOLOGY CO.LIMITED | WISDOM | WSD-SB15W27-57K-Z-T5-U -Y | Outdoor Luminaires | High Output | Architectural Flood and Spot Luminaires | Standard | FALSE | [9 empty] | 42486 |  |  | Yes |  | 3.1 | 17300 | 115.33 | 150 | 12.36 | 0.95 | 5700 | 80
PN4Y34YM | WISDOM OPTOELECTRONICS TECHNOLOGY CO.LIMITED | WISDOM | WSD-SB20W27-57K-Z-T5-U-Y | Outdoor Luminaires | High Output | Architectural Flood and Spot Luminaires | Standard | FALSE | [9 empty] | 42486 |  |  | No |  | 3.1 | 22100 | 110.5 | 200 | 5.79 | 0.95 | 5700 | 80
PFEP6JRP | WISDOM OPTOELECTRONICS TECHNOLOGY CO.LIMITED | WISDOM | WSD-SB20W27-57K-Z-T3-U-Y | Outdoor Luminaires | High Output | Architectural Flood and Spot Luminaires | Standard | FALSE | [9 empty] | 42486 |  |  | No |  | 3.1 | 22100 | 110.5 | 200 | 5.67 | 0.95 | 5700 | 80
P7X9KKGT | WUXI ELLIPZ LIGHTING TECHNOLOGY CO LTD | Ellipz Lighting | 8800AC57SN-H | Outdoor Luminaires | Mid Output | Architectural Flood and Spot Luminaires | Standard | FALSE | [9 empty] | 42486 |  |  | No |  | 3.1 | 6150 | 94 | 66 | 14 | 0.9 | 5700 | 92
PGS9JS9E | WUXI ELLIPZ LIGHTING TECHNOLOGY CO LTD | Ellipz Lighting | 8800AC50SN-H | Outdoor Luminaires | Mid Output | Architectural Flood and Spot Luminaires | Standard | FALSE | [9 empty] | 42486 |  |  | No |  | 3.1 | 6150 | 94 | 66 | 14 | 0.9 | 5000 | 92
PS1RURAK | WISDOM OPTOELECTRONICS TECHNOLOGY CO.LIMITED | WISDOM | WSD-SB30W27-57K-Z-T5-U-Y | Outdoor Luminaires | Very High Output | Architectural Flood and Spot Luminaires | Standard | FALSE | [9 empty] | 42486 |  |  | No |  | 3.1 | 33600 | 112 | 300 | 15.27 | 0.95 | 5700 | 80
PZU64H5U | WISDOM OPTOELECTRONICS TECHNOLOGY CO.LIMITED | WISDOM | WSD-SB30W27-57K-Z-T3-U-Y | Outdoor Luminaires | Very High Output | Architectural Flood and Spot Luminaires | Standard | FALSE | [9 empty] | 42486 |  |  | No |  | 3.1 | 33600 | 112 | 300 | 15.13 | 0.95 | 5700 | 80
PDETET1E | RDA Lighting Inc. | RDA Lighting | FL8-LED300-V-3K-ZZZ-YY | Outdoor Luminaires | Very High Output | Architectural Flood and Spot Luminaires | Standard | TRUE | 30857 | 101.45 | 304.2 | 7.88 | 0.947 | 3056 | 83.5 | 5 | 50000 | 42485 |  |  | No |  | 3 | 30857 | 101.45 | 304.2 | 7.88 | 0.947 | 3000 | 83.5
P55PR3YS | RDA Lighting Inc. | RDA Lighting | FL7-LED220-V-3K-ZZZ-YY | Outdoor Luminaires | High Output | Architectural Flood and Spot Luminaires | Standard | TRUE | 21495 | 99.51 | 216 | 18.31 | 0.9301 | 3110 | 83.6 | 5 | 50000 | 42485 |  |  | No |  | 3 | 21578 | 96.75 | 223 | 18.31 | 0.9301 | 3000 | 83.6
PC8CV9W2 | RDA Lighting Inc. | RDA Lighting | FL1-LED15-V-3K-ZZZ-YY | Outdoor Luminaires | Low Output | Architectural Flood and Spot Luminaires | Standard | TRUE | 1467.8 | 96.19 | 15.26 | 16.52 | 0.9079 | 3042 | 82.9 | 5 | 50000 | 42485 |  |  | NotYetVerified |  | 3 | 1467.8 | 96.19 | 15.26 | 20 | 0.9 | 3000 | 82.9
PENGETFU | RDA Lighting Inc. | RDA Lighting | FL2-LED30-V-3K-ZZZ-YY | Outdoor Luminaires | Low Output | Architectural Flood and Spot Luminaires | Standard | TRUE | 2899.1 | 98.84 | 29.33 | 16.49 | 0.9049 | 3041 | 83.2 | 5 | 50000 | 42485 |  |  | NotYetVerified |  | 3 | 2899.1 | 98.84 | 29.33 | 20 | 0.9 | 3000 | 83.2
P1PYJ6ZB | RDA Lighting Inc. | RDA Lighting | FL3-LED50-V-3K-ZZZ-YY | Outdoor Luminaires | Low Output | Architectural Flood and Spot Luminaires | Standard | TRUE | 4906.5 | 102.12 | 48.05 | 17.63 | 0.9031 | 3042 | 83.3 | 5 | 50000 | 42485 |  |  | NotYetVerified |  | 3 | 4906.5 | 102.12 | 48.05 | 20 | 0.9 | 3000 | 83.3
PBSRCMMR | RDA Lighting Inc. | RDA Lighting | FL5-LED100-V-3K-ZZZ-YY | Outdoor Luminaires | High Output | Architectural Flood and Spot Luminaires | Standard | TRUE | 10035 | 103.53 | 96.93 | 19.07 | 0.9024 | 3058 | 82 | 5 | 50000 | 42485 |  |  | No |  | 3 | 10035 | 103.53 | 96.93 | 19.07 | 0.9024 | 3000 | 82
PA51WBVT | RDA Lighting Inc. | RDA Lighting | FL4-LED80-V-3K-ZZZ-YY | Outdoor Luminaires | Mid Output | Architectural Flood and Spot Luminaires | Standard | TRUE | 8453 | 109.98 | 76.86 | 18.74 | 0.9024 | 3064 | 83.7 | 5 | 50000 | 42485 |  |  | No |  | 3 | 8591 | 110.11 | 78.02 | 18.74 | 0.9024 | 3000 | 83.7
PGBCKJTW | RDA Lighting Inc. | RDA Lighting | FL6-LED150-V-3K-ZZZ-YY | Outdoor Luminaires | High Output | Architectural Flood and Spot Luminaires | Standard | TRUE | 15131 | 98.1 | 154.3 | 6.27 | 0.9017 | 3055 | 83.2 | 5 | 50000 | 42485 |  |  | No |  | 3 | 15131 | 98.1 | 154.3 | 6.27 | 0.9017 | 3000 | 83.2
P9U6XRTR | RDA Lighting Inc. | RDA Lighting | FL4-LED80-V-5K-ZZZ-YY | Outdoor Luminaires | Mid Output | Architectural Flood and Spot Luminaires | Standard | FALSE | [9 empty] | 42485 | Not Dimmable | Not Dimmable | No |  | 3 | 9064 | 115.39 | 78.55 | 18.95 | 0.9062 | 5000 | 84.5
PV6QRRGE | RDA Lighting Inc. | RDA Lighting | FL3-LED50-V-5K-ZZZ-YY | Outdoor Luminaires | Low Output | Architectural Flood and Spot Luminaires | Standard | FALSE | [9 empty] | 42485 | Not Dimmable | Not Dimmable | NotYetVerified |  | 3 | 4906.5 | 102.12 | 48.05 | 20 | 0.9 | 5000 | 83.3
PB8CP8AN | RDA Lighting Inc. | RDA Lighting | FL2-LED30-V-5K-ZZZ-YY | Outdoor Luminaires | Low Output | Architectural Flood and Spot Luminaires | Standard | FALSE | [9 empty] | 42485 | Not Dimmable | Not Dimmable | NotYetVerified |  | 3 | 2899.1 | 98.84 | 29.33 | 20 | 0.9 | 5000 | 83.2
PVBWG5KP | RDA Lighting Inc. | RDA Lighting | FL1-LED15-V-5K-ZZZ-YY | Outdoor Luminaires | Low Output | Architectural Flood and Spot Luminaires | Standard | FALSE | [9 empty] | 42485 | Not Dimmable | Not Dimmable | NotYetVerified |  | 3 | 1467.8 | 96.19 | 15.26 | 20 | 0.9 | 5000 | 82.9
PRP2C451 | RDA Lighting Inc. | RDA Lighting | FL7-LED220-V-5K-ZZZ-YY | Outdoor Luminaires | High Output | Architectural Flood and Spot Luminaires | Standard | FALSE | [9 empty] | 42485 | Dimmable | Continuous Below 10 | No |  | 3 | 25684 | 116.82 | 219.9 | 19.02 | 0.9276 | 5000 | 84.7
PT7Y5ET4 | RDA Lighting Inc. | RDA Lighting | FL5-LED100-V-5K-ZZZ-YY | Outdoor Luminaires | High Output | Architectural Flood and Spot Luminaires | Standard | FALSE | [9 empty] | 42485 | Dimmable | Continuous Below 10 | No |  | 3 | 11021 | 111.95 | 98.45 | 18.87 | 0.9062 | 5000 | 83.8
PFZ5R5E1 | RDA Lighting Inc. | RDA Lighting | FL8-LED300-V-5K-ZZZ-YY | Outdoor Luminaires | Very High Output | Architectural Flood and Spot Luminaires | Standard | FALSE | [9 empty] | 42485 | Dimmable | Continuous Below 10 | No |  | 3 | 30857 | 101.45 | 304.2 | 7.88 | 0.947 | 5000 | 83.5
PPJTZHCA | RDA Lighting Inc. | RDA Lighting | FL6-LED150-V-5K-ZZZ-YY | Outdoor Luminaires | High Output | Architectural Flood and Spot Luminaires | Standard | FALSE | [9 empty] | 42485 | Dimmable | Continuous Below 10 | No |  | 3 | 15131 | 98.1 | 154.3 | 6.27 | 0.9017 | 5000 | 83.2
PCT36JAP | RDA Lighting Inc. | RDA Lighting | FL4-LED80-V-4K-ZZZ-YY | Outdoor Luminaires | Mid Output | Architectural Flood and Spot Luminaires | Standard | FALSE | [9 empty] | 42485 | Not Dimmable | Not Dimmable | No |  | 3 | 8591 | 110.11 | 78.02 | 18.74 | 0.9024 | 4000 | 83.7
P7149VJ7 | RDA Lighting Inc. | RDA Lighting | FL3-LED50-V-4K-ZZZ-YY | Outdoor Luminaires | Low Output | Architectural Flood and Spot Luminaires | Standard | FALSE | [9 empty] | 42485 | Not Dimmable | Not Dimmable | NotYetVerified |  | 3 | 4906.5 | 102.12 | 48.05 | 20 | 0.9 | 4000 | 83.3
PN2MQXWJ | RDA Lighting Inc. | RDA Lighting | FL2-LED30-V-4K-ZZZ-YY | Outdoor Luminaires | Low Output | Architectural Flood and Spot Luminaires | Standard | FALSE | [9 empty] | 42485 | Not Dimmable | Not Dimmable | NotYetVerified |  | 3 | 2899.1 | 98.84 | 29.33 | 20 | 0.9 | 4000 | 83.2
PT3GFJX4 | RDA Lighting Inc. | RDA Lighting | FL1-LED15-V-4K-ZZZ-YY | Outdoor Luminaires | Low Output | Architectural Flood and Spot Luminaires | Standard | FALSE | [9 empty] | 42485 | Not Dimmable | Not Dimmable | NotYetVerified |  | 3 | 1467.8 | 96.19 | 15.26 | 20 | 0.9 | 4000 | 82.9
PWG2MAW4 | RDA Lighting Inc. | RDA Lighting | FL7-LED220-V-4K-ZZZ-YY | Outdoor Luminaires | High Output | Architectural Flood and Spot Luminaires | Standard | FALSE | [9 empty] | 42485 | Dimmable | Continuous Below 10 | No |  | 3 | 21578 | 96.75 | 223 | 18.31 | 0.9301 | 4000 | 83.6
PYEE7Q4N | RDA Lighting Inc. | RDA Lighting | FL8-LED300-V-4K-ZZZ-YY | Outdoor Luminaires | Very High Output | Architectural Flood and Spot Luminaires | Standard | FALSE | [9 empty] | 42485 | Dimmable | Continuous Below 10 | No |  | 3 | 30857 | 101.45 | 304.2 | 7.88 | 0.947 | 4000 | 83.5
PNU49YZ9 | RDA Lighting Inc. | RDA Lighting | FL6-LED150-V-4K-ZZZ-YY | Outdoor Luminaires | High Output | Architectural Flood and Spot Luminaires | Standard | FALSE | [9 empty] | 42485 | Dimmable | Continuous Below 10 | No |  | 3 | 15131 | 98.1 | 154.3 | 6.27 | 0.9017 | 4000 | 83.2
PCY8T4G1 | RDA Lighting Inc. | RDA Lighting | FL5-LED100-V-4K-ZZZ-YY | Outdoor Luminaires | High Output | Architectural Flood and Spot Luminaires | Standard | FALSE | [9 empty] | 42485 | Dimmable | Continuous Below 10 | No |  | 3 | 10035 | 103.53 | 96.93 | 19.07 | 0.9024 | 4000 | 82
PU817D1S | WISDOM OPTOELECTRONICS TECHNOLOGY CO.LIMITED | WISDOM | WSD-SB10W27-50K-Z-T3-U-Y | Outdoor Luminaires | High Output | Architectural Flood and Spot Luminaires | Standard | TRUE | 10542 | 105.884 | 99.57 | 16.78 | 0.9861 | 4937 | 82.8 | 5 | 50000 | 42482 |  |  | Yes |  | 3.1 | 11100 | 111 | 100 | 16.78 | 0.95 | 5000 | 80
PAE393DD | WISDOM OPTOELECTRONICS TECHNOLOGY CO.LIMITED | WISDOM | WSD-SB10W27-50K-Z-T5-U-Y | Outdoor Luminaires | High Output | Architectural Flood and Spot Luminaires | Standard | TRUE | 11070.27 | 110.814 | 99.9 | 16.89 | 0.9859 | 4944 | 82.5 | 5 | 50000 | 42482 |  |  | Yes |  | 3.1 | 11100 | 111 | 100 | 16.89 | 0.95 | 5000 | 80
PZRRUGDX | WISDOM OPTOELECTRONICS TECHNOLOGY CO.LIMITED | WISDOM | WSD-SB06W27-50K-Z-T3-U-Y | Outdoor Luminaires | Mid Output | Architectural Flood and Spot Luminaires | Standard | TRUE | 7165.79 | 116.3 | 61.6 | 13.92 | 0.9621 | 4908 | 83.1 | 5 | 50000 | 42482 |  |  | Yes |  | 3.1 | 7700 | 128 | 60 | 13.92 | 0.95 | 5000 | 80
PNRWYUUV | WISDOM OPTOELECTRONICS TECHNOLOGY CO.LIMITED | WISDOM | WSD-SB06W27-50K-Z-T5-U-Y | Outdoor Luminaires | Mid Output | Architectural Flood and Spot Luminaires | Standard | TRUE | 7678.412 | 124.246 | 61.8 | 13.57 | 0.9492 | 4896 | 82.6 | 5 | 50000 | 42482 |  |  | No |  | 3.1 | 7700 | 128 | 60 | 13.57 | 0.95 | 5000 | 80
PWAYVCVZ | Etlin-Daniels | ETLIN-DANIELS | FLL-120U3N-X-Y | Outdoor Luminaires | High Output | Architectural Flood and Spot Luminaires | Standard | TRUE | 10242 | 85.63 | 119.6 | 11.61 | 0.9394 | 3155 | 84 | 5 | 50000 | 42482 |  |  | NotYetVerified |  | 3 | 10000 | 80 | 120 |  | 0.9 | 3000 | 80
PZ5QGDQX | WISDOM OPTOELECTRONICS TECHNOLOGY CO.LIMITED | WISDOM | WSD-SB15W27-50K-Z-T3-U-Y | Outdoor Luminaires | High Output | Architectural Flood and Spot Luminaires | Standard | TRUE | 16632.2 | 113.919 | 146 | 12.16 | 0.9233 | 4897 | 82.6 | 5 | 50000 | 42482 |  |  | Yes |  | 3.1 | 17300 | 115.33 | 150 | 12.16 | 0.95 | 5000 | 80
PDKZQ26F | Etlin-Daniels | ETLIN-DANIELS | FLM-50U3N-X-Y | Outdoor Luminaires | Low Output | Architectural Flood and Spot Luminaires | Standard | TRUE | 3781.3 | 75.87 | 49.84 | 18.66 | 0.91 | 3151 | 82.7 | 5 | 50000 | 42482 |  |  | NotYetVerified |  | 3.1 | 3700 | 75 | 50 |  | 0.9 | 3000 | 80
P1WPB6D9 | Etlin-Daniels | ETLIN-DANIELS | FLS-30U3N-X-Y | Outdoor Luminaires | Low Output | Architectural Flood and Spot Luminaires | Standard | TRUE | 2275.5 | 77.53 | 29.35 | 16.69 | 0.91 | 3124 | 82.9 | 5 | 50000 | 42482 |  |  | NotYetVerified |  | 3 | 2200 | 75 | 30 |  | 0.9 | 3000 | 80
PZVE39TC | WISDOM OPTOELECTRONICS TECHNOLOGY CO.LIMITED | WISDOM | WSD-SB10W27-57K-Z-T3-U-Y | Outdoor Luminaires | High Output | Architectural Flood and Spot Luminaires | Standard | FALSE | [9 empty] | 42482 |  |  | Yes |  | 3.1 | 11100 | 111 | 100 | 16.78 | 0.95 | 5700 | 80
P88DVJ5M | Nuwave LLC | ALSET | FL-14L-50K-A3-XX-UL | Outdoor Luminaires | High Output | Architectural Flood and Spot Luminaires | Standard | FALSE | [9 empty] | 42482 |  |  | No |  | 3 | 14476 | 104.31 | 138.8 | 15.35 | 0.9051 | 5000 | 73.7
PE2PW9RD | Nuwave LLC | ALSET | FL-3L-50K-A3-XX-UL | Outdoor Luminaires | Low Output | Architectural Flood and Spot Luminaires | Standard | FALSE | [9 empty] | 42482 |  |  | No |  | 3 | 3124 | 99 | 31.55 | 19.75 | 0.9036 | 5000 | 73.6
PWQJJJ1H | Nuwave LLC | ALSET | FL-5L-50K-A3-XX-UL | Outdoor Luminaires | Low Output | Architectural Flood and Spot Luminaires | Standard | FALSE | [9 empty] | 42482 |  |  | No |  | 3 | 4926.4 | 98.95 | 49.79 | 15.95 | 0.945 | 5000 | 73.6
PFZZQYW5 | Nuwave LLC | ALSET | FL-10L-50K-A3-XX-UL | Outdoor Luminaires | High Output | Architectural Flood and Spot Luminaires | Standard | FALSE | [9 empty] | 42482 |  |  | No |  | 3 | 9953.9 | 99.61 | 99.93 | 14.97 | 0.9119 | 5000 | 73.4
P65266WJ | Nuwave LLC | ALSET | FL-8L-50K-A3-XX-UL | Outdoor Luminaires | Mid Output | Architectural Flood and Spot Luminaires | Standard | FALSE | [9 empty] | 42482 |  |  | No |  | 3 | 7834.4 | 97.75 | 80.15 | 17.69 | 0.9048 | 5000 | 73.3
PVAF5KD8 | Nuwave LLC | ALSET | FL-22L-50K-A3-XX-UL | Outdoor Luminaires | High Output | Architectural Flood and Spot Luminaires | Standard | FALSE | [9 empty] | 42482 |  |  | No |  | 3 | 21667 | 101.6 | 213.3 | 15.36 | 0.9226 | 5000 | 74
PBYGK4JX | Nuwave LLC | ALSET | FL-60L-50K-A3-XX-UL | Outdoor Luminaires | Very High Output | Architectural Flood and Spot Luminaires | Standard | FALSE | [9 empty] | 42482 |  |  | No |  | 3 | 59145 | 96.31 | 614.1 | 8.73 | 0.9323 | 5000 | 74
PQ9NATM8 | Nuwave LLC | ALSET | FL-41L-50K-A3-XX-UL | Outdoor Luminaires | Very High Output | Architectural Flood and Spot Luminaires | Standard | FALSE | [9 empty] | 42482 |  |  | No |  | 3 | 40630 | 100.33 | 404.9 | 11.02 | 0.9233 | 5000 | 73.9
P7QP122G | Nuwave LLC | ALSET | FL-29L-50K-A3-XX-UL | Outdoor Luminaires | High Output | Architectural Flood and Spot Luminaires | Standard | FALSE | [9 empty] | 42482 |  |  | No |  | 3 | 28666 | 101.79 | 281.6 | 14.86 | 0.9039 | 5000 | 73.7
PZ51K6RT | WISDOM OPTOELECTRONICS TECHNOLOGY CO.LIMITED | WISDOM | WSD-SB10W27-57K-Z-T5-U-Y | Outdoor Luminaires | High Output | Architectural Flood and Spot Luminaires | Standard | FALSE | [9 empty] | 42482 |  |  | Yes |  | 3.1 | 11100 | 111 | 100 | 16.89 | 0.95 | 5700 | 80
PEG3JJXN | WISDOM OPTOELECTRONICS TECHNOLOGY CO.LIMITED | WISDOM | WSD-SB06W27-57K-Z-T3-U-Y | Outdoor Luminaires | Mid Output | Architectural Flood and Spot Luminaires | Standard | FALSE | [9 empty] | 42482 |  |  | Yes |  | 3.1 | 7700 | 128 | 60 | 13.92 | 0.95 | 5700 | 80
PV2AYBXK | WISDOM OPTOELECTRONICS TECHNOLOGY CO.LIMITED | WISDOM | WSD-SB06W27-57K-Z-T5-U-Y | Outdoor Luminaires | Mid Output | Architectural Flood and Spot Luminaires | Standard | FALSE | [9 empty] | 42482 |  |  | No |  | 3.1 | 7700 | 128 | 60 | 13.57 | 0.95 | 5700 | 80
PYHMA9BW | WISDOM OPTOELECTRONICS TECHNOLOGY CO.LIMITED | WISDOM | WSD-SB15W27-57K-Z-T3-U-Y | Outdoor Luminaires | High Output | Architectural Flood and Spot Luminaires | Standard | FALSE | [9 empty] | 42482 |  |  | Yes |  | 3.1 | 17300 | 115.33 | 150 | 12.16 | 0.95 | 5700 | 80
PAPRVW5Z | Etlin-Daniels | ETLIN-DANIELS | FLM-50U5N-X-Y | Outdoor Luminaires | Low Output | Architectural Flood and Spot Luminaires | Standard | FALSE | [9 empty] | 42482 | Not Yet Verified | Not Yet Verified | NotYetVerified |  | 3.1 | 3700 | 75 | 50 |  | 0.9 | 5000 | 80
PB9S63BT | Etlin-Daniels | ETLIN-DANIELS | FLS-30U5N-X-Y | Outdoor Luminaires | Low Output | Architectural Flood and Spot Luminaires | Standard | FALSE | [9 empty] | 42482 | Not Yet Verified | Not Yet Verified | NotYetVerified |  | 3 | 2200 | 75 | 30 |  | 0.9 | 5000 | 80
PVV7J9XZ | Etlin-Daniels | ETLIN-DANIELS | FLL-120U5N-X-Y | Outdoor Luminaires | High Output | Architectural Flood and Spot Luminaires | Standard | FALSE | [9 empty] | 42482 | Not Yet Verified | Not Yet Verified | NotYetVerified |  | 3 | 10000 | 80 | 120 |  | 0.9 | 5000 | 80
PJB5CWUN | Shanghai Supertek Lighting Co. Ltd | SUPERTEK | FL13A-80-4000K | Outdoor Luminaires | Mid Output | Architectural Flood and Spot Luminaires | Premium | TRUE | 9367.37 | 116.45 | 80.44 | 6.6 | 0.96 | 4021 | 71.9 | 5 | 50000 | 42481 |  |  | Yes |  | 3.1 | 9300 | 116 | 80 | 6.6 | 0.96 | 4000 | 70
PNM88AT6 | Shanghai Supertek Lighting Co. Ltd | SUPERTEK | FL13A-100-4000K | Outdoor Luminaires | High Output | Architectural Flood and Spot Luminaires | Premium | TRUE | 10933.7 | 121.46 | 90.02 | 10.6 | 0.936 | 3956 | 72.7 | 5 | 50000 | 42481 |  |  | Yes |  | 3.1 | 11000 | 121 | 100 | 10.6 | 0.936 | 4000 | 70
PWWS437A | Shanghai Supertek Lighting Co. Ltd | SUPERTEK | FL13A-100-5000K | Outdoor Luminaires | High Output | Architectural Flood and Spot Luminaires | Premium | FALSE | [9 empty] | 42481 | Dimmable | Continuous Below 10 | Yes |  | 3.1 | 11200 | 123 | 100 | 10.6 | 0.936 | 5000 | 70
PGNAVPR4 | Shanghai Supertek Lighting Co. Ltd | SUPERTEK | FL13A-80-5000K | Outdoor Luminaires | Mid Output | Architectural Flood and Spot Luminaires | Premium | FALSE | [9 empty] | 42481 | Dimmable | Continuous Below 10 | Yes |  | 3.1 | 9600 | 118 | 80 | 6.6 | 0.96 | 5000 | 70
PAJY7U4J | Revolution Lighting Technologies | Revolution Lighting Technologies Inc. | Q5HAWK-86-UL1-50-T5-CG-*-*-*-*-* | Outdoor Luminaires | Mid Output | Architectural Flood and Spot Luminaires | Standard | TRUE | 7748.58 | 88.4 | 87.65 | 11.89 | 0.9412 | 5110 | 79.66 | 5 | 50000 | 42480 |  |  | NotYetVerified |  | 3 | 7748.58 | 88.4 | 87.65 | 11.89 | 0.9412 | 5110 | 79.66
P594V3SP | Revolution Lighting Technologies | Revolution Lighting Technologies Inc. | Q5HAWK-183-UL1-50-T5-CG-*-*-*-*-* | Outdoor Luminaires | High Output | Architectural Flood and Spot Luminaires | Standard | TRUE | 16703.18 | 91.07 | 183.4 | 11.4 | 0.9354 | 5139 | 79.41 | 5 | 50000 | 42480 |  |  | NotYetVerified |  | 3 | 16703.18 | 91.07 | 183.4 | 11.4 | 0.9354 | 5139 | 79.41
PFTRHBDV | Revolution Lighting Technologies | Revolution Lighting Technologies Inc. | Q5HAWK-276-UL1-50-T5-CG-*-*-*-*-* | Outdoor Luminaires | High Output | Architectural Flood and Spot Luminaires | Standard | TRUE | 25068.47 | 90.94 | 275.63 | 19.06 | 0.927 | 5122 | 79.2 | 5 | 50000 | 42480 |  |  | NotYetVerified |  | 3 | 25068.47 | 90.94 | 275.63 | 19.06 | 0.927 | 5122 | 79.2
PE98GSDD | ming feng lighting co.ltd | MF | MF-YTL180-30K | Outdoor Luminaires | High Output | Architectural Flood and Spot Luminaires | Standard | TRUE | 21667 | 101.6 | 213.3 | 15.36 | 0.9226 | 3146 | 74 | 5 |  | 42480 |  |  | No |  | 3 | 21667 | 101.6 | 213.3 | 15.36 | 0.9226 | 3000 | 74
PXDW6Q4E | ming feng lighting co.ltd | MF | MF-YTL090-30K | Outdoor Luminaires | High Output | Architectural Flood and Spot Luminaires | Standard | TRUE | 9953.9 | 99.61 | 99.93 | 14.97 | 0.9119 | 3122 | 73.4 | 5 | 50000 | 42480 |  |  | No |  | 3 | 9953.9 | 99.61 | 99.93 | 14.97 | 0.9119 | 3000 | 73.4
PMFR44PN | ming feng lighting co.ltd | MF | MF-YTL300-30K | Outdoor Luminaires | High Output | Architectural Flood and Spot Luminaires | Standard | TRUE | 28666 | 101.79 | 281.6 | 14.86 | 0.9039 | 3118 | 73.7 | 5 |  | 42480 |  |  | No |  | 3 | 28666 | 101.79 | 281.6 | 14.86 | 0.9039 | 3000 | 73.7
PKBW9RQF | Tamlite Lighting | Tamlite Lighting | LFLED805K-XX | Outdoor Luminaires | Mid Output | Architectural Flood and Spot Luminaires | Standard | TRUE | 8795 | 114.32 | 76.93 | 20.94 | 0.896 | 5051 | 71.5 | 5 |  | 42480 |  |  | NotYetVerified |  | 3 | 8795 | 114.3 | 76.93 | 20.94 | 0.896 | 5000 | 70
PXNTWP95 | ming feng lighting co.ltd | MF | MF-YTL090-57K | Outdoor Luminaires | High Output | Architectural Flood and Spot Luminaires | Standard | FALSE | [9 empty] | 42480 | Not Dimmable | Not Dimmable | No |  | 3 | 10591 | 105.35 | 100.53 | 14.56 | 0.9095 | 5700 | 74.5
PCRFCANS | ming feng lighting co.ltd | MF | MF-YTL300-57K | Outdoor Luminaires | Very High Output | Architectural Flood and Spot Luminaires | Standard | FALSE | [9 empty] | 42480 | Not Dimmable | Not Dimmable | No |  | 3 | 31204 | 110.07 | 283.5 | 14.56 | 0.9046 | 5700 | 75.5
P5SS7NNV | ming feng lighting co.ltd | MF | MF-YTL180-57K | Outdoor Luminaires | High Output | Architectural Flood and Spot Luminaires | Standard | FALSE | [9 empty] | 42480 | Not Dimmable | Not Dimmable | No |  | 3 | 22750 | 106.16 | 214.3 | 15.42 | 0.9246 | 5700 | 74.8
PN7RXGM4 | ming feng lighting co.ltd | MF | MF-YTL090-50K | Outdoor Luminaires | High Output | Architectural Flood and Spot Luminaires | Standard | FALSE | [9 empty] | 42480 | Not Dimmable | Not Dimmable | No |  | 3 | 9953.9 | 99.61 | 99.93 | 14.97 | 0.9119 | 5000 | 73.4
PXSED7XB | ming feng lighting co.ltd | MF | MF-YTL180-50K | Outdoor Luminaires | High Output | Architectural Flood and Spot Luminaires | Standard | FALSE | [9 empty] | 42480 | Not Dimmable | Not Dimmable | No |  | 3 | 21667 | 101.6 | 213.3 | 15.36 | 0.9226 | 5000 | 74
PZZC8KBU | ming feng lighting co.ltd | MF | MF-YTL300-50K | Outdoor Luminaires | High Output | Architectural Flood and Spot Luminaires | Standard | FALSE | [9 empty] | 42480 | Not Dimmable | Not Dimmable | No |  | 3 | 28666 | 101.79 | 281.6 | 14.86 | 0.9039 | 5000 | 73.7
PG5QZPSS | ming feng lighting co.ltd | MF | MF-YTL090-45K | Outdoor Luminaires | High Output | Architectural Flood and Spot Luminaires | Standard | FALSE | [9 empty] | 42480 | Not Dimmable | Not Dimmable | No |  | 3 | 9953.9 | 99.61 | 99.93 | 14.97 | 0.9119 | 4500 | 73.4
P5J7A7Q1 | ming feng lighting co.ltd | MF | MF-YTL180-45K | Outdoor Luminaires | High Output | Architectural Flood and Spot Luminaires | Standard | FALSE | [9 empty] | 42480 | Not Dimmable | Not Dimmable | No |  | 3 | 21667 | 101.6 | 213.3 | 15.36 | 0.9226 | 4500 | 74
PDFBQ4PP | ming feng lighting co.ltd | MF | MF-YTL300-45K | Outdoor Luminaires | High Output | Architectural Flood and Spot Luminaires | Standard | FALSE | [9 empty] | 42480 | Not Dimmable | Not Dimmable | No |  | 3 | 28666 | 101.79 | 281.6 | 14.86 | 0.9039 | 4500 | 73.7
PNA91T7T | ming feng lighting co.ltd | MF | MF-YTL090-40K | Outdoor Luminaires | High Output | Architectural Flood and Spot Luminaires | Standard | FALSE | [9 empty] | 42480 | Not Dimmable | Not Dimmable | No |  | 3 | 9953.9 | 99.61 | 99.93 | 14.97 | 0.9119 | 4000 | 73.4
PJFGAMXW | ming feng lighting co.ltd | MF | MF-YTL180-40K | Outdoor Luminaires | High Output | Architectural Flood and Spot Luminaires | Standard | FALSE | [9 empty] | 42480 | Not Dimmable | Not Dimmable | No |  | 3 | 21667 | 101.6 | 213.3 | 15.36 | 0.9226 | 4000 | 74
P1AFUZPE | ming feng lighting co.ltd | MF | MF-YTL300-40K | Outdoor Luminaires | High Output | Architectural Flood and Spot Luminaires | Standard | FALSE | [9 empty] | 42480 | Not Dimmable | Not Dimmable | No |  | 3 | 28666 | 101.79 | 281.6 | 14.86 | 0.9039 | 4000 | 73.7
P831UGHJ | ming feng lighting co.ltd | MF | MF-YTL090-35K | Outdoor Luminaires | High Output | Architectural Flood and Spot Luminaires | Standard | FALSE | [9 empty] | 42480 | Not Dimmable | Not Dimmable | No |  | 3 | 9953.9 | 99.61 | 99.93 | 14.97 | 0.9119 | 3500 | 73.4
P3WKFNSR | ming feng lighting co.ltd | MF | MF-YTL180-35K | Outdoor Luminaires | High Output | Architectural Flood and Spot Luminaires | Standard | FALSE | [9 empty] | 42480 | Not Dimmable | Not Dimmable | No |  | 3 | 21667 | 101.6 | 213.3 | 15.36 | 0.9226 | 3500 | 74
PFMVCMJJ | ming feng lighting co.ltd | MF | MF-YTL300-35K | Outdoor Luminaires | High Output | Architectural Flood and Spot Luminaires | Standard | FALSE | [9 empty] | 42480 | Not Dimmable | Not Dimmable | No |  | 3 | 28666 | 101.79 | 281.6 | 14.86 | 0.9039 | 3500 | 73.7
PQAG6F7Q | SNC OPTO ELECTRONIC CO LTD. | SNC LED | SNC-FL-300W-111[12]-1601 4000K | Outdoor Luminaires | Very High Output | Architectural Flood and Spot Luminaires | Standard | TRUE | 40141 | 131.99 | 304.1 | 13.69 | 0.9477 | 4041 | 74.3 | 5 | 50000 | 42479 |  |  | No |  | 3.1 | 40141 | 131.99 | 304.1 | 13.69 | 0.9477 | 4000 | 74.3
PAQFS142 | SNC OPTO ELECTRONIC CO LTD. | SNC LED | SNC-FL-240W-111[12]-1601 4000K | Outdoor Luminaires | Very High Output | Architectural Flood and Spot Luminaires | Standard | TRUE | 31365 | 129.67 | 241.9 | 13.43 | 0.9387 | 4046 | 74.2 | 5 | 50000 | 42479 |  |  | No |  | 3.1 | 31365 | 129.67 | 241.9 | 13.43 | 0.9387 | 4000 | 74.2
P4R148W5 | SNC OPTO ELECTRONIC CO LTD. | SNC LED | SNC-FL-120W-111[12]-1601 4000K | Outdoor Luminaires | High Output | Architectural Flood and Spot Luminaires | Standard | TRUE | 15622 | 131 | 119.3 | 13.22 | 0.9321 | 4000 | 74.2 | 5 | 50000 | 42479 |  |  | No |  | 3.1 | 15622 | 131 | 119.3 | 13.22 | 0.9321 | 4000 | 74.2
PXWA6XQD | SNC OPTO ELECTRONIC CO LTD. | SNC LED | SNC-FL-150W-111[12]-1602 4000K | Outdoor Luminaires | High Output | Architectural Flood and Spot Luminaires | Standard | TRUE | 20589 | 136.48 | 150.9 | 13.87 | 0.9302 | 4073 | 74.4 | 5 | 50000 | 42479 |  |  | No |  | 3.1 | 20816 | 137.18 | 151.7 | 13.87 | 0.9302 | 4000 | 74.4
PVQWEBPT | SNC OPTO ELECTRONIC CO LTD. | SNC LED | SNC-FL-150W-111[12]-1601 4000K | Outdoor Luminaires | High Output | Architectural Flood and Spot Luminaires | Standard | TRUE | 20867 | 138.93 | 150.2 | 13.45 | 0.9273 | 4062 | 74.3 | 5 | 50000 | 42479 |  |  | No |  | 3.1 | 20867 | 138.93 | 150.2 | 13.45 | 0.9273 | 4000 | 74.3
PR2J6VSM | SNC OPTO ELECTRONIC CO LTD. | SNC LED | SNC-FL-185W-111[12]-1601 4000K | Outdoor Luminaires | High Output | Architectural Flood and Spot Luminaires | Standard | TRUE | 24203 | 131.28 | 184.4 | 13.61 | 0.9244 | 4041 | 74.2 | 5 | 50000 | 42479 |  |  | No |  | 3.1 | 24203 | 131.28 | 184.4 | 13.61 | 0.9244 | 4000 | 74.2
PJ4AJZUD | SNC OPTO ELECTRONIC CO LTD. | SNC LED | SNC-FL-120W-111[12]-1602 4000K | Outdoor Luminaires | High Output | Architectural Flood and Spot Luminaires | Standard | TRUE | 15267 | 131.95 | 115.7 | 13.32 | 0.9203 | 4031 | 74.1 | 5 | 50000 | 42479 |  |  | No |  | 3.1 | 15454 | 132.28 | 116.8 | 13.32 | 0.9203 | 4000 | 74.1
PEGXF36C | SNC OPTO ELECTRONIC CO LTD. | SNC LED | SNC-FL-185W-111[12]-1601 5700K | Outdoor Luminaires | High Output | Architectural Flood and Spot Luminaires | Standard | FALSE | [9 empty] | 42479 |  |  | No |  | 3.1 | 25413 | 136.48 | 186.2 | 13.55 | 0.9273 | 5700 | 76.5
PVV5M5QY | SNC OPTO ELECTRONIC CO LTD. | SNC LED | SNC-FL-120W-111[12]-1601 5700K | Outdoor Luminaires | High Output | Architectural Flood and Spot Luminaires | Standard | FALSE | [9 empty] | 42479 |  |  | No |  | 3.1 | 16153 | 133.61 | 120.9 | 13.36 | 0.9336 | 5700 | 76.5
PBTXKF9A | SNC OPTO ELECTRONIC CO LTD. | SNC LED | SNC-FL-150W-111[12]-1602 5700K | Outdoor Luminaires | High Output | Architectural Flood and Spot Luminaires | Standard | FALSE | [9 empty] | 42479 |  |  | No |  | 3.1 | 21194 | 139.35 | 152.1 | 13.92 | 0.9314 | 5700 | 76.1
PFHA8BH7 | SNC OPTO ELECTRONIC CO LTD. | SNC LED | SNC-FL-150W-111[12]-1601 5700K | Outdoor Luminaires | High Output | Architectural Flood and Spot Luminaires | Standard | FALSE | [9 empty] | 42479 |  |  | No |  | 3.1 | 21264 | 140.26 | 151.6 | 13.63 | 0.9261 | 5700 | 75.9
PFQ2VAW9 | SNC OPTO ELECTRONIC CO LTD. | SNC LED | SNC-FL-120W-111[12]-1602 5700K | Outdoor Luminaires | High Output | Architectural Flood and Spot Luminaires | Standard | FALSE | [9 empty] | 42479 |  |  | No |  | 3.1 | 15848 | 134.65 | 117.7 | 13.54 | 0.9211 | 5700 | 75.7
PVTUKCQ4 | SNC OPTO ELECTRONIC CO LTD. | SNC LED | SNC-FL-300W-111[12]-1601 5700K | Outdoor Luminaires | Very High Output | Architectural Flood and Spot Luminaires | Standard | FALSE | [9 empty] | 42479 |  |  | No |  | 3.1 | 42058 | 137.22 | 306.5 | 13.98 | 0.943 | 5700 | 76.6
P32T5XMK | SNC OPTO ELECTRONIC CO LTD. | SNC LED | SNC-FL-240W-111[12]-1601 5700K | Outdoor Luminaires | Very High Output | Architectural Flood and Spot Luminaires | Standard | FALSE | [9 empty] | 42479 |  |  | No |  | 3.1 | 32852 | 134.86 | 243.6 | 13.66 | 0.9382 | 5700 | 76.6
PNVUUGMR | SNC OPTO ELECTRONIC CO LTD. | SNC LED | SNC-FL-150W-111[12]-1602 5000K | Outdoor Luminaires | High Output | Architectural Flood and Spot Luminaires | Standard | FALSE | [9 empty] | 42479 |  |  | No |  | 3.1 | 21005 | 138.28 | 151.9 | 13.87 | 0.9302 | 5000 | 74.4
PP2D4NP4 | SNC OPTO ELECTRONIC CO LTD. | SNC LED | SNC-FL-150W-111[12]-1601 5000K | Outdoor Luminaires | High Output | Architectural Flood and Spot Luminaires | Standard | FALSE | [9 empty] | 42479 |  |  | No |  | 3.1 | 21066 | 139.6 | 150.9 | 13.45 | 0.9273 | 5000 | 74.3
PJ4PVRB9 | SNC OPTO ELECTRONIC CO LTD. | SNC LED | SNC-FL-185W-111[12]-1601 5000K | Outdoor Luminaires | High Output | Architectural Flood and Spot Luminaires | Standard | FALSE | [9 empty] | 42479 |  |  | No |  | 3.1 | 24808 | 133.88 | 185.3 | 13.61 | 0.9244 | 5000 | 74.2
PJXNE1DM | SNC OPTO ELECTRONIC CO LTD. | SNC LED | SNC-FL-120W-111[12]-1601 5000K | Outdoor Luminaires | High Output | Architectural Flood and Spot Luminaires | Standard | FALSE | [9 empty] | 42479 |  |  | No |  | 3.1 | 15887 | 132.28 | 120.1 | 13.22 | 0.9321 | 5000 | 74.2
PZ95X6BC | SNC OPTO ELECTRONIC CO LTD. | SNC LED | SNC-FL-120W-111[12]-1602 5000K | Outdoor Luminaires | High Output | Architectural Flood and Spot Luminaires | Standard | FALSE | [9 empty] | 42479 |  |  | No |  | 3.1 | 15651 | 133.43 | 117.3 | 13.32 | 0.9203 | 5000 | 74.1
PTFB7T8K | SNC OPTO ELECTRONIC CO LTD. | SNC LED | SNC-FL-300W-111[12]-1601 5000K | Outdoor Luminaires | Very High Output | Architectural Flood and Spot Luminaires | Standard | FALSE | [9 empty] | 42479 |  |  | No |  | 3.1 | 41099 | 134.62 | 305.3 | 13.69 | 0.9477 | 5000 | 74.3
P884FR37 | SNC OPTO ELECTRONIC CO LTD. | SNC LED | SNC-FL-240W-111[12]-1601 5000K | Outdoor Luminaires | Very High Output | Architectural Flood and Spot Luminaires | Standard | FALSE | [9 empty] | 42479 |  |  | No |  | 3.1 | 32108 | 132.24 | 242.8 | 13.43 | 0.9387 | 5000 | 74.2
P6RBPA73 | Hubbell Lighting | Hubbell Outdoor Lighting | ML-2L3K-1-XX [120V Only] | Outdoor Luminaires | Low Output | Architectural Flood and Spot Luminaires | Standard | TRUE | 2090 | 78.6 | 26.6 | 11.43 | 0.994 | 3047 | 83 | 5 |  | 42475 |  |  | Yes |  | 3.1 | 2090 | 78.6 | 26.6 | 11.4 | 0.99 | 3000 | 83
PSCJ27Z1 | JWE Inc. | J.W.E | FLLV-SLM-A100W-57K | Outdoor Luminaires | Mid Output | Architectural Flood and Spot Luminaires | Standard | TRUE | 9423.093 | 90.55 | 104.07 | 19.13 | 0.967 | 5868 | 84.4 | 5 | 50000 | 42475 |  |  | NotYetVerified |  | 3 |  |  | 100 |  | 0.95 | 5700 | 70
PH233AZ1 | JWE Inc. | J.W.E | FLLV-SLM-A100W-50K | Outdoor Luminaires | Mid Output | Architectural Flood and Spot Luminaires | Standard | TRUE | 9305.23 | 91.15 | 103.424 | 20.86 | 0.963 | 5278 | 83.4 | 5 | 50000 | 42475 |  |  | NotYetVerified |  | 3 |  |  | 100 |  |  | 5000 | 70
PF7N2FRJ | SLT LIGHTING TECHNOLOGY(DONGGUAN)CO. LTD | SLTMAKS | STL-320AC1 | Outdoor Luminaires | High Output | Architectural Flood and Spot Luminaires | Standard | TRUE | 24982.57 | 75.18 | 332.3 | 7.4 | 0.962 | 5916 | 70.5 | 5 | 50000 | 42475 |  |  | NotYetVerified |  | 3 | 24982.57 | 75.18 | 332.3 | 3.41 | 0.998 | 5916 | 71
PXQNQ9KF | JWE Inc. | J.W.E | FLLV-SLM-A200W-57K | Outdoor Luminaires | High Output | Architectural Flood and Spot Luminaires | Standard | TRUE | 19299.988 | 97.303 | 198.35 | 14.2 | 0.949 | 5490 | 82.4 | 5 | 50000 | 42475 |  |  | NotYetVerified |  | 3 |  |  | 200 |  | 0.95 | 5700 | 70
PK8K77BA | Jiangsu YASHIPS Lighting Group Co.Ltd | YASHIPS | YXL137A-T/70W/T15 4000K | Outdoor Luminaires | Mid Output | Architectural Flood and Spot Luminaires | Premium | TRUE | 7277.35 | 105.57 | 68.93 | 18.5 | 0.9485 | 4000 | 72 | 5 | 50000 | 42475 |  |  | No |  | 3.1 | 7727.35 | 105.57 | 68.93 | 19 | 0.9902 | 4000 | 72
PFF7DDT2 | JWE Inc. | J.W.E | FLLV-SLM-A200W-50K | Outdoor Luminaires | High Output | Architectural Flood and Spot Luminaires | Standard | TRUE | 19289.52 | 97.353 | 198.14 | 14.5 | 0.9442 | 4950 | 81.3 | 5 | 50000 | 42475 |  |  | NotYetVerified |  | 3 |  |  | 200 |  | 0.95 | 5000 | 70
PDU8KB76 | SLT LIGHTING TECHNOLOGY(DONGGUAN)CO. LTD | SLTMAKS | STL-150AN1 | Outdoor Luminaires | High Output | Architectural Flood and Spot Luminaires | Standard | TRUE | 12504.8 | 80.87 | 154.62 | 11.43 | 0.939 | 4147 | 72 | 5 | 50000 | 42475 |  |  | NotYetVerified |  | 3 | 12504 | 80.87 | 154.62 | 6.14 | 0.995 | 4147 | 72
PQ8CVMCA | Jiangsu YASHIPS Lighting Group Co.Ltd | YASHIPS | YXL137A-T/120W/T60 3000K | Outdoor Luminaires | High Output | Architectural Flood and Spot Luminaires | Standard | TRUE | 9888.8 | 82.9 | 119.3 | 20.3 | 0.9377 | 3257 | 72.3 | 5 | 50000 | 42475 |  |  | No |  | 3.1 | 9500 | 80 | 120 | 20 | 0.995 | 3000 | 71
PC38Z4PS | JWE Inc. | J.W.E | FLLV-SLM-A50W-57K | Outdoor Luminaires | Low Output | Architectural Flood and Spot Luminaires | Standard | TRUE | 4643.486 | 90.62 | 51.24 | 19.06 | 0.931 | 5946 | 85.3 | 5 | 50000 | 42475 |  |  | NotYetVerified |  | 3 |  |  | 50 |  | 0.95 | 5700 | 70
PE6KGHK5 | JWE Inc. | J.W.E | FLHV-SLM-A100W-40K | Outdoor Luminaires | High Output | Architectural Flood and Spot Luminaires | Premium | TRUE | 12326 | 127.78 | 96.46 | 18.21 | 0.9293 | 3891 | 70.8 | 5 | 50000 | 42475 |  |  | No |  | 3.1 | 12389 | 127.96 | 96.82 | 18.21 | 0.9293 | 4000 | 70.8
PFGD46QB | Jiangsu YASHIPS Lighting Group Co.Ltd | YASHIPS | YXL722-T/150W/T15 4000K | Outdoor Luminaires | High Output | Architectural Flood and Spot Luminaires | Premium | TRUE | 16731.7 | 111.6 | 150.2 | 21.7 | 0.928 | 4048 | 73 | 5 | 50000 | 42475 |  |  | No |  | 3.1 | 16731.7 | 111.6 | 150.2 | 22 | 0.9943 | 4048 | 73
PGEJKWX7 | JWE Inc. | J.W.E | FLLV-SLM-A150W-50K | Outdoor Luminaires | High Output | Architectural Flood and Spot Luminaires | Standard | TRUE | 14824.68 | 97.288 | 152.38 | 14.24 | 0.927 | 5134 | 82.3 | 5 | 50000 | 42475 |  |  | NotYetVerified |  | 3 |  |  | 150 |  |  | 5000 | 70
PYHEBE8A | JWE Inc. | J.W.E | FLLV-SLM-A50W-50K | Outdoor Luminaires | Low Output | Architectural Flood and Spot Luminaires | Standard | TRUE | 4633.779 | 90.86 | 51 | 20.86 | 0.927 | 5144 | 83.3 | 5 | 50000 | 42475 |  |  | NotYetVerified |  | 3 |  |  | 50 |  | 0.95 | 5000 | 70
PTT5M712 | JWE Inc. | J.W.E | FLHV-SLM-A200W-40K | Outdoor Luminaires | High Output | Architectural Flood and Spot Luminaires | Premium | TRUE | 25851 | 127.82 | 202.2 | 9.84 | 0.9209 | 3910 | 70.9 | 5 | 50000 | 42475 |  |  | No |  | 3.1 | 26288 | 129.37 | 203.2 | 9.84 | 0.9209 | 4000 | 70.9
P6MX4G9V | JWE Inc. | J.W.E | FLHV-SLM-A150W-40K | Outdoor Luminaires | High Output | Architectural Flood and Spot Luminaires | Premium | TRUE | 18672 | 127.2 | 146.8 | 11.42 | 0.9207 | 3899 | 70.8 | 5 | 50000 | 42475 |  |  | No |  | 3.1 | 18953 | 128.15 | 147.9 | 11.42 | 0.9207 | 4000 | 70.8
PJKP9A48 | SLT LIGHTING TECHNOLOGY(DONGGUAN)CO. LTD | SLTMAKS | STL-100AW1 | Outdoor Luminaires | Mid Output | Architectural Flood and Spot Luminaires | Standard | TRUE | 7693.45 | 79.21 | 97.1 | 19.2 | 0.92 | 3183 | 80.8 | 5 | 50000 | 42475 |  |  | NotYetVerified |  | 3 | 7693.45 | 79.21 | 97.1 | 19.2 | 0.9 | 3000 | 70
PQGKDRXF | Jiangsu YASHIPS Lighting Group Co.Ltd | YASHIPS | YXL137A-T/100W/T45 3000K | Outdoor Luminaires | Mid Output | Architectural Flood and Spot Luminaires | Standard | TRUE | 8589.6 | 86.6 | 99.2 | 24 | 0.9133 | 3257 | 72 | 5 | 50000 | 42475 |  |  | No |  | 3.1 | 8500 | 85 | 100 | 20 | 0.995 | 3000 | 71
PYDRA1UY | JWE Inc. | J.W.E | FLLV-SLM-A20W-30K | Outdoor Luminaires | Low Output | Architectural Flood and Spot Luminaires | Standard | TRUE | 1760.2 | 83.26 | 21.14 | 20.96 | 0.911 | 3086 | 81 | 5 | 50000 | 42475 |  |  | NotYetVerified |  | 3 |  | 90 | 20 |  | 0.95 | 3000 | 70
P1WMQ1KY | JWE Inc. | J.W.E | FLLV-SLM-A30W-30K | Outdoor Luminaires | Low Output | Architectural Flood and Spot Luminaires | Standard | TRUE | 2564.6 | 85.15 | 30.12 | 23.05 | 0.909 | 3075 | 81 | 5 | 50000 | 42475 |  |  | NotYetVerified |  | 3 |  | 90 | 30 |  | 0.95 | 3000 | 70
PKAJ67S4 | SLT LIGHTING TECHNOLOGY(DONGGUAN)CO. LTD | SLTMAKS | STL-050AN1 | Outdoor Luminaires | Low Output | Architectural Flood and Spot Luminaires | Standard | TRUE | 4029.11 | 79 | 51 | 19.96 | 0.892 | 4199 | 73.1 | 5 | 50000 | 42475 |  |  | NotYetVerified |  | 3 | 4029.11 | 79 | 51 | 13.62 | 0.988 | 4199 | 73
PK9R4YHQ | Jiangsu YASHIPS Lighting Group Co.Ltd | YASHIPS | YXL137A-T/70W/T15 5700K | Outdoor Luminaires | Mid Output | Architectural Flood and Spot Luminaires | Premium | FALSE | [9 empty] | 42475 |  |  | No |  | 3.1 | 7392.94 | 105.61 | 70.01 | 19 | 0.9905 | 5772 | 71
P617FP8A | Jiangsu YASHIPS Lighting Group Co.Ltd | YASHIPS | YXL137A-T/100W/T45 5700K | Outdoor Luminaires | Mid Output | Architectural Flood and Spot Luminaires | Standard | FALSE | [9 empty] | 42475 |  |  | No |  | 3.1 | 8500 | 85 | 100 | 20 | 0.995 | 5700 | 71
P6EZ2AA3 | Jiangsu YASHIPS Lighting Group Co.Ltd | YASHIPS | YXL137A-T/120W/T60 5700K | Outdoor Luminaires | High Output | Architectural Flood and Spot Luminaires | Standard | FALSE | [9 empty] | 42475 |  |  | No |  | 3.1 | 9500 | 80 | 120 | 20 | 0.995 | 5700 | 71
PJ3QY9P8 | Jiangsu YASHIPS Lighting Group Co.Ltd | YASHIPS | YXL722-T/150W/T15 5700K | Outdoor Luminaires | High Output | Architectural Flood and Spot Luminaires | Premium | FALSE | [9 empty] | 42475 |  |  | No |  | 3.1 | 16178.1 | 112.86 | 143.3 | 22 | 0.9939 | 5599 | 69
PCS9ZDEB | Jiangsu YASHIPS Lighting Group Co.Ltd | YASHIPS | YXL722-T/150W/T15 5000K | Outdoor Luminaires | High Output | Architectural Flood and Spot Luminaires | Premium | FALSE | [9 empty] | 42475 |  |  | No |  | 3.1 | 16699 | 111.4 | 149.9 | 22 | 0.9942 | 5000 | 73
PE9ENQTP | Jiangsu YASHIPS Lighting Group Co.Ltd | YASHIPS | YXL137A-T/70W/T15 5000K | Outdoor Luminaires | Mid Output | Architectural Flood and Spot Luminaires | Premium | FALSE | [9 empty] | 42475 |  |  | No |  | 3.1 | 7543.74 | 107.33 | 70.28 | 19 | 0.9904 | 5000 | 72
P5U2VDUK | Jiangsu YASHIPS Lighting Group Co.Ltd | YASHIPS | YXL137A-T/100W/T45 5000K | Outdoor Luminaires | Mid Output | Architectural Flood and Spot Luminaires | Standard | FALSE | [9 empty] | 42475 |  |  | No |  | 3.1 | 8500 | 85 | 100 | 20 | 0.995 | 5000 | 71
P793EWPD | Jiangsu YASHIPS Lighting Group Co.Ltd | YASHIPS | YXL137A-T/120W/T60 5000K | Outdoor Luminaires | High Output | Architectural Flood and Spot Luminaires | Standard | FALSE | [9 empty] | 42475 |  |  | No |  | 3.1 | 9500 | 80 | 120 | 20 | 0.995 | 5000 | 71
PCEB9DVA | Jiangsu YASHIPS Lighting Group Co.Ltd | YASHIPS | YXL722-T/150W/T15 4500K | Outdoor Luminaires | High Output | Architectural Flood and Spot Luminaires | Premium | FALSE | [9 empty] | 42475 |  |  | No |  | 3.1 | 16696.6 | 111.4 | 149.9 | 22 | 0.9943 | 4500 | 73
PQ6EX2MA | Jiangsu YASHIPS Lighting Group Co.Ltd | YASHIPS | YXL137A-T/70W/T15 4500K | Outdoor Luminaires | Mid Output | Architectural Flood and Spot Luminaires | Premium | FALSE | [9 empty] | 42475 |  |  | No |  | 3.1 | 7303.43 | 105.46 | 69.25 | 19 | 0.9902 | 4500 | 72
PQD3D1TB | Jiangsu YASHIPS Lighting Group Co.Ltd | YASHIPS | YXL137A-T/100W/T45 4500K | Outdoor Luminaires | Mid Output | Architectural Flood and Spot Luminaires | Standard | FALSE | [9 empty] | 42475 |  |  | No |  | 3.1 | 8500 | 85 | 100 | 20 | 0.995 | 4500 | 71
P1DBAWAE | Jiangsu YASHIPS Lighting Group Co.Ltd | YASHIPS | YXL137A-T/120W/T60 4500K | Outdoor Luminaires | High Output | Architectural Flood and Spot Luminaires | Standard | FALSE | [9 empty] | 42475 |  |  | No |  | 3.1 | 9500 | 80 | 120 | 20 | 0.995 | 4500 | 71
P5BV1B6G | Jiangsu YASHIPS Lighting Group Co.Ltd | YASHIPS | YXL137A-T/100W/T45 4000K | Outdoor Luminaires | Mid Output | Architectural Flood and Spot Luminaires | Standard | FALSE | [9 empty] | 42475 |  |  | No |  | 3.1 | 8500 | 85 | 100 | 20 | 0.995 | 4000 | 71
P79JUWDN | Jiangsu YASHIPS Lighting Group Co.Ltd | YASHIPS | YXL137A-T/120W/T60 4000K | Outdoor Luminaires | High Output | Architectural Flood and Spot Luminaires | Standard | FALSE | [9 empty] | 42475 |  |  | No |  | 3.1 | 9500 | 80 | 120 | 20 | 0.995 | 4000 | 71
P73VA3TY | Jiangsu YASHIPS Lighting Group Co.Ltd | YASHIPS | YXL137A-T/100W/T45 3500K | Outdoor Luminaires | Mid Output | Architectural Flood and Spot Luminaires | Standard | FALSE | [9 empty] | 42475 |  |  | No |  | 3.1 | 8500 | 85 | 100 | 20 | 0.995 | 3500 | 71
PEQ671EX | Jiangsu YASHIPS Lighting Group Co.Ltd | YASHIPS | YXL137A-T/120W/T60 3500K | Outdoor Luminaires | High Output | Architectural Flood and Spot Luminaires | Standard | FALSE | [9 empty] | 42475 |  |  | No |  | 3.1 | 9500 | 80 | 120 | 20 | 0.995 | 3500 | 71
PUXPBMK9 | JWE Inc. | J.W.E | FLHV-SLM-A200W-57K | Outdoor Luminaires | High Output | Architectural Flood and Spot Luminaires | Premium | FALSE | [9 empty] | 42475 |  |  | No |  | 3.1 | 26674 | 131.46 | 202.9 | 11.96 | 0.9182 | 5700 | 77.2
PAHMB19S | JWE Inc. | J.W.E | FLHV-SLM-A150W-57K | Outdoor Luminaires | High Output | Architectural Flood and Spot Luminaires | Premium | FALSE | [9 empty] | 42475 |  |  | No |  | 3.1 | 19257 | 129.94 | 148.2 | 11.23 | 0.9216 | 5700 | 77
P5JJ1Y7M | JWE Inc. | J.W.E | FLHV-SLM-A100W-57K | Outdoor Luminaires | High Output | Architectural Flood and Spot Luminaires | Premium | FALSE | [9 empty] | 42475 |  |  | No |  | 3.1 | 12763 | 130.85 | 97.54 | 17.92 | 0.9251 | 5700 | 76.5
PAPGEQZB | JWE Inc. | J.W.E | FLLV-SLM-A30W-57K | Outdoor Luminaires | Low Output | Architectural Flood and Spot Luminaires | Standard | FALSE | [9 empty] | 42475 |  |  | NotYetVerified |  | 3 | 2700 | 90 | 30 | 22.4 | 0.95 | 5700 | 70
PXRG6ZQZ | JWE Inc. | J.W.E | FLLV-SLM-A20W-57K | Outdoor Luminaires | Low Output | Architectural Flood and Spot Luminaires | Standard | FALSE | [9 empty] | 42475 |  |  | NotYetVerified |  | 3 | 1800 | 90 | 20 | 19.8 | 0.95 | 5700 | 70
PH6TTKA4 | JWE Inc. | J.W.E | FLLV-SLM-A150W-57K | Outdoor Luminaires | High Output | Architectural Flood and Spot Luminaires | Standard | FALSE | [9 empty] | 42475 |  |  | NotYetVerified |  | 3 | 15000 | 100 | 150 | 12.2 | 0.95 | 5700 | 70
PEDZKN5J | JWE Inc. | J.W.E | FLHV-SLM-A200W-50K | Outdoor Luminaires | High Output | Architectural Flood and Spot Luminaires | Premium | FALSE | [9 empty] | 42475 |  |  | No |  | 3.1 | 26545 | 130.73 | 203.1 | 9.84 | 0.9209 | 5000 | 70.9
PYYPH2VA | JWE Inc. | J.W.E | FLHV-SLM-A100W-50K | Outdoor Luminaires | High Output | Architectural Flood and Spot Luminaires | Premium | FALSE | [9 empty] | 42475 |  |  | No |  | 3.1 | 12638 | 130.05 | 97.2 | 18.21 | 0.9293 | 5000 | 70.8
PZ66WN1C | JWE Inc. | J.W.E | FLHV-SLM-A150W-50K | Outdoor Luminaires | High Output | Architectural Flood and Spot Luminaires | Premium | FALSE | [9 empty] | 42475 |  |  | No |  | 3.1 | 19156 | 129.39 | 148.1 | 11.42 | 0.9207 | 5000 | 70.8
P69EX8TA | JWE Inc. | J.W.E | FLLV-SLM-A30W-50K | Outdoor Luminaires | Low Output | Architectural Flood and Spot Luminaires | Standard | FALSE | [9 empty] | 42475 |  |  | NotYetVerified |  | 3 | 2700 | 90 | 30 | 23 | 0.95 | 5000 | 70
PCZ2PQH2 | JWE Inc. | J.W.E | FLLV-SLM-A20W-50K | Outdoor Luminaires | Low Output | Architectural Flood and Spot Luminaires | Standard | FALSE | [9 empty] | 42475 |  |  | NotYetVerified |  | 3 | 1800 | 90 | 20 | 20 | 0.95 | 5000 | 70
P2YENREC | JWE Inc. | J.W.E | FLLV-SLM-A20W-40K | Outdoor Luminaires | Low Output | Architectural Flood and Spot Luminaires | Standard | FALSE | [9 empty] | 42475 |  |  | NotYetVerified |  | 3 | 1800 | 90 | 20 | 20.9 | 0.95 | 4000 | 70
PVRAVXHB | JWE Inc. | J.W.E | FLLV-SLM-A30W-40K | Outdoor Luminaires | Low Output | Architectural Flood and Spot Luminaires | Standard | FALSE | [9 empty] | 42475 |  |  | NotYetVerified |  | 3 | 2700 | 90 | 30 | 20 | 0.95 | 4000 | 70
PRNQUCG9 | SLT LIGHTING TECHNOLOGY(DONGGUAN)CO. LTD | SLTMAKS | STL-100AC2 | Outdoor Luminaires | Mid Output | Architectural Flood and Spot Luminaires | Standard | FALSE | [9 empty] | 42475 | Not Yet Verified | Not Yet Verified | NotYetVerified |  | 3 | 8000 | 78.9 | 101.4 | 13.6 | 0.9 | 5700 | 70
PJASQE1W | SLT LIGHTING TECHNOLOGY(DONGGUAN)CO. LTD | SLTMAKS | STL-150AC2 | Outdoor Luminaires | High Output | Architectural Flood and Spot Luminaires | Standard | FALSE | [9 empty] | 42475 | Not Dimmable | Not Dimmable | NotYetVerified |  | 3 | 12000 | 80 | 150 | 6.14 | 0.995 | 5700 | 72
P8H9F221 | SLT LIGHTING TECHNOLOGY(DONGGUAN)CO. LTD | SLTMAKS | STL-050AC2 | Outdoor Luminaires | Low Output | Architectural Flood and Spot Luminaires | Standard | FALSE | [9 empty] | 42475 | Not Dimmable | Not Dimmable | NotYetVerified |  | 3 | 4500 | 90 | 50 | 13.62 | 0.988 | 5700 | 73
P3J1FZDY | SLT LIGHTING TECHNOLOGY(DONGGUAN)CO. LTD | SLTMAKS | STL-100AC1 | Outdoor Luminaires | Mid Output | Architectural Flood and Spot Luminaires | Standard | FALSE | [9 empty] | 42475 | Not Yet Verified | Not Yet Verified | NotYetVerified |  | 3 | 7693.45 | 79.21 | 97.1 | 12.3 | 0.9 | 5000 | 70
PVSMH1W1 | SLT LIGHTING TECHNOLOGY(DONGGUAN)CO. LTD | SLTMAKS | STL-150AC1 | Outdoor Luminaires | High Output | Architectural Flood and Spot Luminaires | Standard | FALSE | [9 empty] | 42475 | Not Dimmable | Not Dimmable | NotYetVerified |  | 3 | 12000 | 80 | 150 | 6.14 | 0.995 | 5000 | 72
PSXKWQJM | SLT LIGHTING TECHNOLOGY(DONGGUAN)CO. LTD | SLTMAKS | STL-050AC1 | Outdoor Luminaires | Low Output | Architectural Flood and Spot Luminaires | Standard | FALSE | [9 empty] | 42475 | Not Dimmable | Not Dimmable | NotYetVerified |  | 3 | 4500 | 90 | 50 | 13.62 | 0.988 | 5000 | 73
P8Z6X3DM | SLT LIGHTING TECHNOLOGY(DONGGUAN)CO. LTD | SLTMAKS | STL-100AN2 | Outdoor Luminaires | Mid Output | Architectural Flood and Spot Luminaires | Standard | FALSE | [9 empty] | 42475 | Not Yet Verified | Not Yet Verified | NotYetVerified |  | 3 | 7693.45 | 79.21 | 97.1 | 12.3 | 0.9 | 4500 | 70
PUJCUNVM | SLT LIGHTING TECHNOLOGY(DONGGUAN)CO. LTD | SLTMAKS | STL-150AN2 | Outdoor Luminaires | High Output | Architectural Flood and Spot Luminaires | Standard | FALSE | [9 empty] | 42475 | Not Dimmable | Not Dimmable | NotYetVerified |  | 3 | 12000 | 80 | 150 | 6.14 | 0.995 | 4500 | 72
P721PU6E | SLT LIGHTING TECHNOLOGY(DONGGUAN)CO. LTD | SLTMAKS | STL-050AN2 | Outdoor Luminaires | Low Output | Architectural Flood and Spot Luminaires | Standard | FALSE | [9 empty] | 42475 | Not Dimmable | Not Dimmable | NotYetVerified |  | 3 | 4500 | 90 | 50 | 13.62 | 0.988 | 4500 | 73
PCZZDGPE | SLT LIGHTING TECHNOLOGY(DONGGUAN)CO. LTD | SLTMAKS | STL-100AN1 | Outdoor Luminaires | Mid Output | Architectural Flood and Spot Luminaires | Standard | FALSE | [9 empty] | 42475 | Not Yet Verified | Not Yet Verified | NotYetVerified |  | 3 | 7693.45 | 79.21 | 97.1 | 12.3 | 0.9 | 4000 | 70
PTU2YEHP | SLT LIGHTING TECHNOLOGY(DONGGUAN)CO. LTD | SLTMAKS | STL-100AW2 | Outdoor Luminaires | Mid Output | Architectural Flood and Spot Luminaires | Standard | FALSE | [9 empty] | 42475 | Not Yet Verified | Not Yet Verified | NotYetVerified |  | 3 | 7693.45 | 79.21 | 97.1 | 12.3 | 0.9 | 3500 | 70
P4D7Y1AZ | Nuwave LLC | ALSET | HL-4L-57K-NV-5 | Outdoor Luminaires | Low Output | Architectural Flood and Spot Luminaires | Standard | TRUE | 3417 | 83.1 | 41.13 | 14.84 | 0.9698 | 5810 | 70 | 5 | 65000 | 42474 |  |  | NotYetVerified |  | 3 | 3200 | 80 | 40 | 10 | 0.98 | 5700 | 70
PAKEY1UE | Nuwave LLC | ALSET | HL-20L-57K-NV-5 (5700K) | Outdoor Luminaires | High Output | Architectural Flood and Spot Luminaires | Standard | TRUE | 17284.09 | 92.38 | 187.09 | 9.69 | 0.943 | 5974 | 70.7 | 5 | 100000 | 42474 |  |  | NotYetVerified |  | 3 | 17284.1 | 92.4 | 185 | 10 | 0.98 | 5700 | 70
PTWXNNMW | ECO LED BRIGHT INC | N/A | FL40W-3K-080 | Outdoor Luminaires | Low Output | Architectural Flood and Spot Luminaires | Standard | TRUE | 4893.2 | 115.76 | 42.27 | 10.62 | 0.9353 | 2991 | 84.1 | 5 | 50000 | 42474 |  |  | No |  | 3.1 | 4968.2 | 117.88 | 42.15 | 10.62 | 0.9353 | 3000 | 84.1
P4D67BX2 | RISE-LITE GROUP CO. LTD | RISELITE | RL-XX-120W-LV-B-D-DW | Outdoor Luminaires | High Output | Architectural Flood and Spot Luminaires | Premium | TRUE | 13656 | 113.61 | 120.2 | 16.37 | 0.9334 | 5306 | 71.8 | 5 | 50000 | 42474 |  |  | No |  | 3.1 | 13656 | 113.61 | 120.2 | 16.37 | 0.9334 | 5000 | 71.8
PS1XDHVG | Stanpro Lighting Systems Inc. | Stanpro | FUW-LS0-A/50K/P/[ATR] | Outdoor Luminaires | Low Output | Architectural Flood and Spot Luminaires | Standard | TRUE | 1677.71 | 77 | 21.81 | 20 | 0.93 | 5382 | 85 | 5 |  | 42474 |  |  | NotYetVerified |  | 3 | 1677.71 | 77 | 21.81 | 20 | 0.93 | 5000 | 85
PPUJGW8S | Aimlite Lighting Products | AimLite | F21W-LA0-4/50K/P/[ATR ] | Outdoor Luminaires | Low Output | Architectural Flood and Spot Luminaires | Standard | TRUE | 1677.71 | 77 | 21.81 | 20 | 0.93 | 5382 | 85 | 5 |  | 42474 |  |  | NotYetVerified |  | 3 | 1677.71 | 77 | 21.81 | 20 | 0.93 | 5000 | 85
PA7WWG19 | ECO LED BRIGHT INC | N/A | FL60W-3K-082 | Outdoor Luminaires | Mid Output | Architectural Flood and Spot Luminaires | Standard | TRUE | 6697.6 | 109.18 | 61.34 | 13.22 | 0.9253 | 2984 | 84 | 5 | 50000 | 42474 |  |  | No |  | 3.1 | 6862.2 | 112.04 | 61.25 | 13.22 | 0.9253 | 3000 | 84
PFKVMYAP | RISE-LITE GROUP CO. LTD | RISELITE | RL-XX-100W-LV-B-D-DW | Outdoor Luminaires | High Output | Architectural Flood and Spot Luminaires | Premium | TRUE | 11299 | 119.06 | 94.9 | 14.62 | 0.9245 | 5254 | 71.4 | 5 | 50000 | 42474 |  |  | No |  | 3.1 | 11299 | 119.06 | 94.9 | 14.62 | 0.9245 | 5000 | 71.4
PD81KFHT | ECO LED BRIGHT INC | N/A | FL60W-57K-083 | Outdoor Luminaires | Mid Output | Architectural Flood and Spot Luminaires | Standard | FALSE | [9 empty] | 42474 |  |  | No |  | 3.1 | 7195 | 116.3 | 61.88 | 13.47 | 0.9262 | 5700 | 74.9
PDZBNRJA | ECO LED BRIGHT INC | N/A | FL40W-57K-081 | Outdoor Luminaires | Low Output | Architectural Flood and Spot Luminaires | Standard | FALSE | [9 empty] | 42474 |  |  | No |  | 3.1 | 5168 | 121.25 | 42.62 | 10.54 | 0.9348 | 5700 | 70.9
PTH8XYC8 | ECO LED BRIGHT INC | N/A | FL40W-5K | Outdoor Luminaires | Low Output | Architectural Flood and Spot Luminaires | Standard | FALSE | [9 empty] | 42474 |  |  | No |  | 3.1 | 5128.2 | 121.01 | 42.38 | 10.62 | 0.9353 | 5000 | 84.1
PCVKDWFE | ECO LED BRIGHT INC | N/A | FL60W-5K | Outdoor Luminaires | Mid Output | Architectural Flood and Spot Luminaires | Standard | FALSE | [9 empty] | 42474 |  |  | No |  | 3.1 | 7130.2 | 115.81 | 61.57 | 13.22 | 0.9253 | 5000 | 84
PFAVNS6H | ECO LED BRIGHT INC | N/A | FL40W-45K | Outdoor Luminaires | Low Output | Architectural Flood and Spot Luminaires | Standard | FALSE | [9 empty] | 42474 |  |  | No |  | 3.1 | 5088.2 | 120.06 | 42.38 | 10.62 | 0.9353 | 4500 | 84.1
PH737PXC | ECO LED BRIGHT INC | N/A | FL60W-45K | Outdoor Luminaires | Mid Output | Architectural Flood and Spot Luminaires | Standard | FALSE | [9 empty] | 42474 |  |  | No |  | 3.1 | 7063.2 | 114.72 | 61.57 | 13.22 | 0.9253 | 4500 | 84
PG2XYU5F | ECO LED BRIGHT INC | N/A | FL40W-4K | Outdoor Luminaires | Low Output | Architectural Flood and Spot Luminaires | Standard | FALSE | [9 empty] | 42474 |  |  | No |  | 3.1 | 5048.2 | 119.12 | 42.38 | 10.62 | 0.9353 | 4000 | 84.1
PWBA5QPA | ECO LED BRIGHT INC | N/A | FL60W-4K | Outdoor Luminaires | Mid Output | Architectural Flood and Spot Luminaires | Standard | FALSE | [9 empty] | 42474 |  |  | No |  | 3.1 | 6996.2 | 113.63 | 61.57 | 13.22 | 0.9253 | 4000 | 84
PUS6QWRV | ECO LED BRIGHT INC | N/A | FL40W-35K | Outdoor Luminaires | Low Output | Architectural Flood and Spot Luminaires | Standard | FALSE | [9 empty] | 42474 |  |  | No |  | 3.1 | 5008.2 | 118.17 | 42.38 | 10.62 | 0.9353 | 3500 | 84.1
P9W75N5N | ECO LED BRIGHT INC | N/A | FL60W-35K | Outdoor Luminaires | Mid Output | Architectural Flood and Spot Luminaires | Standard | FALSE | [9 empty] | 42474 |  |  | No |  | 3.1 | 6929.2 | 112.54 | 61.57 | 13.22 | 0.9253 | 3500 | 84
P4MQAD1F | WISDOM OPTOELECTRONICS TECHNOLOGY CO.LIMITED | WISDOM | WSD-FL45W27-50K-Z-M | Outdoor Luminaires | Low Output | Architectural Flood and Spot Luminaires | Standard | TRUE | 4572.993 | 101.94 | 44.86 | 20.45 | 0.9545 | 4773 | 81.3 | 5 | 50000 | 42473 |  |  | No |  | 3.1 | 4578 | 101.73 | 45 | 20.45 | 0.95 | 5000 | 80
PY23FW8G | Shanghai Supertek Lighting Co. Ltd | SUPERTEK | FL12A-50-4000K | Outdoor Luminaires | Mid Output | Architectural Flood and Spot Luminaires | Premium | TRUE | 5240.8 | 116.45 | 45.01 | 12.1 | 0.917 | 4068 | 73.2 | 5 | 50000 | 42472 |  |  | Yes |  | 3.1 | 5300 | 117 | 50 | 12.1 | 0.917 | 4000 | 75
PFFNQN7Y | Shanghai Supertek Lighting Co. Ltd | SUPERTEK | FL12A-50-5000K | Outdoor Luminaires | Mid Output | Architectural Flood and Spot Luminaires | Premium | FALSE | [9 empty] | 42472 | Dimmable | Continuous Below 10 | Yes |  | 3.1 | 5400 | 118 | 50 | 12.1 | 0.917 | 5000 | 75
PJ8RTZ71 | Acuity Brands Lighting | Lithonia Lighting | HLF2 LED P2 50K MWL XXXXX XXXXX (All options excluding UBV FV WG VG) XXXXX | Outdoor Luminaires | Very High Output | Architectural Flood and Spot Luminaires | Standard | TRUE | 43854.87 | 86.4 | 507.6 | 5.22 | 0.98 | 5282 | 74.2 | 5 | 50000 | 42471 |  |  | No |  | 3.1 | 53870 | 110.61 | 487 | 2.7 | 0.999 | 5000 | 70
PCVFYE3W | Acuity Brands Lighting | Lithonia Lighting | HLF1 LED P1 30K VNSP XXXXX XXXXX (All options excluding UBV FV WG VG) XXXXX | Outdoor Luminaires | High Output | Architectural Flood and Spot Luminaires | Standard | TRUE | 15087.81 | 90.84 | 166.1 | 5.22 | 0.98 | 3165 | 71.7 | 5 | 50000 | 42471 |  |  | No |  | 3.1 | 15596 | 93.95 | 166 | 2.7 | 0.999 | 3169 | 71.7
PP544MDC | Acuity Brands Lighting | Lithonia Lighting | HLF2 LED P3 30K VNSP XXXXX XXXXX (All options excluding UBV FV WG VG) XXXXX | Outdoor Luminaires | Very High Output | Architectural Flood and Spot Luminaires | Standard | TRUE | 49414.78 | 81.46 | 606.6 | 5.22 | 0.98 | 3176 | 71.8 | 5 | 50000 | 42471 |  |  | No |  | 3.1 | 49438 | 82.67 | 598 | 2.7 | 0.999 | 3000 | 70
PFZMP26Y | Acuity Brands Lighting | Lithonia Lighting | HLF2 LED P2 30K VNSP XXXXX XXXXX (All options excluding UBV FV WG VG) XXXXX | Outdoor Luminaires | Very High Output | Architectural Flood and Spot Luminaires | Standard | TRUE | 41859.47 | 82.97 | 504.5 | 5.22 | 0.98 | 3199 | 71.8 | 5 | 50000 | 42471 |  |  | No |  | 3.1 | 42704 | 87.68 | 487 | 2.7 | 0.999 | 3000 | 70
PHH29PXZ | Reliable Energy Solutions | Polaris | FL-120 | Outdoor Luminaires | High Output | Architectural Flood and Spot Luminaires | Standard | TRUE | 13039.48 | 106.488 | 122.45 | 8.98 | 0.9593 | 5566 | 69.5 | 5 | 50000 | 42471 |  |  | NotYetVerified |  | 3 | 12000 | 100 | 120 | 9 | 0.95 | 5700 | 80
PS6TYH2K | Reliable Energy Solutions | Polaris | FL-200 | Outdoor Luminaires | High Output | Architectural Flood and Spot Luminaires | Standard | TRUE | 21645.3 | 106.801 | 202.67 | 12.26 | 0.929 | 5788 | 70 | 5 | 50000 | 42471 |  |  | NotYetVerified |  | 3 | 20000 | 100 | 200 |  | 0.95 | 5500 | 80
P15FXDCQ | SPRING-LIGHTING ELECTRONICS CO.LTD | Spring-Lighting | SPL-FL02-100W(4000K) | Outdoor Luminaires | Mid Output | Architectural Flood and Spot Luminaires | Standard | TRUE | 9674.483 | 98.458 | 98.26 | 18.55 | 0.926 | 4128 | 83.5 | 5 | 50000 | 42471 |  |  | No |  | 3.1 | 9674.483 | 98.458 | 98.26 | 18.55 | 0.998 | 4000 | 83.5
PQC4EHFK | SPRING-LIGHTING ELECTRONICS CO.LTD | Spring-Lighting | SPL-FL02-150W(4000K) | Outdoor Luminaires | High Output | Architectural Flood and Spot Luminaires | Standard | TRUE | 15257.68 | 101.745 | 149.96 | 18.22 | 0.918 | 4058 | 83.1 | 5 | 50000 | 42471 |  |  | No |  | 3.1 | 15257.68 | 101.745 | 149.96 | 18.22 | 0.997 | 4000 | 83.1
P6YFVHAZ | SPRING-LIGHTING ELECTRONICS CO.LTD | Spring-Lighting | SPL-FL01-200W(4000K) | Outdoor Luminaires | High Output | Architectural Flood and Spot Luminaires | Standard | TRUE | 20557.422 | 102.398 | 200.76 | 17.85 | 0.911 | 4131 | 83.5 | 5 | 50000 | 42471 |  |  | No |  | 3.1 | 20557.422 | 102.398 | 200.76 | 17.85 | 0.995 | 4000 | 83.5
PQ8J9Z6U | SPRING-LIGHTING ELECTRONICS CO.LTD | Spring-Lighting | SPL-FL01-240W(4000K) | Outdoor Luminaires | High Output | Architectural Flood and Spot Luminaires | Standard | TRUE | 25381.8 | 106.058 | 239.32 | 17.34 | 0.909 | 4135 | 83.5 | 5 | 50000 | 42471 |  |  | No |  | 3.1 | 25381.8 | 106.058 | 239.32 | 17.34 | 0.996 | 4000 | 83.5
PHBPMTH6 | Acuity Brands Lighting | Lithonia Lighting | HLF2 LED P2 50K VNSP XXXXX XXXXX (All options excluding UBV FV WG VG) XXXXX | Outdoor Luminaires | Very High Output | Architectural Flood and Spot Luminaires | Standard | FALSE | [9 empty] | 42471 | Dimmable | Continuous Above 10 | No |  | 3 | 44821 | 92.03 | 487 | 2.7 | 0.999 | 5282 | 74.2
P5U8GC8J | Acuity Brands Lighting | Lithonia Lighting | HLF2 LED P3 50K VNSP XXXXX XXXXX (All options excluding UBV FV WG VG) XXXXX | Outdoor Luminaires | Very High Output | Architectural Flood and Spot Luminaires | Standard | FALSE | [9 empty] | 42471 | Dimmable | Continuous Above 10 | No |  | 3 | 52859 | 88.39 | 598 | 2.7 | 0.999 | 5251 | 71.4
P7V1ZGPB | Acuity Brands Lighting | Lithonia Lighting | HLF1 LED P2 50K NFL XXXXX XXXXX (All options excluding UBV FV WG VG) XXXXX | Outdoor Luminaires | High Output | Architectural Flood and Spot Luminaires | Standard | FALSE | [9 empty] | 42471 | Dimmable | Continuous Above 10 | No |  | 3 | 27432 | 111.51 | 246 | 2.7 | 0.999 | 5000 | 70
PZ1YNNWH | Acuity Brands Lighting | Lithonia Lighting | HLF1 LED P2 50K MWL XXXXX XXXXX (All options excluding UBV FV WG VG) XXXXX | Outdoor Luminaires | High Output | Architectural Flood and Spot Luminaires | Standard | FALSE | [9 empty] | 42471 | Dimmable | Continuous Above 10 | No |  | 3 | 27344 | 111.15 | 246 | 2.7 | 0.999 | 5000 | 70
P5HG37KC | Acuity Brands Lighting | Lithonia Lighting | HLF1 LED P1 50K NFL XXXXX XXXXX (All options excluding UBV FV WG VG) XXXXX | Outdoor Luminaires | High Output | Architectural Flood and Spot Luminaires | Standard | FALSE | [9 empty] | 42471 | Dimmable | Continuous Above 10 | No |  | 3 | 19737 | 118.89 | 166 | 2.7 | 0.999 | 5000 | 70
PQNDNM2E | Acuity Brands Lighting | Lithonia Lighting | HLF1 LED P1 50K MWL XXXXX XXXXX (All options excluding UBV FV WG VG) XXXXX | Outdoor Luminaires | High Output | Architectural Flood and Spot Luminaires | Standard | FALSE | [9 empty] | 42471 | Dimmable | Continuous Above 10 | No |  | 3 | 19674 | 118.51 | 166 | 2.7 | 0.999 | 5000 | 70
PF4SZPU9 | Acuity Brands Lighting | Lithonia Lighting | HLF1 LED P3 50K WFR XXXXX XXXXX (All options excluding UBV FV WG VG) XXXXX | Outdoor Luminaires | High Output | Architectural Flood and Spot Luminaires | Standard | FALSE | [9 empty] | 42471 | Dimmable | Continuous Above 10 | No |  | 3 | 28640 | 97.08 | 295 | 2.7 | 0.999 | 5000 | 70
P32J81F3 | Acuity Brands Lighting | Lithonia Lighting | HLF1 LED P2 50K SP XXXXX XXXXX (All options excluding UBV FV WG VG) XXXXX | Outdoor Luminaires | High Output | Architectural Flood and Spot Luminaires | Standard | FALSE | [9 empty] | 42471 | Dimmable | Continuous Above 10 | No |  | 3 | 27360 | 111.21 | 246 | 2.7 | 0.999 | 5000 | 70
P7FXX1HS | Acuity Brands Lighting | Lithonia Lighting | HLF1 LED P2 50K NSP XXXXX XXXXX (All options excluding UBV FV WG VG) XXXXX | Outdoor Luminaires | High Output | Architectural Flood and Spot Luminaires | Standard | FALSE | [9 empty] | 42471 | Dimmable | Continuous Above 10 | No |  | 3 | 26344 | 107.08 | 246 | 2.7 | 0.999 | 5000 | 70
PCQC136S | Acuity Brands Lighting | Lithonia Lighting | HLF1 LED P2 50K WFR XXXXX XXXXX (All options excluding UBV FV WG VG) XXXXX | Outdoor Luminaires | High Output | Architectural Flood and Spot Luminaires | Standard | FALSE | [9 empty] | 42471 | Dimmable | Continuous Above 10 | No |  | 3 | 24795 | 100.79 | 246 | 2.7 | 0.999 | 5000 | 70
PXJ46KAD | Acuity Brands Lighting | Lithonia Lighting | HLF1 LED P1 50K SP XXXXX XXXXX (All options excluding UBV FV WG VG) XXXXX | Outdoor Luminaires | High Output | Architectural Flood and Spot Luminaires | Standard | FALSE | [9 empty] | 42471 | Dimmable | Continuous Above 10 | No |  | 3 | 19685 | 118.58 | 166 | 2.7 | 0.999 | 5000 | 70
P3R2S6RB | Acuity Brands Lighting | Lithonia Lighting | HLF1 LED P1 50K NSP XXXXX XXXXX (All options excluding UBV FV WG VG) XXXXX | Outdoor Luminaires | High Output | Architectural Flood and Spot Luminaires | Standard | FALSE | [9 empty] | 42471 | Dimmable | Continuous Above 10 | No |  | 3 | 18954 | 114.18 | 166 | 2.7 | 0.999 | 5000 | 70
PRF2PSV1 | Acuity Brands Lighting | Lithonia Lighting | HLF1 LED P1 50K WFR XXXXX XXXXX (All options excluding UBV FV WG VG) XXXXX | Outdoor Luminaires | High Output | Architectural Flood and Spot Luminaires | Standard | FALSE | [9 empty] | 42471 | Dimmable | Continuous Above 10 | No |  | 3 | 17840 | 107.46 | 166 | 2.7 | 0.999 | 5000 | 70
PH6GTK3E | Acuity Brands Lighting | Lithonia Lighting | HLF1 LED P2 50K VNSP XXXXX XXXXX (All options excluding UBV FV WG VG) XXXXX | Outdoor Luminaires | High Output | Architectural Flood and Spot Luminaires | Standard | FALSE | [9 empty] | 42471 | Dimmable | Continuous Above 10 | No |  | 3 | 22751 | 92.48 | 246 | 2.7 | 0.999 | 5000 | 70
PC2W3NC7 | Acuity Brands Lighting | Lithonia Lighting | HLF1 LED P1 50K VNSP XXXXX XXXXX (All options excluding UBV FV WG VG) XXXXX | Outdoor Luminaires | High Output | Architectural Flood and Spot Luminaires | Standard | FALSE | [9 empty] | 42471 | Dimmable | Continuous Above 10 | No |  | 3 | 16370 | 98.61 | 166 | 2.7 | 0.999 | 5000 | 70
PUCU9R9N | Acuity Brands Lighting | Lithonia Lighting | HLF1 LED P3 50K VNSP XXXXX XXXXX (All options excluding UBV FV WG VG) XXXXX | Outdoor Luminaires | High Output | Architectural Flood and Spot Luminaires | Standard | FALSE | [9 empty] | 42471 | Dimmable | Continuous Above 10 | No |  | 3 | 26868 | 91.07 | 295 | 2.7 | 0.999 | 5000 | 70
PH63RYDA | Acuity Brands Lighting | Lithonia Lighting | HLF2 LED P3 50K SP XXXXX XXXXX (All options excluding UBV FV WG VG) XXXXX | Outdoor Luminaires | Very High Output | Architectural Flood and Spot Luminaires | Standard | FALSE | [9 empty] | 42471 | Dimmable | Continuous Above 10 | No |  | 3 | 62551 | 104.6 | 598 | 2.7 | 0.999 | 5000 | 70
P1WYMFXY | Acuity Brands Lighting | Lithonia Lighting | HLF2 LED P3 50K NFL XXXXX XXXXX (All options excluding UBV FV WG VG) XXXXX | Outdoor Luminaires | Very High Output | Architectural Flood and Spot Luminaires | Standard | FALSE | [9 empty] | 42471 | Dimmable | Continuous Above 10 | No |  | 3 | 62034 | 103.73 | 598 | 2.7 | 0.999 | 5000 | 70
PSPR8U9K | Acuity Brands Lighting | Lithonia Lighting | HLF2 LED P3 50K MWL XXXXX XXXXX (All options excluding UBV FV WG VG) XXXXX | Outdoor Luminaires | Very High Output | Architectural Flood and Spot Luminaires | Standard | FALSE | [9 empty] | 42471 | Dimmable | Continuous Above 10 | No |  | 3 | 61752 | 103.26 | 598 | 2.7 | 0.999 | 5000 | 70
PXWHDSBH | Acuity Brands Lighting | Lithonia Lighting | HLF2 LED P3 50K NSP XXXXX XXXXX (All options excluding UBV FV WG VG) XXXXX | Outdoor Luminaires | Very High Output | Architectural Flood and Spot Luminaires | Standard | FALSE | [9 empty] | 42471 | Dimmable | Continuous Above 10 | No |  | 3 | 60507 | 101.18 | 598 | 2.7 | 0.999 | 5000 | 70
PV9A8Y6H | Acuity Brands Lighting | Lithonia Lighting | HLF2 LED P3 50K WFR XXXXX XXXXX (All options excluding UBV FV WG VG) XXXXX | Outdoor Luminaires | Very High Output | Architectural Flood and Spot Luminaires | Standard | FALSE | [9 empty] | 42471 | Dimmable | Continuous Above 10 | No |  | 3 | 56344 | 94.22 | 598 | 2.7 | 0.999 | 5000 | 70
P5QEJT8K | Acuity Brands Lighting | Lithonia Lighting | HLF2 LED P2 50K NFL XXXXX XXXXX (All options excluding UBV FV WG VG) XXXXX | Outdoor Luminaires | Very High Output | Architectural Flood and Spot Luminaires | Standard | FALSE | [9 empty] | 42471 | Dimmable | Continuous Above 10 | No |  | 3 | 54042 | 110.96 | 487 | 2.7 | 0.999 | 5000 | 70
PUMBNRWB | Acuity Brands Lighting | Lithonia Lighting | HLF2 LED P2 50K SP XXXXX XXXXX (All options excluding UBV FV WG VG) XXXXX | Outdoor Luminaires | Very High Output | Architectural Flood and Spot Luminaires | Standard | FALSE | [9 empty] | 42471 | Dimmable | Continuous Above 10 | No |  | 3 | 53901 | 110.67 | 487 | 2.7 | 0.999 | 5000 | 70
PU9PSTNJ | Acuity Brands Lighting | Lithonia Lighting | HLF2 LED P2 50K NSP XXXXX XXXXX (All options excluding UBV FV WG VG) XXXXX | Outdoor Luminaires | Very High Output | Architectural Flood and Spot Luminaires | Standard | FALSE | [9 empty] | 42471 | Dimmable | Continuous Above 10 | No |  | 3 | 51898 | 106.56 | 487 | 2.7 | 0.999 | 5000 | 70
P4WTYYBF | Acuity Brands Lighting | Lithonia Lighting | HLF2 LED P2 50K WFR XXXXX XXXXX (All options excluding UBV FV WG VG) XXXXX | Outdoor Luminaires | Very High Output | Architectural Flood and Spot Luminaires | Standard | FALSE | [9 empty] | 42471 | Dimmable | Continuous Above 10 | No |  | 3 | 48781 | 100.16 | 487 | 2.7 | 0.999 | 5000 | 70
PD9WDXGH | Acuity Brands Lighting | Lithonia Lighting | HLF2 LED P1 50K NFL XXXXX XXXXX (All options excluding UBV FV WG VG) XXXXX | Outdoor Luminaires | Very High Output | Architectural Flood and Spot Luminaires | Standard | FALSE | [9 empty] | 42471 | Dimmable | Continuous Above 10 | No |  | 3 | 39391 | 120.09 | 328 | 2.7 | 0.999 | 5000 | 70
PAX79WPZ | Acuity Brands Lighting | Lithonia Lighting | HLF2 LED P1 50K SP XXXXX XXXXX (All options excluding UBV FV WG VG) XXXXX | Outdoor Luminaires | Very High Output | Architectural Flood and Spot Luminaires | Standard | FALSE | [9 empty] | 42471 | Dimmable | Continuous Above 10 | No |  | 3 | 39288 | 119.78 | 328 | 2.7 | 0.999 | 5000 | 70
PJ9UNRXJ | Acuity Brands Lighting | Lithonia Lighting | HLF2 LED P1 50K MWL XXXXX XXXXX (All options excluding UBV FV WG VG) XXXXX | Outdoor Luminaires | Very High Output | Architectural Flood and Spot Luminaires | Standard | FALSE | [9 empty] | 42471 | Dimmable | Continuous Above 10 | No |  | 3 | 39266 | 119.71 | 328 | 2.7 | 0.999 | 5000 | 70
PMDUUUX4 | Acuity Brands Lighting | Lithonia Lighting | HLF2 LED P1 50K NSP XXXXX XXXXX (All options excluding UBV FV WG VG) XXXXX | Outdoor Luminaires | Very High Output | Architectural Flood and Spot Luminaires | Standard | FALSE | [9 empty] | 42471 | Dimmable | Continuous Above 10 | No |  | 3 | 37829 | 115.33 | 328 | 2.7 | 0.999 | 5000 | 70
PS84HF58 | Acuity Brands Lighting | Lithonia Lighting | HLF2 LED P1 50K WFR XXXXX XXXXX (All options excluding UBV FV WG VG) XXXXX | Outdoor Luminaires | Very High Output | Architectural Flood and Spot Luminaires | Standard | FALSE | [9 empty] | 42471 | Dimmable | Continuous Above 10 | No |  | 3 | 35557 | 108.4 | 328 | 2.7 | 0.999 | 5000 | 70
PMNRUGDM | Acuity Brands Lighting | Lithonia Lighting | HLF2 LED P1 50K VNSP XXXXX XXXXX (All options excluding UBV FV WG VG) XXXXX | Outdoor Luminaires | Very High Output | Architectural Flood and Spot Luminaires | Standard | FALSE | [9 empty] | 42471 | Dimmable | Continuous Above 10 | No |  | 3 | 32670 | 99.6 | 328 | 2.7 | 0.999 | 5000 | 70
P6NW33VD | Acuity Brands Lighting | Lithonia Lighting | HLF1 LED P3 50K SP XXXXX XXXXX (All options excluding UBV FV WG VG) XXXXX | Outdoor Luminaires | Very High Output | Architectural Flood and Spot Luminaires | Standard | FALSE | [9 empty] | 42471 | Dimmable | Continuous Above 10 | No |  | 3 | 31795 | 107.77 | 295 | 2.7 | 0.999 | 5000 | 70
P8EXAX71 | Acuity Brands Lighting | Lithonia Lighting | HLF1 LED P3 50K NFL XXXXX XXXXX (All options excluding UBV FV WG VG) XXXXX | Outdoor Luminaires | Very High Output | Architectural Flood and Spot Luminaires | Standard | FALSE | [9 empty] | 42471 | Dimmable | Continuous Above 10 | No |  | 3 | 31532 | 106.88 | 295 | 2.7 | 0.999 | 5000 | 70
P63U7GXU | Acuity Brands Lighting | Lithonia Lighting | HLF1 LED P3 50K MWL XXXXX XXXXX (All options excluding UBV FV WG VG) XXXXX | Outdoor Luminaires | Very High Output | Architectural Flood and Spot Luminaires | Standard | FALSE | [9 empty] | 42471 | Dimmable | Continuous Above 10 | No |  | 3 | 31388 | 106.4 | 295 | 2.7 | 0.999 | 5000 | 70
PN4E8JAB | Acuity Brands Lighting | Lithonia Lighting | HLF1 LED P3 50K NSP XXXXX XXXXX (All options excluding UBV FV WG VG) XXXXX | Outdoor Luminaires | Very High Output | Architectural Flood and Spot Luminaires | Standard | FALSE | [9 empty] | 42471 | Dimmable | Continuous Above 10 | No |  | 3 | 30756 | 104.25 | 295 | 2.7 | 0.999 | 5000 | 70
P6KN1T82 | Acuity Brands Lighting | Lithonia Lighting | HLF1 LED P2 40K NFL XXXXX XXXXX (All options excluding UBV FV WG VG) XXXXX | Outdoor Luminaires | High Output | Architectural Flood and Spot Luminaires | Standard | FALSE | [9 empty] | 42471 | Dimmable | Continuous Above 10 | No |  | 3 | 27064 | 110.01 | 246 | 2.7 | 0.999 | 4000 | 70
P6ZJCZEN | Acuity Brands Lighting | Lithonia Lighting | HLF1 LED P2 40K MWL XXXXX XXXXX (All options excluding UBV FV WG VG) XXXXX | Outdoor Luminaires | High Output | Architectural Flood and Spot Luminaires | Standard | FALSE | [9 empty] | 42471 | Dimmable | Continuous Above 10 | No |  | 3 | 26978 | 109.66 | 246 | 2.7 | 0.999 | 4000 | 70
PXF3V2S4 | Acuity Brands Lighting | Lithonia Lighting | HLF1 LED P1 40K NFL XXXXX XXXXX (All options excluding UBV FV WG VG) XXXXX | Outdoor Luminaires | High Output | Architectural Flood and Spot Luminaires | Standard | FALSE | [9 empty] | 42471 | Dimmable | Continuous Above 10 | No |  | 3 | 19473 | 117.3 | 166 | 2.7 | 0.999 | 4000 | 70
PQWZ6GDF | Acuity Brands Lighting | Lithonia Lighting | HLF1 LED P1 40K MWL XXXXX XXXXX (All options excluding UBV FV WG VG) XXXXX | Outdoor Luminaires | High Output | Architectural Flood and Spot Luminaires | Standard | FALSE | [9 empty] | 42471 | Dimmable | Continuous Above 10 | No |  | 3 | 19411 | 116.93 | 166 | 2.7 | 0.999 | 4000 | 70
PG9NZXZ3 | Acuity Brands Lighting | Lithonia Lighting | HLF1 LED P3 40K WFR XXXXX XXXXX (All options excluding UBV FV WG VG) XXXXX | Outdoor Luminaires | High Output | Architectural Flood and Spot Luminaires | Standard | FALSE | [9 empty] | 42471 | Dimmable | Continuous Above 10 | No |  | 3 | 28505 | 96.62 | 295 | 2.7 | 0.999 | 4000 | 70
P53DQCPE | Acuity Brands Lighting | Lithonia Lighting | HLF1 LED P2 40K SP XXXXX XXXXX (All options excluding UBV FV WG VG) XXXXX | Outdoor Luminaires | High Output | Architectural Flood and Spot Luminaires | Standard | FALSE | [9 empty] | 42471 | Dimmable | Continuous Above 10 | No |  | 3 | 26993 | 109.72 | 246 | 2.7 | 0.999 | 4000 | 70
PZ8PYUJG | Acuity Brands Lighting | Lithonia Lighting | HLF1 LED P2 40K NSP XXXXX XXXXX (All options excluding UBV FV WG VG) XXXXX | Outdoor Luminaires | High Output | Architectural Flood and Spot Luminaires | Standard | FALSE | [9 empty] | 42471 | Dimmable | Continuous Above 10 | No |  | 3 | 25991 | 105.65 | 246 | 2.7 | 0.999 | 4000 | 70
P6ZTSB9P | Acuity Brands Lighting | Lithonia Lighting | HLF1 LED P2 40K WFR XXXXX XXXXX (All options excluding UBV FV WG VG) XXXXX | Outdoor Luminaires | High Output | Architectural Flood and Spot Luminaires | Standard | FALSE | [9 empty] | 42471 | Dimmable | Continuous Above 10 | No |  | 3 | 24463 | 99.44 | 246 | 2.7 | 0.999 | 4000 | 70
PM3JD1HZ | Acuity Brands Lighting | Lithonia Lighting | HLF1 LED P1 40K SP XXXXX XXXXX (All options excluding UBV FV WG VG) XXXXX | Outdoor Luminaires | High Output | Architectural Flood and Spot Luminaires | Standard | FALSE | [9 empty] | 42471 | Dimmable | Continuous Above 10 | No |  | 3 | 19422 | 117 | 166 | 2.7 | 0.999 | 4000 | 70
PT9N9FCT | Acuity Brands Lighting | Lithonia Lighting | HLF1 LED P1 40K NSP XXXXX XXXXX (All options excluding UBV FV WG VG) XXXXX | Outdoor Luminaires | High Output | Architectural Flood and Spot Luminaires | Standard | FALSE | [9 empty] | 42471 | Dimmable | Continuous Above 10 | No |  | 3 | 18700 | 112.65 | 166 | 2.7 | 0.999 | 4000 | 70
PQ7WNP1Q | Acuity Brands Lighting | Lithonia Lighting | HLF1 LED P1 40K WFR XXXXX XXXXX (All options excluding UBV FV WG VG) XXXXX | Outdoor Luminaires | High Output | Architectural Flood and Spot Luminaires | Standard | FALSE | [9 empty] | 42471 | Dimmable | Continuous Above 10 | No |  | 3 | 17601 | 106.03 | 166 | 2.7 | 0.999 | 4000 | 70
PPTWSVGV | Acuity Brands Lighting | Lithonia Lighting | HLF1 LED P2 40K VNSP XXXXX XXXXX (All options excluding UBV FV WG VG) XXXXX | Outdoor Luminaires | High Output | Architectural Flood and Spot Luminaires | Standard | FALSE | [9 empty] | 42471 | Dimmable | Continuous Above 10 | No |  | 3 | 22447 | 91.24 | 246 | 2.7 | 0.999 | 4000 | 70
PWTU15F4 | Acuity Brands Lighting | Lithonia Lighting | HLF1 LED P1 40K VNSP XXXXX XXXXX (All options excluding UBV FV WG VG) XXXXX | Outdoor Luminaires | High Output | Architectural Flood and Spot Luminaires | Standard | FALSE | [9 empty] | 42471 | Dimmable | Continuous Above 10 | No |  | 3 | 16150 | 97.28 | 166 | 2.7 | 0.999 | 4000 | 70
P7312X9Y | Acuity Brands Lighting | Lithonia Lighting | HLF1 LED P3 40K VNSP XXXXX XXXXX (All options excluding UBV FV WG VG) XXXXX | Outdoor Luminaires | High Output | Architectural Flood and Spot Luminaires | Standard | FALSE | [9 empty] | 42471 | Dimmable | Continuous Above 10 | No |  | 3 | 26742 | 90.65 | 295 | 2.7 | 0.999 | 4000 | 70
P29R9TYF | Acuity Brands Lighting | Lithonia Lighting | HLF2 LED P3 40K SP XXXXX XXXXX (All options excluding UBV FV WG VG) XXXXX | Outdoor Luminaires | Very High Output | Architectural Flood and Spot Luminaires | Standard | FALSE | [9 empty] | 42471 | Dimmable | Continuous Above 10 | No |  | 3 | 62256 | 104.1 | 598 | 2.7 | 0.999 | 4000 | 70
PGPQNNUC | Acuity Brands Lighting | Lithonia Lighting | HLF2 LED P3 40K NFL XXXXX XXXXX (All options excluding UBV FV WG VG) XXXXX | Outdoor Luminaires | Very High Output | Architectural Flood and Spot Luminaires | Standard | FALSE | [9 empty] | 42471 | Dimmable | Continuous Above 10 | No |  | 3 | 61742 | 103.24 | 598 | 2.7 | 0.999 | 4000 | 70
PQWBGWFH | Acuity Brands Lighting | Lithonia Lighting | HLF2 LED P3 40K MWL XXXXX XXXXX (All options excluding UBV FV WG VG) XXXXX | Outdoor Luminaires | Very High Output | Architectural Flood and Spot Luminaires | Standard | FALSE | [9 empty] | 42471 | Dimmable | Continuous Above 10 | No |  | 3 | 61461 | 102.77 | 598 | 2.7 | 0.999 | 4000 | 70
PEZNBRVD | Acuity Brands Lighting | Lithonia Lighting | HLF2 LED P3 40K NSP XXXXX XXXXX (All options excluding UBV FV WG VG) XXXXX | Outdoor Luminaires | Very High Output | Architectural Flood and Spot Luminaires | Standard | FALSE | [9 empty] | 42471 | Dimmable | Continuous Above 10 | No |  | 3 | 60222 | 100.7 | 598 | 2.7 | 0.999 | 4000 | 70
PE54DHSF | Acuity Brands Lighting | Lithonia Lighting | HLF2 LED P3 40K WFR XXXXX XXXXX (All options excluding UBV FV WG VG) XXXXX | Outdoor Luminaires | Very High Output | Architectural Flood and Spot Luminaires | Standard | FALSE | [9 empty] | 42471 | Dimmable | Continuous Above 10 | No |  | 3 | 56079 | 93.77 | 598 | 2.7 | 0.999 | 4000 | 70
PKRP7JF1 | Acuity Brands Lighting | Lithonia Lighting | HLF2 LED P2 40K NFL XXXXX XXXXX (All options excluding UBV FV WG VG) XXXXX | Outdoor Luminaires | Very High Output | Architectural Flood and Spot Luminaires | Standard | FALSE | [9 empty] | 42471 | Dimmable | Continuous Above 10 | No |  | 3 | 53318 | 109.48 | 487 | 2.7 | 0.999 | 4000 | 70
PF3CANV2 | Acuity Brands Lighting | Lithonia Lighting | HLF2 LED P2 40K SP XXXXX XXXXX (All options excluding UBV FV WG VG) XXXXX | Outdoor Luminaires | Very High Output | Architectural Flood and Spot Luminaires | Standard | FALSE | [9 empty] | 42471 | Dimmable | Continuous Above 10 | No |  | 3 | 53179 | 109.19 | 487 | 2.7 | 0.999 | 4000 | 70
PSMCQ5CE | Acuity Brands Lighting | Lithonia Lighting | HLF2 LED P2 40K MWL XXXXX XXXXX (All options excluding UBV FV WG VG) XXXXX | Outdoor Luminaires | Very High Output | Architectural Flood and Spot Luminaires | Standard | FALSE | [9 empty] | 42471 | Dimmable | Continuous Above 10 | No |  | 3 | 53149 | 109.13 | 487 | 2.7 | 0.999 | 4000 | 70
P9EUU758 | Acuity Brands Lighting | Lithonia Lighting | HLF2 LED P3 40K VNSP XXXXX XXXXX (All options excluding UBV FV WG VG) XXXXX | Outdoor Luminaires | Very High Output | Architectural Flood and Spot Luminaires | Standard | FALSE | [9 empty] | 42471 | Dimmable | Continuous Above 10 | No |  | 3 | 52610 | 87.97 | 598 | 2.7 | 0.999 | 4000 | 70
P51BYDFD | Acuity Brands Lighting | Lithonia Lighting | HLF2 LED P2 40K NSP XXXXX XXXXX (All options excluding UBV FV WG VG) XXXXX | Outdoor Luminaires | Very High Output | Architectural Flood and Spot Luminaires | Standard | FALSE | [9 empty] | 42471 | Dimmable | Continuous Above 10 | No |  | 3 | 51203 | 105.13 | 487 | 2.7 | 0.999 | 4000 | 70
P4SAJ3Y5 | Acuity Brands Lighting | Lithonia Lighting | HLF2 LED P2 40K WFR XXXXX XXXXX (All options excluding UBV FV WG VG) XXXXX | Outdoor Luminaires | Very High Output | Architectural Flood and Spot Luminaires | Standard | FALSE | [9 empty] | 42471 | Dimmable | Continuous Above 10 | No |  | 3 | 48128 | 98.82 | 487 | 2.7 | 0.999 | 4000 | 70
PB6B56ZE | Acuity Brands Lighting | Lithonia Lighting | HLF2 LED P2 40K VNSP XXXXX XXXXX (All options excluding UBV FV WG VG) XXXXX | Outdoor Luminaires | Very High Output | Architectural Flood and Spot Luminaires | Standard | FALSE | [9 empty] | 42471 | Dimmable | Continuous Above 10 | No |  | 3 | 44221 | 90.8 | 487 | 2.7 | 0.999 | 4000 | 70
P7NKMDWW | Acuity Brands Lighting | Lithonia Lighting | HLF2 LED P1 40K NFL XXXXX XXXXX (All options excluding UBV FV WG VG) XXXXX | Outdoor Luminaires | Very High Output | Architectural Flood and Spot Luminaires | Standard | FALSE | [9 empty] | 42471 | Dimmable | Continuous Above 10 | No |  | 3 | 38864 | 118.48 | 328 | 2.7 | 0.999 | 4000 | 70
PWSTGZ3E | Acuity Brands Lighting | Lithonia Lighting | HLF2 LED P1 40K SP XXXXX XXXXX (All options excluding UBV FV WG VG) XXXXX | Outdoor Luminaires | Very High Output | Architectural Flood and Spot Luminaires | Standard | FALSE | [9 empty] | 42471 | Dimmable | Continuous Above 10 | No |  | 3 | 38762 | 118.17 | 328 | 2.7 | 0.999 | 4000 | 70
P43W2JN2 | Acuity Brands Lighting | Lithonia Lighting | HLF2 LED P1 40K MWL XXXXX XXXXX (All options excluding UBV FV WG VG) XXXXX | Outdoor Luminaires | Very High Output | Architectural Flood and Spot Luminaires | Standard | FALSE | [9 empty] | 42471 | Dimmable | Continuous Above 10 | No |  | 3 | 38740 | 118.1 | 328 | 2.7 | 0.999 | 4000 | 70
P913EUXF | Acuity Brands Lighting | Lithonia Lighting | HLF2 LED P1 40K NSP XXXXX XXXXX (All options excluding UBV FV WG VG) XXXXX | Outdoor Luminaires | Very High Output | Architectural Flood and Spot Luminaires | Standard | FALSE | [9 empty] | 42471 | Dimmable | Continuous Above 10 | No |  | 3 | 37322 | 113.78 | 328 | 2.7 | 0.999 | 4000 | 70
PKPRYAQC | Acuity Brands Lighting | Lithonia Lighting | HLF2 LED P1 40K WFR XXXXX XXXXX (All options excluding UBV FV WG VG) XXXXX | Outdoor Luminaires | Very High Output | Architectural Flood and Spot Luminaires | Standard | FALSE | [9 empty] | 42471 | Dimmable | Continuous Above 10 | No |  | 3 | 35080 | 106.95 | 328 | 2.7 | 0.999 | 4000 | 70
PCMYPE9H | Acuity Brands Lighting | Lithonia Lighting | HLF2 LED P1 40K VNSP XXXXX XXXXX (All options excluding UBV FV WG VG) XXXXX | Outdoor Luminaires | Very High Output | Architectural Flood and Spot Luminaires | Standard | FALSE | [9 empty] | 42471 | Dimmable | Continuous Above 10 | No |  | 3 | 32233 | 98.27 | 328 | 2.7 | 0.999 | 4000 | 70
PJ8PQ7AC | Acuity Brands Lighting | Lithonia Lighting | HLF1 LED P3 40K SP XXXXX XXXXX (All options excluding UBV FV WG VG) XXXXX | Outdoor Luminaires | Very High Output | Architectural Flood and Spot Luminaires | Standard | FALSE | [9 empty] | 42471 | Dimmable | Continuous Above 10 | No |  | 3 | 31645 | 107.27 | 295 | 2.7 | 0.999 | 4000 | 70
P9YDPQ3H | Acuity Brands Lighting | Lithonia Lighting | HLF1 LED P3 40K NFL XXXXX XXXXX (All options excluding UBV FV WG VG) XXXXX | Outdoor Luminaires | Very High Output | Architectural Flood and Spot Luminaires | Standard | FALSE | [9 empty] | 42471 | Dimmable | Continuous Above 10 | No |  | 3 | 31384 | 106.38 | 295 | 2.7 | 0.999 | 4000 | 70
PAMGU6JD | Acuity Brands Lighting | Lithonia Lighting | HLF1 LED P3 40K MWL XXXXX XXXXX (All options excluding UBV FV WG VG) XXXXX | Outdoor Luminaires | Very High Output | Architectural Flood and Spot Luminaires | Standard | FALSE | [9 empty] | 42471 | Dimmable | Continuous Above 10 | No |  | 3 | 31241 | 105.9 | 295 | 2.7 | 0.999 | 4000 | 70
PMURHXF2 | Acuity Brands Lighting | Lithonia Lighting | HLF1 LED P3 40K NSP XXXXX XXXXX (All options excluding UBV FV WG VG) XXXXX | Outdoor Luminaires | Very High Output | Architectural Flood and Spot Luminaires | Standard | FALSE | [9 empty] | 42471 | Dimmable | Continuous Above 10 | No |  | 3 | 30611 | 103.76 | 295 | 2.7 | 0.999 | 4000 | 70
P2V67NA6 | Acuity Brands Lighting | Lithonia Lighting | HLF1 LED P3 30K VNSP XXXXX XXXXX (All options excluding UBV FV WG VG) XXXXX | Outdoor Luminaires | High Output | Architectural Flood and Spot Luminaires | Standard | FALSE | [9 empty] | 42471 | Dimmable | Continuous Above 10 | No |  | 3 | 25129 | 85.18 | 295 | 2.7 | 0.999 | 3173 | 71.9
PU55K276 | Acuity Brands Lighting | Lithonia Lighting | HLF1 LED P3 30K NFL XXXXX XXXXX (All options excluding UBV FV WG VG) XXXXX | Outdoor Luminaires | High Output | Architectural Flood and Spot Luminaires | Standard | FALSE | [9 empty] | 42471 | Dimmable | Continuous Above 10 | No |  | 3 | 29491 | 99.96 | 295 | 2.7 | 0.999 | 3000 | 70
P752N4U9 | Acuity Brands Lighting | Lithonia Lighting | HLF1 LED P3 30K MWL XXXXX XXXXX (All options excluding UBV FV WG VG) XXXXX | Outdoor Luminaires | High Output | Architectural Flood and Spot Luminaires | Standard | FALSE | [9 empty] | 42471 | Dimmable | Continuous Above 10 | No |  | 3 | 29357 | 99.51 | 295 | 2.7 | 0.999 | 3000 | 70
PS56TKP2 | Acuity Brands Lighting | Lithonia Lighting | HLF1 LED P2 30K NFL XXXXX XXXXX (All options excluding UBV FV WG VG) XXXXX | Outdoor Luminaires | High Output | Architectural Flood and Spot Luminaires | Standard | FALSE | [9 empty] | 42471 | Dimmable | Continuous Above 10 | No |  | 3 | 26136 | 106.24 | 246 | 2.7 | 0.999 | 3000 | 70
PJM8861X | Acuity Brands Lighting | Lithonia Lighting | HLF1 LED P2 30K MWL XXXXX XXXXX (All options excluding UBV FV WG VG) XXXXX | Outdoor Luminaires | High Output | Architectural Flood and Spot Luminaires | Standard | FALSE | [9 empty] | 42471 | Dimmable | Continuous Above 10 | No |  | 3 | 26053 | 105.9 | 246 | 2.7 | 0.999 | 3000 | 70
PV798JT5 | Acuity Brands Lighting | Lithonia Lighting | HLF1 LED P1 30K NFL XXXXX XXXXX (All options excluding UBV FV WG VG) XXXXX | Outdoor Luminaires | High Output | Architectural Flood and Spot Luminaires | Standard | FALSE | [9 empty] | 42471 | Dimmable | Continuous Above 10 | No |  | 3 | 18805 | 113.28 | 166 | 2.7 | 0.999 | 3000 | 70
PCTX5UY9 | Acuity Brands Lighting | Lithonia Lighting | HLF1 LED P1 30K MWL XXXXX XXXXX (All options excluding UBV FV WG VG) XXXXX | Outdoor Luminaires | High Output | Architectural Flood and Spot Luminaires | Standard | FALSE | [9 empty] | 42471 | Dimmable | Continuous Above 10 | No |  | 3 | 18745 | 112.92 | 166 | 2.7 | 0.999 | 3000 | 70
PZUG7V64 | Acuity Brands Lighting | Lithonia Lighting | HLF1 LED P3 30K SP XXXXX XXXXX (All options excluding UBV FV WG VG) XXXXX | Outdoor Luminaires | High Output | Architectural Flood and Spot Luminaires | Standard | FALSE | [9 empty] | 42471 | Dimmable | Continuous Above 10 | No |  | 3 | 29737 | 100.8 | 295 | 2.7 | 0.999 | 3000 | 70
P6SW6X3Z | Acuity Brands Lighting | Lithonia Lighting | HLF1 LED P3 30K WFR XXXXX XXXXX (All options excluding UBV FV WG VG) XXXXX | Outdoor Luminaires | High Output | Architectural Flood and Spot Luminaires | Standard | FALSE | [9 empty] | 42471 | Dimmable | Continuous Above 10 | No |  | 3 | 26786 | 90.8 | 295 | 2.7 | 0.999 | 3000 | 70
PSW9VGFN | Acuity Brands Lighting | Lithonia Lighting | HLF1 LED P2 30K SP XXXXX XXXXX (All options excluding UBV FV WG VG) XXXXX | Outdoor Luminaires | High Output | Architectural Flood and Spot Luminaires | Standard | FALSE | [9 empty] | 42471 | Dimmable | Continuous Above 10 | No |  | 3 | 26068 | 105.96 | 246 | 2.7 | 0.999 | 3000 | 70
PCJRA1B3 | Acuity Brands Lighting | Lithonia Lighting | HLF1 LED P2 30K NSP XXXXX XXXXX (All options excluding UBV FV WG VG) XXXXX | Outdoor Luminaires | High Output | Architectural Flood and Spot Luminaires | Standard | FALSE | [9 empty] | 42471 | Dimmable | Continuous Above 10 | No |  | 3 | 25099 | 102.02 | 246 | 2.7 | 0.999 | 3000 | 70
P868QJSV | Acuity Brands Lighting | Lithonia Lighting | HLF1 LED P2 30K WFR XXXXX XXXXX (All options excluding UBV FV WG VG) XXXXX | Outdoor Luminaires | High Output | Architectural Flood and Spot Luminaires | Standard | FALSE | [9 empty] | 42471 | Dimmable | Continuous Above 10 | No |  | 3 | 23624 | 96.03 | 246 | 2.7 | 0.999 | 3000 | 70
PHAXSVT6 | Acuity Brands Lighting | Lithonia Lighting | HLF1 LED P1 30K SP XXXXX XXXXX (All options excluding UBV FV WG VG) XXXXX | Outdoor Luminaires | High Output | Architectural Flood and Spot Luminaires | Standard | FALSE | [9 empty] | 42471 | Dimmable | Continuous Above 10 | No |  | 3 | 18756 | 112.98 | 166 | 2.7 | 0.999 | 3000 | 70
PPSD1Z69 | Acuity Brands Lighting | Lithonia Lighting | HLF1 LED P1 30K NSP XXXXX XXXXX (All options excluding UBV FV WG VG) XXXXX | Outdoor Luminaires | High Output | Architectural Flood and Spot Luminaires | Standard | FALSE | [9 empty] | 42471 | Dimmable | Continuous Above 10 | No |  | 3 | 18059 | 108.78 | 166 | 2.7 | 0.999 | 3000 | 70
PY5WF8A3 | Acuity Brands Lighting | Lithonia Lighting | HLF1 LED P1 30K WFR XXXXX XXXXX (All options excluding UBV FV WG VG) XXXXX | Outdoor Luminaires | High Output | Architectural Flood and Spot Luminaires | Standard | FALSE | [9 empty] | 42471 | Dimmable | Continuous Above 10 | No |  | 3 | 16998 | 102.39 | 166 | 2.7 | 0.999 | 3000 | 70
P8QPXQRY | Acuity Brands Lighting | Lithonia Lighting | HLF1 LED P3 30K NSP XXXXX XXXXX (All options excluding UBV FV WG VG) XXXXX | Outdoor Luminaires | High Output | Architectural Flood and Spot Luminaires | Standard | FALSE | [9 empty] | 42471 | Dimmable | Continuous Above 10 | No |  | 3 | 28765 | 97.5 | 295 | 2.7 | 0.999 | 3000 | 70
PKACQ5KN | Acuity Brands Lighting | Lithonia Lighting | HLF1 LED P2 30K VNSP XXXXX XXXXX (All options excluding UBV FV WG VG) XXXXX | Outdoor Luminaires | High Output | Architectural Flood and Spot Luminaires | Standard | FALSE | [9 empty] | 42471 | Dimmable | Continuous Above 10 | No |  | 3 | 21677 | 88.11 | 246 | 2.7 | 0.999 | 3000 | 70
PP17A1PZ | Acuity Brands Lighting | Lithonia Lighting | HLF2 LED P3 30K SP XXXXX XXXXX (All options excluding UBV FV WG VG) XXXXX | Outdoor Luminaires | Very High Output | Architectural Flood and Spot Luminaires | Standard | FALSE | [9 empty] | 42471 | Dimmable | Continuous Above 10 | No |  | 3 | 58502 | 97.82 | 598 | 2.7 | 0.999 | 3000 | 70
PSW3JKW1 | Acuity Brands Lighting | Lithonia Lighting | HLF2 LED P3 30K NFL XXXXX XXXXX (All options excluding UBV FV WG VG) XXXXX | Outdoor Luminaires | Very High Output | Architectural Flood and Spot Luminaires | Standard | FALSE | [9 empty] | 42471 | Dimmable | Continuous Above 10 | No |  | 3 | 58019 | 97.02 | 598 | 2.7 | 0.999 | 3000 | 70
PS6WP24K | Acuity Brands Lighting | Lithonia Lighting | HLF2 LED P3 30K MWL XXXXX XXXXX (All options excluding UBV FV WG VG) XXXXX | Outdoor Luminaires | Very High Output | Architectural Flood and Spot Luminaires | Standard | FALSE | [9 empty] | 42471 | Dimmable | Continuous Above 10 | No |  | 3 | 57755 | 96.58 | 598 | 2.7 | 0.999 | 3000 | 70
PWQEHMYW | Acuity Brands Lighting | Lithonia Lighting | HLF2 LED P3 30K NSP XXXXX XXXXX (All options excluding UBV FV WG VG) XXXXX | Outdoor Luminaires | Very High Output | Architectural Flood and Spot Luminaires | Standard | FALSE | [9 empty] | 42471 | Dimmable | Continuous Above 10 | No |  | 3 | 56590 | 94.63 | 598 | 2.7 | 0.999 | 3000 | 70
PRQ9Z222 | Acuity Brands Lighting | Lithonia Lighting | HLF2 LED P3 30K WFR XXXXX XXXXX (All options excluding UBV FV WG VG) XXXXX | Outdoor Luminaires | Very High Output | Architectural Flood and Spot Luminaires | Standard | FALSE | [9 empty] | 42471 | Dimmable | Continuous Above 10 | No |  | 3 | 52697 | 88.12 | 598 | 2.7 | 0.999 | 3000 | 70
PK6DR3HJ | Acuity Brands Lighting | Lithonia Lighting | HLF2 LED P2 30K NFL XXXXX XXXXX (All options excluding UBV FV WG VG) XXXXX | Outdoor Luminaires | Very High Output | Architectural Flood and Spot Luminaires | Standard | FALSE | [9 empty] | 42471 | Dimmable | Continuous Above 10 | No |  | 3 | 51489 | 105.72 | 487 | 2.7 | 0.999 | 3000 | 70
PWFVQD64 | Acuity Brands Lighting | Lithonia Lighting | HLF2 LED P2 30K SP XXXXX XXXXX (All options excluding UBV FV WG VG) XXXXX | Outdoor Luminaires | Very High Output | Architectural Flood and Spot Luminaires | Standard | FALSE | [9 empty] | 42471 | Dimmable | Continuous Above 10 | No |  | 3 | 51355 | 105.45 | 487 | 2.7 | 0.999 | 3000 | 70
PNBKS3A9 | Acuity Brands Lighting | Lithonia Lighting | HLF2 LED P2 30K MWL XXXXX XXXXX (All options excluding UBV FV WG VG) XXXXX | Outdoor Luminaires | Very High Output | Architectural Flood and Spot Luminaires | Standard | FALSE | [9 empty] | 42471 | Dimmable | Continuous Above 10 | No |  | 3 | 51326 | 105.39 | 487 | 2.7 | 0.999 | 3000 | 70
PNXP5HV2 | Acuity Brands Lighting | Lithonia Lighting | HLF2 LED P2 30K NSP XXXXX XXXXX (All options excluding UBV FV WG VG) XXXXX | Outdoor Luminaires | Very High Output | Architectural Flood and Spot Luminaires | Standard | FALSE | [9 empty] | 42471 | Dimmable | Continuous Above 10 | No |  | 3 | 49447 | 101.53 | 487 | 2.7 | 0.999 | 3000 | 70
PVWS4PZB | Acuity Brands Lighting | Lithonia Lighting | HLF2 LED P2 30K WFR XXXXX XXXXX (All options excluding UBV FV WG VG) XXXXX | Outdoor Luminaires | Very High Output | Architectural Flood and Spot Luminaires | Standard | FALSE | [9 empty] | 42471 | Dimmable | Continuous Above 10 | No |  | 3 | 46477 | 95.43 | 487 | 2.7 | 0.999 | 3000 | 70
PFH1PZ1A | Acuity Brands Lighting | Lithonia Lighting | HLF2 LED P1 30K NFL XXXXX XXXXX (All options excluding UBV FV WG VG) XXXXX | Outdoor Luminaires | Very High Output | Architectural Flood and Spot Luminaires | Standard | FALSE | [9 empty] | 42471 | Dimmable | Continuous Above 10 | No |  | 3 | 37531 | 114.42 | 328 | 2.7 | 0.999 | 3000 | 70
PBDAG7NG | Acuity Brands Lighting | Lithonia Lighting | HLF2 LED P1 30K SP XXXXX XXXXX (All options excluding UBV FV WG VG) XXXXX | Outdoor Luminaires | Very High Output | Architectural Flood and Spot Luminaires | Standard | FALSE | [9 empty] | 42471 | Dimmable | Continuous Above 10 | No |  | 3 | 37432 | 114.12 | 328 | 2.7 | 0.999 | 3000 | 70
PXD2AB74 | Acuity Brands Lighting | Lithonia Lighting | HLF2 LED P1 30K MWL XXXXX XXXXX (All options excluding UBV FV WG VG) XXXXX | Outdoor Luminaires | Very High Output | Architectural Flood and Spot Luminaires | Standard | FALSE | [9 empty] | 42471 | Dimmable | Continuous Above 10 | No |  | 3 | 37411 | 114.05 | 328 | 2.7 | 0.999 | 3000 | 70
PQ7EQBQP | Acuity Brands Lighting | Lithonia Lighting | HLF2 LED P1 30K NSP XXXXX XXXXX (All options excluding UBV FV WG VG) XXXXX | Outdoor Luminaires | Very High Output | Architectural Flood and Spot Luminaires | Standard | FALSE | [9 empty] | 42471 | Dimmable | Continuous Above 10 | No |  | 3 | 36042 | 109.88 | 328 | 2.7 | 0.999 | 3000 | 70
PJ532XKP | Acuity Brands Lighting | Lithonia Lighting | HLF2 LED P1 30K WFR XXXXX XXXXX (All options excluding UBV FV WG VG) XXXXX | Outdoor Luminaires | Very High Output | Architectural Flood and Spot Luminaires | Standard | FALSE | [9 empty] | 42471 | Dimmable | Continuous Above 10 | No |  | 3 | 33877 | 103.28 | 328 | 2.7 | 0.999 | 3000 | 70
P9XJ6SBH | Acuity Brands Lighting | Lithonia Lighting | HLF2 LED P1 30K VNSP XXXXX XXXXX (All options excluding UBV FV WG VG) XXXXX | Outdoor Luminaires | Very High Output | Architectural Flood and Spot Luminaires | Standard | FALSE | [9 empty] | 42471 | Dimmable | Continuous Above 10 | No |  | 3 | 31127 | 94.89 | 328 | 2.7 | 0.999 | 3000 | 70
P3NT56EH | SPRING-LIGHTING ELECTRONICS CO.LTD | Spring-Lighting | SPL-FL01-200W(5700K) | Outdoor Luminaires | High Output | Architectural Flood and Spot Luminaires | Standard | FALSE | [9 empty] | 42471 | Not Dimmable | Not Dimmable | No |  | 3.1 | 21131.443 | 105.252 | 200.77 | 17.37 | 0.996 | 5700 | 83
P5J3MAD3 | SPRING-LIGHTING ELECTRONICS CO.LTD | Spring-Lighting | SPL-FL01-240W(5700K) | Outdoor Luminaires | High Output | Architectural Flood and Spot Luminaires | Standard | FALSE | [9 empty] | 42471 | Not Dimmable | Not Dimmable | No |  | 3.1 | 26248.637 | 109.703 | 239.27 | 16.93 | 0.996 | 5700 | 83
P5KAR6MA | SPRING-LIGHTING ELECTRONICS CO.LTD | Spring-Lighting | SPL-FL02-100W(5700K) | Outdoor Luminaires | Mid Output | Architectural Flood and Spot Luminaires | Standard | FALSE | [9 empty] | 42471 | Not Dimmable | Not Dimmable | No |  | 3.1 | 9915.049 | 100.896 | 98.27 | 18.19 | 0.995 | 5700 | 81.5
PV5CF7XE | SPRING-LIGHTING ELECTRONICS CO.LTD | Spring-Lighting | SPL-FL02-150W(5700K) | Outdoor Luminaires | High Output | Architectural Flood and Spot Luminaires | Standard | FALSE | [9 empty] | 42471 | Not Dimmable | Not Dimmable | No |  | 3.1 | 15667.061 | 104.461 | 149.98 | 18.01 | 0.997 | 5700 | 81.1
P1KYYEYU | SPRING-LIGHTING ELECTRONICS CO.LTD | Spring-Lighting | SPL-FL02-100W(5000K) | Outdoor Luminaires | Mid Output | Architectural Flood and Spot Luminaires | Standard | FALSE | [9 empty] | 42471 | Not Dimmable | Not Dimmable | No |  | 3.1 | 9674.483 | 98.458 | 98.26 | 18.55 | 0.998 | 5000 | 83.5
PCE2SZCK | SPRING-LIGHTING ELECTRONICS CO.LTD | Spring-Lighting | SPL-FL01-200W(5000K) | Outdoor Luminaires | High Output | Architectural Flood and Spot Luminaires | Standard | FALSE | [9 empty] | 42471 | Not Dimmable | Not Dimmable | No |  | 3.1 | 20557.422 | 102.398 | 200.76 | 17.85 | 0.995 | 5000 | 83.5
PPXVAFWQ | SPRING-LIGHTING ELECTRONICS CO.LTD | Spring-Lighting | SPL-FL01-240W(5000K) | Outdoor Luminaires | High Output | Architectural Flood and Spot Luminaires | Standard | FALSE | [9 empty] | 42471 | Not Dimmable | Not Dimmable | No |  | 3.1 | 25381.8 | 106.058 | 239.32 | 17.34 | 0.996 | 5000 | 83.5
PT9BJADQ | SPRING-LIGHTING ELECTRONICS CO.LTD | Spring-Lighting | SPL-FL02-150W(5000K) | Outdoor Luminaires | High Output | Architectural Flood and Spot Luminaires | Standard | FALSE | [9 empty] | 42471 | Not Dimmable | Not Dimmable | No |  | 3.1 | 15257.68 | 101.745 | 149.96 | 18.22 | 0.997 | 5000 | 83.1
PVN5SAYH | 1 Source LED | 1 Source LED | HB3-320W-3000K | Outdoor Luminaires | High Output | Architectural Flood and Spot Luminaires | Standard | TRUE | 25731.5 | 80.16 | 321 | 7.19 | 0.9701 | 3080 | 82.1 | 5 | 50000 | 42467 |  |  | No |  | 3 | 25000 | 80 | 320 | 7.19 | 0.9701 | 3000 | 80
PTWNMYUR | RISE-LITE GROUP CO. LTD | RISELITE | RL-XX-120W-LV-C-D-DW | Outdoor Luminaires | High Output | Architectural Flood and Spot Luminaires | Premium | TRUE | 13240 | 111.17 | 119.1 | 16.94 | 0.9321 | 5230 | 71 | 5 | 50000 | 42467 |  |  | No |  | 3.1 | 13240 | 111.17 | 119.1 | 16.94 | 0.9321 | 5000 | 71
PN89Q5UE | 1 Source LED | 1 Source LED | MFL-20W-3000K | Outdoor Luminaires | Low Output | Architectural Flood and Spot Luminaires | Standard | TRUE | 1829.56 | 88.32 | 20.72 | 7.3 | 0.925 | 3035 | 83.7 | 5 | 50000 | 42467 |  |  | No |  | 3 | 1700 | 85 | 20 | 7.3 | 0.925 | 3000 | 80
PF16567G | 1 Source LED | 1 Source LED | MFL-30W-3000K | Outdoor Luminaires | Low Output | Architectural Flood and Spot Luminaires | Standard | TRUE | 2411.49 | 81.83 | 29.47 | 9.2 | 0.913 | 3053 | 83.3 | 5 | 50000 | 42467 |  |  | No |  | 3 | 2550 | 85 | 30 | 9.2 | 0.913 | 3000 | 80
PMEUAP7T | 1 Source LED | 1 Source LED | MFL-30W-5500K | Outdoor Luminaires | Low Output | Architectural Flood and Spot Luminaires | Standard | FALSE | [9 empty] | 42467 | Not Dimmable | Not Dimmable | No |  | 3 | 2800 | 93 | 30 | 9.2 | 0.913 | 5500 | 80
P4SZ4S56 | 1 Source LED | 1 Source LED | MFL-20W-5500K | Outdoor Luminaires | Low Output | Architectural Flood and Spot Luminaires | Standard | FALSE | [9 empty] | 42467 | Not Dimmable | Not Dimmable | No |  | 3 | 1860 | 93 | 20 | 7.3 | 0.925 | 5500 | 80
PYFYHBYF | 1 Source LED | 1 Source LED | MFL-30W-5000K | Outdoor Luminaires | Low Output | Architectural Flood and Spot Luminaires | Standard | FALSE | [9 empty] | 42467 | Not Dimmable | Not Dimmable | No |  | 3 | 2700 | 91 | 30 | 9.2 | 0.913 | 5000 | 80
PTB1AXFS | 1 Source LED | 1 Source LED | MFL-20W-5000K | Outdoor Luminaires | Low Output | Architectural Flood and Spot Luminaires | Standard | FALSE | [9 empty] | 42467 | Not Dimmable | Not Dimmable | No |  | 3 | 1820 | 91 | 20 | 7.3 | 0.925 | 5000 | 80
P6JHBHN3 | 1 Source LED | 1 Source LED | HB3-320W-5000K | Outdoor Luminaires | High Output | Architectural Flood and Spot Luminaires | Standard | FALSE | [9 empty] | 42467 | Not Dimmable | Not Dimmable | No |  | 3 | 25000 | 80 | 320 | 7.19 | 0.9701 | 5000 | 80
PYTDH46Y | 1 Source LED | 1 Source LED | MFL-30W-4000K | Outdoor Luminaires | Low Output | Architectural Flood and Spot Luminaires | Standard | FALSE | [9 empty] | 42467 | Not Dimmable | Not Dimmable | No |  | 3 | 2650 | 89 | 30 | 9.2 | 0.913 | 4000 | 80
P1QFJ77X | 1 Source LED | 1 Source LED | MFL-20W-4000K | Outdoor Luminaires | Low Output | Architectural Flood and Spot Luminaires | Standard | FALSE | [9 empty] | 42467 | Not Dimmable | Not Dimmable | No |  | 3 | 1780 | 89 | 20 | 7.3 | 0.925 | 4000 | 80
PJT5EYD9 | 1 Source LED | 1 Source LED | HB3-320W-4000K | Outdoor Luminaires | High Output | Architectural Flood and Spot Luminaires | Standard | FALSE | [9 empty] | 42467 | Not Dimmable | Not Dimmable | No |  | 3 | 25000 | 80 | 320 | 7.19 | 0.9701 | 4000 | 80
PYSPPPG8 | Industrolux | Industrolux | AFL-w-280-xx-T5S-30K-yy-zz | Outdoor Luminaires | High Output | Architectural Flood and Spot Luminaires | Standard | TRUE | 23710 | 85.0736 | 278.7 | 12.6 | 0.959 | 3101 | 81.7 | 10 | 100000 | 42466 |  |  | NotYetVerified | w represents voltage input (can be B or C) yy represents alternate housing colors zz represents alternate lighting controls | 3 | 23710 | 85.0736 | 278.7 | 13.4 | 0.906 | 3000 | 72.3
PV8GFFAT | Industrolux | Industrolux | AFL-w-200-xx-T5S-30K-yy-zz | Outdoor Luminaires | High Output | Architectural Flood and Spot Luminaires | Standard | TRUE | 16880 | 85.0378 | 198.5 | 11.4 | 0.956 | 3095 | 81.9 | 10 | 100000 | 42466 |  |  | NotYetVerified | Updated 11/4/2016 | 3 | 16880 | 85.0378 | 198.5 | 13.4 | 0.906 | 3000 | 72.3
PBYRB6D6 | Industrolux | Industrolux | AFL-w-120-xx-T5S-30K-yy-zz | Outdoor Luminaires | High Output | Architectural Flood and Spot Luminaires | Standard | TRUE | 10320 | 85.4305 | 120.8 | 13.4 | 0.949 | 3107 | 81.7 | 10 | 100000 | 42466 |  |  | NotYetVerified | w represents voltage input (can be B or C) yy represents alternate housing colors zz represents alternate lighting controls | 3 | 10320 | 85.4305 | 120.8 | 13.4 | 0.906 | 3000 | 72.3
PKD89A3T | WISDOM OPTOELECTRONICS TECHNOLOGY CO.LIMITED | WISDOM | WSD-FL07W27-50K-Z-M | Outdoor Luminaires | Mid Output | Architectural Flood and Spot Luminaires | Standard | TRUE | 6796.19 | 95.82 | 70.93 | 18.26 | 0.9317 | 4877 | 81.5 | 5 | 50000 | 42466 |  |  | No |  | 3.1 | 6800 | 97.14 | 70 | 18.26 | 0.95 | 5000 | 80
PBMNUCGY | Jiangsu YASHIPS Lighting Group Co.Ltd | YASHIPS | YXL137B-T/150W/T15 4000K | Outdoor Luminaires | High Output | Architectural Flood and Spot Luminaires | Premium | TRUE | 16178 | 113 | 143.2 | 22.2 | 0.9261 | 4065 | 73.4 | 5 | 50000 | 42466 |  |  | No |  | 3.1 | 16200 | 110 | 150 | 20 | 0.99 | 4000 | 72
P5NTVHRG | Industrolux | Industrolux | AFL-w-40-xx-T5S-30K-yy-zz | Outdoor Luminaires | Low Output | Architectural Flood and Spot Luminaires | Standard | TRUE | 3511 | 85.2184 | 41.2 | 10.2 | 0.906 | 3103 | 82 | 10 | 100000 | 42466 |  |  | NotYetVerified | w represents voltage input (can be B or C) yy represents alternate housing colors zz represents alternate lighting controls | 3 | 3511 | 85.2184 | 41.2 | 13.4 | 0.906 | 3000 | 72.3
P7522R6B | Jiangsu YASHIPS Lighting Group Co.Ltd | YASHIPS | YXL137B-T/150W/T15 5700K | Outdoor Luminaires | High Output | Architectural Flood and Spot Luminaires | Premium | FALSE | [9 empty] | 42466 |  |  | No |  | 3.1 | 16200 | 110 | 150 | 20 | 0.99 | 5700 | 72
P88CJ269 | Jiangsu YASHIPS Lighting Group Co.Ltd | YASHIPS | YXL137B-T/150W/T15 5000K | Outdoor Luminaires | High Output | Architectural Flood and Spot Luminaires | Premium | FALSE | [9 empty] | 42466 |  |  | No |  | 3.1 | 16200 | 110 | 150 | 20 | 0.99 | 5000 | 72
P5V53GGU | Jiangsu YASHIPS Lighting Group Co.Ltd | YASHIPS | YXL137B-T/150W/T15 4500K | Outdoor Luminaires | High Output | Architectural Flood and Spot Luminaires | Premium | FALSE | [9 empty] | 42466 |  |  | No |  | 3.1 | 16200 | 110 | 150 | 20 | 0.99 | 4500 | 72
P5DF5JHX | Industrolux | Industrolux | AFL-w-320-xx-T5S-50K-yy-zz | Outdoor Luminaires | Very High Output | Architectural Flood and Spot Luminaires | Standard | FALSE | [9 empty] | 42466 |  |  | NotYetVerified | w represents voltage input (can be B or C) yy represents alternate housing colors zz represents alternate lighting controls | 3 | 31368.562 | 97.9961 | 320.1 | 13.4 | 0.906 | 5000 | 72.3
P712KNY6 | Industrolux | Industrolux | AFL-w-80-xx-T5S-50K-yy-zz | Outdoor Luminaires | Mid Output | Architectural Flood and Spot Luminaires | Standard | FALSE | [9 empty] | 42466 |  |  | NotYetVerified | w represents voltage input (can be B or C) yy represents alternate housing colors zz represents alternate lighting controls | 3 | 8027.9355 | 98.5144 | 81.49 | 13.4 | 0.906 | 5000 | 72.3
P5TSDMM8 | Industrolux | Industrolux | AFL-w-40-xx-T5S-50K-yy-zz | Outdoor Luminaires | Low Output | Architectural Flood and Spot Luminaires | Standard | FALSE | [9 empty] | 42466 |  |  | NotYetVerified | w represents voltage input (can be B or C) yy represents alternate housing colors zz represents alternate lighting controls | 3 | 4001.9993 | 97.1359 | 41.2 | 13.4 | 0.906 | 5000 | 72.3
P4BNHFQC | Industrolux | Industrolux | AFL-w-280-xx-T5S-50K-yy-zz | Outdoor Luminaires | High Output | Architectural Flood and Spot Luminaires | Standard | FALSE | [9 empty] | 42466 |  |  | NotYetVerified | w represents voltage input (can be B or C) yy represents alternate housing colors zz represents alternate lighting controls | 3 | 27025.748 | 96.9707 | 278.7 | 13.4 | 0.906 | 5000 | 72.3
PH6FV9YX | Industrolux | Industrolux | AFL-240-xx-T5S-50K-yy-zz | Outdoor Luminaires | High Output | Architectural Flood and Spot Luminaires | Standard | FALSE | [9 empty] | 42466 |  |  | NotYetVerified | w represents voltage input (can be B or C) yy represents alternate housing colors zz represents alternate lighting controls | 3 | 23572.016 | 97.8092 | 241 | 13.4 | 0.906 | 5000 | 72.3
PSHBUXKX | Industrolux | Industrolux | AFL-w-200-xx-T5S-50K-yy-zz | Outdoor Luminaires | High Output | Architectural Flood and Spot Luminaires | Standard | FALSE | [9 empty] | 42466 |  |  | NotYetVerified | w represents voltage input (can be B or C) yy represents alternate housing colors zz represents alternate lighting controls | 3 | 19240.6 | 96.93 | 198.5 | 13.4 | 0.906 | 5000 | 72.3
P5NWVTJH | Industrolux | Industrolux | AFL-w-160-xx-T5S-50K-yy-zz | Outdoor Luminaires | High Output | Architectural Flood and Spot Luminaires | Standard | FALSE | [9 empty] | 42466 |  |  | NotYetVerified | w represents voltage input (can be B or C) yy represents alternate housing colors zz represents alternate lighting controls | 3 | 15604.492 | 97.5891 | 159.9 | 13.4 | 0.906 | 5000 | 72.3
PUWE68GF | Industrolux | Industrolux | AFL-w-120-xx-T5S-50K-yy-zz | Outdoor Luminaires | High Output | Architectural Flood and Spot Luminaires | Standard | FALSE | [9 empty] | 42466 |  |  | NotYetVerified | w represents voltage input (can be B or C) yy represents alternate housing colors zz represents alternate lighting controls | 3 | 11763.211 | 97.3776 | 120.8 | 13.4 | 0.906 | 5000 | 72.3
P5PZ4ZQ7 | Industrolux | Industrolux | AFL-w-80-xx-T5S-40K-yy-zz | Outdoor Luminaires | Mid Output | Architectural Flood and Spot Luminaires | Standard | FALSE | [9 empty] | 42466 |  |  | NotYetVerified | w represents voltage input (can be B or C) yy represents alternate housing colors zz represents alternate lighting controls | 3 | 7535.468 | 92.4711 | 81.49 | 13.4 | 0.906 | 4000 | 72.3
PWR81HKM | Industrolux | Industrolux | AFL-w-40-xx-T5S-40K-yy-zz | Outdoor Luminaires | Low Output | Architectural Flood and Spot Luminaires | Standard | FALSE | [9 empty] | 42466 |  |  | NotYetVerified | w represents voltage input (can be B or C) yy represents alternate housing colors zz represents alternate lighting controls | 3 | 3756.4998 | 91.1772 | 41.2 | 13.4 | 0.906 | 4000 | 72.3
P273JSJ2 | Industrolux | Industrolux | AFL-w-320-xx-T5S-40K-yy-zz | Outdoor Luminaires | High Output | Architectural Flood and Spot Luminaires | Standard | FALSE | [9 empty] | 42466 |  |  | NotYetVerified | w represents voltage input (can be B or C) yy represents alternate housing colors zz represents alternate lighting controls | 3 | 29444.281 | 91.9846 | 320.1 | 13.4 | 0.906 | 4000 | 72.3
PZ6S3F3W | Industrolux | Industrolux | AFL-w-280-xx-T5S-40K-yy-zz | Outdoor Luminaires | High Output | Architectural Flood and Spot Luminaires | Standard | FALSE | [9 empty] | 42466 |  |  | NotYetVerified | w represents voltage input (can be B or C) yy represents alternate housing colors zz represents alternate lighting controls | 3 | 25367.875 | 91.0222 | 278.7 | 13.4 | 0.906 | 4000 | 72.3
PBTH5W2E | Industrolux | Industrolux | AFL-240-xx-T5S-40K-yy-zz | Outdoor Luminaires | High Output | Architectural Flood and Spot Luminaires | Standard | FALSE | [9 empty] | 42466 |  |  | NotYetVerified | w represents voltage input (can be B or C) yy represents alternate housing colors zz represents alternate lighting controls | 3 | 22126.008 | 91.8092 | 241 | 13.4 | 0.906 | 4000 | 72.3
P8ZJBSBE | Industrolux | Industrolux | AFL-w-200-xx-T5S-40K-yy-zz | Outdoor Luminaires | High Output | Architectural Flood and Spot Luminaires | Standard | FALSE | [9 empty] | 42466 |  |  | NotYetVerified | w represents voltage input (can be B or C) yy represents alternate housing colors zz represents alternate lighting controls | 3 | 18060.3 | 90.9839 | 198.5 | 13.4 | 0.906 | 4000 | 72.3
PEABSG6D | Industrolux | Industrolux | AFL-w-160-xx-T5S-40K-yy-zz | Outdoor Luminaires | High Output | Architectural Flood and Spot Luminaires | Standard | FALSE | [9 empty] | 42466 |  |  | NotYetVerified | w represents voltage input (can be B or C) yy represents alternate housing colors zz represents alternate lighting controls | 3 | 14647.246 | 91.6025 | 159.9 | 13.4 | 0.906 | 4000 | 72.3
PSB8MBRK | Industrolux | Industrolux | AFL-w-120-xx-T5S-40K-yy-zz | Outdoor Luminaires | High Output | Architectural Flood and Spot Luminaires | Standard | FALSE | [9 empty] | 42466 |  |  | NotYetVerified | w represents voltage input (can be B or C) yy represents alternate housing colors zz represents alternate lighting controls | 3 | 11041.605 | 91.404 | 120.8 | 13.4 | 0.906 | 4000 | 72.3
P84CMCPR | Industrolux | Industrolux | AFL-w-80-xx-T5S-30K-yy-zz | Outdoor Luminaires | Mid Output | Architectural Flood and Spot Luminaires | Standard | FALSE | [9 empty] | 42466 |  |  | NotYetVerified | w represents voltage input (can be B or C) yy represents alternate housing colors zz represents alternate lighting controls | 3 | 7043 | 86.4278 | 81.49 | 13.4 | 0.906 | 3000 | 72.3
P74GEY4W | Industrolux | Industrolux | AFL-w-320-xx-T5S-30K-yy-zz | Outdoor Luminaires | High Output | Architectural Flood and Spot Luminaires | Standard | FALSE | [9 empty] | 42466 |  |  | NotYetVerified | w represents voltage input (can be B or C) yy represents alternate housing colors zz represents alternate lighting controls | 3 | 27520 | 85.9731 | 320.1 | 13.4 | 0.906 | 3000 | 72.3
P29F3RYG | Industrolux | Industrolux | AFL-w-240-xx-T5S-30K-yy-zz | Outdoor Luminaires | High Output | Architectural Flood and Spot Luminaires | Standard | FALSE | [9 empty] | 42466 |  |  | NotYetVerified | w represents voltage input (can be B or C) yy represents alternate housing colors zz represents alternate lighting controls | 3 | 20680 | 85.8091 | 241 | 13.4 | 0.906 | 3000 | 72.3
PVQS7E2H | Industrolux | Industrolux | AFL-w-160-xx-T5S-30K-yy-zz | Outdoor Luminaires | High Output | Architectural Flood and Spot Luminaires | Standard | FALSE | [9 empty] | 42466 |  |  | NotYetVerified | w represents voltage input (can be B or C) yy represents alternate housing colors zz represents alternate lighting controls | 3 | 13690 | 85.616 | 159.9 | 13.4 | 0.906 | 3000 | 72.3
PZYQRNH9 | Juno Lighting LLC | Acculite | LF-B03-4K-[UNE1E2E3E4]-[SFTR]-W-[Can include PC]-PG-D | Outdoor Luminaires | Low Output | Architectural Flood and Spot Luminaires | Standard | TRUE | 3363 | 79.32 | 42.4 | 17.2 | 0.969 | 4026 | 72.56 | 5 |  | 42465 |  |  | Yes |  | 3.1 | 3363 | 79.31 | 42.4 | 17.2 | 0.969 | 4026 | 72.56
PS9DETUF | Medinah Power | Medinah | MED-FLL370-40-XX-5 | Outdoor Luminaires | Low Output | Architectural Flood and Spot Luminaires | Standard | TRUE | 4396.5 | 112.98 | 38.91 | 18 | 0.946 | 4954 | 73 | 5 | 50000 | 42465 |  |  | NotYetVerified |  | 3 | 4396 | 112 | 40 | 20 | 0.9 | 5000 | 70
PR8BYX7H | Lumight LLC | Lumight | L-NC40DX5 | Outdoor Luminaires | Low Output | Architectural Flood and Spot Luminaires | Standard | TRUE | 4396.5 | 112.98 | 38.91 | 18 | 0.946 | 4954 | 73 | 5 | 50000 | 42465 |  |  | NotYetVerified |  | 3 | 4396 | 112 | 40 | 20 | 0.9 | 5000 | 70
P2A55HK1 | Medinah Power | Medinah | MED-FLL360-20-XX | Outdoor Luminaires | Low Output | Architectural Flood and Spot Luminaires | Standard | TRUE | 2180.631 | 111.34 | 19.59 | 15.33 | 0.934 | 4071 | 72.2 | 5 | 50000 | 42465 |  |  | NotYetVerified |  | 3 | 2180 | 111 | 20 | 20 | 0.9 | 4000 | 70
P2J19N8A | Lumight LLC | Lumight | L-NC20DX | Outdoor Luminaires | Low Output | Architectural Flood and Spot Luminaires | Standard | TRUE | 2180.631 | 111.34 | 19.59 | 15.33 | 0.934 | 4071 | 72.2 | 5 | 50000 | 42465 |  |  | NotYetVerified |  | 3 | 2180 | 111 | 20 | 20 | 0.9 | 4000 | 70
PBWXSQPW | Jiangsu YASHIPS Lighting Group Co.Ltd | YASHIPS | YXL536B-[TW]/150W/F90 5700K | Outdoor Luminaires | High Output | Architectural Flood and Spot Luminaires | Premium | TRUE | 16369.2 | 110.19 | 148.6 | 21.3 | 0.9319 | 5606 | 71 | 5 | 50000 | 42465 |  |  | No |  | 3.1 | 16369.2 | 110.19 | 148.6 | 21 | 0.9943 | 5606 | 71
P2ZPPY4G | Jiangsu YASHIPS Lighting Group Co.Ltd | YASHIPS | YXL536B-[TW]/150W/F90 4000K | Outdoor Luminaires | High Output | Architectural Flood and Spot Luminaires | Premium | TRUE | 16603.7 | 110.14 | 150.8 | 21.3 | 0.9319 | 3957 | 73 | 5 | 50000 | 42465 |  |  | No |  | 3.1 | 16603.7 | 110.14 | 150.8 | 21 | 0.9945 | 3957 | 73
P31HGUMF | Jiangsu YASHIPS Lighting Group Co.Ltd | YASHIPS | YXL536B-[TW]/180W/F90 4000K | Outdoor Luminaires | High Output | Architectural Flood and Spot Luminaires | Premium | TRUE | 19656.6 | 111.01 | 177.1 | 21.8 | 0.9285 | 4041 | 73 | 5 | 50000 | 42465 |  |  | No |  | 3.1 | 19656.6 | 111.01 | 177.1 | 22 | 0.9947 | 4041 | 73
P3E7R7TT | Medinah Power | Medinah | MED-FLL380-78-S-XX-5 | Outdoor Luminaires | Mid Output | Architectural Flood and Spot Luminaires | Standard | TRUE | 7878.5 | 104.06 | 75.71 | 17.34 | 0.915 | 4865 | 73 | 5 | 50000 | 42465 |  |  | NotYetVerified |  | 3 | 7878 | 104 | 76 | 20 | 0.9 | 5000 | 70
PA537TT1 | Lumight LLC | Lumight | L-NC78X5 | Outdoor Luminaires | Mid Output | Architectural Flood and Spot Luminaires | Standard | TRUE | 7878.5 | 104.06 | 75.71 | 17.34 | 0.915 | 4865 | 73 | 5 | 50000 | 42465 |  |  | NotYetVerified |  | 3 | 7878 | 104 | 76 | 20 | 0.9 | 5000 | 70
PSYN4SZY | Medinah Power | Medinah | MED-FLL400-114-S-XX | Outdoor Luminaires | High Output | Architectural Flood and Spot Luminaires | Standard | TRUE | 11717.2 | 102.71 | 114.08 | 18.92 | 0.912 | 3933 | 71.5 | 5 | 50000 | 42465 |  |  | NotYetVerified |  | 3 | 11717 | 102 | 114 | 20 | 0.9 | 4000 | 70
PWUA3WVW | Lumight LLC | Lumight | L-NC114X | Outdoor Luminaires | High Output | Architectural Flood and Spot Luminaires | Standard | TRUE | 11717.2 | 102.71 | 114.08 | 18.92 | 0.912 | 3933 | 71.5 | 5 | 50000 | 42465 |  |  | NotYetVerified |  | 3 | 11717 | 102 | 114 | 20 | 0.9 | 4000 | 70
PRP154HU | Lumight LLC | Lumight | L-TA14X | Outdoor Luminaires | Low Output | Architectural Flood and Spot Luminaires | Standard | TRUE | 1193.2 | 84.68 | 14.09 | 18.7 | 0.888 | 4012 | 66 | 5 | 50000 | 42465 |  |  | NotYetVerified |  | 3 | 1193.2 | 85 | 14 |  |  | 4000 | 66
PJVAPDWN | Jiangsu YASHIPS Lighting Group Co.Ltd | YASHIPS | YXL536B-[TW]/180W/F90 5700K | Outdoor Luminaires | High Output | Architectural Flood and Spot Luminaires | Premium | FALSE | [9 empty] | 42465 |  |  | No |  | 3.1 | 20209 | 113.24 | 178.5 | 22 | 0.9948 | 5582 | 69
PMR9WWKW | Jiangsu YASHIPS Lighting Group Co.Ltd | YASHIPS | YXL536B-[TW]/180W/F90 5000K | Outdoor Luminaires | High Output | Architectural Flood and Spot Luminaires | Premium | FALSE | [9 empty] | 42465 |  |  | No |  | 3.1 | 19952.6 | 110.97 | 179.8 | 22 | 0.9949 | 5000 | 73
PW5381E7 | Jiangsu YASHIPS Lighting Group Co.Ltd | YASHIPS | YXL536B-[TW]/150W/F90 5000K | Outdoor Luminaires | High Output | Architectural Flood and Spot Luminaires | Premium | FALSE | [9 empty] | 42465 |  |  | No |  | 3.1 | 17206.1 | 113.75 | 151.3 | 21 | 0.9945 | 5000 | 73
PFB5YK89 | Jiangsu YASHIPS Lighting Group Co.Ltd | YASHIPS | YXL536B-[TW]/180W/F90 4500K | Outdoor Luminaires | High Output | Architectural Flood and Spot Luminaires | Premium | FALSE | [9 empty] | 42465 |  |  | No |  | 3.1 | 19782.6 | 110.74 | 178.6 | 22 | 0.9948 | 4500 | 73
PVBZTHFN | Jiangsu YASHIPS Lighting Group Co.Ltd | YASHIPS | YXL536B-[TW]/150W/F90 4500K | Outdoor Luminaires | High Output | Architectural Flood and Spot Luminaires | Premium | FALSE | [9 empty] | 42465 |  |  | No |  | 3.1 | 16443.5 | 110.21 | 149.2 | 21 | 0.9943 | 4500 | 73
PFGXZXTG | Medinah Power | Medinah | MED-FLL380-78-XX | Outdoor Luminaires | Mid Output | Architectural Flood and Spot Luminaires | Standard | FALSE | [9 empty] | 42465 |  |  | NotYetVerified |  | 3 | 8005 | 105 | 76 | 20 | 0.9 | 4000 | 70
PGBZ1D74 | Medinah Power | Medinah | MED-FLL370-40-XX | Outdoor Luminaires | Low Output | Architectural Flood and Spot Luminaires | Standard | FALSE | [9 empty] | 42465 |  |  | NotYetVerified |  | 3 | 4732 | 118 | 40 | 20 | 0.9 | 4000 | 70
PJ31EAZ5 | Medinah Power | Medinah | MED-FLL400-114-XX | Outdoor Luminaires | High Output | Architectural Flood and Spot Luminaires | Standard | FALSE | [9 empty] | 42465 |  |  | NotYetVerified |  | 3 | 11717 | 102 | 114 | 20 | 0.9 | 4000 | 70
PD6ZSH2U | Lumight LLC | Lumight | L-NC78X | Outdoor Luminaires | Mid Output | Architectural Flood and Spot Luminaires | Standard | FALSE | [9 empty] | 42465 |  |  | NotYetVerified |  | 3 | 8005 | 105 | 76 | 20 | 0.9 | 4000 | 70
PBYG8UMR | Lumight LLC | Lumight | L-NC40X | Outdoor Luminaires | Low Output | Architectural Flood and Spot Luminaires | Standard | FALSE | [9 empty] | 42465 |  |  | NotYetVerified |  | 3 | 4732 | 118 | 40 | 20 | 0.9 | 4000 | 70
P4YW6AZ1 | Lumight LLC | Lumight | L-NC78DX | Outdoor Luminaires | Mid Output | Architectural Flood and Spot Luminaires | Standard | FALSE | [9 empty] | 42465 |  |  | NotYetVerified |  | 3 | 8005 | 105 | 76 | 20 | 0.9 | 4000 | 70
P4WD5W83 | Lumight LLC | Lumight | L-NC40DX | Outdoor Luminaires | Low Output | Architectural Flood and Spot Luminaires | Standard | FALSE | [9 empty] | 42465 |  |  | NotYetVerified |  | 3 | 4732 | 118 | 40 | 20 | 0.9 | 4000 | 70
PQ7CSBV5 | Lumight LLC | Lumight | L-NC20X | Outdoor Luminaires | Low Output | Architectural Flood and Spot Luminaires | Standard | FALSE | [9 empty] | 42465 |  |  | NotYetVerified |  | 3 | 2180 | 111 | 20 | 20 | 0.9 | 4000 | 70
PWFBCJVK | Lumight LLC | Lumight | L-TA23X | Outdoor Luminaires | Low Output | Architectural Flood and Spot Luminaires | Standard | FALSE | [9 empty] | 42465 |  |  | NotYetVerified |  | 3 | 1966 | 84.9 | 23 | 20 | 0.9 | 4000 | 65
PK8WQXCQ | Lumight LLC | Lumight | L-NC114DX | Outdoor Luminaires | High Output | Architectural Flood and Spot Luminaires | Standard | FALSE | [9 empty] | 42465 |  |  | NotYetVerified |  | 3 | 11717 | 102 | 114 | 20 | 0.9 | 4000 | 70
PXPVU97N | Juno Lighting LLC | Acculite | LF-B03-5K-[UNE1E2E3E4]-[SFTR]-W-[Can include PC]-HT-D | Outdoor Luminaires | Low Output | Architectural Flood and Spot Luminaires | Standard | FALSE | [9 empty] | 42465 |  |  | Yes |  | 3.1 | 4602.18 | 108.54 | 42.4 | 17.2 | 0.969 | 5062 | 72.47
PSXV9CUB | Juno Lighting LLC | Acculite | LF-B03-5K-[UNE1E2E3E4]-[SFTR]-W-[Can include PC]-D | Outdoor Luminaires | Low Output | Architectural Flood and Spot Luminaires | Standard | FALSE | [9 empty] | 42465 |  |  | Yes |  | 3.1 | 4489.32 | 105.88 | 42.4 | 17.2 | 0.969 | 5062 | 72.47
PSY78C4V | Juno Lighting LLC | Acculite | LF-B03-5K-[UNE1E2E3E4]-[SFTR]-W-[Can include PC]-PG-D | Outdoor Luminaires | Low Output | Architectural Flood and Spot Luminaires | Standard | FALSE | [9 empty] | 42465 |  |  | Yes |  | 3.1 | 3833.82 | 90.42 | 42.4 | 17.2 | 0.969 | 5062 | 72.47
PFGSFGVW | Juno Lighting LLC | Acculite | LF-B03-4K-[UNE1E2E3E4]-[SFTR]-W-[Can include PC]-HT-D | Outdoor Luminaires | Low Output | Architectural Flood and Spot Luminaires | Standard | FALSE | [9 empty] | 42465 |  |  | Yes |  | 3.1 | 4037 | 95.21 | 42.4 | 17.2 | 0.969 | 4026 | 72.56
P9XN3KQ9 | Juno Lighting LLC | Acculite | LF-B03-4K-[UNE1E2E3E4]-[SFTR]-W-[Can include PC]-D | Outdoor Luminaires | Low Output | Architectural Flood and Spot Luminaires | Standard | FALSE | [9 empty] | 42465 |  |  | Yes |  | 3.1 | 3938 | 92.87 | 42.4 | 17.2 | 0.969 | 4026 | 72.56
P3XYEA9Y | Energy Planning Associates | Envirobrite | FFL5840 [120V Only] | Outdoor Luminaires | Mid Output | Architectural Flood and Spot Luminaires | Standard | TRUE | 6735.7 | 117.26 | 57.44 | 13.45 | 0.9866 | 4014 | 72.4 | 5 | 50000 | 42464 |  |  | No |  | 3.1 | 6735.7 | 117.26 | 57.44 | 13.45 | 0.987 | 4041 | 72.4
PQPF9SHT | Medinah Power | Medinah | MED-DCL1000-400-S-XX | Outdoor Luminaires | Very High Output | Architectural Flood and Spot Luminaires | Premium | TRUE | 44723 | 115.8 | 386.2 | 14.22 | 0.9458 | 4114 | 86 | 5 | 50000 | 42464 |  |  | Yes |  | 3.1 | 44723 | 115.8 | 386.2 | 14.22 | 0.9458 | 4000 | 86
P78GXMNF | Medinah Power | Medinah | MED-DCL570-200-S-XX | Outdoor Luminaires | High Output | Architectural Flood and Spot Luminaires | Premium | TRUE | 20266 | 108.02 | 187.6 | 15.22 | 0.9209 | 4044 | 85.5 | 5 | 50000 | 42464 |  |  | Yes |  | 3.1 | 20885 | 108.95 | 191.7 | 15.22 | 0.92 | 4000 | 85.5
P7P74FKC | Medinah Power | Medinah | MED-DCL400-100-XX | Outdoor Luminaires | High Output | Architectural Flood and Spot Luminaires | Standard | TRUE | 9985.5 | 97.85 | 102 | 14.77 | 0.9094 | 4134 | 83.7 | 5 | 50000 | 42464 |  |  | Yes |  | 3.1 | 9985.5 | 97.85 | 102 | 14.77 | 0.9094 | 4000 | 83.7
P2YYXDA2 | Medinah Power | Medinah | MED-FLL400-150-XX | Outdoor Luminaires | High Output | Architectural Flood and Spot Luminaires | Standard | TRUE | 15245 | 99.12 | 154.4 | 17.26 | 0.9064 | 3975 | 72.6 | 5 | 50000 | 42464 |  |  | Yes |  | 3.1 | 15408 | 99.78 | 154.4 | 17.26 | 0.9064 | 4000 | 72.6
PQFHC7T8 | Medinah Power | Medinah | MED-DCL545-50-XX | Outdoor Luminaires | Mid Output | Architectural Flood and Spot Luminaires | Premium | TRUE | 5335.4 | 105.15 | 50.74 | 14.34 | 0.9041 | 4080 | 84.2 | 5 | 50000 | 42464 |  |  | Yes |  | 3.1 | 5335.4 | 105.15 | 50.74 | 14.34 | 0.9041 | 4000 | 84.2
PXH8F9ZK | Lighting Group of America | Lighting Group of America | FL560L2NY | Outdoor Luminaires | Mid Output | Architectural Flood and Spot Luminaires | Standard | TRUE | 8795 | 114.32 | 76.93 | 20.94 | 0.896 | 5051 | 71.5 | 5 |  | 42464 |  |  | NotYetVerified |  | 3 | 8795 | 114.3 | 76.93 | 20.94 | 0.896 | 5000 | 70
PKA18V23 | Medinah Power | Medinah | MED-DCL1000-400-XX | Outdoor Luminaires | Very High Output | Architectural Flood and Spot Luminaires | Premium | FALSE | [9 empty] | 42464 |  |  | Yes |  | 3.1 | 44723 | 115.8 | 386.2 | 14.22 | 0.9458 | 4000 | 86
P1NX628G | Medinah Power | Medinah | MED-DCL570-200-XX | Outdoor Luminaires | High Output | Architectural Flood and Spot Luminaires | Premium | FALSE | [9 empty] | 42464 |  |  | Yes |  | 3.1 | 20885 | 108.95 | 191.7 | 15.22 | 0.92 | 4000 | 85.5
P899SAQV | Energy Planning Associates | Envirobrite | FFL5850 [120V Only] | Outdoor Luminaires | Mid Output | Architectural Flood and Spot Luminaires | Standard | FALSE | [9 empty] | 42464 |  |  | No |  | 3.1 | 7008.1 | 121.67 | 57.6 | 13.45 | 0.9878 | 5117 | 77.8
P53JDS4D | Lumight LLC | Lumight | L-BU400X | Outdoor Luminaires | Very High Output | Architectural Flood and Spot Luminaires | Premium | TRUE | 44723 | 115.8 | 386.2 | 14.22 | 0.9458 | 4114 | 86 | 5 | 50000 | 42461 |  |  | Yes |  | 3.1 | 44723 | 115.8 | 386.2 | 14.22 | 0.9458 | 4000 | 86
PJWCUK8H | Ultron Industries Corp. | Ultron | U-IFL-120-30 | Outdoor Luminaires | High Output | Architectural Flood and Spot Luminaires | Standard | TRUE | 12015.7 | 99.5 | 120.79 | 13.25 | 0.939 | 3022 | 70.7 | 5 | 100000 | 42461 |  |  | No |  | 3.1 | 12015 | 100 | 120 | 14 | 0.9 | 3000 | 70
PVFM6UKD | Lumight LLC | Lumight | L-TY100X | Outdoor Luminaires | High Output | Architectural Flood and Spot Luminaires | Standard | TRUE | 10270 | 103.2 | 99.51 | 14.62 | 0.9217 | 4236 | 83.5 | 5 | 50000 | 42461 |  |  | No |  | 3 | 10475 | 105.2 | 99.57 | 14.62 | 0.9217 | 4000 | 83.5
P1JK8T9U | Lumight LLC | Lumight | L-BU200X | Outdoor Luminaires | High Output | Architectural Flood and Spot Luminaires | Premium | TRUE | 20266 | 108.02 | 187.6 | 15.22 | 0.9209 | 4044 | 85.5 | 5 | 50000 | 42461 |  |  | Yes |  | 3.1 | 20885 | 108.95 | 191.7 | 15.22 | 0.92 | 4000 | 85.5
PFQ9K3RT | Lumight LLC | Lumight | L-TY50X | Outdoor Luminaires | Mid Output | Architectural Flood and Spot Luminaires | Premium | TRUE | 5539.5 | 112.55 | 49.22 | 14.88 | 0.9207 | 4089 | 84 | 5 | 50000 | 42461 |  |  | Yes |  | 3.1 | 5649 | 114.53 | 49.32 | 14.88 | 0.9207 | 4000 | 84
P6QT7VNW | Lumight LLC | Lumight | L-NC150X | Outdoor Luminaires | High Output | Architectural Flood and Spot Luminaires | Standard | TRUE | 15164 | 98.76 | 153.6 | 18.69 | 0.9192 | 4005 | 71.9 | 5 | 50000 | 42461 |  |  | Yes |  | 3 | 15514 | 101.28 | 153.2 | 18.69 | 0.9192 | 4000 | 71.9
PXH4HCKY | Ultron Industries Corp. | Ultron | U-IFL-90-30 | Outdoor Luminaires | Mid Output | Architectural Flood and Spot Luminaires | Standard | TRUE | 8173.5 | 102.5 | 79.8 | 19.4 | 0.916 | 3041 | 71.2 | 5 | 100000 | 42461 |  |  | No |  | 3.1 | 8173 | 102 | 90 | 20 | 0.9 | 3000 | 70
P24EPGDD | Lumight LLC | Lumight | L-TY100DX | Outdoor Luminaires | High Output | Architectural Flood and Spot Luminaires | Standard | TRUE | 9985.5 | 97.85 | 102 | 14.77 | 0.9094 | 4134 | 83.7 | 5 | 50000 | 42461 |  |  | Yes |  | 3.1 | 9985.5 | 97.85 | 102 | 14.77 | 0.9094 | 4000 | 83.7
PSFBTXM6 | Lumight LLC | Lumight | L-NC150DX | Outdoor Luminaires | High Output | Architectural Flood and Spot Luminaires | Standard | TRUE | 15245 | 99.12 | 154.4 | 17.26 | 0.9064 | 3975 | 72.6 | 5 | 50000 | 42461 |  |  | Yes |  | 3.1 | 15408 | 99.78 | 154.4 | 17.26 | 0.9064 | 4000 | 72.6
PZJ72B2Y | Lumight LLC | Lumight | L-TY50DX | Outdoor Luminaires | Mid Output | Architectural Flood and Spot Luminaires | Premium | TRUE | 5335.4 | 105.15 | 50.74 | 14.34 | 0.9041 | 4080 | 84.2 | 5 | 50000 | 42461 |  |  | Yes |  | 3.1 | 5335.4 | 105.15 | 50.74 | 14.34 | 0.9041 | 4000 | 84.2
PB26D94W | Hubbell Lighting | Hubbell Outdoor Lighting | BUL-1K4K-U (Wide) | Outdoor Luminaires | Low Output | Architectural Flood and Spot Luminaires | Standard | TRUE | 1875 | 89.3 | 21 | 15.2 | 0.9 | 3807 | 83 | 5 | 200000 | 42461 |  |  | No |  | 3.1 | 1875 | 89.3 | 21 | 15.2 | 0.9 | 4000 | 80
PACH272J | Hubbell Lighting | Hubbell Outdoor Lighting | BUL-1K3K-U (Wide) | Outdoor Luminaires | Low Output | Architectural Flood and Spot Luminaires | Standard | TRUE | 1791 | 84.5 | 21.1 | 15.2 | 0.9 | 2962 | 83 | 5 | 200000 | 42461 |  |  | No |  | 3.1 | 1791 | 85.3 | 21 | 15.2 | 0.9 | 3000 | 80
PDW6TSVE | Lumight LLC | Lumight | L-BU400DX | Outdoor Luminaires | Very High Output | Architectural Flood and Spot Luminaires | Premium | FALSE | [9 empty] | 42461 |  |  | Yes |  | 3.1 | 44723 | 115.8 | 386.2 | 14.22 | 0.9458 | 4000 | 86
PPKNDSF1 | Lumight LLC | Lumight | L-BU200DX | Outdoor Luminaires | High Output | Architectural Flood and Spot Luminaires | Premium | FALSE | [9 empty] | 42461 |  |  | Yes |  | 3.1 | 20885 | 108.95 | 191.7 | 15.22 | 0.92 | 4000 | 85.5
P83DZ8X7 | Hubbell Lighting | Hubbell Outdoor Lighting | BUL-1K4K-U (Medium) | Outdoor Luminaires | Low Output | Architectural Flood and Spot Luminaires | Standard | FALSE | [9 empty] | 42461 |  |  | No |  | 3.1 | 1955 | 93.1 | 21 | 15.2 | 0.9 | 4000 | 80
PNGW7AAH | Hubbell Lighting | Hubbell Outdoor Lighting | BUL-1K4K-U (Narrow) | Outdoor Luminaires | Low Output | Architectural Flood and Spot Luminaires | Standard | FALSE | [9 empty] | 42461 |  |  | No |  | 3.1 | 1971 | 93.9 | 21 | 15.2 | 0.9 | 4000 | 80
P9DDSJX4 | Hubbell Lighting | Hubbell Outdoor Lighting | BUL-1K3K-U (Medium) | Outdoor Luminaires | Low Output | Architectural Flood and Spot Luminaires | Standard | FALSE | [9 empty] | 42461 |  |  | No |  | 3.1 | 1867.025 | 88.9 | 21 | 15.2 | 0.9 | 3000 | 80
PUH2968Y | Hubbell Lighting | Hubbell Outdoor Lighting | BUL-1K3K-U (Narrow) | Outdoor Luminaires | Low Output | Architectural Flood and Spot Luminaires | Standard | FALSE | [9 empty] | 42461 |  |  | No |  | 3.1 | 1882.305 | 89.6 | 21 | 15.2 | 0.9 | 3000 | 80
P9YY3P2M | Ultron Industries Corp. | Ultron | U-IFL-90-57 | Outdoor Luminaires | Mid Output | Architectural Flood and Spot Luminaires | Standard | FALSE | [9 empty] | 42461 | Not Dimmable | Not Dimmable | No |  | 3.1 | 9300 | 117 | 90 | 20 | 0.9 | 5700 | 70
PYHS9PVS | Ultron Industries Corp. | Ultron | U-IFL-120-57 | Outdoor Luminaires | High Output | Architectural Flood and Spot Luminaires | Standard | FALSE | [9 empty] | 42461 | Dimmable | Continuous Above 10 | No |  | 3.1 | 13900 | 115 | 120 | 14 | 0.9 | 5700 | 70
PC9VWY33 | Ultron Industries Corp. | Ultron | U-IFL-90-50 | Outdoor Luminaires | Mid Output | Architectural Flood and Spot Luminaires | Standard | FALSE | [9 empty] | 42461 | Not Dimmable | Not Dimmable | No |  | 3.1 | 9100 | 114 | 90 | 20 | 0.9 | 5000 | 70
PJ837J84 | Ultron Industries Corp. | Ultron | U-IFL-120-50 | Outdoor Luminaires | High Output | Architectural Flood and Spot Luminaires | Standard | FALSE | [9 empty] | 42461 | Dimmable | Continuous Above 10 | No |  | 3.1 | 13550 | 112 | 120 | 14 | 0.9 | 5000 | 70
PXVEA5N5 | Ultron Industries Corp. | Ultron | U-IFL-90-45 | Outdoor Luminaires | Mid Output | Architectural Flood and Spot Luminaires | Standard | FALSE | [9 empty] | 42461 | Not Dimmable | Not Dimmable | No |  | 3.1 | 8850 | 111 | 90 | 20 | 0.9 | 4500 | 70
P1ZTC53G | Ultron Industries Corp. | Ultron | U-IFL-120-45 | Outdoor Luminaires | High Output | Architectural Flood and Spot Luminaires | Standard | FALSE | [9 empty] | 42461 | Dimmable | Continuous Above 10 | No |  | 3.1 | 13200 | 109 | 120 | 14 | 0.9 | 4500 | 70
P4U2773N | Ultron Industries Corp. | Ultron | U-IFL-90-40 | Outdoor Luminaires | Mid Output | Architectural Flood and Spot Luminaires | Standard | FALSE | [9 empty] | 42461 | Not Dimmable | Not Dimmable | No |  | 3.1 | 8600 | 108 | 90 | 20 | 0.9 | 4000 | 70
PTCVRZ36 | Ultron Industries Corp. | Ultron | U-IFL-120-40 | Outdoor Luminaires | High Output | Architectural Flood and Spot Luminaires | Standard | FALSE | [9 empty] | 42461 | Dimmable | Continuous Above 10 | No |  | 3.1 | 12850 | 106 | 120 | 14 | 0.9 | 4000 | 70
PFXXCVKX | Ultron Industries Corp. | Ultron | U-IFL-90-35 | Outdoor Luminaires | Mid Output | Architectural Flood and Spot Luminaires | Standard | FALSE | [9 empty] | 42461 | Not Dimmable | Not Dimmable | No |  | 3.1 | 8350 | 105 | 90 | 20 | 0.9 | 3500 | 70
PWDE8FJ1 | Ultron Industries Corp. | Ultron | U-IFL-120-35 | Outdoor Luminaires | High Output | Architectural Flood and Spot Luminaires | Standard | FALSE | [9 empty] | 42461 | Dimmable | Continuous Above 10 | No |  | 3.1 | 12450 | 103 | 120 | 14 | 0.9 | 3500 | 70
P21S9XEU | Ultron Industries Corp. | Ultron | U-IFL-60-30 | Outdoor Luminaires | Mid Output | Architectural Flood and Spot Luminaires | Standard | TRUE | 5403.5 | 100.6 | 53.7 | 11.91 | 0.935 | 3021 | 70.7 | 5 | 50000 | 42460 |  |  | No |  | 3.1 | 5403 | 100 | 60 | 12 | 0.9 | 3000 | 70
PTRP2PSH | Ultron Industries Corp. | Ultron | U-IFL-40-30 | Outdoor Luminaires | Low Output | Architectural Flood and Spot Luminaires | Standard | TRUE | 3629.9 | 99 | 36.38 | 9.82 | 0.935 | 3020 | 70.7 | 5 | 100000 | 42460 |  |  | No |  | 3.1 | 3629 | 101 | 40 | 10 | 0.9 | 3000 | 70
PQ3B83BZ | Ultron Industries Corp. | Ultron | U-IFL-60-57 | Outdoor Luminaires | Mid Output | Architectural Flood and Spot Luminaires | Standard | FALSE | [9 empty] | 42460 | Not Dimmable | Not Dimmable | No |  | 3.1 | 6150 | 115 | 60 | 12 | 0.9 | 5700 | 70
PYGEU6CE | Ultron Industries Corp. | Ultron | U-IFL-40-57 | Outdoor Luminaires | Low Output | Architectural Flood and Spot Luminaires | Standard | FALSE | [9 empty] | 42460 | Not Dimmable | Not Dimmable | No |  | 3.1 | 4120 | 115 | 40 | 10 | 0.9 | 5700 | 70
PJF68PFY | Ultron Industries Corp. | Ultron | U-IFL-60-50 | Outdoor Luminaires | Mid Output | Architectural Flood and Spot Luminaires | Standard | FALSE | [9 empty] | 42460 | Not Dimmable | Not Dimmable | No |  | 3.1 | 6000 | 112 | 60 | 12 | 0.9 | 5000 | 70
PDX5HF2P | Ultron Industries Corp. | Ultron | U-IFL-40-50 | Outdoor Luminaires | Low Output | Architectural Flood and Spot Luminaires | Standard | FALSE | [9 empty] | 42460 | Not Dimmable | Not Dimmable | No |  | 3.1 | 3900 | 109 | 40 | 10 | 0.9 | 5000 | 70
P52G7F2X | Ultron Industries Corp. | Ultron | U-IFL-60-45 | Outdoor Luminaires | Mid Output | Architectural Flood and Spot Luminaires | Standard | FALSE | [9 empty] | 42460 | Not Dimmable | Not Dimmable | No |  | 3.1 | 5850 | 109 | 60 | 12 | 0.9 | 4500 | 70
PXJ7S3V5 | Ultron Industries Corp. | Ultron | U-IFL-40-45 | Outdoor Luminaires | Low Output | Architectural Flood and Spot Luminaires | Standard | FALSE | [9 empty] | 42460 | Not Dimmable | Not Dimmable | No |  | 3.1 | 3830 | 107 | 40 | 10 | 0.9 | 4500 | 70
PXER4BXK | Ultron Industries Corp. | Ultron | U-IFL-60-40 | Outdoor Luminaires | Mid Output | Architectural Flood and Spot Luminaires | Standard | FALSE | [9 empty] | 42460 | Not Dimmable | Not Dimmable | No |  | 3.1 | 5700 | 106 | 60 | 12 | 0.9 | 4000 | 70
P2E8VY5Y | Ultron Industries Corp. | Ultron | U-IFL-40-40 | Outdoor Luminaires | Low Output | Architectural Flood and Spot Luminaires | Standard | FALSE | [9 empty] | 42460 | Not Dimmable | Not Dimmable | No |  | 3.1 | 3750 | 105 | 40 | 10 | 0.9 | 4000 | 70
PREQBXMC | Ultron Industries Corp. | Ultron | U-IFL-60-35 | Outdoor Luminaires | Mid Output | Architectural Flood and Spot Luminaires | Standard | FALSE | [9 empty] | 42460 | Not Dimmable | Not Dimmable | No |  | 3.1 | 5530 | 103 | 60 | 12 | 0.9 | 3500 | 70
PXAEZXH2 | Ultron Industries Corp. | Ultron | U-IFL-40-35 | Outdoor Luminaires | Low Output | Architectural Flood and Spot Luminaires | Standard | FALSE | [9 empty] | 42460 | Not Dimmable | Not Dimmable | No |  | 3.1 | 3700 | 103 | 40 | 10 | 0.9 | 3500 | 70
PKKQZP8U | Net Zero USA | Net Zero USA | NZ-4330 4000K | Outdoor Luminaires | High Output | Architectural Flood and Spot Luminaires | Standard | TRUE | 29403 | 93.43 | 314.7 | 8.64 | 0.9511 | 4048 | 73.1 | 5 |  | 42459 |  |  | NotYetVerified |  | 3 | 29403 | 93.43 | 314.7 | 8.64 | 0.9511 | 4000 | 73.1
PWVR1WN3 | Advanced Energy Ideas | Advanced Energy Ideas | AEISAL87 | Outdoor Luminaires | Mid Output | Architectural Flood and Spot Luminaires | Standard | TRUE | 7748.58 | 88.4 | 87.65 | 11.89 | 0.9412 | 5110 | 79.66 | 5 | 50000 | 42459 |  |  | NotYetVerified |  | 3 | 7748.58 | 88.4 | 87.65 | 11.89 | 0.9412 | 5110 | 79.66
PFV46NA8 | Ultron Industries Corp. | Ultron | U-IFL-150-30 | Outdoor Luminaires | High Output | Architectural Flood and Spot Luminaires | Standard | TRUE | 15918.2 | 108.7 | 146.4 | 13.07 | 0.931 | 3017 | 70.8 | 5 | 100000 | 42459 |  |  | No |  | 3.1 | 15918 | 108 | 150 | 14 | 0.9 | 3000 | 70
PJZF3TG2 | Advanced Energy Ideas | Advanced Energy Ideas | AEILAL281 | Outdoor Luminaires | High Output | Architectural Flood and Spot Luminaires | Standard | TRUE | 25068.47 | 90.94 | 275.63 | 19.06 | 0.927 | 5122 | 79.2 | 5 | 50000 | 42459 |  |  | NotYetVerified |  | 3 | 25068.47 | 90.94 | 275.63 | 19.06 | 0.927 | 5122 | 79.2
PFJ1ZUQ8 | Net Zero USA | Net Zero USA | NZ-4320 4000K | Outdoor Luminaires | High Output | Architectural Flood and Spot Luminaires | Standard | TRUE | 19113 | 94.41 | 203.5 | 16.72 | 0.915 | 4255 | 75.4 | 5 | 50000 | 42459 |  |  | NotYetVerified |  | 3 | 19113 | 94.41 | 203.5 | 16.72 | 0.914 | 4000 | 75.4
PJ8TSXZ1 | Net Zero USA | Net Zero USA | NZ-4315 4000K | Outdoor Luminaires | High Output | Architectural Flood and Spot Luminaires | Standard | TRUE | 14651 | 94.92 | 154.4 | 15.87 | 0.908 | 4245 | 75.7 | 5 | 50000 | 42459 |  |  | NotYetVerified |  | 3 | 14651 | 94.92 | 154.4 | 15.87 | 0.907 | 4000 | 75.7
PEUM796B | Net Zero USA | Net Zero USA | NZ-4320 5700K | Outdoor Luminaires | High Output | Architectural Flood and Spot Luminaires | Standard | FALSE | [9 empty] | 42459 |  |  | NotYetVerified |  | 3 | 22530 | 110.39 | 204.1 | 16.51 | 0.912 | 5700 | 74
PHXHC7M3 | Net Zero USA | Net Zero USA | NZ-4315 5700K | Outdoor Luminaires | High Output | Architectural Flood and Spot Luminaires | Standard | FALSE | [9 empty] | 42459 |  |  | NotYetVerified |  | 3 | 16387 | 106 | 154.6 | 15.33 | 0.907 | 5700 | 73.8
P24761CA | Net Zero USA | Net Zero USA | NZ-4330 5700K | Outdoor Luminaires | Very High Output | Architectural Flood and Spot Luminaires | Standard | FALSE | [9 empty] | 42459 |  |  | NotYetVerified |  | 3 | 31665 | 100.27 | 315.8 | 8.56 | 0.9511 | 5700 | 72.2
PUQ7K2B4 | Net Zero USA | Net Zero USA | NZ-4315 5000K | Outdoor Luminaires | High Output | Architectural Flood and Spot Luminaires | Standard | FALSE | [9 empty] | 42459 |  |  | NotYetVerified |  | 3 | 14651 | 94.92 | 154.4 | 15.87 | 0.907 | 5000 | 75.7
P26QEBVZ | Net Zero USA | Net Zero USA | NZ-4320 5000K | Outdoor Luminaires | High Output | Architectural Flood and Spot Luminaires | Standard | FALSE | [9 empty] | 42459 |  |  | NotYetVerified |  | 3 | 19113 | 94.41 | 203.5 | 16.72 | 0.914 | 5000 | 75.4
PA6K5YHR | Net Zero USA | Net Zero USA | NZ-4330 5000K | Outdoor Luminaires | High Output | Architectural Flood and Spot Luminaires | Standard | FALSE | [9 empty] | 42459 |  |  | NotYetVerified |  | 3 | 29403 | 93.43 | 314.7 | 8.64 | 0.9511 | 5000 | 73.1
P1PW6HMU | Net Zero USA | Net Zero USA | NZ-4315 4500K | Outdoor Luminaires | High Output | Architectural Flood and Spot Luminaires | Standard | FALSE | [9 empty] | 42459 |  |  | NotYetVerified |  | 3 | 14651 | 94.92 | 154.4 | 15.87 | 0.907 | 4500 | 75.7
PAQB96PV | Net Zero USA | Net Zero USA | NZ-4320 4500K | Outdoor Luminaires | High Output | Architectural Flood and Spot Luminaires | Standard | FALSE | [9 empty] | 42459 |  |  | NotYetVerified |  | 3 | 19113 | 94.41 | 203.5 | 16.72 | 0.914 | 4500 | 75.4
PE6FY6VT | Net Zero USA | Net Zero USA | NZ-4330 4500K | Outdoor Luminaires | High Output | Architectural Flood and Spot Luminaires | Standard | FALSE | [9 empty] | 42459 |  |  | NotYetVerified |  | 3 | 29403 | 93.43 | 314.7 | 8.64 | 0.9511 | 4500 | 73.1
P8ZWD9KV | Ultron Industries Corp. | Ultron | U-IFL-150-57 | Outdoor Luminaires | High Output | Architectural Flood and Spot Luminaires | Standard | FALSE | [9 empty] | 42459 | Dimmable | Continuous Above 10 | No |  | 3.1 | 18300 | 125 | 150 | 14 | 0.9 | 5700 | 70
PKP5GGXU | Ultron Industries Corp. | Ultron | U-IFL-150-50 | Outdoor Luminaires | High Output | Architectural Flood and Spot Luminaires | Standard | FALSE | [9 empty] | 42459 | Dimmable | Continuous Above 10 | No |  | 3.1 | 17500 | 119 | 150 | 14 | 0.9 | 5000 | 70
PCC483GS | Ultron Industries Corp. | Ultron | U-IFL-150-45 | Outdoor Luminaires | High Output | Architectural Flood and Spot Luminaires | Standard | FALSE | [9 empty] | 42459 | Dimmable | Continuous Above 10 | No |  | 3.1 | 17000 | 116 | 150 | 14 | 0.9 | 4500 | 70
PHQ7TZA1 | Ultron Industries Corp. | Ultron | U-IFL-150-40 | Outdoor Luminaires | High Output | Architectural Flood and Spot Luminaires | Standard | FALSE | [9 empty] | 42459 | Dimmable | Continuous Above 10 | No |  | 3.1 | 16550 | 113 | 150 | 14 | 0.9 | 4000 | 70
PYJWVME3 | Ultron Industries Corp. | Ultron | U-IFL-150-35 | Outdoor Luminaires | High Output | Architectural Flood and Spot Luminaires | Standard | FALSE | [9 empty] | 42459 | Dimmable | Continuous Above 10 | No |  | 3.1 | 16250 | 111 | 150 | 14 | 0.9 | 3500 | 70
PK5C5QCA | NINGBO MORELUX LIGHTING MFG LTD | MORELUX | FLL360-020W-40K-W66-6-D-XX-X | Outdoor Luminaires | Low Output | Architectural Flood and Spot Luminaires | Premium | TRUE | 2426.2 | 112.74 | 21.52 | 16.79 | 0.9602 | 4065 | 71.9 | 5 | 50000 | 42458 |  |  | No |  | 3.1 | 2426 | 112 | 21.5 | 16.79 | 0.9602 | 4000 | 71
PPPNVYBN | NINGBO MORELUX LIGHTING MFG LTD | MORELUX | FLL370-040W-40K-W66-6-D-XX-X | Outdoor Luminaires | Mid Output | Architectural Flood and Spot Luminaires | Premium | TRUE | 5045.1 | 118.4 | 42.61 | 15.85 | 0.9589 | 4041 | 72.1 | 5 | 50000 | 42458 |  |  | No |  | 3.1 | 5045 | 118 | 42.6 | 15.85 | 0.9589 | 4000 | 72
PG6H8ND6 | NINGBO MORELUX LIGHTING MFG LTD | MORELUX | FLL400-103W-40K-W66-6-D-XX-X | Outdoor Luminaires | High Output | Architectural Flood and Spot Luminaires | Standard | TRUE | 12428 | 113.08 | 109.9 | 14.95 | 0.9562 | 4014 | 73.8 | 5 | 50000 | 42458 |  |  | No |  | 3.1 | 12428 | 113 | 110 | 14.95 | 0.9562 | 4000 | 73
PVT684EU | LEDone Distribution Inc. | LED One | LOD-ED-200 | Outdoor Luminaires | High Output | Architectural Flood and Spot Luminaires | Premium | TRUE | 23082.55 | 120.49 | 191.58 | 5.93 | 0.952 | 5384 | 74.9 | 5 | 50000 | 42458 |  |  | No |  | 3.1 | 22000 | 110 | 200 | 15 | 0.95 | 5700 | 70
PTV271B1 | NINGBO MORELUX LIGHTING MFG LTD | MORELUX | FLL380-080W-40K-W66-6-D-XX-X | Outdoor Luminaires | Mid Output | Architectural Flood and Spot Luminaires | Standard | TRUE | 8422 | 103.85 | 81.1 | 14.66 | 0.952 | 4003 | 73.6 | 5 | 50000 | 42458 |  |  | No |  | 3.1 | 8422 | 103 | 81.1 | 14.66 | 0.952 | 4000 | 73
P5G248E7 | NINGBO MORELUX LIGHTING MFG LTD | MORELUX | FLL400-152W-40K-W66-6-D-XX-X | Outdoor Luminaires | High Output | Architectural Flood and Spot Luminaires | Standard | TRUE | 16683 | 107.91 | 154.6 | 15.38 | 0.9518 | 3975 | 72.6 | 5 | 50000 | 42458 |  |  | No |  | 3.1 | 16683 | 107 | 154.6 | 15.38 | 0.9518 | 4000 | 72
PR363ZM4 | LEDone Distribution Inc. | LED One | LOD-ED-150 | Outdoor Luminaires | High Output | Architectural Flood and Spot Luminaires | Premium | TRUE | 18463.52 | 122.51 | 150.71 | 9.61 | 0.932 | 5424 | 75 | 5 | 50000 | 42458 |  |  | No |  | 3.1 | 16500 | 110 | 150 | 15 | 0.95 | 5700 | 70
PEBACYYR | LEDone Distribution Inc. | LED One | LOD-ED-100 | Outdoor Luminaires | High Output | Architectural Flood and Spot Luminaires | Premium | TRUE | 12244.85 | 121.66 | 100.65 | 9.16 | 0.931 | 5342 | 74.7 | 5 | 50000 | 42458 |  |  | No |  | 3.1 | 11000 | 110 | 100 | 15 | 0.95 | 5700 | 70
P4TT7G4J | LEDone Distribution Inc. | LED One | LOD-ED-450 | Outdoor Luminaires | Very High Output | Architectural Flood and Spot Luminaires | Premium | TRUE | 54764.12 | 120.73 | 453.6 | 6.96 | 0.931 | 5470 | 75.2 | 5 | 50000 | 42458 |  |  | No |  | 3.1 | 49500 | 110 | 450 | 15 | 0.95 | 5700 | 70
P7QKJ691 | LEDone Distribution Inc. | LED One | LOD-ED-300 | Outdoor Luminaires | Very High Output | Architectural Flood and Spot Luminaires | Premium | TRUE | 35754.36 | 118.06 | 302.84 | 6.69 | 0.931 | 5446 | 75.1 | 5 | 50000 | 42458 |  |  | No |  | 3.1 | 33000 | 110 | 300 | 15 | 0.95 | 5700 | 70
PQ48HC4S | NINGBO MORELUX LIGHTING MFG LTD | MORELUX | FLL400-152W-50K-W66-6-D-XX-X | Outdoor Luminaires | High Output | Architectural Flood and Spot Luminaires | Standard | FALSE | [9 empty] | 42458 | Dimmable | Continuous Below 10 | No |  | 3.1 | 16755 | 108 | 154.5 | 15.27 | 0.9509 | 5000 | 74
PDAHHHSW | NINGBO MORELUX LIGHTING MFG LTD | MORELUX | FLL400-103W-50K-W66-6-D-XX-X | Outdoor Luminaires | High Output | Architectural Flood and Spot Luminaires | Standard | FALSE | [9 empty] | 42458 | Dimmable | Continuous Below 10 | No |  | 3.1 | 12591 | 114 | 110 | 14.74 | 0.9536 | 5000 | 73
PT3Q9V58 | NINGBO MORELUX LIGHTING MFG LTD | MORELUX | FLL360-020W-50K-W66-6-D-XX-X | Outdoor Luminaires | Low Output | Architectural Flood and Spot Luminaires | Premium | FALSE | [9 empty] | 42458 | Dimmable | Continuous Below 10 | No |  | 3.1 | 2450 | 113 | 21.5 | 16.24 | 0.9595 | 5000 | 72
PS9GKFUY | NINGBO MORELUX LIGHTING MFG LTD | MORELUX | FLL370-040W-50K-W66-6-D-XX-X | Outdoor Luminaires | Mid Output | Architectural Flood and Spot Luminaires | Premium | FALSE | [9 empty] | 42458 | Dimmable | Continuous Below 10 | No |  | 3.1 | 5070 | 120 | 42.3 | 15.37 | 0.9586 | 5000 | 72
P7PT51RH | NINGBO MORELUX LIGHTING MFG LTD | MORELUX | FLL380-080W-50K-W66-6-D-XX-X | Outdoor Luminaires | Mid Output | Architectural Flood and Spot Luminaires | Standard | FALSE | [9 empty] | 42458 | Dimmable | Continuous Below 10 | No |  | 3.1 | 8487 | 104 | 80.9 | 14.79 | 0.9523 | 5000 | 72
P7AY7ANQ | Jiangsu YASHIPS Lighting Group Co.Ltd | YASHIPS | YXL536B-T/150W/T30 4000K | Outdoor Luminaires | High Output | Architectural Flood and Spot Luminaires | Premium | TRUE | 17338 | 112.9 | 153.6 | 21.2 | 0.93 | 4055 | 73.9 | 5 | 50000 | 42457 |  |  | No |  | 3.1 | 17000 | 113 | 150 | 20 | 0.995 | 4000 | 73
PMSP67KA | Jiangsu YASHIPS Lighting Group Co.Ltd | YASHIPS | YXL536B-T/150W/T30 5700K | Outdoor Luminaires | High Output | Architectural Flood and Spot Luminaires | Premium | FALSE | [9 empty] | 42457 |  |  | No |  | 3.1 | 17000 | 113 | 150 | 20 | 0.995 | 5700 | 73
PQBE2F2W | Jiangsu YASHIPS Lighting Group Co.Ltd | YASHIPS | YXL536B-T/150W/T30 5000K | Outdoor Luminaires | High Output | Architectural Flood and Spot Luminaires | Premium | FALSE | [9 empty] | 42457 |  |  | No |  | 3.1 | 17000 | 113 | 150 | 20 | 0.995 | 5000 | 73
PRWNYVE5 | Jiangsu YASHIPS Lighting Group Co.Ltd | YASHIPS | YXL536B-T/150W/T30 4500K | Outdoor Luminaires | High Output | Architectural Flood and Spot Luminaires | Premium | FALSE | [9 empty] | 42457 |  |  | No |  | 3.1 | 17000 | 113 | 150 | 20 | 0.995 | 4500 | 73
P37P2HX2 | cBright Lighting | cBright | CB-EA-200P | Outdoor Luminaires | High Output | Architectural Flood and Spot Luminaires | Premium | TRUE | 23082.55 | 120.49 | 191.58 | 5.93 | 0.952 | 5384 | 74.9 | 5 | 50000 | 42454 |  |  | No |  | 3.1 | 22000 | 110 | 200 | 15 | 0.95 | 5700 | 70
PHU4BHCJ | cBright Lighting | cBright | CB-EA-150P | Outdoor Luminaires | High Output | Architectural Flood and Spot Luminaires | Premium | TRUE | 18463.52 | 122.51 | 150.71 | 9.61 | 0.932 | 5424 | 75 | 5 | 50000 | 42454 |  |  | No |  | 3.1 | 16500 | 110 | 150 | 15 | 0.95 | 5700 | 70
P1TDY6JB | cBright Lighting | cBright | CB-EA-100P | Outdoor Luminaires | High Output | Architectural Flood and Spot Luminaires | Premium | TRUE | 12244.85 | 121.66 | 100.65 | 9.16 | 0.931 | 5342 | 74.7 | 5 | 50000 | 42454 |  |  | No |  | 3.1 | 11000 | 110 | 100 | 15 | 0.95 | 5700 | 70
PYF7EJ66 | cBright Lighting | cBright | CB-EA-450P | Outdoor Luminaires | Very High Output | Architectural Flood and Spot Luminaires | Premium | TRUE | 54764.12 | 120.73 | 453.6 | 6.96 | 0.931 | 5470 | 75.2 | 5 | 50000 | 42454 |  |  | No |  | 3.1 | 49500 | 110 | 450 | 15 | 0.95 | 5700 | 70
PBV94VR1 | cBright Lighting | cBright | CB-EA-300P | Outdoor Luminaires | Very High Output | Architectural Flood and Spot Luminaires | Premium | TRUE | 35754.36 | 118.06 | 302.84 | 6.69 | 0.931 | 5446 | 75.1 | 5 | 50000 | 42454 |  |  | No |  | 3.1 | 33000 | 110 | 300 | 15 | 0.95 | 5700 | 70
PX6W6M53 | RISE-LITE GROUP CO. LTD | RISELITE | RL-FL-35W-LV-A-D-SW | Outdoor Luminaires | Low Output | Architectural Flood and Spot Luminaires | Standard | TRUE | 2545.6 | 66.69 | 38.17 | 11.96 | 0.9043 | 2792 | 66.2 | 5 | 60600 | 42453 |  |  | No |  | 3.1 | 2587.4 | 67.22 | 38.49 | 11.96 | 0.9043 | 2700 | 66.2
PT6VC7QB | RISE-LITE GROUP CO. LTD | RISELITE | RL-FL-35W-LV-A-D-DW | Outdoor Luminaires | Low Output | Architectural Flood and Spot Luminaires | Standard | FALSE | [9 empty] | 42453 |  |  | No |  | 3.1 | 2715 | 70.87 | 38.31 | 12.09 | 0.9233 | 5000 | 73
PDHHEF65 | RISE-LITE GROUP CO. LTD | RISELITE | RL-FL-35W-LV-A-D-NW | Outdoor Luminaires | Low Output | Architectural Flood and Spot Luminaires | Standard | FALSE | [9 empty] | 42453 |  |  | No |  | 3.1 | 2587.4 | 67.22 | 38.49 | 11.96 | 0.9043 | 4100 | 66.2
PJ5PREVR | RISE-LITE GROUP CO. LTD | RISELITE | RL-FL-35W-LV-A-D-WW | Outdoor Luminaires | Low Output | Architectural Flood and Spot Luminaires | Standard | FALSE | [9 empty] | 42453 |  |  | No |  | 3.1 | 2587.4 | 67.22 | 38.49 | 11.96 | 0.9043 | 3000 | 66.2
P1ZC7FF2 | TQ International Industrial Corporation | IOED | DA-FL100W(3000K) | Outdoor Luminaires | Mid Output | Architectural Flood and Spot Luminaires | Standard | TRUE | 9590.069 | 89.98 | 106.58 | 18.13 | 0.947 | 3106 | 84.3 | 5 | 50000 | 42450 |  |  | No | Updated on 10/14/2016 | 3.1 | 9590.068 | 89.98 | 106.58 | 18.13 | 0.995 | 3000 | 84.3
PCX1ZP9P | TQ International Industrial Corporation | IOED | DA-FL50W(3000K) | Outdoor Luminaires | Low Output | Architectural Flood and Spot Luminaires | Standard | TRUE | 4920.649 | 91.14 | 53.99 | 16.27 | 0.942 | 3090 | 84.4 | 5 | 50000 | 42450 |  |  | No | Updated on 10/14/2016 | 3.1 | 4920.649 | 91.14 | 53.99 | 16.27 | 0.996 | 3000 | 84.4
P7A2TDEZ | Acuity Brands Lighting | Lithonia Lighting | OFL2 LED P3 50K MVOLT XXX XXXXX | Outdoor Luminaires | Low Output | Architectural Flood and Spot Luminaires | Standard | TRUE | 14362.1 | 78.08 | 183.93 | 13.38 | 0.9369 | 5053 | 71.3 | 5 | 50000 | 42450 |  |  | No |  | 3.1 | 14510 | 78.88 | 183.93 | 9.395 | 0.936 | 5053 | 71.3
PEVGKZ9T | Acuity Brands Lighting | Lithonia Lighting | OFL2 LED P2 40K MVOLT XXX XXXXX | Outdoor Luminaires | Low Output | Architectural Flood and Spot Luminaires | Standard | TRUE | 10013.9 | 82.94 | 120.73 | 9.395 | 0.936 | 3995 | 73.3 | 5 | 50000 | 42450 |  |  | No |  | 3.1 | 10014 | 82.94 | 120.7 | 9.395 | 0.936 | 3995 | 73.3
P22X2816 | TQ International Industrial Corporation | IOED | DA-FL200W(3000K) | Outdoor Luminaires | High Output | Architectural Flood and Spot Luminaires | Standard | TRUE | 19146.008 | 91.634 | 208.94 | 13.66 | 0.916 | 3109 | 83.9 | 5 | 50000 | 42450 |  |  | No | Updated on 10/14/2016 | 3.1 | 19146.008 | 91.634 | 208.94 | 13.66 | 0.995 | 3000 | 83.9
PRVDEDYR | Acuity Brands Lighting | Lithonia Lighting | OFL1 LED P1 40K MVOLT XXX XXXXX | Outdoor Luminaires | Low Output | Architectural Flood and Spot Luminaires | Standard | TRUE | 2071 | 89.85 | 23.05 | 12.65 | 0.908 | 3949 | 72.72 | 5 | 50000 | 42450 |  |  | No |  | 3.1 | 2071 | 89.85 | 23.05 | 12.65 | 0.908 | 3949 | 72.72
P6M8WN31 | Acuity Brands Lighting | Lithonia Lighting | OFL1 LED P2 40K MVOLT XXX XXXXX | Outdoor Luminaires | Low Output | Architectural Flood and Spot Luminaires | Standard | TRUE | 3963 | 80.99 | 48.93 | 8.46 | 0.89 | 3979 | 73.34 | 5 | 50000 | 42450 |  |  | No |  | 3.1 | 3963 | 80.99 | 48.93 | 8.46 | 0.89 | 3979 | 73.34
PYS3Z3NG | Acuity Brands Lighting | Lithonia Lighting | OFL2 LED P2 50K MVOLT XXX XXXXX | Outdoor Luminaires | Low Output | Architectural Flood and Spot Luminaires | Standard | FALSE | [9 empty] | 42450 | Not Dimmable | Not Dimmable | No |  | 3.1 | 10261 | 84.99 | 120.7 | 9.395 | 0.936 | 5073 | 71.5
PANZ7WV4 | Acuity Brands Lighting | Lithonia Lighting | OFL1 LED P1 50K MVOLT XXX XXXXX | Outdoor Luminaires | Low Output | Architectural Flood and Spot Luminaires | Standard | FALSE | [9 empty] | 42450 | Not Dimmable | Not Dimmable | No |  | 3.1 | 2137 | 91.05 | 23.47 | 12.65 | 0.908 | 4985 | 71.26
PH1QABZT | Acuity Brands Lighting | Lithonia Lighting | OFL1 LED P2 50K MVOLT XXX XXXXX | Outdoor Luminaires | Low Output | Architectural Flood and Spot Luminaires | Standard | FALSE | [9 empty] | 42450 | Not Dimmable | Not Dimmable | No |  | 3.1 | 3979 | 81.1 | 49.06 | 8.46 | 0.89 | 4980 | 71.84
P7Y4H1UA | Acuity Brands Lighting | Lithonia Lighting | OFL2 LED P3 40K MVOLT XXX XXXXX | Outdoor Luminaires | Low Output | Architectural Flood and Spot Luminaires | Standard | FALSE | [9 empty] | 42450 | Not Dimmable | Not Dimmable | No |  | 3.1 | 14924 | 81.95 | 182.11 | 9.395 | 0.936 | 4026 | 73.6
PA586E9K | EcoSense Lighting Ltd Co | Trov | L50-E-48-12-50-80-MULT-40x48 | Outdoor Luminaires | Low Output | Architectural Flood and Spot Luminaires | Standard | FALSE | [9 empty] | 42450 | Dimmable | Continuous Below 10 | No |  | 3 | 3855.96 | 80.33 | 48 | 18.8 | 0.97 | 5000 | 80
P37N53UD | EcoSense Lighting Ltd Co | Trov | L50-E-48-12-50-80-MULT-40x60 | Outdoor Luminaires | Low Output | Architectural Flood and Spot Luminaires | Standard | FALSE | [9 empty] | 42450 | Dimmable | Continuous Below 10 | No |  | 3 | 3855.96 | 80.33 | 48 | 18.8 | 0.97 | 5000 | 80
P29D41KQ | EcoSense Lighting Ltd Co | Trov | L50-E-48-12-50-80-MULT-9x17 | Outdoor Luminaires | Low Output | Architectural Flood and Spot Luminaires | Standard | FALSE | [9 empty] | 42450 | Dimmable | Continuous Below 10 | No |  | 3 | 3855.96 | 80.33 | 48 | 18.8 | 0.97 | 5000 | 80
PPZPHUC9 | EcoSense Lighting Ltd Co | Trov | L50-E-48-12-50-80-MULT-55x25 | Outdoor Luminaires | Low Output | Architectural Flood and Spot Luminaires | Standard | FALSE | [9 empty] | 42450 | Dimmable | Continuous Below 10 | No |  | 3 | 3791.7 | 78.99 | 48 | 18.8 | 0.98 | 5000 | 80
PXXB4VCR | EcoSense Lighting Ltd Co | Trov | L50-E-48-12-50-80-MULT-9x29 | Outdoor Luminaires | Low Output | Architectural Flood and Spot Luminaires | Standard | FALSE | [9 empty] | 42450 | Dimmable | Continuous Below 10 | No |  | 3 | 3727.43 | 77.65 | 48 | 18.8 | 0.97 | 5000 | 80
P7NB183D | EcoSense Lighting Ltd Co | Trov | L50-E-48-12-50-80-MULT-9x59 | Outdoor Luminaires | Low Output | Architectural Flood and Spot Luminaires | Standard | FALSE | [9 empty] | 42450 | Dimmable | Continuous Below 10 | No |  | 3 | 3706.01 | 77.21 | 48 | 18.8 | 0.97 | 5000 | 80
PY1TSUTW | EcoSense Lighting Ltd Co | Trov | L50-E-48-12-50-80-MULT-45x15 | Outdoor Luminaires | Low Output | Architectural Flood and Spot Luminaires | Standard | FALSE | [9 empty] | 42450 | Dimmable | Continuous Below 10 | No |  | 3 | 3470.37 | 72.3 | 48 | 18.8 | 0.97 | 5000 | 80
P1DURA6Y | EcoSense Lighting Ltd Co | Trov | L50-E-48-12-40-80-MULT-70x70 | Outdoor Luminaires | Low Output | Architectural Flood and Spot Luminaires | Standard | FALSE | [9 empty] | 42450 | Dimmable | Continuous Below 10 | No |  | 3 | 4070.18 | 84.8 | 48 | 13.5 | 0.98 | 5000 | 80
PEGN5XCM | EcoSense Lighting Ltd Co | Trov | L50-E-48-12-50-80-MULT-9x9 | Outdoor Luminaires | Low Output | Architectural Flood and Spot Luminaires | Standard | FALSE | [9 empty] | 42450 | Dimmable | Continuous Below 10 | No |  | 3 | 3898.81 | 81.23 | 48 | 13.5 | 0.97 | 5000 | 80
PS4YRT34 | EcoSense Lighting Ltd Co | Trov | L50-E-48-12-50-80-MULT-40x40 | Outdoor Luminaires | Low Output | Architectural Flood and Spot Luminaires | Standard | FALSE | [9 empty] | 42450 | Dimmable | Continuous Below 10 | No |  | 3 | 3855.96 | 80.33 | 48 | 13.5 | 0.98 | 5000 | 80
P3USFA7M | EcoSense Lighting Ltd Co | Trov | L50-E-48-12-40-80-MULT-9x29 | Outdoor Luminaires | Low Output | Architectural Flood and Spot Luminaires | Standard | FALSE | [9 empty] | 42450 | Dimmable | Continuous Below 10 | No |  | 3 | 3702.07 | 77.13 | 48 | 18.8 | 0.97 | 4000 | 80
P9FGCEM3 | EcoSense Lighting Ltd Co | Trov | L50-E-48-12-40-80-MULT-70x70 | Outdoor Luminaires | Low Output | Architectural Flood and Spot Luminaires | Standard | FALSE | [9 empty] | 42450 | Dimmable | Continuous Below 10 | No |  | 3 | 4042.49 | 84.22 | 48 | 13.5 | 0.98 | 4000 | 80
PGJ7XQCG | EcoSense Lighting Ltd Co | Trov | L50-E-48-12-40-80-MULT-9x9 | Outdoor Luminaires | Low Output | Architectural Flood and Spot Luminaires | Standard | FALSE | [9 empty] | 42450 | Dimmable | Continuous Below 10 | No |  | 3 | 3872.28 | 80.67 | 48 | 13.5 | 0.98 | 4000 | 80
PZMD4ZTY | EcoSense Lighting Ltd Co | Trov | L50-E-48-12-40-80-MULT-40x48 | Outdoor Luminaires | Low Output | Architectural Flood and Spot Luminaires | Standard | FALSE | [9 empty] | 42450 | Dimmable | Continuous Below 10 | No |  | 3 | 3829.73 | 79.79 | 48 | 13.5 | 0.98 | 4000 | 80
PG8N9WKE | EcoSense Lighting Ltd Co | Trov | L50-E-48-12-40-80-MULT-9x17 | Outdoor Luminaires | Low Output | Architectural Flood and Spot Luminaires | Standard | FALSE | [9 empty] | 42450 | Dimmable | Continuous Below 10 | No |  | 3 | 3829.73 | 79.79 | 48 | 13.5 | 0.98 | 4000 | 80
P9454N8M | EcoSense Lighting Ltd Co | Trov | L50-E-48-12-40-80-MULT-40x60 | Outdoor Luminaires | Low Output | Architectural Flood and Spot Luminaires | Standard | FALSE | [9 empty] | 42450 | Dimmable | Continuous Below 10 | No |  | 3 | 3829.73 | 79.79 | 48 | 13.5 | 0.98 | 4000 | 80
PGR1EYZ8 | EcoSense Lighting Ltd Co | Trov | L50-E-48-12-40-80-MULT-40x40 | Outdoor Luminaires | Low Output | Architectural Flood and Spot Luminaires | Standard | FALSE | [9 empty] | 42450 | Dimmable | Continuous Below 10 | No |  | 3 | 3804.2 | 79.25 | 48 | 13.5 | 0.98 | 4000 | 80
PUXJCD7G | EcoSense Lighting Ltd Co | Trov | L50-E-48-12-40-80-MULT-55x25 | Outdoor Luminaires | Low Output | Architectural Flood and Spot Luminaires | Standard | FALSE | [9 empty] | 42450 | Dimmable | Continuous Below 10 | No |  | 3 | 3765.9 | 78.46 | 48 | 13.5 | 0.98 | 4000 | 80
P269UC4Q | EcoSense Lighting Ltd Co | Trov | L50-E-48-12-40-80-MULT-9x59 | Outdoor Luminaires | Low Output | Architectural Flood and Spot Luminaires | Standard | FALSE | [9 empty] | 42450 | Dimmable | Continuous Below 10 | No |  | 3 | 3680.8 | 76.68 | 48 | 13.5 | 0.98 | 4000 | 80
P9AAFTQ5 | EcoSense Lighting Ltd Co | Trov | L50-E-48-12-40-80-MULT-45x15 | Outdoor Luminaires | Low Output | Architectural Flood and Spot Luminaires | Standard | FALSE | [9 empty] | 42450 | Dimmable | Continuous Below 10 | No |  | 3 | 3446.76 | 71.81 | 48 | 13.5 | 0.98 | 4000 | 80
PKCNWDZ5 | EcoSense Lighting Ltd Co | Trov | L50-E-48-12-35-80-MULT-70x70 | Outdoor Luminaires | Low Output | Architectural Flood and Spot Luminaires | Standard | FALSE | [9 empty] | 42450 | Dimmable | Continuous Below 10 | No |  | 3 | 3710.23 | 77.3 | 48 | 13.5 | 0.98 | 3500 | 80
PDHFX3BN | EcoSense Lighting Ltd Co | Trov | L50-E-48-12-35-80-MULT-9x29 | Outdoor Luminaires | Low Output | Architectural Flood and Spot Luminaires | Standard | FALSE | [9 empty] | 42450 | Dimmable | Continuous Below 10 | No |  | 3 | 3702.07 | 77.13 | 48 | 13.5 | 0.98 | 3500 | 80
PAGQQSSS | EcoSense Lighting Ltd Co | Trov | L50-E-48-12-35-80-MULT-9x9 | Outdoor Luminaires | Low Output | Architectural Flood and Spot Luminaires | Standard | FALSE | [9 empty] | 42450 | Dimmable | Continuous Below 10 | No |  | 3 | 3554.01 | 74.04 | 48 | 13.5 | 0.98 | 3500 | 80
PURD7FG1 | EcoSense Lighting Ltd Co | Trov | L50-E-48-12-35-80-MULT-40x60 | Outdoor Luminaires | Low Output | Architectural Flood and Spot Luminaires | Standard | FALSE | [9 empty] | 42450 | Dimmable | Continuous Below 10 | No |  | 3 | 3514.96 | 73.23 | 48 | 13.5 | 0.98 | 3500 | 80
PTXBAXR6 | EcoSense Lighting Ltd Co | Trov | L50-E-48-12-35-80-MULT-9x17 | Outdoor Luminaires | Low Output | Architectural Flood and Spot Luminaires | Standard | FALSE | [9 empty] | 42450 | Dimmable | Continuous Below 10 | No |  | 3 | 3514.96 | 73.23 | 48 | 13.5 | 0.98 | 3500 | 80
P8JHAVZG | EcoSense Lighting Ltd Co | Trov | L50-E-48-12-35-80-MULT-40x48 | Outdoor Luminaires | Low Output | Architectural Flood and Spot Luminaires | Standard | FALSE | [9 empty] | 42450 | Dimmable | Continuous Below 10 | No |  | 3 | 3514.96 | 73.23 | 48 | 13.5 | 0.98 | 3500 | 80
PAUEKP1J | EcoSense Lighting Ltd Co | Trov | L50-E-48-12-35-80-MULT-40x40 | Outdoor Luminaires | Low Output | Architectural Flood and Spot Luminaires | Standard | FALSE | [9 empty] | 42450 | Dimmable | Continuous Below 10 | No |  | 3 | 3491.53 | 72.74 | 48 | 13.5 | 0.98 | 3500 | 80
P3WG6C9F | EcoSense Lighting Ltd Co | Trov | L50-E-48-12-35-80-MULT-55x25 | Outdoor Luminaires | Low Output | Architectural Flood and Spot Luminaires | Standard | FALSE | [9 empty] | 42450 | Dimmable | Continuous Below 10 | No |  | 3 | 3456.38 | 72.01 | 48 | 13.5 | 0.98 | 3500 | 80
PMXR77XZ | EcoSense Lighting Ltd Co | Trov | L50-E-48-12-35-80-MULT-9x59 | Outdoor Luminaires | Low Output | Architectural Flood and Spot Luminaires | Standard | FALSE | [9 empty] | 42450 | Dimmable | Continuous Below 10 | No |  | 3 | 3378.27 | 70.38 | 48 | 13.5 | 0.98 | 3500 | 80
PR4A7S97 | EcoSense Lighting Ltd Co | Trov | L50-E-48-12-35-80-MULT-45x15 | Outdoor Luminaires | Low Output | Architectural Flood and Spot Luminaires | Standard | FALSE | [9 empty] | 42450 | Dimmable | Continuous Below 10 | No |  | 3 | 3163.46 | 65.91 | 48 | 13.5 | 0.98 | 3500 | 80
P1BGE9V9 | EcoSense Lighting Ltd Co | Trov | L50-E-48-12-30-80-MULT-70x70 | Outdoor Luminaires | Low Output | Architectural Flood and Spot Luminaires | Standard | FALSE | [9 empty] | 42450 | Dimmable | Continuous Below 10 | No |  | 3 | 3710.23 | 77.3 | 48 | 13.5 | 0.98 | 3000 | 80
PVJB2TN6 | EcoSense Lighting Ltd Co | Trov | L50-E-48-12-30-80-MULT-9x9 | Outdoor Luminaires | Low Output | Architectural Flood and Spot Luminaires | Standard | FALSE | [9 empty] | 42450 | Dimmable | Continuous Below 10 | No |  | 3 | 3554.01 | 74.04 | 48 | 13.5 | 0.98 | 3000 | 80
P8KXRW9P | EcoSense Lighting Ltd Co | Trov | L50-E-48-12-30-80-MULT-40x48 | Outdoor Luminaires | Low Output | Architectural Flood and Spot Luminaires | Standard | FALSE | [9 empty] | 42450 | Dimmable | Continuous Below 10 | No |  | 3 | 3514.96 | 73.23 | 48 | 13.5 | 0.98 | 3000 | 80
P6W93WK2 | EcoSense Lighting Ltd Co | Trov | L50-E-48-12-30-80-MULT-40x60 | Outdoor Luminaires | Low Output | Architectural Flood and Spot Luminaires | Standard | FALSE | [9 empty] | 42450 | Dimmable | Continuous Below 10 | No |  | 3 | 3514.96 | 73.23 | 48 | 13.5 | 0.98 | 3000 | 80
P3BXK2SE | EcoSense Lighting Ltd Co | Trov | L50-E-48-12-30-80-MULT-9x17 | Outdoor Luminaires | Low Output | Architectural Flood and Spot Luminaires | Standard | FALSE | [9 empty] | 42450 | Dimmable | Continuous Below 10 | No |  | 3 | 3514.96 | 73.23 | 48 | 13.5 | 0.98 | 3000 | 80
P2EFACE2 | EcoSense Lighting Ltd Co | Trov | L50-E-48-12-30-80-MULT-40x40 | Outdoor Luminaires | Low Output | Architectural Flood and Spot Luminaires | Standard | FALSE | [9 empty] | 42450 | Dimmable | Continuous Below 10 | No |  | 3 | 3491.53 | 72.74 | 48 | 13.5 | 0.98 | 3000 | 80
PWZVM6W6 | EcoSense Lighting Ltd Co | Trov | L50-E-48-12-30-80-MULT-55x25 | Outdoor Luminaires | Low Output | Architectural Flood and Spot Luminaires | Standard | FALSE | [9 empty] | 42450 | Dimmable | Continuous Below 10 | No |  | 3 | 3456.38 | 72.01 | 48 | 13.5 | 0.98 | 3000 | 80
P2H6WAW2 | EcoSense Lighting Ltd Co | Trov | L50-E-48-12-30-80-MULT-9x29 | Outdoor Luminaires | Low Output | Architectural Flood and Spot Luminaires | Standard | FALSE | [9 empty] | 42450 | Dimmable | Continuous Below 10 | No |  | 3 | 3397.79 | 70.79 | 48 | 13.5 | 0.98 | 3000 | 80
P2NY1YQN | EcoSense Lighting Ltd Co | Trov | L50-E-48-12-30-80-MULT-9x59 | Outdoor Luminaires | Low Output | Architectural Flood and Spot Luminaires | Standard | FALSE | [9 empty] | 42450 | Dimmable | Continuous Below 10 | No |  | 3 | 3378.27 | 70.38 | 48 | 13.5 | 0.98 | 3000 | 80
PTFTD2RV | EcoSense Lighting Ltd Co | Trov | L50-E-48-12-30-80-MULT-45x15 | Outdoor Luminaires | Low Output | Architectural Flood and Spot Luminaires | Standard | FALSE | [9 empty] | 42450 | Dimmable | Continuous Below 10 | No |  | 3 | 3163.46 | 65.91 | 48 | 13.5 | 0.98 | 3000 | 80
PV539V84 | EcoSense Lighting Ltd Co | Trov | L50-E-48-12-27-80-MULT-9x29 | Outdoor Luminaires | Low Output | Architectural Flood and Spot Luminaires | Standard | FALSE | [9 empty] | 42450 | Dimmable | Continuous Below 10 | No |  | 3 | 3397.79 | 70.79 | 48 | 13.5 | 0.98 | 2700 | 80
P2TU21X1 | EcoSense Lighting Ltd Co | Trov | L50-E-48-12-27-80-MULT-70x70 | Outdoor Luminaires | Low Output | Architectural Flood and Spot Luminaires | Standard | FALSE | [9 empty] | 42450 | Dimmable | Continuous Below 10 | No |  | 3 | 3350.29 | 69.8 | 48 | 13.5 | 0.98 | 2700 | 80
PCANS58Z | EcoSense Lighting Ltd Co | Trov | L50-E-48-12-27-80-MULT-9x9 | Outdoor Luminaires | Low Output | Architectural Flood and Spot Luminaires | Standard | FALSE | [9 empty] | 42450 | Dimmable | Continuous Below 10 | No |  | 3 | 3209.22 | 66.86 | 48 | 13.5 | 0.98 | 2700 | 80
PVXXWN2A | EcoSense Lighting Ltd Co | Trov | L50-E-48-12-27-80-MULT-9x17 | Outdoor Luminaires | Low Output | Architectural Flood and Spot Luminaires | Standard | FALSE | [9 empty] | 42450 | Dimmable | Continuous Below 10 | No |  | 3 | 3173.96 | 66.12 | 48 | 13.5 | 0.98 | 2700 | 80
PDDZ33K8 | EcoSense Lighting Ltd Co | Trov | L50-E-48-12-27-80-MULT-40x60 | Outdoor Luminaires | Low Output | Architectural Flood and Spot Luminaires | Standard | FALSE | [9 empty] | 42450 | Dimmable | Continuous Below 10 | No |  | 3 | 3173.96 | 66.12 | 48 | 13.5 | 0.98 | 2700 | 80
P31JDFRH | EcoSense Lighting Ltd Co | Trov | L50-E-48-12-27-80-MULT-40x48 | Outdoor Luminaires | Low Output | Architectural Flood and Spot Luminaires | Standard | FALSE | [9 empty] | 42450 | Dimmable | Continuous Below 10 | No |  | 3 | 3173.96 | 66.12 | 48 | 13.5 | 0.98 | 2700 | 80
PMK2GWE4 | EcoSense Lighting Ltd Co | Trov | L50-E-48-12-27-80-MULT-40x40 | Outdoor Luminaires | Low Output | Architectural Flood and Spot Luminaires | Standard | FALSE | [9 empty] | 42450 | Dimmable | Continuous Below 10 | No |  | 3 | 3152.8 | 65.68 | 48 | 13.5 | 0.98 | 2700 | 80
P35CWJEM | EcoSense Lighting Ltd Co | Trov | L50-E-48-12-27-80-MULT-55x25 | Outdoor Luminaires | Low Output | Architectural Flood and Spot Luminaires | Standard | FALSE | [9 empty] | 42450 | Dimmable | Continuous Below 10 | No |  | 3 | 3121.06 | 65.02 | 48 | 13.5 | 0.98 | 2700 | 80
PFSCHTQ2 | EcoSense Lighting Ltd Co | Trov | L50-E-48-12-27-80-MULT-9x59 | Outdoor Luminaires | Low Output | Architectural Flood and Spot Luminaires | Standard | FALSE | [9 empty] | 42450 | Dimmable | Continuous Below 10 | No |  | 3 | 3050.52 | 63.55 | 48 | 13.5 | 0.98 | 2700 | 80
P8VX5UDG | TQ International Industrial Corporation | IOED | DA-FL50W(5700K) | Outdoor Luminaires | Low Output | Architectural Flood and Spot Luminaires | Standard | FALSE | [9 empty] | 42450 | Not Dimmable | Not Dimmable | No | Updated on 10/14/2016 | 3.1 | 5084.331 | 94.102 | 54.03 | 14.81 | 0.996 | 5700 | 83.1
PVTZN1HN | TQ International Industrial Corporation | IOED | DA-FL100W(5700K) | Outdoor Luminaires | Mid Output | Architectural Flood and Spot Luminaires | Standard | FALSE | [9 empty] | 42450 | Not Dimmable | Not Dimmable | No | Updated on 10/14/2016 | 3.1 | 10007.551 | 94.109 | 106.34 | 16.78 | 0.995 | 5700 | 83
PDVRUE1Y | TQ International Industrial Corporation | IOED | DA-FL200W(5700K) | Outdoor Luminaires | High Output | Architectural Flood and Spot Luminaires | Standard | FALSE | [9 empty] | 42450 | Not Dimmable | Not Dimmable | No | Updated on 10/14/2016 | 3.1 | 19736.53 | 94.646 | 208.53 | 12.75 | 0.994 | 5700 | 82.9
P57H5DRC | TQ International Industrial Corporation | IOED | DA-FL50W(5000K) | Outdoor Luminaires | Low Output | Architectural Flood and Spot Luminaires | Standard | FALSE | [9 empty] | 42450 | Not Dimmable | Not Dimmable | No | Updated on 10/14/2016 | 3.1 | 4920.649 | 91.14 | 53.99 | 16.27 | 0.996 | 5000 | 84.4
PMSPU1P6 | TQ International Industrial Corporation | IOED | DA-FL100W(5000K) | Outdoor Luminaires | Mid Output | Architectural Flood and Spot Luminaires | Standard | FALSE | [9 empty] | 42450 | Not Dimmable | Not Dimmable | No | Updated on 10/14/2016 | 3.1 | 9590.068 | 89.98 | 106.58 | 18.13 | 0.995 | 5000 | 84.3
PSXMDJNT | TQ International Industrial Corporation | IOED | DA-FL200W(5000K) | Outdoor Luminaires | High Output | Architectural Flood and Spot Luminaires | Standard | FALSE | [9 empty] | 42450 | Not Dimmable | Not Dimmable | No | Updated on 10/14/2016 | 3.1 | 19146.008 | 91.634 | 208.94 | 13.66 | 0.995 | 5000 | 83.9
PK5GHS6X | TQ International Industrial Corporation | IOED | DA-FL50W(4500K) | Outdoor Luminaires | Low Output | Architectural Flood and Spot Luminaires | Standard | FALSE | [9 empty] | 42450 | Not Dimmable | Not Dimmable | No | Updated on 10/14/2016 | 3.1 | 4920.649 | 91.14 | 53.99 | 16.27 | 0.996 | 4500 | 84.4
PRE5QTBK | TQ International Industrial Corporation | IOED | DA-FL100W(4500K) | Outdoor Luminaires | Mid Output | Architectural Flood and Spot Luminaires | Standard | FALSE | [9 empty] | 42450 | Not Dimmable | Not Dimmable | No | Updated on 10/14/2016 | 3.1 | 9590.068 | 89.98 | 106.58 | 18.13 | 0.995 | 4500 | 84.3
P6FXQ7EE | TQ International Industrial Corporation | IOED | DA-FL200W(4500K) | Outdoor Luminaires | High Output | Architectural Flood and Spot Luminaires | Standard | FALSE | [9 empty] | 42450 | Not Dimmable | Not Dimmable | No | Updated on 10/14/2016 | 3.1 | 19146.008 | 91.634 | 208.94 | 13.66 | 0.995 | 4500 | 83.9
PDBJGXNU | TQ International Industrial Corporation | IOED | DA-FL50W(4000K) | Outdoor Luminaires | Low Output | Architectural Flood and Spot Luminaires | Standard | FALSE | [9 empty] | 42450 | Not Dimmable | Not Dimmable | No | Updated on 10/14/2016 | 3.1 | 4920.649 | 91.14 | 53.99 | 16.27 | 0.996 | 4000 | 84.4
PQFGC9MN | TQ International Industrial Corporation | IOED | DA-FL100W(4000K) | Outdoor Luminaires | Mid Output | Architectural Flood and Spot Luminaires | Standard | FALSE | [9 empty] | 42450 | Not Dimmable | Not Dimmable | No | Updated on 10/14/2016 | 3.1 | 9590.068 | 89.98 | 106.58 | 18.13 | 0.995 | 4000 | 84.3
P3US6D2B | TQ International Industrial Corporation | IOED | DA-FL200W(4000K) | Outdoor Luminaires | High Output | Architectural Flood and Spot Luminaires | Standard | FALSE | [9 empty] | 42450 | Not Dimmable | Not Dimmable | No | Updated on 10/14/2016 | 3.1 | 19146.008 | 91.634 | 208.94 | 13.66 | 0.995 | 4000 | 83.9
P74PTTPG | TQ International Industrial Corporation | IOED | DA-FL50W(3500K) | Outdoor Luminaires | Low Output | Architectural Flood and Spot Luminaires | Standard | FALSE | [9 empty] | 42450 | Not Dimmable | Not Dimmable | No | Updated on 10/14/2016 | 3.1 | 4920.649 | 91.14 | 53.99 | 16.27 | 0.996 | 3500 | 84.4
PS7YRCX8 | TQ International Industrial Corporation | IOED | DA-FL100W(3500K) | Outdoor Luminaires | Mid Output | Architectural Flood and Spot Luminaires | Standard | FALSE | [9 empty] | 42450 | Not Dimmable | Not Dimmable | No | Updated on 10/14/2016 | 3.1 | 9590.068 | 89.98 | 106.58 | 18.13 | 0.995 | 3500 | 84.3
PG76P6Z3 | TQ International Industrial Corporation | IOED | DA-FL200W(3500K) | Outdoor Luminaires | High Output | Architectural Flood and Spot Luminaires | Standard | FALSE | [9 empty] | 42450 | Not Dimmable | Not Dimmable | No | Updated on 10/14/2016 | 3.1 | 19146.008 | 91.634 | 208.94 | 13.66 | 0.995 | 3500 | 83.9
P5GQ2W5J | OEO Energy Solutions | OEO | OEO-EDGE-200 | Outdoor Luminaires | High Output | Architectural Flood and Spot Luminaires | Premium | TRUE | 23082.55 | 120.49 | 191.58 | 5.93 | 0.952 | 5384 | 74.9 | 5 | 50000 | 42447 |  |  | No |  | 3.1 | 22000 | 110 | 200 | 15 | 0.95 | 5700 | 70
PWDXG76D | cBright Lighting | cBright | CB-AP-1000W [5000K 38° Beam Angle] | Outdoor Luminaires | Very High Output | Architectural Flood and Spot Luminaires | Standard | TRUE | 104989.8 | 104.23 | 1007.3 | 11.4 | 0.94 | 5194 | 82.7 | 5 | 50000 | 42447 |  |  | NotYetVerified |  | 3 | 104989 | 104 | 1000 |  | 0.9 | 5000 | 82
PJEHCS11 | OEO Energy Solutions | OEO | OEO-EDGE-150 | Outdoor Luminaires | High Output | Architectural Flood and Spot Luminaires | Premium | TRUE | 18463.52 | 122.51 | 150.71 | 9.61 | 0.932 | 5424 | 75 | 5 | 50000 | 42447 |  |  | No |  | 3.1 | 16500 | 110 | 150 | 15 | 0.95 | 5700 | 70
PJ4T7KRT | OEO Energy Solutions | OEO | OEO-EDGE-100 | Outdoor Luminaires | High Output | Architectural Flood and Spot Luminaires | Premium | TRUE | 12244.85 | 121.66 | 100.65 | 9.16 | 0.931 | 5342 | 74.7 | 5 | 50000 | 42447 |  |  | No |  | 3.1 | 11000 | 110 | 100 | 15 | 0.95 | 5700 | 70
P53KU2ZW | OEO Energy Solutions | OEO | OEO-EDGE-450 | Outdoor Luminaires | Very High Output | Architectural Flood and Spot Luminaires | Premium | TRUE | 54764.12 | 120.73 | 453.6 | 6.96 | 0.931 | 5470 | 75.2 | 5 | 50000 | 42447 |  |  | No |  | 3.1 | 49500 | 110 | 450 | 15 | 0.95 | 5700 | 70
P9M5ATBM | OEO Energy Solutions | OEO | OEO-EDGE-300 | Outdoor Luminaires | Very High Output | Architectural Flood and Spot Luminaires | Premium | TRUE | 35754.36 | 118.06 | 302.84 | 6.69 | 0.931 | 5446 | 75.1 | 5 | 50000 | 42447 |  |  | No |  | 3.1 | 33000 | 110 | 300 | 15 | 0.95 | 5700 | 70
PH24PHSB | cBright Lighting | cBright | CB-AP-100W [5000K 38° Beam Angle] | Outdoor Luminaires | High Output | Architectural Flood and Spot Luminaires | Standard | TRUE | 13936.44 | 123.77 | 112.6 | 16.3 | 0.92 | 5032 | 82.5 | 5 | 50000 | 42447 |  |  | NotYetVerified |  | 3 | 13936 | 123.77 | 112.6 |  | 0.9 | 5000 | 80
PCAM8WNF | cBright Lighting | cBright | CB-AP-200W [5000K 38° Beam Angle] | Outdoor Luminaires | High Output | Architectural Flood and Spot Luminaires | Standard | FALSE | [9 empty] | 42447 |  |  | NotYetVerified |  | 3 | 26640.9 | 122.37 | 210 |  | 0.9 | 5000 | 80
PEHPGDJE | cBright Lighting | cBright | CB-AP-150W [5000K 38° Beam Angle] | Outdoor Luminaires | High Output | Architectural Flood and Spot Luminaires | Standard | FALSE | [9 empty] | 42447 |  |  | NotYetVerified |  | 3 | 18758.9 | 117.8 | 150 |  | 0.9 | 5000 | 80
PMVA54KQ | cBright Lighting | cBright | CB-AP-800W [5000K 38° Beam Angle] | Outdoor Luminaires | Very High Output | Architectural Flood and Spot Luminaires | Standard | FALSE | [9 empty] | 42447 |  |  | NotYetVerified |  | 3 | 87529.94 | 107.3 | 800 |  | 0.9 | 5000 | 80
PM26GDSF | cBright Lighting | cBright | CB-AP-650W [5000K 38° Beam Angle] | Outdoor Luminaires | Very High Output | Architectural Flood and Spot Luminaires | Standard | FALSE | [9 empty] | 42447 |  |  | NotYetVerified |  | 3 | 76517.05 | 115.05 | 660 |  | 0.9 | 5000 | 80
PW1UEZCC | cBright Lighting | cBright | CB-AP-500W [5000K 38° Beam Angle] | Outdoor Luminaires | Very High Output | Architectural Flood and Spot Luminaires | Standard | FALSE | [9 empty] | 42447 |  |  | NotYetVerified |  | 3 | 60242.11 | 114.2 | 510 |  | 0.9 | 5000 | 80
PBZ4UFNS | cBright Lighting | cBright | CB-AP-400W [5000K 38° Beam Angle] | Outdoor Luminaires | Very High Output | Architectural Flood and Spot Luminaires | Standard | FALSE | [9 empty] | 42447 |  |  | NotYetVerified |  | 3 | 50297.57 | 118.75 | 420 |  | 0.9 | 5000 | 80
P4FZ1AVF | cBright Lighting | cBright | CB-AP-300W [5000K 38° Beam Angle] | Outdoor Luminaires | Very High Output | Architectural Flood and Spot Luminaires | Standard | FALSE | [9 empty] | 42447 |  |  | NotYetVerified |  | 3 | 37868.89 | 119.08 | 310 |  | 0.9 | 5000 | 80
P1XXSGRT | Intelligent Energy Optimizers LLC | Intelligent Energy Optimizers | OptieoLED 600W Flood | Outdoor Luminaires | Very High Output | Architectural Flood and Spot Luminaires | Standard | TRUE | 58521 | 101.3 | 577.7 | 7.7 | 0.9537 | 5132 | 77.8 | 5 | 50000 | 42446 |  |  | No |  | 3 | 58521 | 100 | 600 | 20 | 0.9 | 5000 | 70
PQF8BN1E | Core Products Canada Ltd. | CORE | FL2-300-3 (SF MA) | Outdoor Luminaires | Very High Output | Architectural Flood and Spot Luminaires | Standard | TRUE | 30857 | 101.45 | 304.2 | 7.88 | 0.947 | 3056 | 83.5 | 5 | 50000 | 42438 |  |  | No |  | 3 | 30857 | 101.45 | 304.2 | 7.88 | 0.947 | 3000 | 83.5
PDQV6DGW | Core Products Canada Ltd. | CORE | FL2-15YK-3 | Outdoor Luminaires | Low Output | Architectural Flood and Spot Luminaires | Standard | TRUE | 1467.8 | 96.19 | 15.26 | 16.52 | 0.9079 | 3042 | 82.9 | 5 | 50000 | 42438 |  |  | NotYetVerified |  | 3 | 1467.8 | 96.19 | 15.26 | 20 | 0.9 | 3000 | 82.9
PPYFMB8P | Core Products Canada Ltd. | CORE | FL2-30YK-3 | Outdoor Luminaires | Low Output | Architectural Flood and Spot Luminaires | Standard | TRUE | 2899.1 | 98.84 | 29.33 | 16.49 | 0.9049 | 3041 | 83.2 | 5 | 50000 | 42438 |  |  | NotYetVerified |  | 3 | 2899.1 | 98.84 | 29.33 | 20 | 0.9 | 3000 | 83.2
PSKDBBXX | Core Products Canada Ltd. | CORE | FL2-50YK-3 | Outdoor Luminaires | Low Output | Architectural Flood and Spot Luminaires | Standard | TRUE | 4906.5 | 102.12 | 48.05 | 17.63 | 0.9031 | 3042 | 83.3 | 5 | 50000 | 42438 |  |  | NotYetVerified |  | 3 | 4906.5 | 102.12 | 48.05 | 20 | 0.9 | 3000 | 83.3
P57MSDB5 | Core Products Canada Ltd. | CORE | FL2-100YK-3 | Outdoor Luminaires | High Output | Architectural Flood and Spot Luminaires | Standard | TRUE | 10035 | 103.53 | 96.93 | 19.07 | 0.9024 | 3058 | 82 | 5 | 50000 | 42438 |  |  | No |  | 3 | 10035 | 103.53 | 96.93 | 19.07 | 0.9024 | 3000 | 82
PBB1KCX5 | Core Products Canada Ltd. | CORE | FL2-150SF-3 | Outdoor Luminaires | High Output | Architectural Flood and Spot Luminaires | Standard | TRUE | 15131 | 98.1 | 154.3 | 6.27 | 0.9017 | 3055 | 83.2 | 5 | 50000 | 42438 |  |  | No |  | 3 | 15131 | 98.1 | 154.3 | 6.27 | 0.9017 | 3000 | 83.2
P5HAN9WX | Core Products Canada Ltd. | CORE | FL2-50YK | Outdoor Luminaires | Low Output | Architectural Flood and Spot Luminaires | Standard | FALSE | [9 empty] | 42438 |  |  | NotYetVerified |  | 3 | 4906.5 | 102.12 | 48.05 | 20 | 0.9 | 5000 | 83.3
P9PTF3E8 | Core Products Canada Ltd. | CORE | FL2-30YK | Outdoor Luminaires | Low Output | Architectural Flood and Spot Luminaires | Standard | FALSE | [9 empty] | 42438 |  |  | NotYetVerified |  | 3 | 2899.1 | 98.84 | 29.33 | 20 | 0.9 | 5000 | 83.2
PMRCMKTC | Core Products Canada Ltd. | CORE | FL2-15YK | Outdoor Luminaires | Low Output | Architectural Flood and Spot Luminaires | Standard | FALSE | [9 empty] | 42438 |  |  | NotYetVerified |  | 3 | 1467.8 | 96.19 | 15.26 | 20 | 0.9 | 5000 | 82.9
PUMY928D | Core Products Canada Ltd. | CORE | FL2-100YK | Outdoor Luminaires | High Output | Architectural Flood and Spot Luminaires | Standard | FALSE | [9 empty] | 42438 |  |  | No |  | 3 | 11021 | 111.95 | 98.45 | 18.87 | 0.9062 | 5000 | 83.8
PSFYYCD7 | Core Products Canada Ltd. | CORE | FL2-300 (SF MA) | Outdoor Luminaires | Very High Output | Architectural Flood and Spot Luminaires | Standard | FALSE | [9 empty] | 42438 |  |  | No |  | 3 | 30857 | 101.45 | 304.2 | 7.88 | 0.947 | 5000 | 83.5
PE8KJ6QT | Core Products Canada Ltd. | CORE | FL2-150SF | Outdoor Luminaires | High Output | Architectural Flood and Spot Luminaires | Standard | FALSE | [9 empty] | 42438 |  |  | No |  | 3 | 15131 | 98.1 | 154.3 | 6.27 | 0.9017 | 5000 | 83.2
P52NUPTF | Cordelia Lighting Inc. | ENVIROLITE | FL2016N40-XX | Outdoor Luminaires | Low Output | Architectural Flood and Spot Luminaires | Standard | TRUE | 1811 | 93.2 | 19.4 | 10.4 | 0.988 | 3973 | 72 | 5 | 50000 | 42437 |  |  | No |  | 3.1 | 1775 | 88 | 20 | 10.4 | 0.988 | 4000 | 70
PD82XJBJ | Ampco Lighting Ltd | Ampco | LFL-58-40K [120V Only] | Outdoor Luminaires | Mid Output | Architectural Flood and Spot Luminaires | Standard | TRUE | 6735.7 | 117.26 | 57.44 | 13.45 | 0.9866 | 4014 | 72.4 | 5 | 50000 | 42437 |  |  | No |  | 3.1 | 6735.7 | 117.26 | 57.44 | 13.45 | 0.987 | 4041 | 72.4
PDUQFNBN | Ampco Lighting Ltd | Ampco | LFL-58-50K [120V Only] | Outdoor Luminaires | Mid Output | Architectural Flood and Spot Luminaires | Standard | FALSE | [9 empty] | 42437 | Not Dimmable | Not Dimmable | No |  | 3.1 | 7008.1 | 121.67 | 57.6 | 13.45 | 0.9878 | 5117 | 77.8
PSQ8S22S | Juno Lighting LLC | Acculite | LF-B06-4K-[UNE1E2E3E4]-[SFTR]-W-[Can include PC]-PG-D | Outdoor Luminaires | Mid Output | Architectural Flood and Spot Luminaires | Standard | TRUE | 5148 | 68 | 75.7 | 13.5 | 0.991 | 4015 | 73.94 | 5 |  | 42433 |  |  | Yes |  | 3 | 6413 | 84.72 | 75.7 | 13.2 | 0.991 | 4087 | 73
P2C3GGXC | Juno Lighting LLC | Acculite | LF-B06-5K-[UNE1E2E3E4]-[SFTR]-W-[Can include PC]-HT-D | Outdoor Luminaires | Mid Output | Architectural Flood and Spot Luminaires | Standard | FALSE | [9 empty] | 42433 |  |  | Yes |  | 3 | 8899.98 | 127.11 | 70.02 | 13.2 | 0.991 | 5062 | 72.47
PDBEHZSX | Juno Lighting LLC | Acculite | LF-B06-5K-[UNE1E2E3E4]-[SFTR]-W-[Can include PC]-D | Outdoor Luminaires | Mid Output | Architectural Flood and Spot Luminaires | Standard | FALSE | [9 empty] | 42433 |  |  | Yes |  | 3 | 8508.96 | 112.4 | 75.7 | 13.2 | 0.981 | 5062 | 72.47
PZ6U5DYH | Juno Lighting LLC | Acculite | LF-B06-5K-[UNE1E2E3E4]-[SFTR]-W-[Can include PC]-PG-D | Outdoor Luminaires | Mid Output | Architectural Flood and Spot Luminaires | Standard | FALSE | [9 empty] | 42433 |  |  | Yes |  | 3 | 7310.82 | 96.58 | 75.7 | 13.2 | 0.991 | 5062 | 72.47
P2ZD7E9F | Juno Lighting LLC | Acculite | LF-B06-4K-[UNE1E2E3E4]-[SFTR]-W-[Can include PC]-HT-D | Outdoor Luminaires | Mid Output | Architectural Flood and Spot Luminaires | Standard | FALSE | [9 empty] | 42433 |  |  | Yes |  | 3 | 7807 | 103.13 | 75.7 | 13.2 | 0.991 | 4091 | 72.26
PDUKHX55 | Juno Lighting LLC | Acculite | LF-B06-4K-[UNE1E2E3E4]-[SFTR]-W-[Can include PC]-D | Outdoor Luminaires | Mid Output | Architectural Flood and Spot Luminaires | Standard | FALSE | [9 empty] | 42433 |  |  | Yes |  | 3 | 7464 | 102.39 | 72.9 | 13.5 | 0.991 | 4087 | 73
PMPFH9WQ | Rayon Lighting Group Inc. | Rayon Lighting | T349LEDB-211-UNI12-30-SF | Outdoor Luminaires | High Output | Architectural Flood and Spot Luminaires | Standard | TRUE | 23642 | 112.22 | 210.7 | 11.25 | 0.943 | 3110 | 83.2 | 5 | 50000 | 42432 |  |  | NotYetVerified |  | 3 | 23642 | 112.22 | 210.7 | 11.25 | 0.943 | 3000 | 83.2
PJ7HKUU4 | Rayon Lighting Group Inc. | Rayon Lighting | T349LEDB-211-UNI12-30-YM | Outdoor Luminaires | High Output | Architectural Flood and Spot Luminaires | Standard | TRUE | 23642 | 112.22 | 210.7 | 11.25 | 0.943 | 3110 | 83.2 | 5 | 50000 | 42432 |  |  | NotYetVerified |  | 3 | 23642 | 112.22 | 210.7 | 11.25 | 0.943 | 3000 | 83.2
P9D9VUQ9 | Rayon Lighting Group Inc. | Rayon Lighting | T349LEDB-211-UNI12-30-AM6 | Outdoor Luminaires | High Output | Architectural Flood and Spot Luminaires | Standard | TRUE | 23642 | 112.22 | 210.7 | 11.25 | 0.943 | 3110 | 83.2 | 5 | 50000 | 42432 |  |  | NotYetVerified |  | 3 | 23642 | 112.22 | 210.7 | 11.25 | 0.943 | 3000 | 83.2
PMN6359U | Rayon Lighting Group Inc. | Rayon Lighting | T348LEDB-120-UNI12-30-YM | Outdoor Luminaires | High Output | Architectural Flood and Spot Luminaires | Standard | TRUE | 13950 | 117.115 | 119.1 | 19.44 | 0.9013 | 3116 | 83.1 | 5 | 50000 | 42432 |  |  | NotYetVerified |  | 3 | 13950 | 117.15 | 119.1 | 19.44 | 0.9013 | 3000 | 83.1
P6URYH1T | Rayon Lighting Group Inc. | Rayon Lighting | T348LEDB-120-UNI12-30-AM6 | Outdoor Luminaires | High Output | Architectural Flood and Spot Luminaires | Standard | TRUE | 13950 | 117.115 | 119.1 | 19.44 | 0.9013 | 3116 | 83.1 | 5 | 50000 | 42432 |  |  | NotYetVerified |  | 3 | 13950 | 117.15 | 119.1 | 19.44 | 0.9013 | 3000 | 83.1
P3VMYXFC | Rayon Lighting Group Inc. | Rayon Lighting | T348LEDB-120-UNI12-30-SF | Outdoor Luminaires | High Output | Architectural Flood and Spot Luminaires | Standard | TRUE | 13950 | 117.115 | 119.1 | 19.44 | 0.9013 | 3116 | 83.1 | 5 | 50000 | 42432 |  |  | NotYetVerified |  | 3 | 13950 | 117.15 | 119.1 | 19.44 | 0.9013 | 3000 | 83.1
PVSSUY8K | Rayon Lighting Group Inc. | Rayon Lighting | T348LEDB-120-UNI12-50-SF | Outdoor Luminaires | High Output | Architectural Flood and Spot Luminaires | Standard | FALSE | [9 empty] | 42432 | Dimmable | Continuous Below 10 | NotYetVerified |  | 3 | 14453 | 119.74 | 120.7 | 19.44 | 0.9013 | 5000 | 83.8
PAKUN5DU | Rayon Lighting Group Inc. | Rayon Lighting | T348LEDB-120-UNI12-50-AM6 | Outdoor Luminaires | High Output | Architectural Flood and Spot Luminaires | Standard | FALSE | [9 empty] | 42432 | Dimmable | Continuous Below 10 | NotYetVerified |  | 3 | 14453 | 119.74 | 120.7 | 19.44 | 0.9013 | 5000 | 83.8
P7H8SQFR | Rayon Lighting Group Inc. | Rayon Lighting | T348LEDB-120-UNI12-50-YM | Outdoor Luminaires | High Output | Architectural Flood and Spot Luminaires | Standard | FALSE | [9 empty] | 42432 | Dimmable | Continuous Below 10 | NotYetVerified |  | 3 | 14453 | 119.74 | 120.7 | 19.44 | 0.9013 | 5000 | 83.8
PA3KF4GN | Rayon Lighting Group Inc. | Rayon Lighting | T349LEDB-211-UNI12-50-SF | Outdoor Luminaires | High Output | Architectural Flood and Spot Luminaires | Standard | FALSE | [9 empty] | 42432 | Dimmable | Continuous Below 10 | NotYetVerified |  | 3 | 25343 | 119.94 | 211.3 | 11.36 | 0.9056 | 5000 | 83.7
P7XUADA6 | Rayon Lighting Group Inc. | Rayon Lighting | T349LEDB-211-UNI12-50-AM6 | Outdoor Luminaires | High Output | Architectural Flood and Spot Luminaires | Standard | FALSE | [9 empty] | 42432 | Dimmable | Continuous Below 10 | NotYetVerified |  | 3 | 25343 | 119.94 | 211.3 | 11.36 | 0.9056 | 5000 | 83.7
P3R3WQ2G | Rayon Lighting Group Inc. | Rayon Lighting | T349LEDB-211-UNI12-50-YM | Outdoor Luminaires | High Output | Architectural Flood and Spot Luminaires | Standard | FALSE | [9 empty] | 42432 | Dimmable | Continuous Below 10 | NotYetVerified |  | 3 | 25343 | 119.94 | 211.3 | 11.36 | 0.9056 | 5000 | 83.7
PUNPUFSQ | Eaton (formerly Cooper Lighting) | Lumiere | 303-A1-LEDB2-3000-UNV-T4-ELV-BK-EDGE | Outdoor Luminaires | Low Output | Architectural Flood and Spot Luminaires | Standard | TRUE | 1009 | 69.1 | 14.6 | 9.63 | 0.999 |  |  | 5 |  | 42431 |  |  | No |  | 3.1
P25WGSRW | Light Blue USA | Light Blue USA | FL-APL02-20W81(3000K) | Outdoor Luminaires | Low Output | Architectural Flood and Spot Luminaires | Standard | TRUE | 1580.9 | 77.46 | 20.41 | 9.05 | 0.9823 | 2968 | 82.2 | 5 | 50000 | 42431 |  |  | No |  | 3 | 1580.9 | 77.46 | 20.41 | 9.05 | 0.9823 | 3000 | 82.2
PB1DWD3A | Light Blue USA | Light Blue USA | FL-APL01-10W81(3000K)[120V Only] | Outdoor Luminaires | Low Output | Architectural Flood and Spot Luminaires | Standard | TRUE | 908.47 | 86.92 | 10.45 | 10.26 | 0.9809 | 2969 | 82.3 | 5 | 50000 | 42431 |  |  | No |  | 3 | 908.47 | 86.92 | 10.45 | 10.26 | 0.9809 | 3000 | 82.3
PNU19945 | AB Tech Solution INC | SmartPwrNet | ABTS-FL-B100W-57K | Outdoor Luminaires | Mid Output | Architectural Flood and Spot Luminaires | Standard | TRUE | 9423.093 | 90.55 | 104.07 | 19.13 | 0.967 | 5868 | 84.4 | 5 | 50000 | 42431 |  |  | NotYetVerified |  | 3 |  |  | 100 |  | 0.95 | 5700 | 70
P62J9R9X | AB Tech Solution INC | SmartPwrNet | ABTS-FL-B100W-50K | Outdoor Luminaires | Mid Output | Architectural Flood and Spot Luminaires | Standard | TRUE | 9305.23 | 91.15 | 103.424 | 20.86 | 0.963 | 5278 | 83.4 | 5 | 50000 | 42431 |  |  | NotYetVerified |  | 3 |  |  | 100 |  |  | 5000 | 70
P8TTDU8E | Sarin Energy Inc. | SES | SES-FLT-3000-300 | Outdoor Luminaires | Very High Output | Architectural Flood and Spot Luminaires | Standard | TRUE | 30857 | 101.45 | 304.2 | 7.88 | 0.947 | 3056 | 83.5 | 5 | 50000 | 42431 |  |  | No |  | 3 | 30857 | 101.45 | 304.2 | 7.88 | 0.947 | 3000 | 83.5
P6GEJ1NY | Light Blue USA | Light Blue USA | FL-APL05-50W81(3000K) | Outdoor Luminaires | Low Output | Architectural Flood and Spot Luminaires | Standard | TRUE | 4495.1 | 90.81 | 49.5 | 18.15 | 0.9335 | 2958 | 82.4 | 5 | 50000 | 42431 |  |  | No |  | 3 | 4495.1 | 90.81 | 49.5 | 18.15 | 0.9335 | 3000 | 82.4
PYC7YERJ | AB Tech Solution INC | SmartPwrNet | ABTS-FL-B50W-57K | Outdoor Luminaires | Low Output | Architectural Flood and Spot Luminaires | Standard | TRUE | 4643.486 | 90.62 | 51.24 | 19.06 | 0.931 | 5946 | 85.3 | 5 | 50000 | 42431 |  |  | NotYetVerified |  | 3 |  |  | 50 |  | 0.95 | 5700 | 70
P5WPNAT8 | Sarin Energy Inc. | SES | SES-FLT-3000-220 | Outdoor Luminaires | High Output | Architectural Flood and Spot Luminaires | Standard | TRUE | 21495 | 99.51 | 216 | 18.31 | 0.9301 | 3110 | 83.6 | 5 | 50000 | 42431 |  |  | No |  | 3 | 21578 | 96.75 | 223 | 18.31 | 0.9301 | 3000 | 83.6
PSEAD9QU | Jiangsu YASHIPS Lighting Group Co.Ltd | YASHIPS | YXL536A-T/100W/T30 4000K | Outdoor Luminaires | High Output | Architectural Flood and Spot Luminaires | Premium | TRUE | 10588.5 | 107.15 | 98.8 | 23 | 0.928 | 4021 | 72 | 5 | 50000 | 42431 |  |  | No |  | 3.1 | 10588.5 | 107.15 | 98.8 | 23 | 0.9931 | 4021 | 72
P3UGAG58 | AB Tech Solution INC | SmartPwrNet | ABTS-FL-B50W-50K | Outdoor Luminaires | Low Output | Architectural Flood and Spot Luminaires | Standard | TRUE | 4633.779 | 90.86 | 51 | 20.86 | 0.927 | 5144 | 83.3 | 5 | 50000 | 42431 |  |  | NotYetVerified |  | 3 |  |  | 50 |  | 0.95 | 5000 | 70
P6FWNGGN | AB Tech Solution INC | SmartPwrNet | ABTS-FL-B20W-30K | Outdoor Luminaires | Low Output | Architectural Flood and Spot Luminaires | Standard | TRUE | 1760.2 | 83.26 | 21.14 | 20.96 | 0.911 | 3086 | 81 | 5 | 50000 | 42431 |  |  | NotYetVerified |  | 3 |  | 90 | 20 |  | 0.95 | 3000 | 70
P43W1NRJ | AB Tech Solution INC | SmartPwrNet | ABTS-FL-B30W-30K | Outdoor Luminaires | Low Output | Architectural Flood and Spot Luminaires | Standard | TRUE | 2564.6 | 85.15 | 30.12 | 23.05 | 0.909 | 3075 | 81 | 5 | 50000 | 42431 |  |  | NotYetVerified |  | 3 |  | 90 | 30 |  | 0.95 | 3000 | 70
P46NQPEV | Sarin Energy Inc. | SES | SES-FLT-5700-100 | Outdoor Luminaires | Mid Output | Architectural Flood and Spot Luminaires | Standard | TRUE | 9889.9 | 101.4 | 97.57 | 20.56 | 0.9055 | 5843 | 84.5 | 5 | 50000 | 42431 |  |  | No |  | 3 | 11000 | 110 | 100 | 20 | 0.9 | 5700 | 75
PGXJXK3F | Sarin Energy Inc. | SES | SES-FLT-3000-30 | Outdoor Luminaires | Low Output | Architectural Flood and Spot Luminaires | Standard | TRUE | 2899.1 | 98.84 | 29.33 | 16.49 | 0.9049 | 3041 | 83.2 | 5 | 50000 | 42431 |  |  | NotYetVerified |  | 3 | 2899.1 | 98.84 | 29.33 | 20 | 0.9 | 3000 | 83.2
PQ26RZQF | Light Blue USA | Light Blue USA | FL-APL03-30W81(3000K) | Outdoor Luminaires | Low Output | Architectural Flood and Spot Luminaires | Standard | TRUE | 2717.6 | 94.76 | 28.68 | 17.56 | 0.9037 | 2960 | 82.4 | 5 | 50000 | 42431 |  |  | No |  | 3 | 2717.6 | 94.76 | 28.68 | 17.56 | 0.9037 | 3000 | 82.4
PX5YZF6N | Sarin Energy Inc. | SES | SES-FLT-3000-50 | Outdoor Luminaires | Low Output | Architectural Flood and Spot Luminaires | Standard | TRUE | 4906.5 | 102.12 | 48.05 | 17.63 | 0.9031 | 3042 | 83.3 | 5 | 50000 | 42431 |  |  | NotYetVerified |  | 3 | 4906.5 | 102.12 | 48.05 | 20 | 0.9 | 3000 | 83.3
PRNZJPR4 | Sarin Energy Inc. | SES | SES-FLT-3000-100 | Outdoor Luminaires | High Output | Architectural Flood and Spot Luminaires | Standard | TRUE | 10035 | 103.53 | 96.93 | 19.07 | 0.9024 | 3058 | 82 | 5 | 50000 | 42431 |  |  | No |  | 3 | 10035 | 103.53 | 96.93 | 19.07 | 0.9024 | 3000 | 82
PVB2N2SG | Sarin Energy Inc. | SES | SES-FLT-3000-80 | Outdoor Luminaires | Mid Output | Architectural Flood and Spot Luminaires | Standard | TRUE | 8453 | 109.98 | 76.86 | 18.74 | 0.9024 | 3064 | 83.7 | 5 | 50000 | 42431 |  |  | No |  | 3 | 8591 | 110.11 | 78.02 | 18.74 | 0.9024 | 3000 | 83.7
PQS32PX4 | Sarin Energy Inc. | SES | SES-FLT-3000-150 | Outdoor Luminaires | High Output | Architectural Flood and Spot Luminaires | Standard | TRUE | 15131 | 98.1 | 154.3 | 6.27 | 0.9017 | 3055 | 83.2 | 5 | 50000 | 42431 |  |  | No |  | 3 | 15131 | 98.1 | 154.3 | 6.27 | 0.9017 | 3000 | 83.2
P1PX62YZ | Jiangsu YASHIPS Lighting Group Co.Ltd | YASHIPS | YXL536A-T/100W/T30 5700K | Outdoor Luminaires | High Output | Architectural Flood and Spot Luminaires | Premium | FALSE | [9 empty] | 42431 |  |  | No |  | 3.1 | 11108.4 | 108.5 | 102.4 | 23 | 0.9934 | 5673 | 70
P53P2C6W | Jiangsu YASHIPS Lighting Group Co.Ltd | YASHIPS | YXL536A-T/100W/T30 5000K | Outdoor Luminaires | High Output | Architectural Flood and Spot Luminaires | Premium | FALSE | [9 empty] | 42431 |  |  | No |  | 3.1 | 10833.6 | 108.03 | 100.3 | 23 | 0.9933 | 5000 | 72
PTU4Y1UC | Jiangsu YASHIPS Lighting Group Co.Ltd | YASHIPS | YXL536A-T/100W/T30 4500K | Outdoor Luminaires | High Output | Architectural Flood and Spot Luminaires | Premium | FALSE | [9 empty] | 42431 |  |  | No |  | 3.1 | 10740.7 | 111.19 | 104.1 | 23 | 0.9929 | 4500 | 72
PQPJPMSS | Sarin Energy Inc. | SES | SES-FLT-5700-30 | Outdoor Luminaires | Low Output | Architectural Flood and Spot Luminaires | Standard | FALSE | [9 empty] | 42431 |  |  | NotYetVerified |  | 3 | 2985 | 103.11 | 28.95 | 20 | 0.9 | 5700 | 84.5
PV7D95C1 | Sarin Energy Inc. | SES | SES-FLT-5700-50 | Outdoor Luminaires | Low Output | Architectural Flood and Spot Luminaires | Standard | FALSE | [9 empty] | 42431 |  |  | NotYetVerified |  | 3 | 5053 | 105.64 | 47.83 | 20 | 0.9 | 5700 | 84.3
P6PPNE5W | Sarin Energy Inc. | SES | SES-FLT-5700-300 | Outdoor Luminaires | Very High Output | Architectural Flood and Spot Luminaires | Standard | FALSE | [9 empty] | 42431 |  |  | No |  | 3 | 34017 | 111.97 | 303.8 | 7.68 | 0.9398 | 5700 | 83.7
PYCDNAPJ | Sarin Energy Inc. | SES | SES-FLT-5700-150 | Outdoor Luminaires | High Output | Architectural Flood and Spot Luminaires | Standard | FALSE | [9 empty] | 42431 |  |  | No |  | 3 | 16423 | 106.71 | 153.9 | 6.08 | 0.9035 | 5700 | 83.5
P2W7E64T | Sarin Energy Inc. | SES | SES-FLT-5000-80 | Outdoor Luminaires | Mid Output | Architectural Flood and Spot Luminaires | Standard | FALSE | [9 empty] | 42431 |  |  | No |  | 3 | 9064 | 115.39 | 78.55 | 18.95 | 0.9062 | 5000 | 84.5
P67TA4AF | Sarin Energy Inc. | SES | SES-FLT-5000-220 | Outdoor Luminaires | High Output | Architectural Flood and Spot Luminaires | Standard | FALSE | [9 empty] | 42431 |  |  | No |  | 3 | 25684 | 116.82 | 219.9 | 19.02 | 0.9276 | 5000 | 84.7
P1A9623V | Sarin Energy Inc. | SES | SES-FLT-4000-80 | Outdoor Luminaires | Mid Output | Architectural Flood and Spot Luminaires | Standard | FALSE | [9 empty] | 42431 |  |  | No |  | 3 | 8591 | 110.11 | 78.02 | 18.74 | 0.9024 | 4000 | 83.7
PMQRYTFG | Sarin Energy Inc. | SES | SES-FLT-4000-50 | Outdoor Luminaires | Low Output | Architectural Flood and Spot Luminaires | Standard | FALSE | [9 empty] | 42431 |  |  | NotYetVerified |  | 3 | 4906.5 | 102.12 | 48.05 | 20 | 0.9 | 4000 | 83.3
P464P2VY | Sarin Energy Inc. | SES | SES-FLT-4000-30 | Outdoor Luminaires | Low Output | Architectural Flood and Spot Luminaires | Standard | FALSE | [9 empty] | 42431 |  |  | NotYetVerified |  | 3 | 2899.1 | 98.84 | 29.33 | 20 | 0.9 | 4000 | 83.2
PZVZSY7B | Sarin Energy Inc. | SES | SES-FLT-4000-220 | Outdoor Luminaires | High Output | Architectural Flood and Spot Luminaires | Standard | FALSE | [9 empty] | 42431 |  |  | No |  | 3 | 21578 | 96.75 | 223 | 18.31 | 0.9301 | 4000 | 83.6
P4HCN1MU | Sarin Energy Inc. | SES | SES-FLT-4000-300 | Outdoor Luminaires | Very High Output | Architectural Flood and Spot Luminaires | Standard | FALSE | [9 empty] | 42431 |  |  | No |  | 3 | 30857 | 101.45 | 304.2 | 7.88 | 0.947 | 4000 | 83.5
PKF58JGD | Sarin Energy Inc. | SES | SES-FLT-4000-150 | Outdoor Luminaires | High Output | Architectural Flood and Spot Luminaires | Standard | FALSE | [9 empty] | 42431 |  |  | No |  | 3 | 15131 | 98.1 | 154.3 | 6.27 | 0.9017 | 4000 | 83.2
PSEPSP2C | Sarin Energy Inc. | SES | SES-FLT-4000-100 | Outdoor Luminaires | High Output | Architectural Flood and Spot Luminaires | Standard | FALSE | [9 empty] | 42431 |  |  | No |  | 3 | 10035 | 103.53 | 96.93 | 19.07 | 0.9024 | 4000 | 82
PPKKFHHM | Philips Gardco | PowerForm | PFF-276L-1A-CW-G1-dd-SP-fff | Outdoor Luminaires | Very High Output | Architectural Flood and Spot Luminaires | Standard | FALSE | [9 empty] | 42431 |  |  | Yes |  | 3.1 | 100910.33 | 107.79 | 936.2 | 20 | 0.9 | 5700 | 70
PDYZS5DX | Philips Gardco | PowerForm | PFF-276L-1A-CW-G1-dd-RM-fff | Outdoor Luminaires | Very High Output | Architectural Flood and Spot Luminaires | Standard | FALSE | [9 empty] | 42431 |  |  | Yes |  | 3.1 | 94347.13 | 100.78 | 936.2 | 20 | 0.9 | 5700 | 70
P42T8S6D | Philips Gardco | PowerForm | PFF-276L-1A-CW-G1-dd-A33-fff | Outdoor Luminaires | Very High Output | Architectural Flood and Spot Luminaires | Standard | FALSE | [9 empty] | 42431 |  |  | Yes |  | 3.1 | 94300.26 | 100.73 | 936.2 | 20 | 0.9 | 5700 | 70
PY6Y8T9K | Philips Gardco | PowerForm | PFF-276L-1A-CW-G1-dd-AIRP-fff | Outdoor Luminaires | Very High Output | Architectural Flood and Spot Luminaires | Standard | FALSE | [9 empty] | 42431 |  |  | Yes |  | 3.1 | 94017.95 | 100.43 | 936.2 | 20 | 0.9 | 5700 | 70
PT1XSYN6 | Philips Gardco | PowerForm | PFF-230L-1A-CW-G1-dd-RM-fff | Outdoor Luminaires | Very High Output | Architectural Flood and Spot Luminaires | Standard | FALSE | [9 empty] | 42431 |  |  | Yes |  | 3.1 | 78271.5 | 98.8 | 792.2 | 20 | 0.9 | 5700 | 70
P659864N | Philips Gardco | PowerForm | PFF-230L-1A-CW-G1-dd-A33-fff | Outdoor Luminaires | Very High Output | Architectural Flood and Spot Luminaires | Standard | FALSE | [9 empty] | 42431 |  |  | Yes |  | 3.1 | 78232.61 | 98.75 | 792.2 | 20 | 0.9 | 5700 | 70
P6Y8HFRP | Philips Gardco | PowerForm | PFF-230L-1A-CW-G1-dd-AIRP-fff | Outdoor Luminaires | Very High Output | Architectural Flood and Spot Luminaires | Standard | FALSE | [9 empty] | 42431 |  |  | Yes |  | 3.1 | 77998.4 | 98.46 | 792.2 | 20 | 0.9 | 5700 | 70
PDQWTD5D | Philips Gardco | PowerForm | PFF-230L-1A-CW-G1-dd-SP-fff | Outdoor Luminaires | Very High Output | Architectural Flood and Spot Luminaires | Standard | FALSE | [9 empty] | 42431 |  |  | Yes |  | 3.1 | 77845.55 | 98.27 | 792.2 | 20 | 0.9 | 5700 | 70
PSG6V1DS | Philips Gardco | PowerForm | PFF-276L-700-CW-G1-dd-RM-fff | Outdoor Luminaires | Very High Output | Architectural Flood and Spot Luminaires | Standard | FALSE | [9 empty] | 42431 |  |  | Yes |  | 3.1 | 72601.63 | 118.34 | 613.5 | 20 | 0.9 | 5700 | 70
P1F85NRJ | Philips Gardco | PowerForm | PFF-276L-700-CW-G1-dd-A33-fff | Outdoor Luminaires | Very High Output | Architectural Flood and Spot Luminaires | Standard | FALSE | [9 empty] | 42431 |  |  | Yes |  | 3.1 | 72565.56 | 118.28 | 613.5 | 20 | 0.9 | 5700 | 70
PNFYANRE | Philips Gardco | PowerForm | PFF-276L-700-CW-G1-dd-AIRP-fff | Outdoor Luminaires | Very High Output | Architectural Flood and Spot Luminaires | Standard | FALSE | [9 empty] | 42431 |  |  | Yes |  | 3.1 | 72348.32 | 117.93 | 613.5 | 20 | 0.9 | 5700 | 70
PVA99J34 | Philips Gardco | PowerForm | PFF-276L-700-CW-G1-dd-SP-fff | Outdoor Luminaires | Very High Output | Architectural Flood and Spot Luminaires | Standard | FALSE | [9 empty] | 42431 |  |  | Yes |  | 3.1 | 72206.54 | 117.7 | 613.5 | 20 | 0.9 | 5700 | 70
PR3SXHK2 | Philips Gardco | PowerForm | PFF-184L-1A-CW-G1-dd-RM-fff | Outdoor Luminaires | Very High Output | Architectural Flood and Spot Luminaires | Standard | FALSE | [9 empty] | 42431 |  |  | Yes |  | 3.1 | 62539.09 | 100.48 | 622.4 | 20 | 0.9 | 5700 | 70
PGA1ZP9T | Philips Gardco | PowerForm | PFF-184L-1A-CW-G1-dd-A33-fff | Outdoor Luminaires | Very High Output | Architectural Flood and Spot Luminaires | Standard | FALSE | [9 empty] | 42431 |  |  | Yes |  | 3.1 | 62508.02 | 100.43 | 622.4 | 20 | 0.9 | 5700 | 70
PKSW1TEH | Philips Gardco | PowerForm | PFF-184L-1A-CW-G1-dd-AIRP-fff | Outdoor Luminaires | Very High Output | Architectural Flood and Spot Luminaires | Standard | FALSE | [9 empty] | 42431 |  |  | Yes |  | 3.1 | 62320.89 | 100.13 | 622.4 | 20 | 0.9 | 5700 | 70
PUAY42BX | Philips Gardco | PowerForm | PFF-184L-1A-CW-G1-dd-SP-fff | Outdoor Luminaires | Very High Output | Architectural Flood and Spot Luminaires | Standard | FALSE | [9 empty] | 42431 |  |  | Yes |  | 3.1 | 62198.76 | 99.93 | 622.4 | 20 | 0.9 | 5700 | 70
PM6W4KDB | Philips Gardco | PowerForm | PFF-230L-700-CW-G1-dd-RM-fff | Outdoor Luminaires | Very High Output | Architectural Flood and Spot Luminaires | Standard | FALSE | [9 empty] | 42431 |  |  | Yes |  | 3.1 | 60432.42 | 117.99 | 512.2 | 20 | 0.9 | 5700 | 70
P9K4AADW | Philips Gardco | PowerForm | PFF-230L-700-CW-G1-dd-A33-fff | Outdoor Luminaires | Very High Output | Architectural Flood and Spot Luminaires | Standard | FALSE | [9 empty] | 42431 |  |  | Yes |  | 3.1 | 60402.39 | 117.93 | 512.2 | 20 | 0.9 | 5700 | 70
P2CSHWB9 | Philips Gardco | PowerForm | PFF-230L-700-CW-G1-dd-AIRP-fff | Outdoor Luminaires | Very High Output | Architectural Flood and Spot Luminaires | Standard | FALSE | [9 empty] | 42431 |  |  | Yes |  | 3.1 | 60221.56 | 117.57 | 512.2 | 20 | 0.9 | 5700 | 70
PJNSWR8H | Philips Gardco | PowerForm | PFF-230L-700-CW-G1-dd-SP-fff | Outdoor Luminaires | Very High Output | Architectural Flood and Spot Luminaires | Standard | FALSE | [9 empty] | 42431 |  |  | Yes |  | 3.1 | 60103.55 | 117.34 | 512.2 | 20 | 0.9 | 5700 | 70
P55D7DT3 | Philips Gardco | PowerForm | PFF-184L-700-CW-G1-dd-RM-fff | Outdoor Luminaires | Very High Output | Architectural Flood and Spot Luminaires | Standard | FALSE | [9 empty] | 42431 |  |  | Yes |  | 3.1 | 48448.02 | 118.34 | 409.4 | 20 | 0.9 | 5700 | 70
PHN2QCXE | Philips Gardco | PowerForm | PFF-184L-700-CW-G1-dd-A33-fff | Outdoor Luminaires | Very High Output | Architectural Flood and Spot Luminaires | Standard | FALSE | [9 empty] | 42431 |  |  | Yes |  | 3.1 | 48423.95 | 118.28 | 409.4 | 20 | 0.9 | 5700 | 70
PB3Q4AM6 | Philips Gardco | PowerForm | PFF-184L-700-CW-G1-dd-AIRP-fff | Outdoor Luminaires | Very High Output | Architectural Flood and Spot Luminaires | Standard | FALSE | [9 empty] | 42431 |  |  | Yes |  | 3.1 | 48278.98 | 117.93 | 409.4 | 20 | 0.9 | 5700 | 70
PUA9GYRH | Philips Gardco | PowerForm | PFF-184L-700-CW-G1-dd-SP-fff | Outdoor Luminaires | Very High Output | Architectural Flood and Spot Luminaires | Standard | FALSE | [9 empty] | 42431 |  |  | Yes |  | 3.1 | 48184.37 | 117.7 | 409.4 | 20 | 0.9 | 5700 | 70
PRZHFXXY | Philips Gardco | PowerForm | PFF-138L-1A-CW-G1-dd-RM-fff | Outdoor Luminaires | Very High Output | Architectural Flood and Spot Luminaires | Standard | FALSE | [9 empty] | 42431 |  |  | Yes |  | 3.1 | 46927.69 | 100.17 | 468.5 | 20 | 0.9 | 5700 | 70
PUD955KH | Philips Gardco | PowerForm | PFF-138L-1A-CW-G1-dd-A33-fff | Outdoor Luminaires | Very High Output | Architectural Flood and Spot Luminaires | Standard | FALSE | [9 empty] | 42431 |  |  | Yes |  | 3.1 | 46904.38 | 100.12 | 468.5 | 20 | 0.9 | 5700 | 70
PRXU4YAF | Philips Gardco | PowerForm | PFF-138L-1A-CW-G1-dd-AIRP-fff | Outdoor Luminaires | Very High Output | Architectural Flood and Spot Luminaires | Standard | FALSE | [9 empty] | 42431 |  |  | Yes |  | 3.1 | 46763.96 | 99.82 | 468.5 | 20 | 0.9 | 5700 | 70
PEV6XT42 | Philips Gardco | PowerForm | PFF-138L-1A-CW-G1-dd-SP-fff | Outdoor Luminaires | Very High Output | Architectural Flood and Spot Luminaires | Standard | FALSE | [9 empty] | 42431 |  |  | Yes |  | 3.1 | 46672.32 | 99.62 | 468.5 | 20 | 0.9 | 5700 | 70
P1EBJHVD | Philips Gardco | PowerForm | PFF-138L-700-CW-G1-dd-RM-fff | Outdoor Luminaires | Very High Output | Architectural Flood and Spot Luminaires | Standard | FALSE | [9 empty] | 42431 |  |  | Yes |  | 3.1 | 36163.3 | 116.02 | 311.7 | 20 | 0.9 | 5700 | 70
PUNVCKJK | Philips Gardco | PowerForm | PFF-138L-700-CW-G1-dd-A33-fff | Outdoor Luminaires | Very High Output | Architectural Flood and Spot Luminaires | Standard | FALSE | [9 empty] | 42431 |  |  | Yes |  | 3.1 | 36145.34 | 115.96 | 311.7 | 20 | 0.9 | 5700 | 70
PHUGSTEC | Philips Gardco | PowerForm | PFF-138L-700-CW-G1-dd-AIRP-fff | Outdoor Luminaires | Very High Output | Architectural Flood and Spot Luminaires | Standard | FALSE | [9 empty] | 42431 |  |  | Yes |  | 3.1 | 36037.13 | 115.61 | 311.7 | 20 | 0.9 | 5700 | 70
PM1AA4U7 | Philips Gardco | PowerForm | PFF-138L-700-CW-G1-dd-SP-fff | Outdoor Luminaires | Very High Output | Architectural Flood and Spot Luminaires | Standard | FALSE | [9 empty] | 42431 |  |  | Yes |  | 3.1 | 35966.5 | 115.39 | 311.7 | 20 | 0.9 | 5700 | 70
PNXDNPNP | Philips Gardco | PowerForm | PFF-92L-1A-CW-G1-dd-RM-fff | Outdoor Luminaires | Very High Output | Architectural Flood and Spot Luminaires | Standard | FALSE | [9 empty] | 42431 |  |  | Yes |  | 3.1 | 31508.81 | 100.83 | 312.5 | 20 | 0.9 | 5700 | 70
PSRAFJC7 | Philips Gardco | PowerForm | PFF-92L-1A-CW-G1-dd-A33-fff | Outdoor Luminaires | Very High Output | Architectural Flood and Spot Luminaires | Standard | FALSE | [9 empty] | 42431 |  |  | Yes |  | 3.1 | 31493.16 | 100.78 | 312.5 | 20 | 0.9 | 5700 | 70
P6T44RJK | Philips Gardco | PowerForm | PFF-92L-1A-CW-G1-dd-AIRP-fff | Outdoor Luminaires | Very High Output | Architectural Flood and Spot Luminaires | Standard | FALSE | [9 empty] | 42431 |  |  | Yes |  | 3.1 | 31398.88 | 100.48 | 312.5 | 20 | 0.9 | 5700 | 70
PR5PKJYE | Philips Gardco | PowerForm | PFF-92L-1A-CW-G1-dd-SP-fff | Outdoor Luminaires | Very High Output | Architectural Flood and Spot Luminaires | Standard | FALSE | [9 empty] | 42431 |  |  | Yes |  | 3.1 | 31337.35 | 100.28 | 312.5 | 20 | 0.9 | 5700 | 70
PD7XRGT3 | Philips Gardco | PowerForm | PFF-92L-700-CW-G1-dd-SP-fff | Outdoor Luminaires | High Output | Architectural Flood and Spot Luminaires | Standard | FALSE | [9 empty] | 42431 |  |  | Yes |  | 3.1 | 25822.03 | 125.9 | 205.1 | 20 | 0.9 | 5700 | 70
PZAC9SF8 | Philips Gardco | PowerForm | PFF-92L-700-CW-G1-dd-RM-fff | Outdoor Luminaires | High Output | Architectural Flood and Spot Luminaires | Standard | FALSE | [9 empty] | 42431 |  |  | Yes |  | 3.1 | 24217.41 | 118.08 | 205.1 | 20 | 0.9 | 5700 | 70
PY3GHR8W | Philips Gardco | PowerForm | PFF-92L-700-CW-G1-dd-AIRP-fff | Outdoor Luminaires | High Output | Architectural Flood and Spot Luminaires | Standard | FALSE | [9 empty] | 42431 |  |  | Yes |  | 3.1 | 24132.91 | 117.66 | 205.1 | 20 | 0.9 | 5700 | 70
P4PV2EGJ | Philips Gardco | PowerForm | PFF-92L-700-CW-G1-dd-A33-fff | Outdoor Luminaires | High Output | Architectural Flood and Spot Luminaires | Standard | FALSE | [9 empty] | 42431 |  |  | Yes |  | 3.1 | 23950.57 | 116.78 | 205.1 | 20 | 0.9 | 5700 | 70
P66X7MH3 | Philips Gardco | PowerForm | PFF-276L-1A-NW-G1-dd-SP-fff | Outdoor Luminaires | Very High Output | Architectural Flood and Spot Luminaires | Standard | FALSE | [9 empty] | 42431 |  |  | Yes |  | 3.1 | 100910.33 | 107.79 | 936.2 | 20 | 0.9 | 4000 | 70
PH7HK8NN | Philips Gardco | PowerForm | PFF-276L-1A-NW-G1-dd-RM-fff | Outdoor Luminaires | Very High Output | Architectural Flood and Spot Luminaires | Standard | FALSE | [9 empty] | 42431 |  |  | Yes |  | 3.1 | 94347.13 | 100.78 | 936.2 | 20 | 0.9 | 4000 | 70
PG1CW43Y | Philips Gardco | PowerForm | PFF-276L-1A-NW-G1-dd-A33-fff | Outdoor Luminaires | Very High Output | Architectural Flood and Spot Luminaires | Standard | FALSE | [9 empty] | 42431 |  |  | Yes |  | 3.1 | 94300.26 | 100.73 | 936.2 | 20 | 0.9 | 4000 | 70
P2Q4NW6N | Philips Gardco | PowerForm | PFF-276L-1A-NW-G1-dd-AIRP-fff | Outdoor Luminaires | Very High Output | Architectural Flood and Spot Luminaires | Standard | FALSE | [9 empty] | 42431 |  |  | Yes |  | 3.1 | 94017.95 | 100.43 | 936.2 | 20 | 0.9 | 4000 | 70
PBW6MQUH | Philips Gardco | PowerForm | PFF-230L-1A-NW-G1-dd-RM-fff | Outdoor Luminaires | Very High Output | Architectural Flood and Spot Luminaires | Standard | FALSE | [9 empty] | 42431 |  |  | Yes |  | 3.1 | 78271.5 | 98.8 | 792.2 | 20 | 0.9 | 4000 | 70
PKJJG7KG | Philips Gardco | PowerForm | PFF-230L-1A-NW-G1-dd-A33-fff | Outdoor Luminaires | Very High Output | Architectural Flood and Spot Luminaires | Standard | FALSE | [9 empty] | 42431 |  |  | Yes |  | 3.1 | 78232.61 | 98.75 | 792.2 | 20 | 0.9 | 4000 | 70
PS3X7A1Q | Philips Gardco | PowerForm | PFF-230L-1A-NW-G1-dd-AIRP-fff | Outdoor Luminaires | Very High Output | Architectural Flood and Spot Luminaires | Standard | FALSE | [9 empty] | 42431 |  |  | Yes |  | 3.1 | 77998.4 | 98.46 | 792.2 | 20 | 0.9 | 4000 | 70
PFK4TUVW | Philips Gardco | PowerForm | PFF-230L-1A-NW-G1-dd-SP-fff | Outdoor Luminaires | Very High Output | Architectural Flood and Spot Luminaires | Standard | FALSE | [9 empty] | 42431 |  |  | Yes |  | 3.1 | 77845.55 | 98.27 | 792.2 | 20 | 0.9 | 4000 | 70
PY1MD4ZG | Philips Gardco | PowerForm | PFF-276L-700-NW-G1-dd-RM-fff | Outdoor Luminaires | Very High Output | Architectural Flood and Spot Luminaires | Standard | FALSE | [9 empty] | 42431 |  |  | Yes |  | 3.1 | 72601.63 | 118.34 | 613.5 | 20 | 0.9 | 4000 | 70
PB5WPX84 | Philips Gardco | PowerForm | PFF-276L-700-NW-G1-dd-A33-fff | Outdoor Luminaires | Very High Output | Architectural Flood and Spot Luminaires | Standard | FALSE | [9 empty] | 42431 |  |  | Yes |  | 3.1 | 72565.56 | 118.28 | 613.5 | 20 | 0.9 | 4000 | 70
PXC434GR | Philips Gardco | PowerForm | PFF-276L-700-NW-G1-dd-AIRP-fff | Outdoor Luminaires | Very High Output | Architectural Flood and Spot Luminaires | Standard | FALSE | [9 empty] | 42431 |  |  | Yes |  | 3.1 | 72348.32 | 117.93 | 613.5 | 20 | 0.9 | 4000 | 70
PE8BZZ5W | Philips Gardco | PowerForm | PFF-276L-700-NW-G1-dd-SP-fff | Outdoor Luminaires | Very High Output | Architectural Flood and Spot Luminaires | Standard | FALSE | [9 empty] | 42431 |  |  | Yes |  | 3.1 | 72206.54 | 117.7 | 613.5 | 20 | 0.9 | 4000 | 70
P4JTYE5Z | Philips Gardco | PowerForm | PFF-184L-1A-NW-G1-dd-RM-fff | Outdoor Luminaires | Very High Output | Architectural Flood and Spot Luminaires | Standard | FALSE | [9 empty] | 42431 |  |  | Yes |  | 3.1 | 62539.09 | 100.48 | 622.4 | 20 | 0.9 | 4000 | 70
PSXK6U3J | Philips Gardco | PowerForm | PFF-184L-1A-NW-G1-dd-A33-fff | Outdoor Luminaires | Very High Output | Architectural Flood and Spot Luminaires | Standard | FALSE | [9 empty] | 42431 |  |  | Yes |  | 3.1 | 62508.02 | 100.43 | 622.4 | 20 | 0.9 | 4000 | 70
PXHWYN8A | Philips Gardco | PowerForm | PFF-184L-1A-NW-G1-dd-AIRP-fff | Outdoor Luminaires | Very High Output | Architectural Flood and Spot Luminaires | Standard | FALSE | [9 empty] | 42431 |  |  | Yes |  | 3.1 | 62320.89 | 100.13 | 622.4 | 20 | 0.9 | 4000 | 70
PJ7VEVTE | Philips Gardco | PowerForm | PFF-184L-1A-NW-G1-dd-SP-fff | Outdoor Luminaires | Very High Output | Architectural Flood and Spot Luminaires | Standard | FALSE | [9 empty] | 42431 |  |  | Yes |  | 3.1 | 62198.76 | 99.93 | 622.4 | 20 | 0.9 | 4000 | 70
PRB67P9C | Philips Gardco | PowerForm | PFF-230L-700-NW-G1-dd-RM-fff | Outdoor Luminaires | Very High Output | Architectural Flood and Spot Luminaires | Standard | FALSE | [9 empty] | 42431 |  |  | Yes |  | 3.1 | 60432.42 | 117.99 | 512.2 | 20 | 0.9 | 4000 | 70
P32W31PN | Philips Gardco | PowerForm | PFF-230L-700-NW-G1-dd-A33-fff | Outdoor Luminaires | Very High Output | Architectural Flood and Spot Luminaires | Standard | FALSE | [9 empty] | 42431 |  |  | Yes |  | 3.1 | 60402.39 | 117.93 | 512.2 | 20 | 0.9 | 4000 | 70
P2AKKX44 | Philips Gardco | PowerForm | PFF-230L-700-NW-G1-dd-AIRP-fff | Outdoor Luminaires | Very High Output | Architectural Flood and Spot Luminaires | Standard | FALSE | [9 empty] | 42431 |  |  | Yes |  | 3.1 | 60221.56 | 117.57 | 512.2 | 20 | 0.9 | 4000 | 70
PMEPKMPR | Philips Gardco | PowerForm | PFF-230L-700-NW-G1-dd-SP-fff | Outdoor Luminaires | Very High Output | Architectural Flood and Spot Luminaires | Standard | FALSE | [9 empty] | 42431 |  |  | Yes |  | 3.1 | 60103.55 | 117.34 | 512.2 | 20 | 0.9 | 4000 | 70
PQWB5G4S | Philips Gardco | PowerForm | PFF-184L-700-NW-G1-dd-RM-fff | Outdoor Luminaires | Very High Output | Architectural Flood and Spot Luminaires | Standard | FALSE | [9 empty] | 42431 |  |  | Yes |  | 3.1 | 48448.02 | 118.34 | 409.4 | 20 | 0.9 | 4000 | 70
P2MTDUT9 | Philips Gardco | PowerForm | PFF-184L-700-NW-G1-dd-A33-fff | Outdoor Luminaires | Very High Output | Architectural Flood and Spot Luminaires | Standard | FALSE | [9 empty] | 42431 |  |  | Yes |  | 3.1 | 48423.95 | 118.28 | 409.4 | 20 | 0.9 | 4000 | 70
PCZEBKZ4 | Philips Gardco | PowerForm | PFF-184L-700-NW-G1-dd-AIRP-fff | Outdoor Luminaires | Very High Output | Architectural Flood and Spot Luminaires | Standard | FALSE | [9 empty] | 42431 |  |  | Yes |  | 3.1 | 48278.98 | 117.93 | 409.4 | 20 | 0.9 | 4000 | 70
P56XFU2T | Philips Gardco | PowerForm | PFF-184L-700-NW-G1-dd-SP-fff | Outdoor Luminaires | Very High Output | Architectural Flood and Spot Luminaires | Standard | FALSE | [9 empty] | 42431 |  |  | Yes |  | 3.1 | 48184.37 | 117.7 | 409.4 | 20 | 0.9 | 4000 | 70
P8AUVMZ4 | Philips Gardco | PowerForm | PFF-138L-1A-NW-G1-dd-RM-fff | Outdoor Luminaires | Very High Output | Architectural Flood and Spot Luminaires | Standard | FALSE | [9 empty] | 42431 |  |  | Yes |  | 3.1 | 46927.69 | 100.17 | 468.5 | 20 | 0.9 | 4000 | 70
PQYHG4JC | Philips Gardco | PowerForm | PFF-138L-1A-NW-G1-dd-A33-fff | Outdoor Luminaires | Very High Output | Architectural Flood and Spot Luminaires | Standard | FALSE | [9 empty] | 42431 |  |  | Yes |  | 3.1 | 46904.38 | 100.12 | 468.5 | 20 | 0.9 | 4000 | 70
PN9S3FSY | Philips Gardco | PowerForm | PFF-138L-1A-NW-G1-dd-AIRP-fff | Outdoor Luminaires | Very High Output | Architectural Flood and Spot Luminaires | Standard | FALSE | [9 empty] | 42431 |  |  | Yes |  | 3.1 | 46763.96 | 99.82 | 468.5 | 20 | 0.9 | 4000 | 70
PKUKPZX2 | Philips Gardco | PowerForm | PFF-138L-1A-NW-G1-dd-SP-fff | Outdoor Luminaires | Very High Output | Architectural Flood and Spot Luminaires | Standard | FALSE | [9 empty] | 42431 |  |  | Yes |  | 3.1 | 46672.32 | 99.62 | 468.5 | 20 | 0.9 | 4000 | 70
P83XNVQ7 | Philips Gardco | PowerForm | PFF-138L-700-NW-G1-dd-RM-fff | Outdoor Luminaires | Very High Output | Architectural Flood and Spot Luminaires | Standard | FALSE | [9 empty] | 42431 |  |  | Yes |  | 3.1 | 36163.3 | 116.02 | 311.7 | 20 | 0.9 | 4000 | 70
PWNBJ4EA | Philips Gardco | PowerForm | PFF-138L-700-NW-G1-dd-A33-fff | Outdoor Luminaires | Very High Output | Architectural Flood and Spot Luminaires | Standard | FALSE | [9 empty] | 42431 |  |  | Yes |  | 3.1 | 36145.34 | 115.96 | 311.7 | 20 | 0.9 | 4000 | 70
PF5YWBCB | Philips Gardco | PowerForm | PFF-138L-700-NW-G1-dd-AIRP-fff | Outdoor Luminaires | Very High Output | Architectural Flood and Spot Luminaires | Standard | FALSE | [9 empty] | 42431 |  |  | Yes |  | 3.1 | 36037.13 | 115.61 | 311.7 | 20 | 0.9 | 4000 | 70
P6CVGBY2 | Philips Gardco | PowerForm | PFF-138L-700-NW-G1-dd-SP-fff | Outdoor Luminaires | Very High Output | Architectural Flood and Spot Luminaires | Standard | FALSE | [9 empty] | 42431 |  |  | Yes |  | 3.1 | 35966.5 | 115.39 | 311.7 | 20 | 0.9 | 4000 | 70
PXSMSV4N | Philips Gardco | PowerForm | PFF-92L-1A-NW-G1-dd-RM-fff | Outdoor Luminaires | Very High Output | Architectural Flood and Spot Luminaires | Standard | FALSE | [9 empty] | 42431 |  |  | Yes |  | 3.1 | 31508.81 | 100.83 | 312.5 | 20 | 0.9 | 4000 | 70
PZ1PY2PM | Philips Gardco | PowerForm | PFF-92L-1A-NW-G1-dd-A33-fff | Outdoor Luminaires | Very High Output | Architectural Flood and Spot Luminaires | Standard | FALSE | [9 empty] | 42431 |  |  | Yes |  | 3.1 | 31493.16 | 100.78 | 312.5 | 20 | 0.9 | 4000 | 70
P77WE37R | Philips Gardco | PowerForm | PFF-92L-1A-NW-G1-dd-AIRP-fff | Outdoor Luminaires | Very High Output | Architectural Flood and Spot Luminaires | Standard | FALSE | [9 empty] | 42431 |  |  | Yes |  | 3.1 | 31398.88 | 100.48 | 312.5 | 20 | 0.9 | 4000 | 70
P1XAEG4S | Philips Gardco | PowerForm | PFF-92L-1A-NW-G1-dd-SP-fff | Outdoor Luminaires | Very High Output | Architectural Flood and Spot Luminaires | Standard | FALSE | [9 empty] | 42431 |  |  | Yes |  | 3.1 | 31337.35 | 100.28 | 312.5 | 20 | 0.9 | 4000 | 70
PVHZS5PR | Philips Gardco | PowerForm | PFF-92L-700-NW-G1-dd-SP-fff | Outdoor Luminaires | High Output | Architectural Flood and Spot Luminaires | Standard | FALSE | [9 empty] | 42431 |  |  | Yes |  | 3.1 | 25822.03 | 125.9 | 205.1 | 20 | 0.9 | 4000 | 70
PCJZ4BWH | Philips Gardco | PowerForm | PFF-92L-700-NW-G1-dd-RM-fff | Outdoor Luminaires | High Output | Architectural Flood and Spot Luminaires | Standard | FALSE | [9 empty] | 42431 |  |  | Yes |  | 3.1 | 24217.41 | 118.08 | 205.1 | 20 | 0.9 | 4000 | 70
PGYS4HV3 | Philips Gardco | PowerForm | PFF-92L-700-NW-G1-dd-AIRP-fff | Outdoor Luminaires | High Output | Architectural Flood and Spot Luminaires | Standard | FALSE | [9 empty] | 42431 |  |  | Yes |  | 3.1 | 24132.91 | 117.66 | 205.1 | 20 | 0.9 | 4000 | 70
PTPX3C8H | Philips Gardco | PowerForm | PFF-92L-700-NW-G1-dd-A33-fff | Outdoor Luminaires | High Output | Architectural Flood and Spot Luminaires | Standard | FALSE | [9 empty] | 42431 |  |  | Yes |  | 3.1 | 23950.57 | 116.78 | 205.1 | 20 | 0.9 | 4000 | 70
PRMPZADC | Philips Gardco | PowerForm | PFF-276L-1A-WW-G1-dd-SP-fff | Outdoor Luminaires | Very High Output | Architectural Flood and Spot Luminaires | Standard | FALSE | [9 empty] | 42431 |  |  | Yes |  | 3.1 | 87338 | 93.29 | 936.2 | 20 | 0.9 | 3000 | 70
P9UVFSB4 | Philips Gardco | PowerForm | PFF-276L-1A-WW-G1-dd-A33-fff | Outdoor Luminaires | Very High Output | Architectural Flood and Spot Luminaires | Standard | FALSE | [9 empty] | 42431 |  |  | Yes |  | 3.1 | 81808.43 | 87.38 | 936.2 | 20 | 0.9 | 3000 | 70
P9AF9XKR | Philips Gardco | PowerForm | PFF-276L-1A-WW-G1-dd-RM-fff | Outdoor Luminaires | Very High Output | Architectural Flood and Spot Luminaires | Standard | FALSE | [9 empty] | 42431 |  |  | Yes |  | 3.1 | 81266.69 | 86.8 | 936.2 | 20 | 0.9 | 3000 | 70
PTB5GAV8 | Philips Gardco | PowerForm | PFF-276L-1A-WW-G1-dd-AIRP-fff | Outdoor Luminaires | Very High Output | Architectural Flood and Spot Luminaires | Standard | FALSE | [9 empty] | 42431 |  |  | Yes |  | 3.1 | 80983.15 | 86.5 | 936.2 | 20 | 0.9 | 3000 | 70
PTZ9RR6U | Philips Gardco | PowerForm | PFF-230L-1A-WW-G1-dd-A33-fff | Outdoor Luminaires | Very High Output | Architectural Flood and Spot Luminaires | Standard | FALSE | [9 empty] | 42431 |  |  | Yes |  | 3.1 | 67869.24 | 85.67 | 792.2 | 20 | 0.9 | 3000 | 70
P4CZKQPZ | Philips Gardco | PowerForm | PFF-230L-1A-WW-G1-dd-RM-fff | Outdoor Luminaires | Very High Output | Architectural Flood and Spot Luminaires | Standard | FALSE | [9 empty] | 42431 |  |  | Yes |  | 3.1 | 67419.81 | 85.1 | 792.2 | 20 | 0.9 | 3000 | 70
PDBM5NRH | Philips Gardco | PowerForm | PFF-230L-1A-WW-G1-dd-SP-fff | Outdoor Luminaires | Very High Output | Architectural Flood and Spot Luminaires | Standard | FALSE | [9 empty] | 42431 |  |  | Yes |  | 3.1 | 67375.41 | 85.05 | 792.2 | 20 | 0.9 | 3000 | 70
PFQHRNSD | Philips Gardco | PowerForm | PFF-230L-1A-WW-G1-dd-AIRP-fff | Outdoor Luminaires | Very High Output | Architectural Flood and Spot Luminaires | Standard | FALSE | [9 empty] | 42431 |  |  | Yes |  | 3.1 | 67184.58 | 84.81 | 792.2 | 20 | 0.9 | 3000 | 70
PQFCJN6B | Philips Gardco | PowerForm | PFF-276L-700-WW-G1-dd-A33-fff | Outdoor Luminaires | Very High Output | Architectural Flood and Spot Luminaires | Standard | FALSE | [9 empty] | 42431 |  |  | Yes |  | 3.1 | 62952.89 | 102.61 | 613.5 | 20 | 0.9 | 3000 | 70
P1GNPF2W | Philips Gardco | PowerForm | PFF-276L-700-WW-G1-dd-RM-fff | Outdoor Luminaires | Very High Output | Architectural Flood and Spot Luminaires | Standard | FALSE | [9 empty] | 42431 |  |  | Yes |  | 3.1 | 62536.02 | 101.93 | 613.5 | 20 | 0.9 | 3000 | 70
PK5Q8UHS | Philips Gardco | PowerForm | PFF-276L-700-WW-G1-dd-SP-fff | Outdoor Luminaires | Very High Output | Architectural Flood and Spot Luminaires | Standard | FALSE | [9 empty] | 42431 |  |  | Yes |  | 3.1 | 62494.84 | 101.87 | 613.5 | 20 | 0.9 | 3000 | 70
PMGZEX3R | Philips Gardco | PowerForm | PFF-276L-700-WW-G1-dd-AIRP-fff | Outdoor Luminaires | Very High Output | Architectural Flood and Spot Luminaires | Standard | FALSE | [9 empty] | 42431 |  |  | Yes |  | 3.1 | 62317.83 | 101.58 | 613.5 | 20 | 0.9 | 3000 | 70
PK2ACQR5 | Philips Gardco | PowerForm | PFF-184L-1A-WW-G1-dd-A33-fff | Outdoor Luminaires | Very High Output | Architectural Flood and Spot Luminaires | Standard | FALSE | [9 empty] | 42431 |  |  | Yes |  | 3.1 | 54227.66 | 87.13 | 622.4 | 20 | 0.9 | 3000 | 70
PYUWM3RX | Philips Gardco | PowerForm | PFF-184L-1A-WW-G1-dd-RM-fff | Outdoor Luminaires | Very High Output | Architectural Flood and Spot Luminaires | Standard | FALSE | [9 empty] | 42431 |  |  | Yes |  | 3.1 | 53868.57 | 86.55 | 622.4 | 20 | 0.9 | 3000 | 70
PZQESP2P | Philips Gardco | PowerForm | PFF-184L-1A-WW-G1-dd-SP-fff | Outdoor Luminaires | Very High Output | Architectural Flood and Spot Luminaires | Standard | FALSE | [9 empty] | 42431 |  |  | Yes |  | 3.1 | 53833.1 | 86.49 | 622.4 | 20 | 0.9 | 3000 | 70
PZVKTZ64 | Philips Gardco | PowerForm | PFF-184L-1A-WW-G1-dd-AIRP-fff | Outdoor Luminaires | Very High Output | Architectural Flood and Spot Luminaires | Standard | FALSE | [9 empty] | 42431 |  |  | Yes |  | 3.1 | 53680.62 | 86.25 | 622.4 | 20 | 0.9 | 3000 | 70
P9PEZCWH | Philips Gardco | PowerForm | PFF-230L-700-WW-G1-dd-A33-fff | Outdoor Luminaires | Very High Output | Architectural Flood and Spot Luminaires | Standard | FALSE | [9 empty] | 42431 |  |  | Yes |  | 3.1 | 52400.97 | 102.31 | 512.2 | 20 | 0.9 | 3000 | 70
PSN716CR | Philips Gardco | PowerForm | PFF-230L-700-WW-G1-dd-RM-fff | Outdoor Luminaires | Very High Output | Architectural Flood and Spot Luminaires | Standard | FALSE | [9 empty] | 42431 |  |  | Yes |  | 3.1 | 52053.97 | 101.63 | 512.2 | 20 | 0.9 | 3000 | 70
P21YE42G | Philips Gardco | PowerForm | PFF-230L-700-WW-G1-dd-SP-fff | Outdoor Luminaires | Very High Output | Architectural Flood and Spot Luminaires | Standard | FALSE | [9 empty] | 42431 |  |  | Yes |  | 3.1 | 52019.69 | 101.56 | 512.2 | 20 | 0.9 | 3000 | 70
PENJJNHM | Philips Gardco | PowerForm | PFF-230L-700-WW-G1-dd-AIRP-fff | Outdoor Luminaires | Very High Output | Architectural Flood and Spot Luminaires | Standard | FALSE | [9 empty] | 42431 |  |  | Yes |  | 3.1 | 51872.35 | 101.27 | 512.2 | 20 | 0.9 | 3000 | 70
PB6Q1N6G | Philips Gardco | PowerForm | PFF-184L-700-WW-G1-dd-A33-fff | Outdoor Luminaires | Very High Output | Architectural Flood and Spot Luminaires | Standard | FALSE | [9 empty] | 42431 |  |  | Yes |  | 3.1 | 42009.29 | 102.61 | 409.4 | 20 | 0.9 | 3000 | 70
PW6XRWWC | Philips Gardco | PowerForm | PFF-184L-700-WW-G1-dd-RM-fff | Outdoor Luminaires | Very High Output | Architectural Flood and Spot Luminaires | Standard | FALSE | [9 empty] | 42431 |  |  | Yes |  | 3.1 | 41731.11 | 101.93 | 409.4 | 20 | 0.9 | 3000 | 70
PGC4BMVR | Philips Gardco | PowerForm | PFF-184L-700-WW-G1-dd-SP-fff | Outdoor Luminaires | Very High Output | Architectural Flood and Spot Luminaires | Standard | FALSE | [9 empty] | 42431 |  |  | Yes |  | 3.1 | 41703.63 | 101.87 | 409.4 | 20 | 0.9 | 3000 | 70
P7E39R7V | Philips Gardco | PowerForm | PFF-184L-700-WW-G1-dd-AIRP-fff | Outdoor Luminaires | Very High Output | Architectural Flood and Spot Luminaires | Standard | FALSE | [9 empty] | 42431 |  |  | Yes |  | 3.1 | 41585.51 | 101.58 | 409.4 | 20 | 0.9 | 3000 | 70
PGZU1UAX | Philips Gardco | PowerForm | PFF-138L-1A-WW-G1-dd-A33-fff | Outdoor Luminaires | Very High Output | Architectural Flood and Spot Luminaires | Standard | FALSE | [9 empty] | 42431 |  |  | Yes |  | 3.1 | 40691.02 | 86.85 | 468.5 | 20 | 0.9 | 3000 | 70
PYFVQUQC | Philips Gardco | PowerForm | PFF-138L-1A-WW-G1-dd-RM-fff | Outdoor Luminaires | Very High Output | Architectural Flood and Spot Luminaires | Standard | FALSE | [9 empty] | 42431 |  |  | Yes |  | 3.1 | 40421.56 | 86.28 | 468.5 | 20 | 0.9 | 3000 | 70
PTSA2FMT | Philips Gardco | PowerForm | PFF-138L-1A-WW-G1-dd-SP-fff | Outdoor Luminaires | Very High Output | Architectural Flood and Spot Luminaires | Standard | FALSE | [9 empty] | 42431 |  |  | Yes |  | 3.1 | 40394.94 | 86.22 | 468.5 | 20 | 0.9 | 3000 | 70
PTSSNKPD | Philips Gardco | PowerForm | PFF-138L-1A-WW-G1-dd-AIRP-fff | Outdoor Luminaires | Very High Output | Architectural Flood and Spot Luminaires | Standard | FALSE | [9 empty] | 42431 |  |  | Yes |  | 3.1 | 40280.53 | 85.98 | 468.5 | 20 | 0.9 | 3000 | 70
P2X269WQ | Philips Gardco | PowerForm | PFF-138L-700-WW-G1-dd-A33-fff | Outdoor Luminaires | Very High Output | Architectural Flood and Spot Luminaires | Standard | FALSE | [9 empty] | 42431 |  |  | Yes |  | 3.1 | 31357.21 | 100.6 | 311.7 | 20 | 0.9 | 3000 | 70
PGD1BVRU | Philips Gardco | PowerForm | PFF-138L-700-WW-G1-dd-RM-fff | Outdoor Luminaires | Very High Output | Architectural Flood and Spot Luminaires | Standard | FALSE | [9 empty] | 42431 |  |  | Yes |  | 3.1 | 31149.56 | 99.93 | 311.7 | 20 | 0.9 | 3000 | 70
P6JW2ENQ | Philips Gardco | PowerForm | PFF-138L-700-WW-G1-dd-SP-fff | Outdoor Luminaires | Very High Output | Architectural Flood and Spot Luminaires | Standard | FALSE | [9 empty] | 42431 |  |  | Yes |  | 3.1 | 31129.05 | 99.87 | 311.7 | 20 | 0.9 | 3000 | 70
PX2GKWCZ | Philips Gardco | PowerForm | PFF-138L-700-WW-G1-dd-AIRP-fff | Outdoor Luminaires | Very High Output | Architectural Flood and Spot Luminaires | Standard | FALSE | [9 empty] | 42431 |  |  | Yes |  | 3.1 | 31040.88 | 99.59 | 311.7 | 20 | 0.9 | 3000 | 70
PHCNJXT7 | Philips Gardco | PowerForm | PFF-92L-1A-WW-G1-dd-A33-fff | Outdoor Luminaires | High Output | Architectural Flood and Spot Luminaires | Standard | FALSE | [9 empty] | 42431 |  |  | Yes |  | 3.1 | 27321.3 | 87.43 | 312.5 | 20 | 0.9 | 3000 | 70
PU3TV4YM | Philips Gardco | PowerForm | PFF-92L-1A-WW-G1-dd-RM-fff | Outdoor Luminaires | High Output | Architectural Flood and Spot Luminaires | Standard | FALSE | [9 empty] | 42431 |  |  | Yes |  | 3.1 | 27140.38 | 86.85 | 312.5 | 20 | 0.9 | 3000 | 70
PPJZV58W | Philips Gardco | PowerForm | PFF-92L-1A-WW-G1-dd-SP-fff | Outdoor Luminaires | High Output | Architectural Flood and Spot Luminaires | Standard | FALSE | [9 empty] | 42431 |  |  | Yes |  | 3.1 | 27122.51 | 86.79 | 312.5 | 20 | 0.9 | 3000 | 70
PH5WFAZD | Philips Gardco | PowerForm | PFF-92L-1A-WW-G1-dd-AIRP-fff | Outdoor Luminaires | High Output | Architectural Flood and Spot Luminaires | Standard | FALSE | [9 empty] | 42431 |  |  | Yes |  | 3.1 | 27045.69 | 86.55 | 312.5 | 20 | 0.9 | 3000 | 70
PRCFMYCH | Philips Gardco | PowerForm | PFF-92L-700-WW-G1-dd-SP-fff | Outdoor Luminaires | High Output | Architectural Flood and Spot Luminaires | Standard | FALSE | [9 empty] | 42431 |  |  | Yes |  | 3.1 | 22349 | 108.97 | 205.1 | 20 | 0.9 | 3000 | 70
PBP387XN | Philips Gardco | PowerForm | PFF-92L-700-WW-G1-dd-RM-fff | Outdoor Luminaires | High Output | Architectural Flood and Spot Luminaires | Standard | FALSE | [9 empty] | 42431 |  |  | Yes |  | 3.1 | 20859.87 | 101.71 | 205.1 | 20 | 0.9 | 3000 | 70
PST12DCA | Philips Gardco | PowerForm | PFF-92L-700-WW-G1-dd-AIRP-fff | Outdoor Luminaires | High Output | Architectural Flood and Spot Luminaires | Standard | FALSE | [9 empty] | 42431 |  |  | Yes |  | 3.1 | 20787.09 | 101.35 | 205.1 | 20 | 0.9 | 3000 | 70
P5UWNT18 | Philips Gardco | PowerForm | PFF-92L-700-WW-G1-dd-A33-fff | Outdoor Luminaires | High Output | Architectural Flood and Spot Luminaires | Standard | FALSE | [9 empty] | 42431 |  |  | Yes |  | 3.1 | 20630.02 | 100.59 | 205.1 | 20 | 0.9 | 3000 | 70
PF2EA2SH | Eaton (formerly Cooper Lighting) | Lumiere | 303-A1-LEDB2-4000-UNV-T5X-DIM10-[All Finish]-[All Stem Length]-[Includes Blank & EDGE] | Outdoor Luminaires | Low Output | Architectural Flood and Spot Luminaires | Standard | FALSE | [9 empty] | 42431 |  |  | Yes |  | 3.1 | 1391 | 89.17 | 15.6 | 11.4 | 0.99876 | 4000 | 72.5
PGA78U83 | Eaton (formerly Cooper Lighting) | Lumiere | 303-A1-LEDB2-4000-UNV-T5X-DIMELV-[All Finish]-[All Stem Length]-[Includes Blank & EDGE] | Outdoor Luminaires | Low Output | Architectural Flood and Spot Luminaires | Standard | FALSE | [9 empty] | 42431 |  |  | No |  | 3.1 | 1365 | 87.5 | 15.6 | 11.4 | 0.99876 | 4000 | 72.5
PWDRCGRY | Eaton (formerly Cooper Lighting) | Lumiere | 303-A1-LEDB2-4000-UNV-T2-DIM10-[All Finish]-[All Stem Length]-[Includes Blank & EDGE] | Outdoor Luminaires | Low Output | Architectural Flood and Spot Luminaires | Standard | FALSE | [9 empty] | 42431 |  |  | No |  | 3.1 | 1235 | 79.68 | 15.5 | 11.4 | 0.99876 | 4000 | 72.5
PJ12NCD7 | Eaton (formerly Cooper Lighting) | Lumiere | 303-A1-LEDB2-4000-UNV-T2-DIMELV-[All Finish]-[All Stem Length]-[Includes Blank & EDGE] | Outdoor Luminaires | Low Output | Architectural Flood and Spot Luminaires | Standard | FALSE | [9 empty] | 42431 |  |  | No |  | 3.1 | 1211 | 78.13 | 15.5 | 11.4 | 0.99876 | 4000 | 72.5
PJXPHU7X | Eaton (formerly Cooper Lighting) | Lumiere | 303-A1-LEDB2-4000-UNV-T4-DIM10-[All Finish]-[All Stem Length]-[Includes Blank & EDGE] | Outdoor Luminaires | Low Output | Architectural Flood and Spot Luminaires | Standard | FALSE | [9 empty] | 42431 |  |  | No |  | 3.1 | 1156 | 74.1 | 15.6 | 11.4 | 0.99876 | 4000 | 72.5
PKHBYE5A | Eaton (formerly Cooper Lighting) | Lumiere | 303-A1-LEDB2-4000-UNV-T4-DIMELV-[All Finish]-[All Stem Length]-[Includes Blank & EDGE] | Outdoor Luminaires | Low Output | Architectural Flood and Spot Luminaires | Standard | FALSE | [9 empty] | 42431 |  |  | No |  | 3.1 | 1134 | 72.69 | 15.6 | 11.4 | 0.99876 | 4000 | 72.5
P4CSREPG | Eaton (formerly Cooper Lighting) | Lumiere | 303-A1-LEDB2-3000-UNV-T5X-DIMELV-[All Finish]-[All Stem Length]-[Includes Blank & EDGE] | Outdoor Luminaires | Low Output | Architectural Flood and Spot Luminaires | Standard | FALSE | [9 empty] | 42431 |  |  | No |  | 3.1 | 1249 | 80.06 | 15.6 | 11.4 | 0.99876 | 3000 | 72.5
P8TABEDQ | Eaton (formerly Cooper Lighting) | Lumiere | 303-A1-LEDB2-3000-UNV-T5X-DIM10-[All Finish]-[All Stem Length]-[Includes Blank & EDGE] | Outdoor Luminaires | Low Output | Architectural Flood and Spot Luminaires | Standard | FALSE | [9 empty] | 42431 |  |  | No |  | 3.1 | 1237 | 79.29 | 15.6 | 11.4 | 0.99876 | 3000 | 72.5
P5NE5P7E | Eaton (formerly Cooper Lighting) | Lumiere | 303-A1-LEDB2-3000-UNV-T2-DIM10-[All Finish]-[All Stem Length]-[Includes Blank & EDGE] | Outdoor Luminaires | Low Output | Architectural Flood and Spot Luminaires | Standard | FALSE | [9 empty] | 42431 |  |  | No |  | 3.1 | 1119 | 72.19 | 15.5 | 11.4 | 0.99876 | 3000 | 72.5
P1F1U2AJ | Eaton (formerly Cooper Lighting) | Lumiere | 303-A1-LEDB2-3000-UNV-T2-DIMELV-[All Finish]-[All Stem Length]-[Includes Blank & EDGE] | Outdoor Luminaires | Low Output | Architectural Flood and Spot Luminaires | Standard | FALSE | [9 empty] | 42431 |  |  | No |  | 3.1 | 1098 | 70.84 | 15.5 | 11.4 | 0.99876 | 3000 | 72.5
PC6TTD5P | Eaton (formerly Cooper Lighting) | Lumiere | 303-A1-LEDB2-3000-UNV-T4-DIM10-[All Finish]-[All Stem Length]-[Includes Blank & EDGE] | Outdoor Luminaires | Low Output | Architectural Flood and Spot Luminaires | Standard | FALSE | [9 empty] | 42431 |  |  | No |  | 3.1 | 1048 | 67.18 | 15.6 | 11.4 | 0.99876 | 3000 | 72.5
PVZB8CYP | Eaton (formerly Cooper Lighting) | Lumiere | 303-A1-LEDB2-3000-UNV-T4-DIMELV-[All Finish]-[All Stem Length]-[Includes Blank & EDGE] | Outdoor Luminaires | Low Output | Architectural Flood and Spot Luminaires | Standard | FALSE | [9 empty] | 42431 |  |  | No |  | 3.1 | 1029 | 65.96 | 15.6 | 11.4 | 0.99876 | 3000 | 72.5
PC3KKA98 | Light Blue USA | Light Blue USA | FL-APL03-30W81(5700K) | Outdoor Luminaires | Low Output | Architectural Flood and Spot Luminaires | Standard | FALSE | [9 empty] | 42431 | Not Dimmable | Not Dimmable | No |  | 3 | 2905 | 99.62 | 29.16 | 17.85 | 0.9055 | 5700 | 83
PN69BU1D | Light Blue USA | Light Blue USA | FL-APL01-10W81(5700K)[120V Only] | Outdoor Luminaires | Low Output | Architectural Flood and Spot Luminaires | Standard | FALSE | [9 empty] | 42431 | Not Dimmable | Not Dimmable | No |  | 3 | 934 | 90.15 | 10.36 | 10.33 | 0.9825 | 5700 | 82.9
PZUAV35V | Light Blue USA | Light Blue USA | FL-APL02-20W81(5700K) | Outdoor Luminaires | Low Output | Architectural Flood and Spot Luminaires | Standard | FALSE | [9 empty] | 42431 | Not Dimmable | Not Dimmable | No |  | 3 | 1649 | 80.4 | 20.51 | 9.46 | 0.9732 | 5700 | 82.8
PWU4VG32 | Light Blue USA | Light Blue USA | FL-APL05-50W81(5700K) | Outdoor Luminaires | Low Output | Architectural Flood and Spot Luminaires | Standard | FALSE | [9 empty] | 42431 | Not Dimmable | Not Dimmable | No |  | 3 | 4770 | 96.27 | 49.55 | 18.44 | 0.9433 | 5700 | 82.7
PDEH9SXB | Light Blue USA | Light Blue USA | FL-APL05-50W81(5000K) | Outdoor Luminaires | Low Output | Architectural Flood and Spot Luminaires | Standard | FALSE | [9 empty] | 42431 | Not Dimmable | Not Dimmable | No |  | 3 | 4715 | 95.2 | 49.53 | 18.15 | 0.9335 | 5000 | 82.4
PQPR3XGN | Light Blue USA | Light Blue USA | FL-APL03-30W81(5000K) | Outdoor Luminaires | Low Output | Architectural Flood and Spot Luminaires | Standard | FALSE | [9 empty] | 42431 | Not Dimmable | Not Dimmable | No |  | 3 | 2867 | 99.15 | 28.92 | 17.56 | 0.9037 | 5000 | 82.4
P945YADN | Light Blue USA | Light Blue USA | FL-APL01-10W81(5000K)[120V Only] | Outdoor Luminaires | Low Output | Architectural Flood and Spot Luminaires | Standard | FALSE | [9 empty] | 42431 | Not Dimmable | Not Dimmable | No |  | 3 | 928.87 | 89.23 | 10.41 | 10.26 | 0.9809 | 5000 | 82.3
P5SHDSDN | Light Blue USA | Light Blue USA | FL-APL02-20W81(5000K) | Outdoor Luminaires | Low Output | Architectural Flood and Spot Luminaires | Standard | FALSE | [9 empty] | 42431 | Not Dimmable | Not Dimmable | No |  | 3 | 1635.4 | 79.93 | 20.46 | 9.05 | 0.9823 | 5000 | 82.2
PHVFUFW8 | Light Blue USA | Light Blue USA | FL-APL05-50W81(4500K) | Outdoor Luminaires | Low Output | Architectural Flood and Spot Luminaires | Standard | FALSE | [9 empty] | 42431 | Not Dimmable | Not Dimmable | No |  | 3 | 4660 | 94.09 | 49.53 | 18.15 | 0.9335 | 4500 | 82.4
P74YCMVS | Light Blue USA | Light Blue USA | FL-APL03-30W81(4500K) | Outdoor Luminaires | Low Output | Architectural Flood and Spot Luminaires | Standard | FALSE | [9 empty] | 42431 | Not Dimmable | Not Dimmable | No |  | 3 | 2830 | 97.86 | 28.92 | 17.56 | 0.9037 | 4500 | 82.4
PDUEGCHS | Light Blue USA | Light Blue USA | FL-APL01-10W81(4500K)[120V Only] | Outdoor Luminaires | Low Output | Architectural Flood and Spot Luminaires | Standard | FALSE | [9 empty] | 42431 | Not Dimmable | Not Dimmable | No |  | 3 | 923.77 | 88.78 | 10.41 | 10.26 | 0.9809 | 4500 | 82.3
P25Y29RF | Light Blue USA | Light Blue USA | FL-APL02-20W81(4500K) | Outdoor Luminaires | Low Output | Architectural Flood and Spot Luminaires | Standard | FALSE | [9 empty] | 42431 | Not Dimmable | Not Dimmable | No |  | 3 | 1621.8 | 79.26 | 20.46 | 9.05 | 0.9823 | 4500 | 82.2
P7GNN5ZT | Light Blue USA | Light Blue USA | FL-APL05-50W81(4000K) | Outdoor Luminaires | Low Output | Architectural Flood and Spot Luminaires | Standard | FALSE | [9 empty] | 42431 | Not Dimmable | Not Dimmable | No |  | 3 | 4605.1 | 92.98 | 49.53 | 18.15 | 0.9335 | 4000 | 82.4
PA7RTARV | Light Blue USA | Light Blue USA | FL-APL03-30W81(4000K) | Outdoor Luminaires | Low Output | Architectural Flood and Spot Luminaires | Standard | FALSE | [9 empty] | 42431 | Not Dimmable | Not Dimmable | No |  | 3 | 2792.6 | 96.56 | 28.92 | 17.56 | 0.9037 | 4000 | 82.4
PT1RKXGG | Light Blue USA | Light Blue USA | FL-APL01-10W81(4000K)[120V Only] | Outdoor Luminaires | Low Output | Architectural Flood and Spot Luminaires | Standard | FALSE | [9 empty] | 42431 | Not Dimmable | Not Dimmable | No |  | 3 | 918.67 | 88.24 | 10.41 | 10.26 | 0.9809 | 4000 | 82.3
PF8PBVT2 | Light Blue USA | Light Blue USA | FL-APL02-20W81(4000K) | Outdoor Luminaires | Low Output | Architectural Flood and Spot Luminaires | Standard | FALSE | [9 empty] | 42431 | Not Dimmable | Not Dimmable | No |  | 3 | 1608.1 | 78.6 | 20.46 | 9.05 | 0.9823 | 4000 | 82.2
PXVC3QAS | Light Blue USA | Light Blue USA | FL-APL05-50W81(3500K) | Outdoor Luminaires | Low Output | Architectural Flood and Spot Luminaires | Standard | FALSE | [9 empty] | 42431 | Not Dimmable | Not Dimmable | No |  | 3 | 4550.1 | 91.87 | 49.53 | 18.15 | 0.9335 | 3500 | 82.4
P7WA9GN9 | Light Blue USA | Light Blue USA | FL-APL03-30W81(3500K) | Outdoor Luminaires | Low Output | Architectural Flood and Spot Luminaires | Standard | FALSE | [9 empty] | 42431 | Not Dimmable | Not Dimmable | No |  | 3 | 2755.1 | 95.27 | 28.92 | 17.56 | 0.9037 | 3500 | 82.4
P2VZM2D3 | Light Blue USA | Light Blue USA | FL-APL01-10W81(3500K)[120V Only] | Outdoor Luminaires | Low Output | Architectural Flood and Spot Luminaires | Standard | FALSE | [9 empty] | 42431 | Not Dimmable | Not Dimmable | No |  | 3 | 913.57 | 87.76 | 10.41 | 10.26 | 0.9809 | 3500 | 82.3
PQPC3VQ7 | Light Blue USA | Light Blue USA | FL-APL02-20W81(3500K) | Outdoor Luminaires | Low Output | Architectural Flood and Spot Luminaires | Standard | FALSE | [9 empty] | 42431 | Not Dimmable | Not Dimmable | No |  | 3 | 1594.5 | 77.93 | 20.46 | 9.05 | 0.9823 | 3500 | 82.2
P5NDJ6PT | AB Tech Solution INC | SmartPwrNet | ABTS-FL-B30W-57K | Outdoor Luminaires | Low Output | Architectural Flood and Spot Luminaires | Standard | FALSE | [9 empty] | 42431 | Not Dimmable | Not Dimmable | NotYetVerified |  | 3 | 2700 | 90 | 30 | 22.4 | 0.95 | 5700 | 70
PXW589QA | AB Tech Solution INC | SmartPwrNet | ABTS-FL-B20W-57K | Outdoor Luminaires | Low Output | Architectural Flood and Spot Luminaires | Standard | FALSE | [9 empty] | 42431 | Not Dimmable | Not Dimmable | NotYetVerified |  | 3 | 1800 | 90 | 20 | 19.8 | 0.95 | 5700 | 70
PYUG9122 | Rayon Lighting Group Inc. | Rayon Lighting | T376LEDB-81-UNI12-50-T5-XXX | Outdoor Luminaires | Mid Output | Architectural Flood and Spot Luminaires | Standard | TRUE | 7748.58 | 88.4 | 87.65 | 11.89 | 0.9412 | 5110 | 79.66 | 5 | 50000 | 42430 |  |  | NotYetVerified |  | 3 | 7748.58 | 88.4 | 87.65 | 11.89 | 0.9412 | 5110 | 79.66
P3EFCBHK | Rayon Lighting Group Inc. | Rayon Lighting | T377LEDB-167-UNI12-50-T5-XXX | Outdoor Luminaires | High Output | Architectural Flood and Spot Luminaires | Standard | TRUE | 16703.18 | 91.07 | 183.4 | 11.4 | 0.9354 | 5139 | 79.41 | 5 | 50000 | 42430 |  |  | NotYetVerified |  | 3 | 16703.18 | 91.07 | 183.4 | 11.4 | 0.9354 | 5139 | 79.41
PAMH2HHE | Rayon Lighting Group Inc. | Rayon Lighting | T435LEDB-40-UNI12-50-XXX | Outdoor Luminaires | Low Output | Architectural Flood and Spot Luminaires | Standard | TRUE | 3738.5 | 85.61 | 43.67 | 10.37 | 0.931 | 5166 | 72.7 | 5 | 50000 | 42430 |  |  | NotYetVerified |  | 3 | 3815 | 87.36 | 43.668 | 7.57 | 0.9956 | 5122 | 72.7
P8W1R87D | Rayon Lighting Group Inc. | Rayon Lighting | T377LEDB-256-UNI12-50-T5-XXX | Outdoor Luminaires | High Output | Architectural Flood and Spot Luminaires | Standard | TRUE | 25068.47 | 90.94 | 275.63 | 19.06 | 0.927 | 5122 | 79.2 | 5 | 50000 | 42430 |  |  | NotYetVerified |  | 3 | 25068.47 | 90.94 | 275.63 | 19.06 | 0.927 | 5122 | 79.2
PAPCU7MY | Rayon Lighting Group Inc. | Rayon Lighting | T436LEDB-68-UNI12-50-XXX | Outdoor Luminaires | Mid Output | Architectural Flood and Spot Luminaires | Standard | TRUE | 5964 | 80.38 | 74.19 | 9.79 | 0.924 | 5109 | 74.9 | 5 | 50000 | 42430 |  |  | NotYetVerified |  | 3 | 5964 | 80.38 | 74.19 | 7.84 | 0.9966 | 5109 | 74.9
PPBSS719 | Rayon Lighting Group Inc. | Rayon Lighting | T434LEDB-37-UNI12-50-XXX | Outdoor Luminaires | Low Output | Architectural Flood and Spot Luminaires | Standard | TRUE | 3377.7 | 81.46 | 41.47 | 8.34 | 0.895 | 5144 | 73 | 5 | 50000 | 42430 |  |  | NotYetVerified |  | 3 | 3566 |  | 41 |  |  | 5000 | 73
PMARTGQ8 | Guangdong Mason Technologies Co. Ltd. | Mason | MS-TL-600W-056 | Outdoor Luminaires | Very High Output | Architectural Flood and Spot Luminaires | Standard | TRUE | 58521 | 101.3 | 577.7 | 7.7 | 0.9537 | 5132 | 77.8 | 5 | 50000 | 42429 |  |  | No |  | 3 | 58521 | 100 | 600 | 20 | 0.9 | 5000 | 70
PJ2YY25D | Morris Products Inc. | Morris | TL24 | Outdoor Luminaires | Very High Output | Architectural Flood and Spot Luminaires | Standard | TRUE | 30857 | 101.45 | 304.2 | 7.88 | 0.947 | 3056 | 83.5 | 5 | 50000 | 42429 |  |  | No |  | 3 | 30857 | 101.45 | 304.2 | 7.88 | 0.947 | 3000 | 83.5
P5JBT8B3 | Morris Products Inc. | Morris | TL5 | Outdoor Luminaires | High Output | Architectural Flood and Spot Luminaires | Standard | TRUE | 10242 | 85.63 | 119.6 | 11.61 | 0.9394 | 3155 | 84 | 5 | 50000 | 42429 |  |  | NotYetVerified |  | 3 | 10000 | 80 | 120 |  | 0.9 | 3000 | 80
PYVB9JFY | Morris Products Inc. | Morris | TL7 | Outdoor Luminaires | High Output | Architectural Flood and Spot Luminaires | Standard | TRUE | 16783 | 86.39 | 194.3 | 11.34 | 0.9371 | 3111 | 83 | 5 | 50000 | 42429 |  |  | NotYetVerified |  | 3 | 16000 | 80 | 200 |  | 0.9 | 3000 | 80
P6VFET31 | PACLIGHTS LLC | PacLights | FFH600-3000K | Outdoor Luminaires | Very High Output | Architectural Flood and Spot Luminaires | Standard | TRUE | 59145 | 96.31 | 614.1 | 8.73 | 0.9323 | 3125 | 74 | 5 |  | 42429 |  |  | No |  | 3 | 59145 | 96.31 | 614.1 | 8.73 | 0.9323 | 3000 | 74
PSN6NJPH | Morris Products Inc. | Morris | TL23 | Outdoor Luminaires | High Output | Architectural Flood and Spot Luminaires | Standard | TRUE | 21495 | 99.51 | 216 | 18.31 | 0.9301 | 3110 | 83.6 | 5 | 50000 | 42429 |  |  | No |  | 3 | 21578 | 96.75 | 223 | 18.31 | 0.9301 | 3000 | 83.6
P9XKPTRM | PACLIGHTS LLC | PacLights | FFH400-3000K | Outdoor Luminaires | Very High Output | Architectural Flood and Spot Luminaires | Standard | TRUE | 40630 | 100.33 | 404.9 | 11.02 | 0.9233 | 3123 | 73.9 | 5 |  | 42429 |  |  | No |  | 3 | 40630 | 100.33 | 404.9 | 11.02 | 0.9233 | 3000 | 73.9
PTQJ4F6G | Morris Products Inc. | Morris | TL6 | Outdoor Luminaires | High Output | Architectural Flood and Spot Luminaires | Standard | TRUE | 14499 | 91.42 | 158.6 | 13.38 | 0.9218 | 3111 | 84 | 5 | 50000 | 42429 |  |  | NotYetVerified |  | 3 | 14000 | 90 | 160 |  | 0.9 | 3000 | 80
PM7P399W | Morris Products Inc. | Morris | 71365 | Outdoor Luminaires | Low Output | Architectural Flood and Spot Luminaires | Standard | TRUE | 2501.3 | 86.54 | 28.9 | 19.23 | 0.9098 | 5064 | 74.2 | 5 |  | 42429 |  |  | NotYetVerified |  | 3 | 2501.3 | 86.54 | 28.9 | 19.23 | 0.9098 | 5000 | 74.1
P4K7RKA9 | Morris Products Inc. | Morris | 71552 71553 | Outdoor Luminaires | Low Output | Architectural Flood and Spot Luminaires | Standard | TRUE | 1467.8 | 96.19 | 15.26 | 16.52 | 0.9079 | 3042 | 82.9 | 5 | 50000 | 42429 |  |  | NotYetVerified | Product updated on 11/4/2016 | 3 | 1467.8 | 96.19 | 15.26 | 20 | 0.9 | 3000 | 82.9
PJJR8BR7 | Morris Products Inc. | Morris | 71555 71556 | Outdoor Luminaires | Low Output | Architectural Flood and Spot Luminaires | Standard | TRUE | 2899.1 | 98.84 | 29.33 | 16.49 | 0.9049 | 3041 | 83.2 | 5 | 50000 | 42429 |  |  | NotYetVerified |  | 3 | 2899.1 | 98.84 | 29.33 | 20 | 0.9 | 3000 | 83.2
P61RSQ7P | PACLIGHTS LLC | PacLights | FFH280-3000K | Outdoor Luminaires | High Output | Architectural Flood and Spot Luminaires | Standard | TRUE | 28666 | 101.79 | 281.6 | 14.86 | 0.9039 | 3118 | 73.7 | 5 |  | 42429 |  |  | No |  | 3 | 28666 | 101.79 | 281.6 | 14.86 | 0.9039 | 3000 | 73.7
PY7BYZE4 | Morris Products Inc. | Morris | TL26 | Outdoor Luminaires | Low Output | Architectural Flood and Spot Luminaires | Standard | TRUE | 4906.5 | 102.12 | 48.05 | 17.63 | 0.9031 | 3042 | 83.3 | 5 | 50000 | 42429 |  |  | NotYetVerified |  | 3 | 4906.5 | 102.12 | 48.05 | 20 | 0.9 | 3000 | 83.3
P8C1BJQH | Morris Products Inc. | Morris | TL16 | Outdoor Luminaires | High Output | Architectural Flood and Spot Luminaires | Standard | TRUE | 10035 | 103.53 | 96.93 | 19.07 | 0.9024 | 3058 | 82 | 5 | 50000 | 42429 |  |  | No |  | 3 | 10035 | 103.53 | 96.93 | 19.07 | 0.9024 | 3000 | 82
P5VQJZ4E | Morris Products Inc. | Morris | TL27 | Outdoor Luminaires | Mid Output | Architectural Flood and Spot Luminaires | Standard | TRUE | 8453 | 109.98 | 76.86 | 18.74 | 0.9024 | 3064 | 83.7 | 5 | 50000 | 42429 |  |  | No |  | 3 | 8591 | 110.11 | 78.02 | 18.74 | 0.9024 | 3000 | 83.7
PCCDNM62 | Morris Products Inc. | Morris | TL21 | Outdoor Luminaires | High Output | Architectural Flood and Spot Luminaires | Standard | TRUE | 15131 | 98.1 | 154.3 | 6.27 | 0.9017 | 3055 | 83.2 | 5 | 50000 | 42429 |  |  | No |  | 3 | 15131 | 98.1 | 154.3 | 6.27 | 0.9017 | 3000 | 83.2
PP9UAW55 | PACLIGHTS LLC | PacLights | FFH280 | Outdoor Luminaires | Very High Output | Architectural Flood and Spot Luminaires | Standard | FALSE | [9 empty] | 42429 |  |  | No |  | 3 | 31204 | 110.07 | 283.5 | 14.56 | 0.9046 | 5700 | 75.5
PWA4HVM3 | PACLIGHTS LLC | PacLights | FFH600 | Outdoor Luminaires | Very High Output | Architectural Flood and Spot Luminaires | Standard | FALSE | [9 empty] | 42429 |  |  | No |  | 3 | 63668 | 103.16 | 617.2 | 8.68 | 0.9362 | 5700 | 75.5
P59YCRP3 | PACLIGHTS LLC | PacLights | FFH400 | Outdoor Luminaires | Very High Output | Architectural Flood and Spot Luminaires | Standard | FALSE | [9 empty] | 42429 |  |  | No |  | 3 | 44479 | 108.88 | 408.5 | 10.89 | 0.9251 | 5700 | 75.3
P63YWW3Q | Morris Products Inc. | Morris | 71388 | Outdoor Luminaires | High Output | Architectural Flood and Spot Luminaires | Standard | FALSE | [9 empty] | 42429 |  |  | NotYetVerified |  | 3 | 16000 | 80 | 200 |  | 0.9 | 5000 | 80
P7HEW9ZP | Morris Products Inc. | Morris | 71387 | Outdoor Luminaires | High Output | Architectural Flood and Spot Luminaires | Standard | FALSE | [9 empty] | 42429 |  |  | NotYetVerified |  | 3 | 14000 | 90 | 160 |  | 0.9 | 5000 | 80
PYQUMMXV | Morris Products Inc. | Morris | 71386 | Outdoor Luminaires | High Output | Architectural Flood and Spot Luminaires | Standard | FALSE | [9 empty] | 42429 |  |  | NotYetVerified |  | 3 | 10000 | 80 | 120 |  | 0.9 | 5000 | 80
PMVU643E | Morris Products Inc. | Morris | 71367 | Outdoor Luminaires | Low Output | Architectural Flood and Spot Luminaires | Standard | FALSE | [9 empty] | 42429 |  |  | NotYetVerified |  | 3 | 2501.3 | 86.54 | 28.9 | 19.23 | 0.9098 | 5000 | 74.1
PNZ72BAB | Morris Products Inc. | Morris | 71534 71541 71561 71573 71583 | Outdoor Luminaires | Mid Output | Architectural Flood and Spot Luminaires | Standard | FALSE | [9 empty] | 42429 |  |  | No | Product updated 8/31/2016 | 3 | 9064 | 115.39 | 78.55 | 18.95 | 0.9062 | 5000 | 84.5
P6QU3MA1 | Morris Products Inc. | Morris | 71533 71557 71572 71582 | Outdoor Luminaires | Low Output | Architectural Flood and Spot Luminaires | Standard | FALSE | [9 empty] | 42429 |  |  | NotYetVerified | Product updated 8/31/2016 | 3 | 4906.5 | 102.12 | 48.05 | 20 | 0.9 | 5000 | 83.3
PHNRJ3EY | Morris Products Inc. | Morris | 71532 71554 71571 71581 | Outdoor Luminaires | Low Output | Architectural Flood and Spot Luminaires | Standard | FALSE | [9 empty] | 42429 |  |  | NotYetVerified | Product updated 8/31/2016 | 3 | 2899.1 | 98.84 | 29.33 | 20 | 0.9 | 5000 | 83.2
PVBDJBSK | Morris Products Inc. | Morris | 71531 71551 | Outdoor Luminaires | Low Output | Architectural Flood and Spot Luminaires | Standard | FALSE | [9 empty] | 42429 |  |  | NotYetVerified |  | 3 | 1467.8 | 96.19 | 15.26 | 20 | 0.9 | 5000 | 82.9
P9JSE2P8 | Morris Products Inc. | Morris | 71537 71544 71564 71576 | Outdoor Luminaires | High Output | Architectural Flood and Spot Luminaires | Standard | FALSE | [9 empty] | 42429 |  |  | No |  | 3 | 25684 | 116.82 | 219.9 | 19.02 | 0.9276 | 5000 | 84.7
PTX2Q1C3 | Morris Products Inc. | Morris | 71535 71542 71562 71574 71584 | Outdoor Luminaires | High Output | Architectural Flood and Spot Luminaires | Standard | FALSE | [9 empty] | 42429 |  |  | No | Product updated 8/31/2016 | 3 | 11021 | 111.95 | 98.45 | 18.87 | 0.9062 | 5000 | 83.8
PY5JURQ5 | Morris Products Inc. | Morris | 71538 71545 71565 71577 | Outdoor Luminaires | Very High Output | Architectural Flood and Spot Luminaires | Standard | FALSE | [9 empty] | 42429 |  |  | No |  | 3 | 30857 | 101.45 | 304.2 | 7.88 | 0.947 | 5000 | 83.5
PF9T16AA | Morris Products Inc. | Morris | 71536 71543 71563 71575 71585 | Outdoor Luminaires | High Output | Architectural Flood and Spot Luminaires | Standard | FALSE | [9 empty] | 42429 |  |  | No | Product updated 8/31/2016 | 3 | 15131 | 98.1 | 154.3 | 6.27 | 0.9017 | 5000 | 83.2
PA4MHK2J | MaxLite Inc | MaxLED | AFB50U641XXXXX | Outdoor Luminaires | Mid Output | Architectural Flood and Spot Luminaires | Standard | TRUE | 5584 | 113.01 | 49.41 | 16.6 | 0.926 | 3955 | 71.6 | 5 | 50000 | 42426 |  |  | NotYetVerified |  | 3 | 5584 | 113 | 50 | 20 | 0.9 | 4000 | 70
PJP42AJT | MaxLite Inc | MaxLED | AFD150U350XXXX | Outdoor Luminaires | High Output | Architectural Flood and Spot Luminaires | Standard | TRUE | 13554 | 91.88 | 147.52 | 18.98 | 0.916 | 4864 | 73.4 | 5 | 50000 | 42426 |  |  | NotYetVerified |  | 3 | 13554 | 91 | 150 | 20 | 0.9 | 5000 | 70
PUBACFQJ | MaxLite Inc | MaxLED | AFD150U341XXXX | Outdoor Luminaires | High Output | Architectural Flood and Spot Luminaires | Standard | TRUE | 13939.1 | 92.74 | 150.31 | 18.98 | 0.916 | 3892 | 70.9 | 5 | 50000 | 42426 |  |  | NotYetVerified |  | 3 | 14057 | 93 | 150 | 20 | 0.9 | 4000 | 70
PSTCUU8E | MaxLite Inc | MaxLED | AFC80U641XXXXX | Outdoor Luminaires | Mid Output | Architectural Flood and Spot Luminaires | Standard | TRUE | 7878.5 | 104.06 | 75.71 | 17.34 | 0.915 | 4865 | 73 | 5 | 50000 | 42426 |  |  | NotYetVerified |  | 3 | 7878 | 104 | 76 | 20 | 0.9 | 5000 | 70
PMQ29E3Y | MaxLite Inc | MaxLED | AFD110U641XXXX | Outdoor Luminaires | High Output | Architectural Flood and Spot Luminaires | Standard | TRUE | 11717.2 | 102.71 | 114.08 | 18.92 | 0.912 | 3933 | 71.5 | 5 | 50000 | 42426 |  |  | NotYetVerified |  | 3 | 11717 | 102 | 114 | 20 | 0.9 | 4000 | 70
PW1R4H8X | MaxLite Inc | MaxLED | AFB50U650XXXXX | Outdoor Luminaires | Mid Output | Architectural Flood and Spot Luminaires | Standard | FALSE | [9 empty] | 42426 |  |  | NotYetVerified |  | 3 | 5840 | 116 | 50 | 20 | 0.9 | 5000 | 70
P6GX4W8R | MaxLite Inc | MaxLED | AFD110U650XXXX | Outdoor Luminaires | High Output | Architectural Flood and Spot Luminaires | Standard | FALSE | [9 empty] | 42426 |  |  | NotYetVerified |  | 3 | 11928 | 105 | 114 | 20 | 0.9 | 5000 | 70
PJJ613AX | MaxLite Inc | MaxLED | AFC80U650XXXX | Outdoor Luminaires | Mid Output | Architectural Flood and Spot Luminaires | Standard | FALSE | [9 empty] | 42426 |  |  | NotYetVerified |  | 3 | 8005 | 105 | 76 | 20 | 0.9 | 4000 | 70
PTGPYUJZ | Jiangsu YASHIPS Lighting Group Co.Ltd | YASHIPS | YXL536A-T/70W/T15 4000K | Outdoor Luminaires | Mid Output | Architectural Flood and Spot Luminaires | Premium | TRUE | 7713 | 111.3 | 69.3 | 18.1 | 0.9509 | 4092 | 71.9 | 5 | 50000 | 42425 |  |  | No |  | 3.1 | 7713 | 111 | 70 | 20 | 0.99 | 4000 | 72
P1Q1X6NM | Jiangsu YASHIPS Lighting Group Co.Ltd | YASHIPS | YXL536A-T/120W/T60 4000K | Outdoor Luminaires | High Output | Architectural Flood and Spot Luminaires | Premium | TRUE | 13192 | 111.5 | 118.3 | 20.5 | 0.9369 | 3957 | 73.4 | 5 | 50000 | 42425 |  |  | No |  | 3.1 | 13192 | 110 | 120 | 20 | 0.995 | 4000 | 73.4
P69DXEJN | Jiangsu YASHIPS Lighting Group Co.Ltd | YASHIPS | YXL536A-T/70W/T15 5700K | Outdoor Luminaires | Mid Output | Architectural Flood and Spot Luminaires | Premium | FALSE | [9 empty] | 42425 |  |  | No |  | 3.1 | 7816 | 112 | 70 | 20 | 0.99 | 5700 | 72
P9VRSAQW | Jiangsu YASHIPS Lighting Group Co.Ltd | YASHIPS | YXL536A-T/120W/T60 5700K | Outdoor Luminaires | High Output | Architectural Flood and Spot Luminaires | Premium | FALSE | [9 empty] | 42425 |  |  | No |  | 3.1 | 13466 | 113.6 | 120 | 20 | 0.995 | 5700 | 71.1
P2ESZ5BY | Jiangsu YASHIPS Lighting Group Co.Ltd | YASHIPS | YXL536A-T/70W/T15 5000K | Outdoor Luminaires | Mid Output | Architectural Flood and Spot Luminaires | Premium | FALSE | [9 empty] | 42425 |  |  | No |  | 3.1 | 7800 | 111.5 | 70 | 20 | 0.99 | 5000 | 72
PMTMD6WU | Jiangsu YASHIPS Lighting Group Co.Ltd | YASHIPS | YXL536A-T/120W/T60 5000K | Outdoor Luminaires | High Output | Architectural Flood and Spot Luminaires | Premium | FALSE | [9 empty] | 42425 |  |  | No |  | 3.1 | 13300 | 111 | 120 | 20 | 0.995 | 5000 | 72
PW4RAJMQ | Jiangsu YASHIPS Lighting Group Co.Ltd | YASHIPS | YXL536A-T/70W/T15 4500K | Outdoor Luminaires | Mid Output | Architectural Flood and Spot Luminaires | Premium | FALSE | [9 empty] | 42425 |  |  | No |  | 3.1 | 7750 | 111 | 70 | 20 | 0.99 | 4500 | 72
PNX83V9D | Jiangsu YASHIPS Lighting Group Co.Ltd | YASHIPS | YXL536A-T/120W/T60 4500K | Outdoor Luminaires | High Output | Architectural Flood and Spot Luminaires | Premium | FALSE | [9 empty] | 42425 |  |  | No |  | 3.1 | 13250 | 110.5 | 120 | 20 | 0.995 | 4500 | 72
PPQKDW16 | LED Trail | LED Trail | 46020 (3000K) | Outdoor Luminaires | Low Output | Architectural Flood and Spot Luminaires | Standard | TRUE | 1580.9 | 77.46 | 20.41 | 9.05 | 0.9823 | 2968 | 82.2 | 5 | 50000 | 42422 |  |  | No |  | 3 | 1580.9 | 77.46 | 20.41 | 9.05 | 0.9823 | 3000 | 82.2
P2JT2217 | LED Trail | LED Trail | 46010 (3000K) | Outdoor Luminaires | Low Output | Architectural Flood and Spot Luminaires | Standard | TRUE | 908.47 | 86.92 | 10.45 | 10.26 | 0.9809 | 2969 | 82.3 | 5 | 50000 | 42422 |  |  | No |  | 3 | 908.47 | 86.92 | 10.45 | 10.26 | 0.9809 | 3000 | 82.3
PH48HSX3 | LED Trail | LED Trail | 46050 (3000K) | Outdoor Luminaires | Low Output | Architectural Flood and Spot Luminaires | Standard | TRUE | 4495.1 | 90.81 | 49.5 | 18.15 | 0.9335 | 2958 | 82.4 | 5 | 50000 | 42422 |  |  | No |  | 3 | 4495.1 | 90.81 | 49.5 | 18.15 | 0.9335 | 3000 | 82.4
P79MDJCJ | LED Trail | LED Trail | 46030 (3000K) | Outdoor Luminaires | Low Output | Architectural Flood and Spot Luminaires | Standard | TRUE | 2717.6 | 94.76 | 28.68 | 17.56 | 0.9037 | 2960 | 82.4 | 5 | 50000 | 42422 |  |  | No |  | 3 | 2717.6 | 94.76 | 28.68 | 17.56 | 0.9037 | 3000 | 82.4
PXS92CFJ | LED Trail | LED Trail | 46030 (5700k) | Outdoor Luminaires | Low Output | Architectural Flood and Spot Luminaires | Standard | FALSE | [9 empty] | 42422 |  |  | No |  | 3 | 2905 | 99.62 | 29.16 | 17.85 | 0.9055 | 5700 | 83
PTQMEBWE | LED Trail | LED Trail | 46010 (5700k) | Outdoor Luminaires | Low Output | Architectural Flood and Spot Luminaires | Standard | FALSE | [9 empty] | 42422 |  |  | No |  | 3 | 934 | 90.15 | 10.36 | 10.33 | 0.9825 | 5700 | 82.9
PVD5N5JS | LED Trail | LED Trail | 46020 (5700k) | Outdoor Luminaires | Low Output | Architectural Flood and Spot Luminaires | Standard | FALSE | [9 empty] | 42422 |  |  | No |  | 3 | 1649 | 80.4 | 20.51 | 9.46 | 0.9732 | 5700 | 82.8
PW1PYC6M | LED Trail | LED Trail | 46050 (5700k) | Outdoor Luminaires | Low Output | Architectural Flood and Spot Luminaires | Standard | FALSE | [9 empty] | 42422 |  |  | No |  | 3 | 4770 | 96.27 | 49.55 | 18.44 | 0.9433 | 5700 | 82.7
P8A3TKA4 | LED Trail | LED Trail | 46050 (5000k) | Outdoor Luminaires | Low Output | Architectural Flood and Spot Luminaires | Standard | FALSE | [9 empty] | 42422 |  |  | No |  | 3 | 4715 | 95.2 | 49.53 | 18.15 | 0.9335 | 5000 | 82.4
P98SHT12 | LED Trail | LED Trail | 46030 (5000k) | Outdoor Luminaires | Low Output | Architectural Flood and Spot Luminaires | Standard | FALSE | [9 empty] | 42422 |  |  | No |  | 3 | 2867 | 99.15 | 28.92 | 17.56 | 0.9037 | 5000 | 82.4
PKZV834D | LED Trail | LED Trail | 46010 (5000k) | Outdoor Luminaires | Low Output | Architectural Flood and Spot Luminaires | Standard | FALSE | [9 empty] | 42422 |  |  | No |  | 3 | 928.87 | 89.23 | 10.41 | 10.26 | 0.9809 | 5000 | 82.3
PU1F7CPM | LED Trail | LED Trail | 46020 (5000k) | Outdoor Luminaires | Low Output | Architectural Flood and Spot Luminaires | Standard | FALSE | [9 empty] | 42422 |  |  | No |  | 3 | 1635.4 | 79.93 | 20.46 | 9.05 | 0.9823 | 5000 | 82.2
PU5ZME7E | LED Trail | LED Trail | 46050 (4500k) | Outdoor Luminaires | Low Output | Architectural Flood and Spot Luminaires | Standard | FALSE | [9 empty] | 42422 |  |  | No |  | 3 | 4660 | 94.09 | 49.53 | 18.15 | 0.9335 | 4500 | 82.4
PBQZWFZY | LED Trail | LED Trail | 46030 (4500k) | Outdoor Luminaires | Low Output | Architectural Flood and Spot Luminaires | Standard | FALSE | [9 empty] | 42422 |  |  | No |  | 3 | 2830 | 97.86 | 28.92 | 17.56 | 0.9037 | 4500 | 82.4
P1AQ88WE | LED Trail | LED Trail | 46010 (4500k) | Outdoor Luminaires | Low Output | Architectural Flood and Spot Luminaires | Standard | FALSE | [9 empty] | 42422 |  |  | No |  | 3 | 923.77 | 88.78 | 10.41 | 10.26 | 0.9809 | 4500 | 82.3
PZX4DBFQ | LED Trail | LED Trail | 46020 (4500k) | Outdoor Luminaires | Low Output | Architectural Flood and Spot Luminaires | Standard | FALSE | [9 empty] | 42422 |  |  | No |  | 3 | 1621.8 | 79.26 | 20.46 | 9.05 | 0.9823 | 4500 | 82.2
PUXSDPVM | LED Trail | LED Trail | 46050 (4000k) | Outdoor Luminaires | Low Output | Architectural Flood and Spot Luminaires | Standard | FALSE | [9 empty] | 42422 |  |  | No |  | 3 | 4605.1 | 92.98 | 49.53 | 18.15 | 0.9335 | 4000 | 82.4
P3R9VVRJ | LED Trail | LED Trail | 46030 (4000k) | Outdoor Luminaires | Low Output | Architectural Flood and Spot Luminaires | Standard | FALSE | [9 empty] | 42422 |  |  | No |  | 3 | 2792.6 | 96.56 | 28.92 | 17.56 | 0.9037 | 4000 | 82.4
P79BM8YT | LED Trail | LED Trail | 46010 (4000k) | Outdoor Luminaires | Low Output | Architectural Flood and Spot Luminaires | Standard | FALSE | [9 empty] | 42422 |  |  | No |  | 3 | 918.67 | 88.24 | 10.41 | 10.26 | 0.9809 | 4000 | 82.3
PJD44D2H | LED Trail | LED Trail | 46020 (4000k) | Outdoor Luminaires | Low Output | Architectural Flood and Spot Luminaires | Standard | FALSE | [9 empty] | 42422 |  |  | No |  | 3 | 1608.1 | 78.6 | 20.46 | 9.05 | 0.9823 | 4000 | 82.2
PY52K3H5 | LED Trail | LED Trail | 46050 (3500k) | Outdoor Luminaires | Low Output | Architectural Flood and Spot Luminaires | Standard | FALSE | [9 empty] | 42422 |  |  | No |  | 3 | 4550.1 | 91.87 | 49.53 | 18.15 | 0.9335 | 3500 | 82.4
PKTM846Z | LED Trail | LED Trail | 46030 (3500k) | Outdoor Luminaires | Low Output | Architectural Flood and Spot Luminaires | Standard | FALSE | [9 empty] | 42422 |  |  | No |  | 3 | 2755.1 | 95.27 | 28.92 | 17.56 | 0.9037 | 3500 | 82.4
PTPG275J | LED Trail | LED Trail | 46010 (3500k) | Outdoor Luminaires | Low Output | Architectural Flood and Spot Luminaires | Standard | FALSE | [9 empty] | 42422 |  |  | No |  | 3 | 913.57 | 87.76 | 10.41 | 10.26 | 0.9809 | 3500 | 82.3
P43WWZUB | LED Trail | LED Trail | 46020 (3500k) | Outdoor Luminaires | Low Output | Architectural Flood and Spot Luminaires | Standard | FALSE | [9 empty] | 42422 |  |  | No |  | 3 | 1594.5 | 77.93 | 20.46 | 9.05 | 0.9823 | 3500 | 82.2
PTQ7T5PA | Acuity Brands Lighting | Lithonia Lighting | DSXF3 LED 6 P1 50K IS | Outdoor Luminaires | High Output | Architectural Flood and Spot Luminaires | Standard | FALSE | [9 empty] | 42419 | Dimmable | Continuous Below 10 | Yes |  | 3 | 13548.87 | 105.03 | 129 | 4.86 | 0.98 | 5000 | 70
PGAJB15U | Acuity Brands Lighting | Lithonia Lighting | DSXF3 LED 6 P1 50K YKC62 | Outdoor Luminaires | High Output | Architectural Flood and Spot Luminaires | Standard | FALSE | [9 empty] | 42419 | Dimmable | Continuous Below 10 | Yes |  | 3 | 13548.87 | 105.03 | 129 | 4.86 | 0.98 | 5000 | 70
PSSMPZTJ | Acuity Brands Lighting | Lithonia Lighting | DSXF3 LED 6 P1 40K IS | Outdoor Luminaires | High Output | Architectural Flood and Spot Luminaires | Standard | FALSE | [9 empty] | 42419 | Dimmable | Continuous Below 10 | Yes |  | 3 | 13548.87 | 105.03 | 129 | 4.86 | 0.98 | 4000 | 70
P377RWFP | Acuity Brands Lighting | Lithonia Lighting | DSXF3 LED 6 P1 40K YKC62 | Outdoor Luminaires | High Output | Architectural Flood and Spot Luminaires | Standard | FALSE | [9 empty] | 42419 | Dimmable | Continuous Below 10 | Yes |  | 3 | 13548.87 | 105.03 | 129 | 4.86 | 0.98 | 4000 | 70
PGCT65R5 | Nuwave LLC | ALSET | FL-5L-30K-A3-XX-UL | Outdoor Luminaires | Low Output | Architectural Flood and Spot Luminaires | Standard | TRUE | 4926.4 | 98.95 | 49.79 | 15.95 | 0.945 | 3115 | 73.6 | 5 | 50000 | 42418 |  |  | No |  | 3 | 4926.4 | 98.95 | 49.79 | 15.95 | 0.945 | 3000 | 73.6
PTQNT5J9 | Nuwave LLC | ALSET | FL-60L-30K-A3-XX-UL | Outdoor Luminaires | Very High Output | Architectural Flood and Spot Luminaires | Standard | TRUE | 59145 | 96.31 | 614.1 | 8.73 | 0.9323 | 3125 | 74 | 5 |  | 42418 |  |  | No |  | 3 | 59145 | 96.31 | 614.1 | 8.73 | 0.9323 | 3000 | 74
PY37CW1B | Nuwave LLC | ALSET | FL-41L-30K-A3-XX-UL | Outdoor Luminaires | Very High Output | Architectural Flood and Spot Luminaires | Standard | TRUE | 40630 | 100.33 | 404.9 | 11.02 | 0.9233 | 3123 | 73.9 | 5 |  | 42418 |  |  | No |  | 3 | 40630 | 100.33 | 404.9 | 11.02 | 0.9233 | 3000 | 73.9
PGEJM435 | Nuwave LLC | ALSET | FL-22L-30K-A3-XX-UL | Outdoor Luminaires | High Output | Architectural Flood and Spot Luminaires | Standard | TRUE | 21667 | 101.6 | 213.3 | 15.36 | 0.9226 | 3146 | 74 | 5 |  | 42418 |  |  | No |  | 3 | 21667 | 101.6 | 213.3 | 15.36 | 0.9226 | 3000 | 74
P3WPTUT8 | Nuwave LLC | ALSET | FL-10L-30K-A3-XX-UL | Outdoor Luminaires | High Output | Architectural Flood and Spot Luminaires | Standard | TRUE | 9953.9 | 99.61 | 99.93 | 14.97 | 0.9119 | 3122 | 73.4 | 5 | 50000 | 42418 |  |  | No |  | 3 | 9953.9 | 99.61 | 99.93 | 14.97 | 0.9119 | 3000 | 73.4
PZNBWQ2E | Nuwave LLC | ALSET | FL-14L-30K-A3-XX-UL | Outdoor Luminaires | High Output | Architectural Flood and Spot Luminaires | Standard | TRUE | 14476 | 104.31 | 138.8 | 15.35 | 0.9051 | 3120 | 73.7 | 5 | 50000 | 42418 |  |  | No |  | 3 | 14476 | 104.31 | 138.8 | 15.35 | 0.9051 | 3000 | 73.7
PRE3WVKP | Nuwave LLC | ALSET | FL-8L-30K-A3-XX-UL | Outdoor Luminaires | Mid Output | Architectural Flood and Spot Luminaires | Standard | TRUE | 7834.4 | 97.75 | 80.15 | 17.69 | 0.9048 | 3120 | 73.3 | 5 | 50000 | 42418 |  |  | No |  | 3 | 7834.4 | 97.75 | 80.15 | 17.69 | 0.9048 | 3000 | 73.3
PKXEQQH5 | Nuwave LLC | ALSET | FL-29L-30K-A3-XX-UL | Outdoor Luminaires | High Output | Architectural Flood and Spot Luminaires | Standard | TRUE | 28666 | 101.79 | 281.6 | 14.86 | 0.9039 | 3118 | 73.7 | 5 |  | 42418 |  |  | No |  | 3 | 28666 | 101.79 | 281.6 | 14.86 | 0.9039 | 3000 | 73.7
PV171BZV | Nuwave LLC | ALSET | FL-3L-30K-A3-XX-UL | Outdoor Luminaires | Low Output | Architectural Flood and Spot Luminaires | Standard | TRUE | 3124 | 99 | 31.55 | 19.75 | 0.9036 | 3116 | 73.6 | 5 | 50000 | 42418 |  |  | No |  | 3 | 3124 | 99 | 31.55 | 19.75 | 0.9036 | 3000 | 73.6
PH3J2AXJ | Nuwave LLC | ALSET | FL-5L-57K-A3-XX-UL | Outdoor Luminaires | Low Output | Architectural Flood and Spot Luminaires | Standard | FALSE | [9 empty] | 42418 |  |  | No |  | 3 | 5217 | 104.49 | 49.93 | 15.82 | 0.9402 | 5700 | 75.7
P57W2F3E | Nuwave LLC | ALSET | FL-8L-57K-A3-XX-UL | Outdoor Luminaires | Mid Output | Architectural Flood and Spot Luminaires | Standard | FALSE | [9 empty] | 42418 |  |  | No |  | 3 | 8514 | 104.81 | 81.23 | 17.25 | 0.9067 | 5700 | 75.2
P71ZMS12 | Nuwave LLC | ALSET | FL-14L-57K-A3-XX-UL | Outdoor Luminaires | High Output | Architectural Flood and Spot Luminaires | Standard | FALSE | [9 empty] | 42418 |  |  | No |  | 3 | 15778 | 112.54 | 140.2 | 15.28 | 0.9087 | 5700 | 74.9
PJ1YWTWN | Nuwave LLC | ALSET | FL-10L-57K-A3-XX-UL | Outdoor Luminaires | High Output | Architectural Flood and Spot Luminaires | Standard | FALSE | [9 empty] | 42418 |  |  | No |  | 3 | 10591 | 105.35 | 100.53 | 14.56 | 0.9095 | 5700 | 74.5
PPC1ZY93 | Nuwave LLC | ALSET | FL-3L-57K-A3-XX-UL | Outdoor Luminaires | Low Output | Architectural Flood and Spot Luminaires | Standard | FALSE | [9 empty] | 42418 |  |  | No |  | 3 | 3379 | 105.43 | 32.05 | 19.68 | 0.9057 | 5700 | 74
PJ7DM1AC | Nuwave LLC | ALSET | FL-29L-57K-A3-XX-UL | Outdoor Luminaires | Very High Output | Architectural Flood and Spot Luminaires | Standard | FALSE | [9 empty] | 42418 |  |  | No |  | 3 | 31204 | 110.07 | 283.5 | 14.56 | 0.9046 | 5700 | 75.5
PUFBS922 | Nuwave LLC | ALSET | FL-60L-57K-A3-XX-UL | Outdoor Luminaires | Very High Output | Architectural Flood and Spot Luminaires | Standard | FALSE | [9 empty] | 42418 |  |  | No |  | 3 | 63668 | 103.16 | 617.2 | 8.68 | 0.9362 | 5700 | 75.5
PDA5998X | Nuwave LLC | ALSET | FL-41L-57K-A3-XX-UL | Outdoor Luminaires | Very High Output | Architectural Flood and Spot Luminaires | Standard | FALSE | [9 empty] | 42418 |  |  | No |  | 3 | 44479 | 108.88 | 408.5 | 10.89 | 0.9251 | 5700 | 75.3
P81CRJXF | Nuwave LLC | ALSET | FL-22L-57K-A3-XX-UL | Outdoor Luminaires | High Output | Architectural Flood and Spot Luminaires | Standard | FALSE | [9 empty] | 42418 |  |  | No |  | 3 | 22750 | 106.16 | 214.3 | 15.42 | 0.9246 | 5700 | 74.8
P6UGJGJC | Nuwave LLC | ALSET | FL-14L-45K-A3-XX-UL | Outdoor Luminaires | High Output | Architectural Flood and Spot Luminaires | Standard | FALSE | [9 empty] | 42418 |  |  | No |  | 3 | 14476 | 104.31 | 138.8 | 15.35 | 0.9051 | 4500 | 73.7
PZHNZHWP | Nuwave LLC | ALSET | FL-3L-45K-A3-XX-UL | Outdoor Luminaires | Low Output | Architectural Flood and Spot Luminaires | Standard | FALSE | [9 empty] | 42418 |  |  | No |  | 3 | 3124 | 99 | 31.55 | 19.75 | 0.9036 | 4500 | 73.6
PTUA4DF5 | Nuwave LLC | ALSET | FL-5L-45K-A3-XX-UL | Outdoor Luminaires | Low Output | Architectural Flood and Spot Luminaires | Standard | FALSE | [9 empty] | 42418 |  |  | No |  | 3 | 4926.4 | 98.95 | 49.79 | 15.95 | 0.945 | 4500 | 73.6
PYZ4KJMY | Nuwave LLC | ALSET | FL-10L-45K-A3-XX-UL | Outdoor Luminaires | High Output | Architectural Flood and Spot Luminaires | Standard | FALSE | [9 empty] | 42418 |  |  | No |  | 3 | 9953.9 | 99.61 | 99.93 | 14.97 | 0.9119 | 4500 | 73.4
PTSC2KAC | Nuwave LLC | ALSET | FL-8L-45K-A3-XX-UL | Outdoor Luminaires | Mid Output | Architectural Flood and Spot Luminaires | Standard | FALSE | [9 empty] | 42418 |  |  | No |  | 3 | 7834.4 | 97.75 | 80.15 | 17.69 | 0.9048 | 4500 | 73.3
P35MGSB5 | Nuwave LLC | ALSET | FL-22L-45K-A3-XX-UL | Outdoor Luminaires | High Output | Architectural Flood and Spot Luminaires | Standard | FALSE | [9 empty] | 42418 |  |  | No |  | 3 | 21667 | 101.6 | 213.3 | 15.36 | 0.9226 | 4500 | 74
PTA3NRV5 | Nuwave LLC | ALSET | FL-60L-45K-A3-XX-UL | Outdoor Luminaires | Very High Output | Architectural Flood and Spot Luminaires | Standard | FALSE | [9 empty] | 42418 |  |  | No |  | 3 | 59145 | 96.31 | 614.1 | 8.73 | 0.9323 | 4500 | 74
PNQ6RHGD | Nuwave LLC | ALSET | FL-14L-40K-A3-XX-UL | Outdoor Luminaires | High Output | Architectural Flood and Spot Luminaires | Standard | FALSE | [9 empty] | 42418 |  |  | No |  | 3 | 14476 | 104.31 | 138.8 | 15.35 | 0.9051 | 4000 | 73.7
PSUXZRBE | Nuwave LLC | ALSET | FL-3L-40K-A3-XX-UL | Outdoor Luminaires | Low Output | Architectural Flood and Spot Luminaires | Standard | FALSE | [9 empty] | 42418 |  |  | No |  | 3 | 3124 | 99 | 31.55 | 19.75 | 0.9036 | 4000 | 73.6
PW7P9D46 | Nuwave LLC | ALSET | FL-5L-40K-A3-XX-UL | Outdoor Luminaires | Low Output | Architectural Flood and Spot Luminaires | Standard | FALSE | [9 empty] | 42418 |  |  | No |  | 3 | 4926.4 | 98.95 | 49.79 | 15.95 | 0.945 | 4000 | 73.6
PRUF51V8 | Nuwave LLC | ALSET | FL-10L-40K-A3-XX-UL | Outdoor Luminaires | High Output | Architectural Flood and Spot Luminaires | Standard | FALSE | [9 empty] | 42418 |  |  | No |  | 3 | 9953.9 | 99.61 | 99.93 | 14.97 | 0.9119 | 4000 | 73.4
PEM1VE7Z | Nuwave LLC | ALSET | FL-8L-40K-A3-XX-UL | Outdoor Luminaires | Mid Output | Architectural Flood and Spot Luminaires | Standard | FALSE | [9 empty] | 42418 |  |  | No |  | 3 | 7834.4 | 97.75 | 80.15 | 17.69 | 0.9048 | 4000 | 73.3
PM2EKQH4 | Nuwave LLC | ALSET | FL-22L-40K-A3-XX-UL | Outdoor Luminaires | High Output | Architectural Flood and Spot Luminaires | Standard | FALSE | [9 empty] | 42418 |  |  | No |  | 3 | 21667 | 101.6 | 213.3 | 15.36 | 0.9226 | 4000 | 74
P1BDYH3S | Nuwave LLC | ALSET | FL-60L-40K-A3-XX-UL | Outdoor Luminaires | Very High Output | Architectural Flood and Spot Luminaires | Standard | FALSE | [9 empty] | 42418 |  |  | No |  | 3 | 59145 | 96.31 | 614.1 | 8.73 | 0.9323 | 4000 | 74
P8UBBS8P | Nuwave LLC | ALSET | FL-29L-40K-A3-XX-UL | Outdoor Luminaires | High Output | Architectural Flood and Spot Luminaires | Standard | FALSE | [9 empty] | 42418 |  |  | No |  | 3 | 28666 | 101.79 | 281.6 | 14.86 | 0.9039 | 4000 | 73.7
P3YRQ79Q | Nuwave LLC | ALSET | FL-14L-35K-A3-XX-UL | Outdoor Luminaires | High Output | Architectural Flood and Spot Luminaires | Standard | FALSE | [9 empty] | 42418 |  |  | No |  | 3 | 14476 | 104.31 | 138.8 | 15.35 | 0.9051 | 3500 | 73.7
PJKU9Q9R | Nuwave LLC | ALSET | FL-3L-35K-A3-XX-UL | Outdoor Luminaires | Low Output | Architectural Flood and Spot Luminaires | Standard | FALSE | [9 empty] | 42418 |  |  | No |  | 3 | 3124 | 99 | 31.55 | 19.75 | 0.9036 | 3500 | 73.6
PKYFN34C | Nuwave LLC | ALSET | FL-5L-35K-A3-XX-UL | Outdoor Luminaires | Low Output | Architectural Flood and Spot Luminaires | Standard | FALSE | [9 empty] | 42418 |  |  | No |  | 3 | 4926.4 | 98.95 | 49.79 | 15.95 | 0.945 | 3500 | 73.6
PNYPM5CC | Nuwave LLC | ALSET | FL-10L-35K-A3-XX-UL | Outdoor Luminaires | High Output | Architectural Flood and Spot Luminaires | Standard | FALSE | [9 empty] | 42418 |  |  | No |  | 3 | 9953.9 | 99.61 | 99.93 | 14.97 | 0.9119 | 3500 | 73.4
PUFNQ2M2 | Nuwave LLC | ALSET | FL-8L-35K-A3-XX-UL | Outdoor Luminaires | Mid Output | Architectural Flood and Spot Luminaires | Standard | FALSE | [9 empty] | 42418 |  |  | No |  | 3 | 7834.4 | 97.75 | 80.15 | 17.69 | 0.9048 | 3500 | 73.3
PBP6NMJ7 | Nuwave LLC | ALSET | FL-22L-35K-A3-XX-UL | Outdoor Luminaires | High Output | Architectural Flood and Spot Luminaires | Standard | FALSE | [9 empty] | 42418 |  |  | No |  | 3 | 21667 | 101.6 | 213.3 | 15.36 | 0.9226 | 3500 | 74
PFBP2Z2A | Nuwave LLC | ALSET | FL-60L-35K-A3-XX-UL | Outdoor Luminaires | Very High Output | Architectural Flood and Spot Luminaires | Standard | FALSE | [9 empty] | 42418 |  |  | No |  | 3 | 59145 | 96.31 | 614.1 | 8.73 | 0.9323 | 3500 | 74
PEM759FW | Nuwave LLC | ALSET | FL-29L-35K-A3-XX-UL | Outdoor Luminaires | High Output | Architectural Flood and Spot Luminaires | Standard | FALSE | [9 empty] | 42418 |  |  | No |  | 3 | 28666 | 101.79 | 281.6 | 14.86 | 0.9039 | 3500 | 73.7
PQBC9Z91 | E-Lite Semiconductor Inc. | E-LITE | EO-ED-200 | Outdoor Luminaires | High Output | Architectural Flood and Spot Luminaires | Premium | TRUE | 23082.55 | 120.49 | 191.58 | 5.93 | 0.952 | 5384 | 74.9 | 5 | 50000 | 42417 |  |  | No |  | 3.1 | 22000 | 110 | 200 | 15 | 0.95 | 5700 | 70
P75KURGW | E-Lite Semiconductor Inc. | E-LITE | EO-ED-150 | Outdoor Luminaires | High Output | Architectural Flood and Spot Luminaires | Premium | TRUE | 18463.52 | 122.51 | 150.71 | 9.61 | 0.932 | 5424 | 75 | 5 | 50000 | 42417 |  |  | No |  | 3.1 | 16500 | 110 | 150 | 15 | 0.95 | 5700 | 70
P2PU2DCW | E-Lite Semiconductor Inc. | E-LITE | EO-ED-100 | Outdoor Luminaires | High Output | Architectural Flood and Spot Luminaires | Premium | TRUE | 12244.85 | 121.66 | 100.65 | 9.16 | 0.931 | 5342 | 74.7 | 5 | 50000 | 42417 |  |  | No |  | 3.1 | 11000 | 110 | 100 | 15 | 0.95 | 5700 | 70
PYVFBY65 | E-Lite Semiconductor Inc. | E-LITE | EO-ED-450 | Outdoor Luminaires | Very High Output | Architectural Flood and Spot Luminaires | Premium | TRUE | 54764.12 | 120.73 | 453.6 | 6.96 | 0.931 | 5470 | 75.2 | 5 | 50000 | 42417 |  |  | No |  | 3.1 | 49500 | 110 | 450 | 15 | 0.95 | 5700 | 70
PP3UTGV3 | E-Lite Semiconductor Inc. | E-LITE | EO-ED-300 | Outdoor Luminaires | Very High Output | Architectural Flood and Spot Luminaires | Premium | TRUE | 35754.36 | 118.06 | 302.84 | 6.69 | 0.931 | 5446 | 75.1 | 5 | 50000 | 42417 |  |  | No |  | 3.1 | 33000 | 110 | 300 | 15 | 0.95 | 5700 | 70
P6Y8YESJ | Ningbo Success Zhenye Luminaire Limited Liabilities Company | NSZ | ZY-2004-200W SMD(3000K) | Outdoor Luminaires | High Output | Architectural Flood and Spot Luminaires | Standard | TRUE | 23119 | 113.27 | 204.1 | 14.52 | 0.9193 | 3050 | 82.8 | 5 | 50000 | 42417 |  |  | No |  | 3.1 | 23119 | 113.27 | 204.1 | 14.52 | 0.9193 | 3000 | 82.8
PVKFPK9Z | Ningbo Success Zhenye Luminaire Limited Liabilities Company | NSZ | ZY-2004-160W(3000K) | Outdoor Luminaires | High Output | Architectural Flood and Spot Luminaires | Standard | TRUE | 18397 | 113.95 | 161.4 | 12.56 | 0.9184 | 3019 | 83.6 | 5 | 50000 | 42417 |  |  | No |  | 3.1 | 18522 | 114.54 | 164.1 | 12.56 | 0.9184 | 3000 | 83.6
PCYHKYKA | Ningbo Success Zhenye Luminaire Limited Liabilities Company | NSZ | ZY-2004-160W(5700K) | Outdoor Luminaires | High Output | Architectural Flood and Spot Luminaires | Standard | FALSE | [9 empty] | 42417 |  |  | No |  | 3.1 | 19476 | 117.68 | 165.5 | 12.44 | 0.9165 | 5700 | 71
PUUQWFM1 | Ningbo Success Zhenye Luminaire Limited Liabilities Company | NSZ | ZY-2004-200W SMD(5700K) | Outdoor Luminaires | High Output | Architectural Flood and Spot Luminaires | Standard | FALSE | [9 empty] | 42417 |  |  | No |  | 3.1 | 24044 | 116.72 | 206 | 14.63 | 0.9208 | 5700 | 69.7
PXTG464F | Ningbo Success Zhenye Luminaire Limited Liabilities Company | NSZ | ZY-2004-160W(5000K) | Outdoor Luminaires | High Output | Architectural Flood and Spot Luminaires | Standard | FALSE | [9 empty] | 42417 |  |  | No |  | 3.1 | 19342 | 117.37 | 164.8 | 12.56 | 0.9184 | 5000 | 83.6
PW2CBK1C | Ningbo Success Zhenye Luminaire Limited Liabilities Company | NSZ | ZY-2004-200W SMD(5000K) | Outdoor Luminaires | High Output | Architectural Flood and Spot Luminaires | Standard | FALSE | [9 empty] | 42417 |  |  | No |  | 3.1 | 23859 | 116.33 | 205.1 | 14.52 | 0.9193 | 5000 | 82.8
P9HTC2XV | Ningbo Success Zhenye Luminaire Limited Liabilities Company | NSZ | ZY-2004-160W(4500K) | Outdoor Luminaires | High Output | Architectural Flood and Spot Luminaires | Standard | FALSE | [9 empty] | 42417 |  |  | No |  | 3.1 | 19207 | 116.55 | 164.8 | 12.56 | 0.9184 | 4500 | 83.6
PZ9QCNK1 | Ningbo Success Zhenye Luminaire Limited Liabilities Company | NSZ | ZY-2004-200W SMD(4500K) | Outdoor Luminaires | High Output | Architectural Flood and Spot Luminaires | Standard | FALSE | [9 empty] | 42417 |  |  | No |  | 3.1 | 23674 | 115.43 | 205.1 | 14.52 | 0.9193 | 4500 | 82.8
P3J9N1V2 | Ningbo Success Zhenye Luminaire Limited Liabilities Company | NSZ | ZY-2004-160W(4000K) | Outdoor Luminaires | High Output | Architectural Flood and Spot Luminaires | Standard | FALSE | [9 empty] | 42417 |  |  | No |  | 3.1 | 19072 | 115.73 | 164.8 | 12.56 | 0.9184 | 4000 | 83.6
PCYMTNDT | Ningbo Success Zhenye Luminaire Limited Liabilities Company | NSZ | ZY-2004-200W SMD(4000K) | Outdoor Luminaires | High Output | Architectural Flood and Spot Luminaires | Standard | FALSE | [9 empty] | 42417 |  |  | No |  | 3.1 | 23489 | 114.52 | 205.1 | 14.52 | 0.9193 | 4000 | 82.8
PEGGH8FR | Ningbo Success Zhenye Luminaire Limited Liabilities Company | NSZ | ZY-2004-160W(3500K) | Outdoor Luminaires | High Output | Architectural Flood and Spot Luminaires | Standard | FALSE | [9 empty] | 42417 |  |  | No |  | 3.1 | 18937 | 114.91 | 164.8 | 12.56 | 0.9184 | 3500 | 83.6
P6J2EBZV | Ningbo Success Zhenye Luminaire Limited Liabilities Company | NSZ | ZY-2004-200W SMD(3500K) | Outdoor Luminaires | High Output | Architectural Flood and Spot Luminaires | Standard | FALSE | [9 empty] | 42417 |  |  | No |  | 3.1 | 23304 | 113.62 | 205.1 | 14.52 | 0.9193 | 3500 | 82.8
PM49RGFY | E-Lite Semiconductor Inc. | E-LITE | EO-ED-450T | Outdoor Luminaires | Very High Output | Architectural Flood and Spot Luminaires | Premium | FALSE | [9 empty] | 42417 |  |  | No | Updated on 1/3/2017 | 3.1 | 54000 | 120 | 450 | 15 | 0.95 | 5700 | 70
PX3V7NWY | E-Lite Semiconductor Inc. | E-LITE | EO-ED-300T | Outdoor Luminaires | Very High Output | Architectural Flood and Spot Luminaires | Premium | FALSE | [9 empty] | 42417 |  |  | No | Updated on 1/3/2017 | 3.1 | 36000 | 120 | 300 | 15 | 0.95 | 5700 | 70
PG88K5FX | E-Lite Semiconductor Inc. | E-LITE | EO-ED-200T | Outdoor Luminaires | High Output | Architectural Flood and Spot Luminaires | Premium | FALSE | [9 empty] | 42417 |  |  | No | Updated on 1/3/2017 | 3.1 | 24000 | 120 | 200 | 15 | 0.95 | 5700 | 70
PKCXYJ86 | E-Lite Semiconductor Inc. | E-LITE | EO-ED-150T | Outdoor Luminaires | High Output | Architectural Flood and Spot Luminaires | Premium | FALSE | [9 empty] | 42417 |  |  | No | Updated on 1/3/2017 | 3.1 | 18000 | 120 | 150 | 15 | 0.95 | 5700 | 70
PRWQH7G7 | E-Lite Semiconductor Inc. | E-LITE | EO-ED-100T | Outdoor Luminaires | High Output | Architectural Flood and Spot Luminaires | Premium | FALSE | [9 empty] | 42417 |  |  | No | Updated on 1/3/2017 | 3.1 | 12000 | 120 | 100 | 15 | 0.95 | 5700 | 70
P9ZMH2TN9 | W.I.L.D. Corporation |  | WLED96-4-AA-Cl or WH | Outdoor Luminaires | High Output | Architectural Flood and Spot Luminaires | Standard | TRUE | 7972 | 86.1 | 91.89 | 11.8 | 0.969 | 4155 | 84.5 | 5 | 50000 | 42412 |  |  | Yes |  | 3 | 7959 | 86.1 | 92 | 6.1 | 0.998 | 4155 | 84.5
P4EH6W2Y | Ningbo Success Zhenye Luminaire Limited Liabilities Company | NSZ | ZY-2004S-80W(3000K) | Outdoor Luminaires | Mid Output | Architectural Flood and Spot Luminaires | Standard | TRUE | 8233.3 | 109.39 | 75.26 | 13.31 | 0.9403 | 2965 | 85 | 5 | 50000 | 42412 |  |  | No |  | 3.1 | 8420.2 | 110.38 | 76.28 | 13.31 | 0.9403 | 3000 | 85
PPP6YAM4 | Ningbo Success Zhenye Luminaire Limited Liabilities Company | NSZ | ZY-2071-40W(3000K) | Outdoor Luminaires | Low Output | Architectural Flood and Spot Luminaires | Standard | TRUE | 4893.2 | 115.76 | 42.27 | 10.62 | 0.9353 | 2991 | 84.1 | 5 | 50000 | 42412 |  |  | No |  | 3.1 | 4968.2 | 117.88 | 42.15 | 10.62 | 0.9353 | 3000 | 84.1
PYEQ4J4B | Ningbo Success Zhenye Luminaire Limited Liabilities Company | NSZ | ZY-2071-180W(3000K) | Outdoor Luminaires | High Output | Architectural Flood and Spot Luminaires | Standard | TRUE | 19675 | 107.21 | 183.5 | 14.6 | 0.9316 | 2936 | 83.1 | 5 | 50000 | 42412 |  |  | No |  | 3.1 | 19675 | 107.21 | 183.5 | 14.6 | 0.9316 | 3000 | 83.1
PXNUF4WR | Ningbo Success Zhenye Luminaire Limited Liabilities Company | NSZ | ZY-2071-60W(3000K) | Outdoor Luminaires | Mid Output | Architectural Flood and Spot Luminaires | Standard | TRUE | 6697.6 | 109.18 | 61.34 | 13.22 | 0.9253 | 2984 | 84 | 5 | 50000 | 42412 |  |  | No |  | 3.1 | 6862.2 | 112.04 | 61.25 | 13.22 | 0.9253 | 3000 | 84
PQGGJ2BG | Ningbo Success Zhenye Luminaire Limited Liabilities Company | NSZ | ZY-2071-200W SMD(3000K) | Outdoor Luminaires | High Output | Architectural Flood and Spot Luminaires | Standard | TRUE | 23323 | 113.22 | 206 | 12.66 | 0.9208 | 2953 | 82.6 | 5 | 50000 | 42412 |  |  | No |  | 3.1 | 23323 | 113.22 | 206 | 12.66 | 0.9208 | 3000 | 82.6
PJ633FSU | Ningbo Success Zhenye Luminaire Limited Liabilities Company | NSZ | ZY-2071-100W(3000K) | Outdoor Luminaires | High Output | Architectural Flood and Spot Luminaires | Standard | TRUE | 11196 | 111.35 | 100.5 | 13.32 | 0.9167 | 3070 | 83.9 | 5 | 50000 | 42412 |  |  | No |  | 3.1 | 11385 | 112.37 | 101.3 | 13.32 | 0.9167 | 3000 | 83.9
PFZ1EN7W | Ningbo Success Zhenye Luminaire Limited Liabilities Company | NSZ | ZY-2004S-100W SMD(3000K) | Outdoor Luminaires | High Output | Architectural Flood and Spot Luminaires | Standard | TRUE | 10062 | 97.67 | 103 | 13.22 | 0.9158 | 3046 | 82.6 | 5 | 50000 | 42412 |  |  | No |  | 3.1 | 10062 | 97.67 | 103 | 13.22 | 0.9158 | 3000 | 82.6
PZMPKRPB | Ningbo Success Zhenye Luminaire Limited Liabilities Company | NSZ | ZY-2071-20W(3000K) | Outdoor Luminaires | Low Output | Architectural Flood and Spot Luminaires | Standard | TRUE | 2256.3 | 111.42 | 20.25 | 14.87 | 0.9122 | 2923 | 83.4 | 5 | 50000 | 42412 |  |  | No |  | 3.1 | 2219.4 | 112.93 | 19.65 | 14.87 | 0.9122 | 3000 | 83.4
PXEHNUGWY | W.I.L.D. Corporation |  | WLED48-4-AA-CL or WH | Outdoor Luminaires | Low Output | Architectural Flood and Spot Luminaires | Standard | TRUE | 3737 | 89.9 | 41.59 | 18.3 | 0.894 | 4119 | 85.2 | 5 | 50000 | 42412 |  |  | No |  | 3 | 3737 | 90.5 | 42.26 | 8.5 | 0.894 | 4000 | 85
PC1JXM5U | Ningbo Success Zhenye Luminaire Limited Liabilities Company | NSZ | ZY-2004S-80W(5700K) | Outdoor Luminaires | Mid Output | Architectural Flood and Spot Luminaires | Standard | FALSE | [9 empty] | 42412 |  |  | No |  | 3.1 | 8708 | 113.02 | 77.05 | 13.44 | 0.9411 | 5700 | 76.2
PC2E1DNU | Ningbo Success Zhenye Luminaire Limited Liabilities Company | NSZ | ZY-2071-60W(5700K) | Outdoor Luminaires | Mid Output | Architectural Flood and Spot Luminaires | Standard | FALSE | [9 empty] | 42412 |  |  | No |  | 3.1 | 7195 | 116.3 | 61.88 | 13.47 | 0.9262 | 5700 | 74.9
PFYUT4SH | Ningbo Success Zhenye Luminaire Limited Liabilities Company | NSZ | ZY-2071-200W SMD(5700K) | Outdoor Luminaires | High Output | Architectural Flood and Spot Luminaires | Standard | FALSE | [9 empty] | 42412 |  |  | No |  | 3.1 | 24372 | 117.63 | 207.2 | 12.37 | 0.9224 | 5700 | 74.8
PNDSGBDY | Ningbo Success Zhenye Luminaire Limited Liabilities Company | NSZ | ZY-2071-20W(5700K) | Outdoor Luminaires | Low Output | Architectural Flood and Spot Luminaires | Standard | FALSE | [9 empty] | 42412 |  |  | No |  | 3.1 | 2320 | 116.82 | 19.86 | 14.39 | 0.9118 | 5700 | 73.4
P2FR6PUF | Ningbo Success Zhenye Luminaire Limited Liabilities Company | NSZ | ZY-2071-100W(5700K) | Outdoor Luminaires | High Output | Architectural Flood and Spot Luminaires | Standard | FALSE | [9 empty] | 42412 |  |  | No |  | 3.1 | 11840 | 115.63 | 102.4 | 13.44 | 0.9155 | 5700 | 71.3
PZV2VHBK | Ningbo Success Zhenye Luminaire Limited Liabilities Company | NSZ | ZY-2071-180W(5700K) | Outdoor Luminaires | High Output | Architectural Flood and Spot Luminaires | Standard | FALSE | [9 empty] | 42412 |  |  | No |  | 3.1 | 20297 | 111.28 | 182.4 | 14.93 | 0.9324 | 5700 | 71.2
P8KSRMMV | Ningbo Success Zhenye Luminaire Limited Liabilities Company | NSZ | ZY-2071-40W(5700K) | Outdoor Luminaires | Low Output | Architectural Flood and Spot Luminaires | Standard | FALSE | [9 empty] | 42412 |  |  | No |  | 3.1 | 5168 | 121.25 | 42.62 | 10.54 | 0.9348 | 5700 | 70.9
PW9UDD3Z | Ningbo Success Zhenye Luminaire Limited Liabilities Company | NSZ | ZY-2004S-100W SMD(5700K) | Outdoor Luminaires | High Output | Architectural Flood and Spot Luminaires | Standard | FALSE | [9 empty] | 42412 |  |  | No |  | 3.1 | 10422 | 100.2 | 104.1 | 13.54 | 0.9166 | 5700 | 69.6
PUKZZSAP | Ningbo Success Zhenye Luminaire Limited Liabilities Company | NSZ | ZY-2004S-80W(5000K) | Outdoor Luminaires | Mid Output | Architectural Flood and Spot Luminaires | Standard | FALSE | [9 empty] | 42412 |  |  | No |  | 3.1 | 8652 | 112.85 | 76.67 | 13.31 | 0.9403 | 5000 | 85
P4AKYD3Z | Ningbo Success Zhenye Luminaire Limited Liabilities Company | NSZ | ZY-2071-40W(5000K) | Outdoor Luminaires | Low Output | Architectural Flood and Spot Luminaires | Standard | FALSE | [9 empty] | 42412 |  |  | No |  | 3.1 | 5128.2 | 121.01 | 42.38 | 10.62 | 0.9353 | 5000 | 84.1
PDRX8JB5 | Ningbo Success Zhenye Luminaire Limited Liabilities Company | NSZ | ZY-2071-60W(5000K) | Outdoor Luminaires | Mid Output | Architectural Flood and Spot Luminaires | Standard | FALSE | [9 empty] | 42412 |  |  | No |  | 3.1 | 7130.2 | 115.81 | 61.57 | 13.22 | 0.9253 | 5000 | 84
PW5BCFFG | Ningbo Success Zhenye Luminaire Limited Liabilities Company | NSZ | ZY-2071-100W(5000K) | Outdoor Luminaires | High Output | Architectural Flood and Spot Luminaires | Standard | FALSE | [9 empty] | 42412 |  |  | No |  | 3.1 | 11749 | 115.3 | 101.9 | 13.32 | 0.9167 | 5000 | 83.9
PPZ8WJA1 | Ningbo Success Zhenye Luminaire Limited Liabilities Company | NSZ | ZY-2071-20W(5000K) | Outdoor Luminaires | Low Output | Architectural Flood and Spot Luminaires | Standard | FALSE | [9 empty] | 42412 |  |  | No |  | 3.1 | 2299.8 | 116.39 | 19.76 | 14.87 | 0.9122 | 5000 | 83.4
P5Y3BVE5 | Ningbo Success Zhenye Luminaire Limited Liabilities Company | NSZ | ZY-2071-180W(5000K) | Outdoor Luminaires | High Output | Architectural Flood and Spot Luminaires | Standard | FALSE | [9 empty] | 42412 |  |  | No |  | 3.1 | 20171 | 110.28 | 182.9 | 14.6 | 0.9316 | 5000 | 83.1
PB25VG8P | Ningbo Success Zhenye Luminaire Limited Liabilities Company | NSZ | ZY-2004S-100W SMD(5000K) | Outdoor Luminaires | High Output | Architectural Flood and Spot Luminaires | Standard | FALSE | [9 empty] | 42412 |  |  | No |  | 3.1 | 10350 | 100 | 103.5 | 13.22 | 0.9158 | 5000 | 82.6
PJA1TV1G | Ningbo Success Zhenye Luminaire Limited Liabilities Company | NSZ | ZY-2071-200W SMD(5000K) | Outdoor Luminaires | High Output | Architectural Flood and Spot Luminaires | Standard | FALSE | [9 empty] | 42412 |  |  | No |  | 3.1 | 24163 | 116.96 | 206.6 | 12.66 | 0.9208 | 5000 | 82.6
PH1GZXZQ | Ningbo Success Zhenye Luminaire Limited Liabilities Company | NSZ | ZY-2004S-80W(4500K) | Outdoor Luminaires | Mid Output | Architectural Flood and Spot Luminaires | Standard | FALSE | [9 empty] | 42412 |  |  | No |  | 3.1 | 8594 | 112.09 | 76.67 | 13.31 | 0.9403 | 4500 | 85
PYZXAY3X | Ningbo Success Zhenye Luminaire Limited Liabilities Company | NSZ | ZY-2071-40W(4500K) | Outdoor Luminaires | Low Output | Architectural Flood and Spot Luminaires | Standard | FALSE | [9 empty] | 42412 |  |  | No |  | 3.1 | 5088.2 | 120.06 | 42.38 | 10.62 | 0.9353 | 4500 | 84.1
PE48RV2S | Ningbo Success Zhenye Luminaire Limited Liabilities Company | NSZ | ZY-2071-60W(4500K) | Outdoor Luminaires | Mid Output | Architectural Flood and Spot Luminaires | Standard | FALSE | [9 empty] | 42412 |  |  | No |  | 3.1 | 7063.2 | 114.72 | 61.57 | 13.22 | 0.9253 | 4500 | 84
PHT4UU5A | Ningbo Success Zhenye Luminaire Limited Liabilities Company | NSZ | ZY-2071-100W(4500K) | Outdoor Luminaires | High Output | Architectural Flood and Spot Luminaires | Standard | FALSE | [9 empty] | 42412 |  |  | No |  | 3.1 | 11658 | 114.41 | 101.9 | 13.32 | 0.9167 | 4500 | 83.9
PQX9TRQF | Ningbo Success Zhenye Luminaire Limited Liabilities Company | NSZ | ZY-2071-20W(4500K) | Outdoor Luminaires | Low Output | Architectural Flood and Spot Luminaires | Standard | FALSE | [9 empty] | 42412 |  |  | No |  | 3.1 | 2279.7 | 115.37 | 19.76 | 14.87 | 0.9122 | 4500 | 83.4
PZ7WN54K | Ningbo Success Zhenye Luminaire Limited Liabilities Company | NSZ | ZY-2071-180W(4500K) | Outdoor Luminaires | High Output | Architectural Flood and Spot Luminaires | Standard | FALSE | [9 empty] | 42412 |  |  | No |  | 3.1 | 20047 | 109.61 | 182.9 | 14.6 | 0.9316 | 4500 | 83.1
PFTQ2N8X | Ningbo Success Zhenye Luminaire Limited Liabilities Company | NSZ | ZY-2004S-100W SMD(4500K) | Outdoor Luminaires | High Output | Architectural Flood and Spot Luminaires | Standard | FALSE | [9 empty] | 42412 |  |  | No |  | 3.1 | 10278 | 99.3 | 103.5 | 13.22 | 0.9158 | 4500 | 82.6
PKPD267G | Ningbo Success Zhenye Luminaire Limited Liabilities Company | NSZ | ZY-2071-200W SMD(4500K) | Outdoor Luminaires | High Output | Architectural Flood and Spot Luminaires | Standard | FALSE | [9 empty] | 42412 |  |  | No |  | 3.1 | 23953 | 115.94 | 206.6 | 12.66 | 0.9208 | 4500 | 82.6
PP72BCGT | Ningbo Success Zhenye Luminaire Limited Liabilities Company | NSZ | ZY-2004S-80W(4000K) | Outdoor Luminaires | Mid Output | Architectural Flood and Spot Luminaires | Standard | FALSE | [9 empty] | 42412 |  |  | No |  | 3.1 | 8536 | 111.33 | 76.67 | 13.31 | 0.9403 | 4000 | 85
PUBA8814 | Ningbo Success Zhenye Luminaire Limited Liabilities Company | NSZ | ZY-2071-40W(4000K) | Outdoor Luminaires | Low Output | Architectural Flood and Spot Luminaires | Standard | FALSE | [9 empty] | 42412 |  |  | No |  | 3.1 | 5048.2 | 119.12 | 42.38 | 10.62 | 0.9353 | 4000 | 84.1
PTXPJ86C | Ningbo Success Zhenye Luminaire Limited Liabilities Company | NSZ | ZY-2071-60W(4000K) | Outdoor Luminaires | Mid Output | Architectural Flood and Spot Luminaires | Standard | FALSE | [9 empty] | 42412 |  |  | No |  | 3.1 | 6996.2 | 113.63 | 61.57 | 13.22 | 0.9253 | 4000 | 84
PPTMZYQ5 | Ningbo Success Zhenye Luminaire Limited Liabilities Company | NSZ | ZY-2071-100W(4000K) | Outdoor Luminaires | High Output | Architectural Flood and Spot Luminaires | Standard | FALSE | [9 empty] | 42412 |  |  | No |  | 3.1 | 11567 | 113.51 | 101.9 | 13.32 | 0.9167 | 4000 | 83.9
PW6JKUG4 | Ningbo Success Zhenye Luminaire Limited Liabilities Company | NSZ | ZY-2071-20W(4000K) | Outdoor Luminaires | Low Output | Architectural Flood and Spot Luminaires | Standard | FALSE | [9 empty] | 42412 |  |  | No |  | 3.1 | 2259.6 | 114.35 | 19.76 | 14.87 | 0.9122 | 4000 | 83.4
PWT95H23 | Ningbo Success Zhenye Luminaire Limited Liabilities Company | NSZ | ZY-2071-180W(4000K) | Outdoor Luminaires | High Output | Architectural Flood and Spot Luminaires | Standard | FALSE | [9 empty] | 42412 |  |  | No |  | 3.1 | 19923 | 108.93 | 182.9 | 14.6 | 0.9316 | 4000 | 83.1
PP4D7GHK | Ningbo Success Zhenye Luminaire Limited Liabilities Company | NSZ | ZY-2004S-100W SMD(4000K) | Outdoor Luminaires | High Output | Architectural Flood and Spot Luminaires | Standard | FALSE | [9 empty] | 42412 |  |  | No |  | 3.1 | 10206 | 98.61 | 103.5 | 13.22 | 0.9158 | 4000 | 82.6
PSQA1APG | Ningbo Success Zhenye Luminaire Limited Liabilities Company | NSZ | ZY-2071-200W SMD(4000K) | Outdoor Luminaires | High Output | Architectural Flood and Spot Luminaires | Standard | FALSE | [9 empty] | 42412 |  |  | No |  | 3.1 | 23743 | 114.92 | 206.6 | 12.66 | 0.9208 | 4000 | 82.6
P3ZT3QHW | Ningbo Success Zhenye Luminaire Limited Liabilities Company | NSZ | ZY-2004S-80W(3500K) | Outdoor Luminaires | Mid Output | Architectural Flood and Spot Luminaires | Standard | FALSE | [9 empty] | 42412 |  |  | No |  | 3.1 | 8478 | 110.58 | 76.67 | 13.31 | 0.9403 | 3500 | 85
PYX2XZ4F | Ningbo Success Zhenye Luminaire Limited Liabilities Company | NSZ | ZY-2071-40W(3500K) | Outdoor Luminaires | Low Output | Architectural Flood and Spot Luminaires | Standard | FALSE | [9 empty] | 42412 |  |  | No |  | 3.1 | 5008.2 | 118.17 | 42.38 | 10.62 | 0.9353 | 3500 | 84.1
P9WASV2T | Ningbo Success Zhenye Luminaire Limited Liabilities Company | NSZ | ZY-2071-60W(3500K) | Outdoor Luminaires | Mid Output | Architectural Flood and Spot Luminaires | Standard | FALSE | [9 empty] | 42412 |  |  | No |  | 3.1 | 6929.2 | 112.54 | 61.57 | 13.22 | 0.9253 | 3500 | 84
PV1J496E | Ningbo Success Zhenye Luminaire Limited Liabilities Company | NSZ | ZY-2071-100W(3500K) | Outdoor Luminaires | High Output | Architectural Flood and Spot Luminaires | Standard | FALSE | [9 empty] | 42412 |  |  | No |  | 3.1 | 11476 | 112.62 | 101.9 | 13.32 | 0.9167 | 3500 | 83.9
P2D26UT2 | Ningbo Success Zhenye Luminaire Limited Liabilities Company | NSZ | ZY-2071-20W(3500K) | Outdoor Luminaires | Low Output | Architectural Flood and Spot Luminaires | Standard | FALSE | [9 empty] | 42412 |  |  | No |  | 3.1 | 2239.5 | 113.34 | 19.76 | 14.87 | 0.9122 | 3500 | 83.4
P6BAN8JW | Ningbo Success Zhenye Luminaire Limited Liabilities Company | NSZ | ZY-2071-180W(3500K) | Outdoor Luminaires | High Output | Architectural Flood and Spot Luminaires | Standard | FALSE | [9 empty] | 42412 |  |  | No |  | 3.1 | 19799 | 108.25 | 182.9 | 14.6 | 0.9316 | 3500 | 83.1
PPBG8CJH | Ningbo Success Zhenye Luminaire Limited Liabilities Company | NSZ | ZY-2004S-100W SMD(3500K) | Outdoor Luminaires | High Output | Architectural Flood and Spot Luminaires | Standard | FALSE | [9 empty] | 42412 |  |  | No |  | 3.1 | 10134 | 97.91 | 103.5 | 13.22 | 0.9158 | 3500 | 82.6
PVHTV8H4 | Ningbo Success Zhenye Luminaire Limited Liabilities Company | NSZ | ZY-2071-200W SMD(3500K) | Outdoor Luminaires | High Output | Architectural Flood and Spot Luminaires | Standard | FALSE | [9 empty] | 42412 |  |  | No |  | 3.1 | 23533 | 113.91 | 206.6 | 12.66 | 0.9208 | 3500 | 82.6
P6CQY3AB | NINGBO MORELUX LIGHTING MFG LTD | MORELUX | DCL-570-115W-40K-8-3XX | Outdoor Luminaires | High Output | Architectural Flood and Spot Luminaires | Premium | TRUE | 12258 | 107.81 | 113.7 | 14.87 | 0.9245 | 4095 | 84.8 | 5 | 50000 | 42411 |  |  | Yes |  | 3.1 | 12571 | 108.25 | 116.1 | 14.87 | 0.9245 | 4000 | 84.8
P2YC3TWR | NINGBO MORELUX LIGHTING MFG LTD | MORELUX | DCL-400-100W-40K-8-D-3XXX | Outdoor Luminaires | High Output | Architectural Flood and Spot Luminaires | Standard | TRUE | 9985.5 | 97.85 | 102 | 14.77 | 0.9094 | 4134 | 83.7 | 5 | 50000 | 42411 |  |  | Yes |  | 3.1 | 9985.5 | 97.85 | 102 | 14.77 | 0.9094 | 4000 | 83.7
PPSQSS77 | NINGBO MORELUX LIGHTING MFG LTD | MORELUX | FLL400-152W-40K-W66-8-D-XX-XX-X | Outdoor Luminaires | High Output | Architectural Flood and Spot Luminaires | Standard | TRUE | 15245 | 99.12 | 154.4 | 17.26 | 0.9064 | 3975 | 72.6 | 5 | 50000 | 42411 |  |  | Yes |  | 3.1 | 15408 | 99.78 | 154.4 | 17.26 | 0.9064 | 4000 | 72.6
P6MBYP5G | NINGBO MORELUX LIGHTING MFG LTD | MORELUX | DCL-545-050W-40K-8-D-3XX | Outdoor Luminaires | Mid Output | Architectural Flood and Spot Luminaires | Premium | TRUE | 5335.4 | 105.15 | 50.74 | 14.34 | 0.9041 | 4080 | 84.2 | 5 | 50000 | 42411 |  |  | Yes |  | 3.1 | 5335.4 | 105.15 | 50.74 | 14.34 | 0.9041 | 4000 | 84.2
P5VD57JM | NINGBO MORELUX LIGHTING MFG LTD | MORELUX | DCL-570-115W-50K-8-3XX | Outdoor Luminaires | High Output | Architectural Flood and Spot Luminaires | Premium | FALSE | [9 empty] | 42411 | Not Dimmable | Not Dimmable | Yes |  | 3.1 | 12814 | 110.56 | 115.9 | 14.96 | 0.9262 | 5000 | 83.3
PU61E79M | NINGBO MORELUX LIGHTING MFG LTD | MORELUX | DCL-400-100W-50K-8-D-3XXX | Outdoor Luminaires | High Output | Architectural Flood and Spot Luminaires | Standard | FALSE | [9 empty] | 42411 | Dimmable | Continuous Below 10 | Yes |  | 3.1 | 10276 | 101.34 | 101.4 | 14.81 | 0.9062 | 5000 | 83.7
PEBPEKWN | NINGBO MORELUX LIGHTING MFG LTD | MORELUX | DCL-570-115W-50K-8-D-3XX | Outdoor Luminaires | High Output | Architectural Flood and Spot Luminaires | Premium | FALSE | [9 empty] | 42411 | Dimmable | Continuous Below 10 | Yes |  | 3.1 | 12814 | 110.56 | 115.9 | 14.96 | 0.9262 | 5000 | 83.3
P7J6QWFP | NINGBO MORELUX LIGHTING MFG LTD | MORELUX | DCL-545-050W-50K-8-D-3XX | Outdoor Luminaires | Mid Output | Architectural Flood and Spot Luminaires | Premium | FALSE | [9 empty] | 42411 | Dimmable | Continuous Below 10 | Yes |  | 3.1 | 5512 | 108.4 | 50.85 | 14.83 | 0.9057 | 5000 | 82.1
PQRS6G41 | NINGBO MORELUX LIGHTING MFG LTD | MORELUX | FLL400-152W-50K-W66-8-D-XX-XX-X | Outdoor Luminaires | High Output | Architectural Flood and Spot Luminaires | Standard | FALSE | [9 empty] | 42411 | Dimmable | Continuous Below 10 | Yes |  | 3.1 | 15883 | 102.71 | 154.6 | 18.37 | 0.9066 | 5000 | 74.2
PWR3CM8G | NINGBO MORELUX LIGHTING MFG LTD | MORELUX | DCL-570-115W-40K-8-D-3XX | Outdoor Luminaires | High Output | Architectural Flood and Spot Luminaires | Premium | FALSE | [9 empty] | 42411 | Dimmable | Continuous Below 10 | Yes |  | 3.1 | 12571 | 108.25 | 116.1 | 14.87 | 0.9245 | 4000 | 84.8
P59FZF5QK | Hubbell Lighting | Hubbell Outdoor Lighting | MBUL-1L3K-1 | Outdoor Luminaires | Low Output | Architectural Flood and Spot Luminaires | Standard | TRUE | 1063 | 80.5 | 13.2 | 11.2 | 0.994 | 3038 | 83 | 5 |  | 42410 |  |  | No |  | 3.1 | 1106 | 83.8 | 13.2 | 11.2 | 0.99 | 3000 | 80
PAVM5QW2 | CEA GROUP INTERNATIONAL CO.LTD | CEA/EAEC | SFL1-200(2700K) | Outdoor Luminaires | High Output | Architectural Flood and Spot Luminaires | Standard | TRUE | 17995 | 104.62 | 172 | 12.36 | 0.9063 | 2730 | 80.9 | 5 | 50000 | 42410 |  |  | Yes | Updated on 11/15/16 | 4 | 18567 | 105.55 | 175.9 | 12.36 | 0.91 | 2700 | 80.9
PYBVNWZW | CEA GROUP INTERNATIONAL CO.LTD | CEA/EAEC | SFL1-200(5700K) | Outdoor Luminaires | High Output | Architectural Flood and Spot Luminaires | Standard | FALSE | [9 empty] | 42410 |  |  | Yes | Updated on 11/15/16 | 4 | 19493 | 111.64 | 174.6 | 12.21 | 0.91 | 5700 | 87.3
PFCFAJDB | CEA GROUP INTERNATIONAL CO.LTD | CEA/EAEC | SFL1-200(5000K) | Outdoor Luminaires | High Output | Architectural Flood and Spot Luminaires | Standard | FALSE | [9 empty] | 42410 |  |  | Yes | Updated on 11/15/16 | 4 | 18567 | 105.55 | 175.9 | 12.36 | 0.91 | 5000 | 80.9
P384Q5QR | CEA GROUP INTERNATIONAL CO.LTD | CEA/EAEC | SFL1-200(4500K) | Outdoor Luminaires | High Output | Architectural Flood and Spot Luminaires | Standard | FALSE | [9 empty] | 42410 |  |  | Yes | Updated on 11/15/16 | 4 | 18567 | 105.55 | 175.9 | 12.36 | 0.91 | 4500 | 80.9
PYHMCVAT | CEA GROUP INTERNATIONAL CO.LTD | CEA/EAEC | SFL1-200(4000K) | Outdoor Luminaires | High Output | Architectural Flood and Spot Luminaires | Standard | FALSE | [9 empty] | 42410 |  |  | Yes | Updated on 11/15/16 | 4 | 18567 | 105.55 | 175.9 | 12.36 | 0.91 | 4000 | 80.9
P3299G3H | CEA GROUP INTERNATIONAL CO.LTD | CEA/EAEC | SFL1-200(3500K) | Outdoor Luminaires | High Output | Architectural Flood and Spot Luminaires | Standard | FALSE | [9 empty] | 42410 |  |  | Yes | Updated on 11/15/16 | 4 | 18567 | 105.55 | 175.9 | 12.36 | 0.91 | 3500 | 80.9
PC9J23J7 | CEA GROUP INTERNATIONAL CO.LTD | CEA/EAEC | SFL1-200(3000K) | Outdoor Luminaires | High Output | Architectural Flood and Spot Luminaires | Standard | FALSE | [9 empty] | 42410 |  |  | Yes | Updated on 11/15/16 | 4 | 18567 | 105.55 | 175.9 | 12.36 | 0.91 | 3000 | 80.9
PWT4KDD8 | Renesola Zhejiang Ltd. | Renesola | RFL020V05 3000K | Outdoor Luminaires | Low Output | Architectural Flood and Spot Luminaires | Standard | TRUE | 1580.9 | 77.46 | 20.41 | 9.05 | 0.9823 | 2968 | 82.2 | 5 | 50000 | 42405 |  |  | No |  | 3 | 1580.9 | 77.46 | 20.41 | 9.05 | 0.9823 | 3000 | 82.2
PAUD2W8T | Renesola Zhejiang Ltd. | Renesola | RFL050V05 3000K | Outdoor Luminaires | Low Output | Architectural Flood and Spot Luminaires | Standard | TRUE | 4495.1 | 90.81 | 49.5 | 18.15 | 0.9335 | 2958 | 82.4 | 5 | 50000 | 42405 |  |  | No |  | 3 | 4495.1 | 90.81 | 49.5 | 18.15 | 0.9335 | 3000 | 82.4
PMGNYXKT | Eaton's Crouse-Hinds Business | Champ | [FMV/PFM]3LCY/[UNV1/UNV34] 33 S891 [ /M20/M25] | Outdoor Luminaires | Low Output | Architectural Flood and Spot Luminaires | Standard | TRUE | 2394 | 85.8 | 27.91 | 18 | 0.932 | 4985 | 71.9 | 5 | 150000 | 42405 |  |  | No |  | 3.1 | 2394 | 85.8 | 28.58 | 18 | 0.932 | 5000 | 70
PE647ZAB | RHYNO LED Lighting Solutions Inc. | Rhyno Brand LED | RL80-120-03 | Outdoor Luminaires | Mid Output | Architectural Flood and Spot Luminaires | Standard | TRUE | 8795 | 114.32 | 76.93 | 20.94 | 0.896 | 5051 | 71.5 | 5 |  | 42405 |  |  | NotYetVerified |  | 3 | 8795 | 114.3 | 76.93 | 20.94 | 0.896 | 5000 | 70
PVNNAEUH | RHYNO LED Lighting Solutions Inc. | Rhyno Brand LED | RL235-120-03 | Outdoor Luminaires | High Output | Architectural Flood and Spot Luminaires | Standard | TRUE | 19365.7 | 82.25 | 235.44 | 9.56 | 0.872 | 5278 | 73.9 | 5 | 50000 | 42405 |  |  | NotYetVerified |  | 3
PGM7TUQ1 | RHYNO LED Lighting Solutions Inc. | Rhyno Brand LED | RL150-120-03 | Outdoor Luminaires | High Output | Architectural Flood and Spot Luminaires | Standard | FALSE | [9 empty] | 42405 |  |  | NotYetVerified |  | 3 | 14850 | 100.9 | 147.2 | 13.86 | 0.923 | 5000 | 70
PJ2WKRXS | Renesola Zhejiang Ltd. | Renesola | RFL020V05 5700K | Outdoor Luminaires | Low Output | Architectural Flood and Spot Luminaires | Standard | FALSE | [9 empty] | 42405 |  |  | No |  | 3 | 1649 | 80.4 | 20.51 | 9.46 | 0.9732 | 5700 | 82.8
PBFB5SPS | Renesola Zhejiang Ltd. | Renesola | RFL050V05 5700K | Outdoor Luminaires | Low Output | Architectural Flood and Spot Luminaires | Standard | FALSE | [9 empty] | 42405 |  |  | No |  | 3 | 4770 | 96.27 | 49.55 | 18.44 | 0.9433 | 5700 | 82.7
PCFCKNC4 | Renesola Zhejiang Ltd. | Renesola | RFL050V05 5000K | Outdoor Luminaires | Low Output | Architectural Flood and Spot Luminaires | Standard | FALSE | [9 empty] | 42405 |  |  | No |  | 3 | 4715 | 95.2 | 49.53 | 18.15 | 0.9335 | 5000 | 82.4
PFXGQCRY | Renesola Zhejiang Ltd. | Renesola | RFL020V05 5000K | Outdoor Luminaires | Low Output | Architectural Flood and Spot Luminaires | Standard | FALSE | [9 empty] | 42405 |  |  | No |  | 3 | 1635.4 | 79.93 | 20.46 | 9.05 | 0.9823 | 5000 | 82.2
PBVKHG1V | Renesola Zhejiang Ltd. | Renesola | RFL050V05 4500K | Outdoor Luminaires | Low Output | Architectural Flood and Spot Luminaires | Standard | FALSE | [9 empty] | 42405 |  |  | No |  | 3 | 4660 | 94.09 | 49.53 | 18.15 | 0.9335 | 4500 | 82.4
P5WK3RQ6 | Renesola Zhejiang Ltd. | Renesola | RFL020V05 4500K | Outdoor Luminaires | Low Output | Architectural Flood and Spot Luminaires | Standard | FALSE | [9 empty] | 42405 |  |  | No |  | 3 | 1621.8 | 79.26 | 20.46 | 9.05 | 0.9823 | 4500 | 82.2
P7TTXYB2 | Renesola Zhejiang Ltd. | Renesola | RFL050V05 4000K | Outdoor Luminaires | Low Output | Architectural Flood and Spot Luminaires | Standard | FALSE | [9 empty] | 42405 |  |  | No |  | 3 | 4605.1 | 92.98 | 49.53 | 18.15 | 0.9335 | 4000 | 82.4
P442P19U | Renesola Zhejiang Ltd. | Renesola | RFL020V05 4000K | Outdoor Luminaires | Low Output | Architectural Flood and Spot Luminaires | Standard | FALSE | [9 empty] | 42405 |  |  | No |  | 3 | 1608.1 | 78.6 | 20.46 | 9.05 | 0.9823 | 4000 | 82.2
PZAWMKU2 | Renesola Zhejiang Ltd. | Renesola | RFL050V05 3500K | Outdoor Luminaires | Low Output | Architectural Flood and Spot Luminaires | Standard | FALSE | [9 empty] | 42405 |  |  | No |  | 3 | 4550.1 | 91.87 | 49.53 | 18.15 | 0.9335 | 3500 | 82.4
P7Y21KXQ | Renesola Zhejiang Ltd. | Renesola | RFL020V05 3500K | Outdoor Luminaires | Low Output | Architectural Flood and Spot Luminaires | Standard | FALSE | [9 empty] | 42405 |  |  | No |  | 3 | 1594.5 | 77.93 | 20.46 | 9.05 | 0.9823 | 3500 | 82.2
PV5Q788S | Eaton's Crouse-Hinds Business | Champ | [FMV/PFM]3LCY/[UNV1/UNV34] 33 [ /M20/M25] | Outdoor Luminaires | Low Output | Architectural Flood and Spot Luminaires | Standard | FALSE | [9 empty] | 42405 |  |  | No |  | 3 | 2970 | 103.9 | 28.58 | 18 | 0.932 | 5000 | 70
PV9Q7AP1 | Eaton's Crouse-Hinds Business | Champ | [FMV/PFM]3LCY/[UNV1/UNV34] 33 S903 [ /M20/M25] | Outdoor Luminaires | Low Output | Architectural Flood and Spot Luminaires | Standard | FALSE | [9 empty] | 42405 |  |  | No |  | 3 | 2821 | 98.7 | 28.58 | 18 | 0.932 | 5000 | 70
P8GW14CH | Eaton's Crouse-Hinds Business | Champ | [FMV/PFM]9LCY/[UNV1/UNV34] 33 [ /M20/M25] | Outdoor Luminaires | Mid Output | Architectural Flood and Spot Luminaires | Standard | FALSE | [9 empty] | 42405 |  |  | No |  | 3 | 8752 | 108.2 | 80.9 | 14.4 | 0.884 | 5000 | 70
PPN22SD7 | Eaton's Crouse-Hinds Business | Champ | [FMV/PFM]9LCY/[UNV1/UNV34] 33 S903 [ /M20/M25] | Outdoor Luminaires | Mid Output | Architectural Flood and Spot Luminaires | Standard | FALSE | [9 empty] | 42405 |  |  | No |  | 3 | 8289 | 102.5 | 80.9 | 14.4 | 0.884 | 5000 | 70
PYGSK3YN | Eaton's Crouse-Hinds Business | Champ | [FMV/PFM]9LCY/[UNV1/UNV34] 33 S891 [ /M20/M25] | Outdoor Luminaires | Mid Output | Architectural Flood and Spot Luminaires | Standard | FALSE | [9 empty] | 42405 |  |  | No |  | 3 | 7216 | 89.2 | 80.9 | 14.4 | 0.884 | 5000 | 70
PFREGBP8 | Eaton's Crouse-Hinds Business | Champ | [FMV/PFM]11LCY/[UNV1/UNV34] 33 S891 [ /M20/M25] | Outdoor Luminaires | Mid Output | Architectural Flood and Spot Luminaires | Standard | FALSE | [9 empty] | 42405 |  |  | No |  | 3 | 8824 | 89.3 | 98.8 | 13.38 | 0.918 | 5000 | 70
PZT1YGCD | Eaton's Crouse-Hinds Business | Champ | [FMV/PFM]11LCY/[UNV1/UNV34] 33 [ /M20/M25] | Outdoor Luminaires | High Output | Architectural Flood and Spot Luminaires | Standard | FALSE | [9 empty] | 42405 |  |  | No |  | 3 | 10680 | 108.1 | 98.8 | 13.38 | 0.918 | 5000 | 70
PBKXC5WB | Eaton's Crouse-Hinds Business | Champ | [FMV/PFM]11LCY/[UNV1/UNV34] 33 S903 [ /M20/M25] | Outdoor Luminaires | High Output | Architectural Flood and Spot Luminaires | Standard | FALSE | [9 empty] | 42405 |  |  | No |  | 3 | 10112 | 102.3 | 98.8 | 13.38 | 0.918 | 5000 | 70
PHXJEZR8 | Eaton's Crouse-Hinds Business | Champ | [FMV/PFM]5LCY/[UNV1/UNV34] 33 [ /M20/M25] | Outdoor Luminaires | Low Output | Architectural Flood and Spot Luminaires | Standard | FALSE | [9 empty] | 42405 |  |  | No |  | 3 | 4898 | 105.6 | 46.4 | 13.32 | 0.904 | 5000 | 70
PNMHQZVC | Eaton's Crouse-Hinds Business | Champ | [FMV/PFM]5LCY/[UNV1/UNV34] 33 S903 [ /M20/M25] | Outdoor Luminaires | Low Output | Architectural Flood and Spot Luminaires | Standard | FALSE | [9 empty] | 42405 |  |  | No |  | 3 | 4644 | 100.1 | 46.4 | 13.32 | 0.904 | 5000 | 70
PXJEB7SR | Eaton's Crouse-Hinds Business | Champ | [FMV/PFM]5LCY/[UNV1/UNV34] 33 S891 [ /M20/M25] | Outdoor Luminaires | Low Output | Architectural Flood and Spot Luminaires | Standard | FALSE | [9 empty] | 42405 |  |  | No |  | 3 | 4002 | 86.3 | 46.4 | 13.32 | 0.904 | 5000 | 70
PNEAQX94 | Eaton's Crouse-Hinds Business | Champ | [FMV/PFM]13LCY/[UNV1/UNV34] 33 [ /M20/M25] | Outdoor Luminaires | High Output | Architectural Flood and Spot Luminaires | Standard | FALSE | [9 empty] | 42405 |  |  | No |  | 3 | 12608 | 111.9 | 112.7 | 12.6 | 0.934 | 5000 | 70
PZ6BW9DT | Eaton's Crouse-Hinds Business | Champ | [FMV/PFM]13LCY/[UNV1/UNV34] 33 S903 [ /M20/M25] | Outdoor Luminaires | High Output | Architectural Flood and Spot Luminaires | Standard | FALSE | [9 empty] | 42405 |  |  | No |  | 3 | 11935 | 105.9 | 112.7 | 12.6 | 0.934 | 5000 | 70
P39SAQ2J | Eaton's Crouse-Hinds Business | Champ | [FMV/PFM]13LCY/[UNV1/UNV34] 33 S891 [ /M20/M25] | Outdoor Luminaires | High Output | Architectural Flood and Spot Luminaires | Standard | FALSE | [9 empty] | 42405 |  |  | No |  | 3 | 10431 | 92.6 | 112.7 | 12.6 | 0.934 | 5000 | 70
P6H7N784 | Eaton's Crouse-Hinds Business | Champ | [FMV/PFM]7LCY/[UNV1/UNV34] 33 [ /M20/M25] | Outdoor Luminaires | Mid Output | Architectural Flood and Spot Luminaires | Standard | FALSE | [9 empty] | 42405 |  |  | No |  | 3 | 6825 | 109.4 | 62.4 | 11.81 | 0.952 | 5000 | 70
PHE2JTTY | Eaton's Crouse-Hinds Business | Champ | [FMV/PFM]7LCY/[UNV1/UNV34] 33 S903 [ /M20/M25] | Outdoor Luminaires | Mid Output | Architectural Flood and Spot Luminaires | Standard | FALSE | [9 empty] | 42405 |  |  | No |  | 3 | 6467 | 103.6 | 62.4 | 11.81 | 0.952 | 5000 | 70
P1VXMHKN | Eaton's Crouse-Hinds Business | Champ | [FMV/PFM]7LCY/[UNV1/UNV34] 33 S891 [ /M20/M25] | Outdoor Luminaires | Mid Output | Architectural Flood and Spot Luminaires | Standard | FALSE | [9 empty] | 42405 |  |  | No |  | 3 | 5609 | 89.9 | 62.4 | 11.81 | 0.952 | 5000 | 70
P1MD1JQN | Eaton's Crouse-Hinds Business | Champ | [FMV/PFM]15LCY/[UNV1/UNV34] 33 [ /M20/M25] | Outdoor Luminaires | High Output | Architectural Flood and Spot Luminaires | Standard | FALSE | [9 empty] | 42405 |  |  | No |  | 3 | 14536 | 109 | 133.4 | 11.44 | 0.988 | 5000 | 70
PN1JVDJN | Eaton's Crouse-Hinds Business | Champ | [FMV/PFM]15LCY/[UNV1/UNV34] 33 S903 [ /M20/M25] | Outdoor Luminaires | High Output | Architectural Flood and Spot Luminaires | Standard | FALSE | [9 empty] | 42405 |  |  | No |  | 3 | 13758 | 103.1 | 133.4 | 11.44 | 0.988 | 5000 | 70
PBEZXS6M | Eaton's Crouse-Hinds Business | Champ | [FMV/PFM]15LCY/[UNV1/UNV34] 33 S891 [ /M20/M25] | Outdoor Luminaires | High Output | Architectural Flood and Spot Luminaires | Standard | FALSE | [9 empty] | 42405 |  |  | No |  | 3 | 12038 | 90.2 | 133.4 | 11.44 | 0.988 | 5000 | 70
PSYGXXZM | Eaton's Crouse-Hinds Business | Champ | [FMV/PFM]3LCY/[UNV1/UNV34] D33 [ /M20/M25] | Outdoor Luminaires | Low Output | Architectural Flood and Spot Luminaires | Standard | FALSE | [9 empty] | 42405 |  |  | No |  | 3 | 2970 | 103.9 | 28.58 | 18 | 0.932 | 5000 | 70
P37YNVS1 | Eaton's Crouse-Hinds Business | Champ | [FMV/PFM]3LCY/[UNV1/UNV34] D33 S903 [ /M20/M25] | Outdoor Luminaires | Low Output | Architectural Flood and Spot Luminaires | Standard | FALSE | [9 empty] | 42405 |  |  | No |  | 3 | 2821 | 98.7 | 28.58 | 18 | 0.932 | 5000 | 70
PQVR6STX | Eaton's Crouse-Hinds Business | Champ | [FMV/PFM]3LCY/[UNV1/UNV34] D33 S891 [ /M20/M25] | Outdoor Luminaires | Low Output | Architectural Flood and Spot Luminaires | Standard | FALSE | [9 empty] | 42405 |  |  | No |  | 3 | 2394 | 85.8 | 28.58 | 18 | 0.932 | 5000 | 70
P2QAXNND | Eaton's Crouse-Hinds Business | Champ | [FMV/PFM]9LCY/[UNV1/UNV34] D33 [ /M20/M25] | Outdoor Luminaires | Mid Output | Architectural Flood and Spot Luminaires | Standard | FALSE | [9 empty] | 42405 |  |  | No |  | 3 | 8752 | 108.2 | 80.9 | 14.4 | 0.884 | 5000 | 70
PVW7TJ3M | Eaton's Crouse-Hinds Business | Champ | [FMV/PFM]9LCY/[UNV1/UNV34] D33 S903 [ /M20/M25] | Outdoor Luminaires | Mid Output | Architectural Flood and Spot Luminaires | Standard | FALSE | [9 empty] | 42405 |  |  | No |  | 3 | 8289 | 102.5 | 80.9 | 14.4 | 0.884 | 5000 | 70
P9V14RDJ | Eaton's Crouse-Hinds Business | Champ | [FMV/PFM]9LCY/[UNV1/UNV34] D33 S891 [ /M20/M25] | Outdoor Luminaires | Mid Output | Architectural Flood and Spot Luminaires | Standard | FALSE | [9 empty] | 42405 |  |  | No |  | 3 | 7216 | 89.2 | 80.9 | 14.4 | 0.884 | 5000 | 70
PCP69AN3 | Eaton's Crouse-Hinds Business | Champ | [FMV/PFM]11LCY/[UNV1/UNV34] D33 S891 [ /M20/M25] | Outdoor Luminaires | Mid Output | Architectural Flood and Spot Luminaires | Standard | FALSE | [9 empty] | 42405 |  |  | No |  | 3 | 8824 | 89.3 | 98.8 | 13.38 | 0.918 | 5000 | 70
PG4MBUX4 | Eaton's Crouse-Hinds Business | Champ | [FMV/PFM]11LCY/[UNV1/UNV34] D33 [ /M20/M25] | Outdoor Luminaires | High Output | Architectural Flood and Spot Luminaires | Standard | FALSE | [9 empty] | 42405 |  |  | No |  | 3 | 10680 | 108.1 | 98.8 | 13.38 | 0.918 | 5000 | 70
P31NAMQ4 | Eaton's Crouse-Hinds Business | Champ | [FMV/PFM]11LCY/[UNV1/UNV34] D33 S903 [ /M20/M25] | Outdoor Luminaires | High Output | Architectural Flood and Spot Luminaires | Standard | FALSE | [9 empty] | 42405 |  |  | No |  | 3 | 10112 | 102.3 | 98.8 | 13.38 | 0.918 | 5000 | 70
P43N768M | Eaton's Crouse-Hinds Business | Champ | [FMV/PFM]5LCY/[UNV1/UNV34] D33 [ /M20/M25] | Outdoor Luminaires | Low Output | Architectural Flood and Spot Luminaires | Standard | FALSE | [9 empty] | 42405 |  |  | No |  | 3 | 4898 | 105.6 | 46.4 | 13.32 | 0.904 | 5000 | 70
PY7DX1AX | Eaton's Crouse-Hinds Business | Champ | [FMV/PFM]5LCY/[UNV1/UNV34] D33 S903 [ /M20/M25] | Outdoor Luminaires | Low Output | Architectural Flood and Spot Luminaires | Standard | FALSE | [9 empty] | 42405 |  |  | No |  | 3 | 4644 | 100.1 | 46.4 | 13.32 | 0.904 | 5000 | 70
PE3B65FJ | Eaton's Crouse-Hinds Business | Champ | [FMV/PFM]5LCY/[UNV1/UNV34] D33 S891 [ /M20/M25] | Outdoor Luminaires | Low Output | Architectural Flood and Spot Luminaires | Standard | FALSE | [9 empty] | 42405 |  |  | No |  | 3 | 4002 | 86.3 | 46.4 | 13.32 | 0.904 | 5000 | 70
PASZMTNK | Eaton's Crouse-Hinds Business | Champ | [FMV/PFM]13LCY/[UNV1/UNV34] D33 [ /M20/M25] | Outdoor Luminaires | High Output | Architectural Flood and Spot Luminaires | Standard | FALSE | [9 empty] | 42405 |  |  | No |  | 3 | 12608 | 111.9 | 112.7 | 12.6 | 0.934 | 5000 | 70
PVYW3ZK7 | Eaton's Crouse-Hinds Business | Champ | [FMV/PFM]13LCY/[UNV1/UNV34] D33 S903 [ /M20/M25] | Outdoor Luminaires | High Output | Architectural Flood and Spot Luminaires | Standard | FALSE | [9 empty] | 42405 |  |  | No |  | 3 | 11935 | 105.9 | 112.7 | 12.6 | 0.934 | 5000 | 70
PG3JTG7U | Eaton's Crouse-Hinds Business | Champ | [FMV/PFM]13LCY/[UNV1/UNV34] D33 S891 [ /M20/M25] | Outdoor Luminaires | High Output | Architectural Flood and Spot Luminaires | Standard | FALSE | [9 empty] | 42405 |  |  | No |  | 3 | 10431 | 92.6 | 112.7 | 12.6 | 0.934 | 5000 | 70
PVH2ANYU | Eaton's Crouse-Hinds Business | Champ | [FMV/PFM]7LCY/[UNV1/UNV34] D33 [ /M20/M25] | Outdoor Luminaires | Mid Output | Architectural Flood and Spot Luminaires | Standard | FALSE | [9 empty] | 42405 |  |  | No |  | 3 | 6825 | 109.4 | 62.4 | 11.81 | 0.952 | 5000 | 70
P54Z22AJ | Eaton's Crouse-Hinds Business | Champ | [FMV/PFM]7LCY/[UNV1/UNV34] D33 S903 [ /M20/M25] | Outdoor Luminaires | Mid Output | Architectural Flood and Spot Luminaires | Standard | FALSE | [9 empty] | 42405 |  |  | No |  | 3 | 6467 | 103.6 | 62.4 | 11.81 | 0.952 | 5000 | 70
P4VGU3WX | Eaton's Crouse-Hinds Business | Champ | [FMV/PFM]7LCY/[UNV1/UNV34] D33 S891 [ /M20/M25] | Outdoor Luminaires | Mid Output | Architectural Flood and Spot Luminaires | Standard | FALSE | [9 empty] | 42405 |  |  | No |  | 3 | 5609 | 89.9 | 62.4 | 11.81 | 0.952 | 5000 | 70
PG55R1R2 | Eaton's Crouse-Hinds Business | Champ | [FMV/PFM]15LCY/[UNV1/UNV34] D33 [ /M20/M25] | Outdoor Luminaires | High Output | Architectural Flood and Spot Luminaires | Standard | FALSE | [9 empty] | 42405 |  |  | No |  | 3 | 14536 | 109 | 133.4 | 11.44 | 0.988 | 5000 | 70
PNX1AJU5 | Eaton's Crouse-Hinds Business | Champ | [FMV/PFM]15LCY/[UNV1/UNV34] D33 S903 [ /M20/M25] | Outdoor Luminaires | High Output | Architectural Flood and Spot Luminaires | Standard | FALSE | [9 empty] | 42405 |  |  | No |  | 3 | 13758 | 103.1 | 133.4 | 11.44 | 0.988 | 5000 | 70
P5VS7NTG | Eaton's Crouse-Hinds Business | Champ | [FMV/PFM]15LCY/[UNV1/UNV34] D33 S891 [ /M20/M25] | Outdoor Luminaires | High Output | Architectural Flood and Spot Luminaires | Standard | FALSE | [9 empty] | 42405 |  |  | No |  | 3 | 12038 | 90.2 | 133.4 | 11.44 | 0.988 | 5000 | 70
PWY2XWTE | Juno Lighting LLC | Acculite | LF-B09-4K-[UNE1E2]-[SFTR]-W-[Can include PC]-D | Outdoor Luminaires | High Output | Architectural Flood and Spot Luminaires | Standard | TRUE | 11314 | 110.43 | 102.45 | 8.1 | 0.994 | 4030 | 73.68 | 5 |  | 42404 |  |  | Yes |  | 3 | 11314 | 110.4 | 102.45 | 8.1 | 0.994 | 3994 | 75.56
P6C54TMX | Juno Lighting LLC | Acculite | LF-B09-4K-[UNE1E2E3E4]-[SFTR]-W-[Can include PC]-PG-D | Outdoor Luminaires | Mid Output | Architectural Flood and Spot Luminaires | Standard | TRUE | 7833 | 68.3 | 115.4 | 16.2 | 0.981 | 4030 | 73.68 | 5 |  | 42404 |  |  | Yes |  | 3 | 7883 | 68.3 | 115.4 | 16.2 | 0.981 | 4030 | 73.68
P5BEVV2G | Shenzhen Bbier Lighting Co. Ltd | BBIER | BB-FL-35W-A-27 | Outdoor Luminaires | Low Output | Architectural Flood and Spot Luminaires | Standard | TRUE | 2578.7 | 67.4 | 38.26 | 11.84 | 0.9079 | 2795 | 66.2 | 5 | 50000 | 42404 |  |  | No |  | 3.1 | 2621.1 | 68.06 | 38.51 | 11.84 | 0.9079 | 2700 | 66.2
P62NEV84 | Shenzhen Bbier Lighting Co. Ltd | BBIER | BB-FL-35W-A-50 | Outdoor Luminaires | Low Output | Architectural Flood and Spot Luminaires | Standard | TRUE | 2703 | 71.23 | 37.95 | 11.73 | 0.9039 | 5240 | 73.1 | 5 | 50000 | 42404 |  |  | No |  | 3 | 2751 | 71.79 | 38.32 | 11.73 | 0.9039 | 5000 | 73.1
PC9VBVNG | Shenzhen Bbier Lighting Co. Ltd | BBIER | BB-FL-35W-A-41 | Outdoor Luminaires | Low Output | Architectural Flood and Spot Luminaires | Standard | FALSE | [9 empty] | 42404 |  |  | No |  | 3 | 2621.1 | 68.06 | 38.51 | 11.84 | 0.9079 | 4100 | 66.2
PPG9D5D5 | Shenzhen Bbier Lighting Co. Ltd | BBIER | BB-FL-35W-A-30 | Outdoor Luminaires | Low Output | Architectural Flood and Spot Luminaires | Standard | FALSE | [9 empty] | 42404 |  |  | No |  | 3 | 2621.1 | 68.06 | 38.51 | 11.84 | 0.9079 | 3000 | 66.2
PF9RWK8H | Juno Lighting LLC | Acculite | LF-B09-5K-[UNE1E2E3E4]-[SFTR]-W-[Can include PC]-PG-D | Outdoor Luminaires | Mid Output | Architectural Flood and Spot Luminaires | Standard | FALSE | [9 empty] | 42404 |  |  | Yes |  | 3 | 9003.75 | 78.02 | 115.4 | 16.2 | 0.981 | 5062 | 72.47
P9DHEPVP | Juno Lighting LLC | Acculite | LF-B09-5K-[UNE1E2]-[SFTR]-W-[Can include PC]-D | Outdoor Luminaires | High Output | Architectural Flood and Spot Luminaires | Standard | FALSE | [9 empty] | 42404 |  |  | Yes |  | 3 | 12922.5 | 125.5 | 103 | 8.6 | 0.996 | 5062 | 72.47
PX3PQ3MZ | Juno Lighting LLC | Acculite | LF-B09-5K-[UNE1E2]-[SFTR]-W-[Can include PC]-HT-D | Outdoor Luminaires | High Output | Architectural Flood and Spot Luminaires | Standard | FALSE | [9 empty] | 42404 |  |  | Yes |  | 3 | 13439.9 | 131.2 | 102.4 | 8 | 0.994 | 5062 | 72.47
P5JD4BUX | Juno Lighting LLC | Acculite | LF-B09-4K-[UNE1E2]-[SFTR]-W-[Can include PC]-HT-D | Outdoor Luminaires | High Output | Architectural Flood and Spot Luminaires | Standard | FALSE | [9 empty] | 42404 |  |  | Yes |  | 3 | 11767 | 114.9 | 102.4 | 8 | 0.994 | 3994 | 75.56
PCQ22MR1 | PACLIGHTS LLC | PacLights | FFL100-HV-4000K | Outdoor Luminaires | High Output | Architectural Flood and Spot Luminaires | Premium | TRUE | 12326 | 127.78 | 96.46 | 18.21 | 0.9293 | 3891 | 70.8 | 5 | 50000 | 42403 |  |  | No |  | 3.1 | 12389 | 127.96 | 96.82 | 18.21 | 0.9293 | 4000 | 70.8
PC2CS76H | PACLIGHTS LLC | PacLights | FFL200-HV-4000K | Outdoor Luminaires | High Output | Architectural Flood and Spot Luminaires | Premium | TRUE | 25851 | 127.82 | 202.2 | 9.84 | 0.9209 | 3910 | 70.9 | 5 | 50000 | 42403 |  |  | No |  | 3.1 | 26288 | 129.37 | 203.2 | 9.84 | 0.9209 | 4000 | 70.9
P2GY318H | PACLIGHTS LLC | PacLights | FFL150-HV-4000K | Outdoor Luminaires | High Output | Architectural Flood and Spot Luminaires | Premium | TRUE | 18672 | 127.2 | 146.8 | 11.42 | 0.9207 | 3899 | 70.8 | 5 | 50000 | 42403 |  |  | No |  | 3.1 | 18953 | 128.15 | 147.9 | 11.42 | 0.9207 | 4000 | 70.8
PAFKKJZJ | PACLIGHTS LLC | PacLights | FFL200-HV | Outdoor Luminaires | High Output | Architectural Flood and Spot Luminaires | Premium | FALSE | [9 empty] | 42403 |  |  | No |  | 3.1 | 26545 | 130.73 | 203.1 | 9.84 | 0.9209 | 5000 | 70.9
PS93JKFJ | PACLIGHTS LLC | PacLights | FFL100-HV | Outdoor Luminaires | High Output | Architectural Flood and Spot Luminaires | Premium | FALSE | [9 empty] | 42403 |  |  | No |  | 3.1 | 12638 | 130.05 | 97.2 | 18.21 | 0.9293 | 5000 | 70.8
P2SCVUDG | PACLIGHTS LLC | PacLights | FFL150-HV | Outdoor Luminaires | High Output | Architectural Flood and Spot Luminaires | Premium | FALSE | [9 empty] | 42403 |  |  | No |  | 3.1 | 19156 | 129.39 | 148.1 | 11.42 | 0.9207 | 5000 | 70.8
PT5VWWD8 | MaxLite Inc | MaxLite | MFL105AH7T450B [PC MS4 or blank] | Outdoor Luminaires | High Output | Architectural Flood and Spot Luminaires | Premium | FALSE | [9 empty] | 42402 |  |  | No |  | 3 | 11430 | 107.2 | 106.7 | 15.32 | 0.876 | 5000 | 75.28
PP1AFWGX | MaxLite Inc | MaxLite | MFL105AH7T550B [PC MS4 or blank] | Outdoor Luminaires | High Output | Architectural Flood and Spot Luminaires | Premium | FALSE | [9 empty] | 42402 |  |  | No |  | 3 | 11430 | 107.2 | 106.7 | 15.32 | 0.876 | 5000 | 75.28
PP1T5NFG | MaxLite Inc | MaxLite | MFL55AH7T550B [PC MS4 or blank] | Outdoor Luminaires | Mid Output | Architectural Flood and Spot Luminaires | Premium | FALSE | [9 empty] | 42402 |  |  | No |  | 3 | 5956 | 108.1 | 55.1 | 12.57 | 0.926 | 5000 | 74.97
PBM4Y13U | MaxLite Inc | MaxLite | MFL55AH7T450B [PC MS4 or blank] | Outdoor Luminaires | Mid Output | Architectural Flood and Spot Luminaires | Premium | FALSE | [9 empty] | 42402 | Dimmable | Continuous Below 10 | No |  | 3 | 5956 | 108.1 | 55.1 | 12.57 | 0.926 | 5000 | 74.97
PF7RBTDR | MaxLite Inc | MaxLite | MFL80AH7T450B [PC MS4 or blank] | Outdoor Luminaires | Mid Output | Architectural Flood and Spot Luminaires | Premium | FALSE | [9 empty] | 42402 |  |  | No |  | 3 | 8600 | 106 | 81.1 | 11.48 | 0.906 | 5000 | 74.95
P4WCSQ2G | MaxLite Inc | MaxLite | MFL80AH7T550B [PC MS4 or blank] | Outdoor Luminaires | Mid Output | Architectural Flood and Spot Luminaires | Premium | FALSE | [9 empty] | 42402 | Dimmable | Continuous Below 10 | No |  | 3 | 8600 | 106 | 81.1 | 11.48 | 0.906 | 5000 | 74.95
PMQX5EMM | MaxLite Inc | MaxLite | MFL105AH7T350B [PC MS4 or blank] | Outdoor Luminaires | High Output | Architectural Flood and Spot Luminaires | Premium | FALSE | [9 empty] | 42402 |  |  | No |  | 3 | 11430 | 107.2 | 106.7 | 15.32 | 0.876 | 5000 | 75.28
PD7YGRRN | MaxLite Inc | MaxLite | MFL55AH7T350B [PC MS4 or blank] | Outdoor Luminaires | Mid Output | Architectural Flood and Spot Luminaires | Premium | FALSE | [9 empty] | 42402 | Dimmable | Continuous Below 10 | No |  | 3 | 5956 | 108.1 | 55.1 | 12.57 | 0.926 | 5000 | 74.97
P3J2JD8R | MaxLite Inc | MaxLite | MFL80AH7T350B [PC MS4 or blank] | Outdoor Luminaires | Mid Output | Architectural Flood and Spot Luminaires | Premium | FALSE | [9 empty] | 42402 | Dimmable | Continuous Below 10 | No |  | 3 | 8600 | 106 | 81.1 | 11.48 | 0.906 | 5000 | 74.95
PA1AB6KQ | NINGBO MORELUX LIGHTING MFG LTD | MORELUX | DCL-1000-400W-40K-8-3XX | Outdoor Luminaires | Very High Output | Architectural Flood and Spot Luminaires | Premium | TRUE | 44723 | 115.8 | 386.2 | 14.22 | 0.9458 | 4114 | 86 | 5 | 50000 | 42401 |  |  | Yes |  | 3.1 | 44723 | 115.8 | 386.2 | 14.22 | 0.9458 | 4000 | 86
PQ1F9QVQ | NINGBO MORELUX LIGHTING MFG LTD | MORELUX | DCL-545-050W-40K-8-3XX | Outdoor Luminaires | Mid Output | Architectural Flood and Spot Luminaires | Premium | TRUE | 5539.5 | 112.55 | 49.22 | 14.88 | 0.9207 | 4089 | 84 | 5 | 50000 | 42401 |  |  | Yes |  | 3.1 | 5649 | 114.53 | 49.32 | 14.88 | 0.9207 | 4000 | 84
PKX5S85J | NINGBO MORELUX LIGHTING MFG LTD | MORELUX | DCL-1000-400W-50K-8-3XX | Outdoor Luminaires | Very High Output | Architectural Flood and Spot Luminaires | Premium | FALSE | [9 empty] | 42401 | Not Dimmable | Not Dimmable | Yes |  | 3.1 | 45512 | 116.31 | 391.3 | 14.68 | 0.9442 | 5000 | 84.8
P69G821S | NINGBO MORELUX LIGHTING MFG LTD | MORELUX | DCL-545-050W-50K-8-3XX | Outdoor Luminaires | Mid Output | Architectural Flood and Spot Luminaires | Premium | FALSE | [9 empty] | 42401 | Not Dimmable | Not Dimmable | Yes |  | 3.1 | 5844 | 116.05 | 50.36 | 14.77 | 0.9217 | 5000 | 83.3
PSVZEXF4 | NINGBO MORELUX LIGHTING MFG LTD | MORELUX | DCL-1000-400W-50K-8-D-3XX | Outdoor Luminaires | Very High Output | Architectural Flood and Spot Luminaires | Premium | FALSE | [9 empty] | 42401 | Dimmable | Continuous Below 10 | Yes |  | 3.1 | 45512 | 116.31 | 391.3 | 14.68 | 0.9442 | 5000 | 84.8
PXKXRH7A | NINGBO MORELUX LIGHTING MFG LTD | MORELUX | DCL-1000-400W-40K-8-D-3XX | Outdoor Luminaires | Very High Output | Architectural Flood and Spot Luminaires | Premium | FALSE | [9 empty] | 42401 | Dimmable | Continuous Below 10 | Yes |  | 3.1 | 44723 | 115.8 | 386.2 | 14.22 | 0.9458 | 4000 | 86
P64BMS5NH | Lumingen Technologies Ltd. |  | SLD-HM-0560 | Outdoor Luminaires | Very High Output | Architectural Flood and Spot Luminaires | Standard | TRUE | 62079 | 110.6 | 561.52 | 8.25 | 0.9541 | 4713 | 73.86 | 5 | 162000 | 42398 |  |  | No |  | 3.1 | 62079 | 110.6 | 561.52 | 5.4 | 0.9541 | 4713 | 73.86
PMZJS5F3 | NINGBO MORELUX LIGHTING MFG LTD | MORELUX | DCL-400-100W-50K-8-3XX | Outdoor Luminaires | High Output | Architectural Flood and Spot Luminaires | Premium | TRUE | 10868 | 108.14 | 100.5 | 14.47 | 0.9236 | 5142 | 82.7 | 5 | 50000 | 42397 |  |  | No |  | 3 | 10868 | 108.14 | 100.5 | 14.47 | 0.9236 | 5000 | 82.7
PD99RFMM | NINGBO MORELUX LIGHTING MFG LTD | MORELUX | DCL-400-100W-40K-8-3XX | Outdoor Luminaires | High Output | Architectural Flood and Spot Luminaires | Standard | TRUE | 10270 | 103.2 | 99.51 | 14.62 | 0.9217 | 4236 | 83.5 | 5 | 50000 | 42397 |  |  | No |  | 3 | 10475 | 105.2 | 99.57 | 14.62 | 0.9217 | 4000 | 83.5
PF6EBKHC | NINGBO MORELUX LIGHTING MFG LTD | MORELUX | DCL-570-190W-40K-8-3XX | Outdoor Luminaires | High Output | Architectural Flood and Spot Luminaires | Premium | TRUE | 20266 | 108.02 | 187.6 | 15.22 | 0.9209 | 4044 | 85.5 | 5 | 50000 | 42397 |  |  | Yes |  | 3.1 | 20885 | 108.95 | 191.7 | 15.22 | 0.92 | 4000 | 85.5
P4AGTCWS | NINGBO MORELUX LIGHTING MFG LTD | MORELUX | DCL-570-190W-50K-8-3XX | Outdoor Luminaires | High Output | Architectural Flood and Spot Luminaires | Premium | FALSE | [9 empty] | 42397 | Not Dimmable | Not Dimmable | Yes |  | 3.1 | 21449 | 110.68 | 193.8 | 15.71 | 0.92 | 5000 | 85
PSHTJE16 | NINGBO MORELUX LIGHTING MFG LTD | MORELUX | DCL-570-190W-50K-8-D-3XX | Outdoor Luminaires | High Output | Architectural Flood and Spot Luminaires | Premium | FALSE | [9 empty] | 42397 | Dimmable | Continuous Below 10 | Yes |  | 3.1 | 21449 | 110.68 | 193.8 | 15.71 | 0.92 | 5000 | 85
PY9ZWKBS | NINGBO MORELUX LIGHTING MFG LTD | MORELUX | DCL-570-190W-40K-8-D-3XX | Outdoor Luminaires | High Output | Architectural Flood and Spot Luminaires | Premium | FALSE | [9 empty] | 42397 | Dimmable | Continuous Below 10 | Yes |  | 3.1 | 20885 | 108.95 | 191.7 | 15.22 | 0.92 | 4000 | 85.5
PVG3VRCH | Acuity Brands Lighting | Hydrel | M9710C/M9730C LED P1 50K NSP FLC XXX XXX XXX LDIM [120V Only] | Outdoor Luminaires | Low Output | Architectural Flood and Spot Luminaires | Standard | TRUE | 3683.36 | 127 | 29.05 | 5 | 0.99 | 4935 | 72 | 5 |  | 42395 |  |  | No |  | 3.1 | 3660 | 126 | 29 | 20 | 0.9 | 5000 | 70
PD8GRTC5 | Acuity Brands Lighting | Hydrel | M9710C/M9730C LED P3 30K WWD FLC XXX XXX XXX LDIM [120V Only] | Outdoor Luminaires | Low Output | Architectural Flood and Spot Luminaires | Standard | TRUE | 3829.8 | 83 | 46.33 | 5 | 0.99 | 3076 | 73 | 5 |  | 42395 |  |  | No |  | 3.1 | 3810 | 83 | 46 | 20 | 0.9 | 3000 | 70
P9S9BHUW | Acuity Brands Lighting | Hydrel | M9710C/M9730C LED P1 30K WWD FLC XXX XXX XXX LDIM [120V Only] | Outdoor Luminaires | Low Output | Architectural Flood and Spot Luminaires | Standard | TRUE | 2632.5 | 89 | 29.55 | 5 | 0.99 | 3085 | 74 | 5 |  | 42395 |  |  | No |  | 3.1 | 2618 | 90 | 29 | 20 | 0.9 | 3000 | 70
P4WKZ1AN | Acuity Brands Lighting | Hydrel | M9710C/M9730C LED P2 30K WWD FLC XXX XXX XXX LDIM [120V Only] | Outdoor Luminaires | Low Output | Architectural Flood and Spot Luminaires | Standard | TRUE | 2441.5 | 71 | 34.57 | 5 | 0.99 | 3025 | 73 | 5 |  | 42395 |  |  | No |  | 3.1 | 2892 | 84 | 35 | 20 | 0.9 | 3000 | 70
PSDQZ7QS | Metro LED | Metro LED | ML-FL-120W | Outdoor Luminaires | High Output | Architectural Flood and Spot Luminaires | Standard | TRUE | 13039.48 | 106.488 | 122.45 | 8.98 | 0.9593 | 5566 | 69.5 | 5 | 50000 | 42395 |  |  | NotYetVerified |  | 3 | 12000 | 100 | 120 | 9 | 0.95 | 5700 | 80
PXD1HGB9 | Metro LED | Metro LED | ML-FL-200W | Outdoor Luminaires | High Output | Architectural Flood and Spot Luminaires | Standard | TRUE | 21645.3 | 106.801 | 202.67 | 12.26 | 0.929 | 5788 | 70 | 5 | 50000 | 42395 |  |  | NotYetVerified |  | 3 | 20000 | 100 | 200 |  | 0.95 | 5500 | 80
P3CEKNEY | Acuity Brands Lighting | Hydrel | M9710C/M9730C LED P4 30K WWD FLC XXX XXX XXX LDIM | Outdoor Luminaires | Low Output | Architectural Flood and Spot Luminaires | Standard | TRUE | 3328 | 64 | 52.3 | 15 | 0.92 | 3032 | 73 | 5 |  | 42395 |  |  | No |  | 3.1 | 4149 | 79 | 53 | 20 | 0.9 | 3000 | 70
PHBNSZPU | Acuity Brands Lighting | Hydrel | M9710C/M9730C LED P4 50K WFL FLC XXX XXX XXX LDIM | Outdoor Luminaires | Low Output | Architectural Flood and Spot Luminaires | Standard | FALSE | [9 empty] | 42395 | Dimmable | Continuous Below 10 | No |  | 3.1 | 4348 | 83 | 53 | 20 | 0.9 | 5000 | 70
P3XJNK8P | Acuity Brands Lighting | Hydrel | M9710C/M9730C LED P3 50K WFL FLC XXX XXX XXX LDIM [120V Only] | Outdoor Luminaires | Low Output | Architectural Flood and Spot Luminaires | Standard | FALSE | [9 empty] | 42395 | Dimmable | Continuous Below 10 | No |  | 3.1 | 4037 | 88 | 46 | 20 | 0.9 | 5000 | 70
PDD362TU | Acuity Brands Lighting | Hydrel | M9710C/M9730C LED P2 50K WFL FLC XXX XXX XXX LDIM [120V Only] | Outdoor Luminaires | Low Output | Architectural Flood and Spot Luminaires | Standard | FALSE | [9 empty] | 42395 | Dimmable | Continuous Below 10 | No |  | 3.1 | 3067 | 89 | 35 | 20 | 0.9 | 5000 | 70
PMCTRX5K | Acuity Brands Lighting | Hydrel | M9710C/M9730C LED P1 50K WFL FLC XXX XXX XXX LDIM [120V Only] | Outdoor Luminaires | Low Output | Architectural Flood and Spot Luminaires | Standard | FALSE | [9 empty] | 42395 | Dimmable | Continuous Below 10 | No |  | 3.1 | 2592 | 89 | 29 | 20 | 0.9 | 5000 | 70
PCGME6C9 | Acuity Brands Lighting | Hydrel | M9710C/M9730C LED P4 50K WFL FLC XXX XXX XXX IDIM | Outdoor Luminaires | Low Output | Architectural Flood and Spot Luminaires | Standard | FALSE | [9 empty] | 42395 | Dimmable | Continuous Above 10 | No |  | 3.1 | 4348 | 83 | 53 | 20 | 0.9 | 5000 | 70
P59RCQ6P | Acuity Brands Lighting | Hydrel | M9710C/M9730C LED P3 50K WFL FLC XXX XXX XXX IDIM [120V Only] | Outdoor Luminaires | Low Output | Architectural Flood and Spot Luminaires | Standard | FALSE | [9 empty] | 42395 | Dimmable | Continuous Above 10 | No |  | 3.1 | 4037 | 88 | 46 | 20 | 0.9 | 5000 | 70
PAF6JMA6 | Acuity Brands Lighting | Hydrel | M9710C/M9730C LED P2 50K WFL FLC XXX XXX XXX IDIM [120V Only] | Outdoor Luminaires | Low Output | Architectural Flood and Spot Luminaires | Standard | FALSE | [9 empty] | 42395 | Dimmable | Continuous Above 10 | No |  | 3.1 | 3067 | 89 | 35 | 20 | 0.9 | 5000 | 70
PT62RJGG | Acuity Brands Lighting | Hydrel | M9710C/M9730C LED P1 50K WFL FLC XXX XXX XXX IDIM [120V Only] | Outdoor Luminaires | Low Output | Architectural Flood and Spot Luminaires | Standard | FALSE | [9 empty] | 42395 | Dimmable | Continuous Above 10 | No |  | 3.1 | 2592 | 89 | 29 | 20 | 0.9 | 5000 | 70
PEKG3PGP | Acuity Brands Lighting | Hydrel | M9710C/M9730C LED P4 50K FL FLC XXX XXX XXX LDIM | Outdoor Luminaires | Mid Output | Architectural Flood and Spot Luminaires | Standard | FALSE | [9 empty] | 42395 | Dimmable | Continuous Below 10 | No |  | 3.1 | 5119 | 97 | 53 | 20 | 0.9 | 5000 | 70
PQV2JRUD | Acuity Brands Lighting | Hydrel | M9710C/M9730C LED P3 50K FL FLC XXX XXX XXX LDIM [120V Only] | Outdoor Luminaires | Low Output | Architectural Flood and Spot Luminaires | Standard | FALSE | [9 empty] | 42395 | Dimmable | Continuous Below 10 | No |  | 3.1 | 4753 | 103 | 46 | 20 | 0.9 | 5000 | 70
P2R8KHWJ | Acuity Brands Lighting | Hydrel | M9710C/M9730C LED P4 50K WWD FLC XXX XXX XXX LDIM | Outdoor Luminaires | Low Output | Architectural Flood and Spot Luminaires | Standard | FALSE | [9 empty] | 42395 | Dimmable | Continuous Below 10 | No |  | 3.1 | 4274 | 81 | 53 | 20 | 0.9 | 5000 | 70
PGEBZ6GY | Acuity Brands Lighting | Hydrel | M9710C/M9730C LED P3 50K WWD FLC XXX XXX XXX LDIM [120V Only] | Outdoor Luminaires | Low Output | Architectural Flood and Spot Luminaires | Standard | FALSE | [9 empty] | 42395 | Dimmable | Continuous Below 10 | No |  | 3.1 | 3968 | 86 | 46 | 20 | 0.9 | 5000 | 70
PT9MW27C | Acuity Brands Lighting | Hydrel | M9710C/M9730C LED P2 50K FL FLC XXX XXX XXX LDIM [120V Only] | Outdoor Luminaires | Low Output | Architectural Flood and Spot Luminaires | Standard | FALSE | [9 empty] | 42395 | Dimmable | Continuous Below 10 | No |  | 3.1 | 3611 | 104 | 35 | 20 | 0.9 | 5000 | 70
P9A8QQ4K | Acuity Brands Lighting | Hydrel | M9710C/M9730C LED P1 50K FL FLC XXX XXX XXX LDIM [120V Only] | Outdoor Luminaires | Low Output | Architectural Flood and Spot Luminaires | Standard | FALSE | [9 empty] | 42395 | Dimmable | Continuous Below 10 | No |  | 3.1 | 3051 | 105 | 29 | 20 | 0.9 | 5000 | 70
P8K2MQJ8 | Acuity Brands Lighting | Hydrel | M9710C/M9730C LED P2 50K WWD FLC XXX XXX XXX LDIM [120V Only] | Outdoor Luminaires | Low Output | Architectural Flood and Spot Luminaires | Standard | FALSE | [9 empty] | 42395 | Dimmable | Continuous Below 10 | No |  | 3.1 | 3015 | 87 | 35 | 20 | 0.9 | 5000 | 70
PMDUKDSK | Acuity Brands Lighting | Hydrel | M9710C/M9730C LED P1 50K WWD FLC XXX XXX XXX LDIM [120V Only] | Outdoor Luminaires | Low Output | Architectural Flood and Spot Luminaires | Standard | FALSE | [9 empty] | 42395 | Dimmable | Continuous Below 10 | No |  | 3.1 | 2547 | 88 | 29 | 20 | 0.9 | 5000 | 70
P12JW9N1 | Acuity Brands Lighting | Hydrel | M9710C/M9730C LED P4 50K FL FLC XXX XXX XXX IDIM | Outdoor Luminaires | Mid Output | Architectural Flood and Spot Luminaires | Standard | FALSE | [9 empty] | 42395 | Dimmable | Continuous Above 10 | No |  | 3.1 | 5119 | 97 | 53 | 20 | 0.9 | 5000 | 70
P934MEGW | Acuity Brands Lighting | Hydrel | M9710C/M9730C LED P3 50K FL FLC XXX XXX XXX IDIM [120V Only] | Outdoor Luminaires | Low Output | Architectural Flood and Spot Luminaires | Standard | FALSE | [9 empty] | 42395 | Dimmable | Continuous Above 10 | No |  | 3.1 | 4753 | 103 | 46 | 20 | 0.9 | 5000 | 70
PUS9MUEP | Acuity Brands Lighting | Hydrel | M9710C/M9730C LED P4 50K WWD FLC XXX XXX XXX IDIM | Outdoor Luminaires | Low Output | Architectural Flood and Spot Luminaires | Standard | FALSE | [9 empty] | 42395 | Dimmable | Continuous Above 10 | No |  | 3.1 | 4274 | 81 | 53 | 20 | 0.9 | 5000 | 70
PE3WNWRW | Acuity Brands Lighting | Hydrel | M9710C/M9730C LED P3 50K WWD FLC XXX XXX XXX IDIM [120V Only] | Outdoor Luminaires | Low Output | Architectural Flood and Spot Luminaires | Standard | FALSE | [9 empty] | 42395 | Dimmable | Continuous Above 10 | No |  | 3.1 | 3968 | 86 | 46 | 20 | 0.9 | 5000 | 70
PEDE6TX7 | Acuity Brands Lighting | Hydrel | M9710C/M9730C LED P2 50K FL FLC XXX XXX XXX IDIM [120V Only] | Outdoor Luminaires | Low Output | Architectural Flood and Spot Luminaires | Standard | FALSE | [9 empty] | 42395 | Dimmable | Continuous Above 10 | No |  | 3.1 | 3611 | 104 | 35 | 20 | 0.9 | 5000 | 70
P7UHTU5G | Acuity Brands Lighting | Hydrel | M9710C/M9730C LED P1 50K FL FLC XXX XXX XXX IDIM [120V Only] | Outdoor Luminaires | Low Output | Architectural Flood and Spot Luminaires | Standard | FALSE | [9 empty] | 42395 | Dimmable | Continuous Above 10 | No |  | 3.1 | 3051 | 105 | 29 | 20 | 0.9 | 5000 | 70
P9XFX875 | Acuity Brands Lighting | Hydrel | M9710C/M9730C LED P2 50K WWD FLC XXX XXX XXX IDIM [120V Only] | Outdoor Luminaires | Low Output | Architectural Flood and Spot Luminaires | Standard | FALSE | [9 empty] | 42395 | Dimmable | Continuous Above 10 | No |  | 3.1 | 3015 | 87 | 35 | 20 | 0.9 | 5000 | 70
P2F5HTM6 | Acuity Brands Lighting | Hydrel | M9710C/M9730C LED P1 50K WWD FLC XXX XXX XXX IDIM [120V Only] | Outdoor Luminaires | Low Output | Architectural Flood and Spot Luminaires | Standard | FALSE | [9 empty] | 42395 | Dimmable | Continuous Above 10 | No |  | 3.1 | 2547 | 88 | 29 | 20 | 0.9 | 5000 | 70
PH5AMN5Z | Acuity Brands Lighting | Hydrel | M9710C/M9730C LED P4 50K MFL FLC XXX XXX XXX LDIM | Outdoor Luminaires | Low Output | Architectural Flood and Spot Luminaires | Standard | FALSE | [9 empty] | 42395 | Dimmable | Continuous Below 10 | No |  | 3.1 | 4782 | 91 | 53 | 20 | 0.9 | 5000 | 70
PEGTQ9WS | Acuity Brands Lighting | Hydrel | M9710C/M9730C LED P3 50K MFL FLC XXX XXX XXX LDIM [120V Only] | Outdoor Luminaires | Low Output | Architectural Flood and Spot Luminaires | Standard | FALSE | [9 empty] | 42395 | Dimmable | Continuous Below 10 | No |  | 3.1 | 4440 | 97 | 46 | 20 | 0.9 | 5000 | 70
PY6RH23A | Acuity Brands Lighting | Hydrel | M9710C/M9730C LED P2 50K MFL FLC XXX XXX XXX LDIM [120V Only] | Outdoor Luminaires | Low Output | Architectural Flood and Spot Luminaires | Standard | FALSE | [9 empty] | 42395 | Dimmable | Continuous Below 10 | No |  | 3.1 | 3374 | 98 | 35 | 20 | 0.9 | 5000 | 70
PFRT3YQT | Acuity Brands Lighting | Hydrel | M9710C/M9730C LED P1 50K MFL FLC XXX XXX XXX LDIM [120V Only] | Outdoor Luminaires | Low Output | Architectural Flood and Spot Luminaires | Standard | FALSE | [9 empty] | 42395 | Dimmable | Continuous Below 10 | No |  | 3.1 | 2850 | 98 | 29 | 20 | 0.9 | 5000 | 70
PC75R34S | Acuity Brands Lighting | Hydrel | M9710C/M9730C LED P4 50K MFL FLC XXX XXX XXX IDIM | Outdoor Luminaires | Low Output | Architectural Flood and Spot Luminaires | Standard | FALSE | [9 empty] | 42395 | Dimmable | Continuous Above 10 | No |  | 3.1 | 4782 | 91 | 53 | 20 | 0.9 | 5000 | 70
PMA5NEE5 | Acuity Brands Lighting | Hydrel | M9710C/M9730C LED P3 50K MFL FLC XXX XXX XXX IDIM [120V Only] | Outdoor Luminaires | Low Output | Architectural Flood and Spot Luminaires | Standard | FALSE | [9 empty] | 42395 | Dimmable | Continuous Above 10 | No |  | 3.1 | 4440 | 97 | 46 | 20 | 0.9 | 5000 | 70
PYKWN5ZW | Acuity Brands Lighting | Hydrel | M9710C/M9730C LED P2 50K MFL FLC XXX XXX XXX IDIM [120V Only] | Outdoor Luminaires | Low Output | Architectural Flood and Spot Luminaires | Standard | FALSE | [9 empty] | 42395 | Dimmable | Continuous Above 10 | No |  | 3.1 | 3374 | 98 | 35 | 20 | 0.9 | 5000 | 70
P9ZA6229 | Acuity Brands Lighting | Hydrel | M9710C/M9730C LED P1 50K MFL FLC XXX XXX XXX IDIM [120V Only] | Outdoor Luminaires | Low Output | Architectural Flood and Spot Luminaires | Standard | FALSE | [9 empty] | 42395 | Dimmable | Continuous Above 10 | No |  | 3.1 | 2850 | 98 | 29 | 20 | 0.9 | 5000 | 70
PPUQCEVH | Acuity Brands Lighting | Hydrel | M9710C/M9730C LED P4 50K NFL FLC XXX XXX XXX LDIM | Outdoor Luminaires | Mid Output | Architectural Flood and Spot Luminaires | Standard | FALSE | [9 empty] | 42395 | Dimmable | Continuous Below 10 | No |  | 3.1 | 5145 | 98 | 53 | 20 | 0.9 | 5000 | 70
P2WPP4GK | Acuity Brands Lighting | Hydrel | M9710C/M9730C LED P3 50K NFL FLC XXX XXX XXX LDIM [120V Only] | Outdoor Luminaires | Low Output | Architectural Flood and Spot Luminaires | Standard | FALSE | [9 empty] | 42395 | Dimmable | Continuous Below 10 | No |  | 3.1 | 4777 | 104 | 46 | 20 | 0.9 | 5000 | 70
PK9QDU23 | Acuity Brands Lighting | Hydrel | M9710C/M9730C LED P2 50K NFL FLC XXX XXX XXX LDIM [120V Only] | Outdoor Luminaires | Low Output | Architectural Flood and Spot Luminaires | Standard | FALSE | [9 empty] | 42395 | Dimmable | Continuous Below 10 | No |  | 3.1 | 3630 | 105 | 35 | 20 | 0.9 | 5000 | 70
P2HAUQK1 | Acuity Brands Lighting | Hydrel | M9710C/M9730C LED P1 50K NFLFLC XXX XXX XXX LDIM [120V Only] | Outdoor Luminaires | Low Output | Architectural Flood and Spot Luminaires | Standard | FALSE | [9 empty] | 42395 | Dimmable | Continuous Below 10 | No |  | 3.1 | 3067 | 106 | 29 | 20 | 0.9 | 5000 | 70
PNB2XVUX | Acuity Brands Lighting | Hydrel | M9710C/M9730C LED P4 50K NFL FLC XXX XXX XXX IDIM | Outdoor Luminaires | Mid Output | Architectural Flood and Spot Luminaires | Standard | FALSE | [9 empty] | 42395 | Dimmable | Continuous Above 10 | No |  | 3.1 | 5145 | 98 | 53 | 20 | 0.9 | 5000 | 70
PSMBY6EG | Acuity Brands Lighting | Hydrel | M9710C/M9730C LED P3 50K NFL FLC XXX XXX XXX IDIM [120V Only] | Outdoor Luminaires | Low Output | Architectural Flood and Spot Luminaires | Standard | FALSE | [9 empty] | 42395 | Dimmable | Continuous Above 10 | No |  | 3.1 | 4777 | 104 | 46 | 20 | 0.9 | 5000 | 70
P19VZXP1 | Acuity Brands Lighting | Hydrel | M9710C/M9730C LED P2 50K NFL FLC XXX XXX XXX IDIM [120V Only] | Outdoor Luminaires | Low Output | Architectural Flood and Spot Luminaires | Standard | FALSE | [9 empty] | 42395 | Dimmable | Continuous Above 10 | No |  | 3.1 | 3630 | 105 | 35 | 20 | 0.9 | 5000 | 70
PUHF24RA | Acuity Brands Lighting | Hydrel | M9710C/M9730C LED P1 50K NFL FLC XXX XXX XXX IDIM [120V Only] | Outdoor Luminaires | Low Output | Architectural Flood and Spot Luminaires | Standard | FALSE | [9 empty] | 42395 | Dimmable | Continuous Above 10 | No |  | 3.1 | 3067 | 106 | 29 | 20 | 0.9 | 5000 | 70
PR6H9DTE | Acuity Brands Lighting | Hydrel | M9710C/M9730C LED P4 50K NSP FLC XXX XXX XXX LDIM | Outdoor Luminaires | Mid Output | Architectural Flood and Spot Luminaires | Standard | FALSE | [9 empty] | 42395 | Dimmable | Continuous Below 10 | No |  | 3.1 | 5615 | 107 | 53 | 20 | 0.9 | 5000 | 70
PZFTKKV6 | Acuity Brands Lighting | Hydrel | M9710C/M9730C LED P3 50K NSP FLC XXX XXX XXX LDIM [120V Only] | Outdoor Luminaires | Mid Output | Architectural Flood and Spot Luminaires | Standard | FALSE | [9 empty] | 42395 | Dimmable | Continuous Below 10 | No |  | 3.1 | 5215 | 113 | 46 | 20 | 0.9 | 5000 | 70
PWGZNNTD | Acuity Brands Lighting | Hydrel | M9710C/M9730C LED P2 50K NSP FLC XXX XXX XXX LDIM [120V Only] | Outdoor Luminaires | Low Output | Architectural Flood and Spot Luminaires | Standard | FALSE | [9 empty] | 42395 | Dimmable | Continuous Below 10 | No |  | 3.1 | 4233 | 122 | 35 | 20 | 0.9 | 5000 | 70
PUE47JYF | Acuity Brands Lighting | Hydrel | M9710C/M9730C LED P4 50K NSP FLC XXX XXX XXX IDIM | Outdoor Luminaires | Mid Output | Architectural Flood and Spot Luminaires | Standard | FALSE | [9 empty] | 42395 | Dimmable | Continuous Above 10 | No |  | 3.1 | 5615 | 107 | 53 | 20 | 0.9 | 5000 | 70
PN3NHWEK | Acuity Brands Lighting | Hydrel | M9710C/M9730C LED P3 50K NSP FLC XXX XXX XXX IDIM [120V Only] | Outdoor Luminaires | Mid Output | Architectural Flood and Spot Luminaires | Standard | FALSE | [9 empty] | 42395 | Dimmable | Continuous Above 10 | No |  | 3.1 | 5215 | 113 | 46 | 20 | 0.9 | 5000 | 70
PEH48HCJ | Acuity Brands Lighting | Hydrel | M9710C/M9730C LED P2 50K NSP FLC XXX XXX XXX IDIM [120V Only] | Outdoor Luminaires | Low Output | Architectural Flood and Spot Luminaires | Standard | FALSE | [9 empty] | 42395 | Dimmable | Continuous Above 10 | No |  | 3.1 | 4233 | 122 | 35 | 20 | 0.9 | 5000 | 70
PJQFNM9C | Acuity Brands Lighting | Hydrel | M9710C/M9730C LED P1 50K NSP FLC XXX XXX XXX IDIM [120V Only] | Outdoor Luminaires | Low Output | Architectural Flood and Spot Luminaires | Standard | FALSE | [9 empty] | 42395 | Dimmable | Continuous Above 10 | No |  | 3.1 | 3660 | 126 | 29 | 20 | 0.9 | 5000 | 70
PY6UYXK2 | Acuity Brands Lighting | Hydrel | M9710C/M9730C LED P4 40K WFL FLC XXX XXX XXX LDIM | Outdoor Luminaires | Low Output | Architectural Flood and Spot Luminaires | Standard | FALSE | [9 empty] | 42395 | Dimmable | Continuous Below 10 | No |  | 3.1 | 4327 | 82 | 53 | 20 | 0.9 | 4000 | 70
PQVEC8MS | Acuity Brands Lighting | Hydrel | M9710C/M9730C LED P3 40K WFL FLC XXX XXX XXX LDIM [120V Only] | Outdoor Luminaires | Low Output | Architectural Flood and Spot Luminaires | Standard | FALSE | [9 empty] | 42395 | Dimmable | Continuous Below 10 | No |  | 3.1 | 4018 | 87 | 46 | 20 | 0.9 | 4000 | 70
PH5KT8CG | Acuity Brands Lighting | Hydrel | M9710C/M9730C LED P2 40K WFL FLC XXX XXX XXX LDIM [120V Only] | Outdoor Luminaires | Low Output | Architectural Flood and Spot Luminaires | Standard | FALSE | [9 empty] | 42395 | Dimmable | Continuous Below 10 | No |  | 3.1 | 3050 | 88 | 35 | 20 | 0.9 | 4000 | 70
PCUG6U94 | Acuity Brands Lighting | Hydrel | M9710C/M9730C LED P1 40K WFL FLC XXX XXX XXX LDIM. [120V Only] | Outdoor Luminaires | Low Output | Architectural Flood and Spot Luminaires | Standard | FALSE | [9 empty] | 42395 | Dimmable | Continuous Below 10 | No |  | 3.1 | 2580 | 89 | 29 | 20 | 0.9 | 4000 | 70
P28EPFAE | Acuity Brands Lighting | Hydrel | M9710C/M9730C LED P4 40K WFL FLC XXX XXX XXX IDIM | Outdoor Luminaires | Low Output | Architectural Flood and Spot Luminaires | Standard | FALSE | [9 empty] | 42395 | Dimmable | Continuous Above 10 | No |  | 3.1 | 4327 | 82 | 53 | 20 | 0.9 | 4000 | 70
PCEEZJ95 | Acuity Brands Lighting | Hydrel | M9710C/M9730C LED P3 40K WFL FLC XXX XXX XXX IDIM [120V Only] | Outdoor Luminaires | Low Output | Architectural Flood and Spot Luminaires | Standard | FALSE | [9 empty] | 42395 | Dimmable | Continuous Above 10 | No |  | 3.1 | 4018 | 87 | 46 | 20 | 0.9 | 4000 | 70
PW6MJVMX | Acuity Brands Lighting | Hydrel | M9710C/M9730C LED P2 40K WFL FLC XXX XXX XXX IDIM [120V Only] | Outdoor Luminaires | Low Output | Architectural Flood and Spot Luminaires | Standard | FALSE | [9 empty] | 42395 | Dimmable | Continuous Above 10 | No |  | 3.1 | 3050 | 88 | 35 | 20 | 0.9 | 4000 | 70
PR5AYNU9 | Acuity Brands Lighting | Hydrel | M9710C/M9730C LED P1 40K WFL FLC XXX XXX XXX IDIM [120V Only] | Outdoor Luminaires | Low Output | Architectural Flood and Spot Luminaires | Standard | FALSE | [9 empty] | 42395 | Dimmable | Continuous Above 10 | No |  | 3.1 | 2580 | 89 | 29 | 20 | 0.9 | 4000 | 70
P9XZ7Q22 | Acuity Brands Lighting | Hydrel | M9710C/M9730C LED P4 40K FL FLC XXX XXX XXX LDIM | Outdoor Luminaires | Low Output | Architectural Flood and Spot Luminaires | Standard | FALSE | [9 empty] | 42395 | Dimmable | Continuous Below 10 | No |  | 3.1 | 4973 | 94 | 53 | 20 | 0.9 | 4000 | 70
PCNYNARD | Acuity Brands Lighting | Hydrel | M9710C/M9730C LED P3 40K FL FLC XXX XXX XXX LDIM [120V Only] | Outdoor Luminaires | Low Output | Architectural Flood and Spot Luminaires | Standard | FALSE | [9 empty] | 42395 | Dimmable | Continuous Below 10 | No |  | 3.1 | 4617 | 100 | 46 | 20 | 0.9 | 4000 | 70
PHRUT3KY | Acuity Brands Lighting | Hydrel | M9710C/M9730C LED P4 40K WWD FLC XXX XXX XXX LDIM | Outdoor Luminaires | Low Output | Architectural Flood and Spot Luminaires | Standard | FALSE | [9 empty] | 42395 | Dimmable | Continuous Below 10 | No |  | 3.1 | 4138 | 79 | 53 | 20 | 0.9 | 4000 | 70
PDN8439Z | Acuity Brands Lighting | Hydrel | M9710C/M9730C LED P3 40K WWD FLC XXX XXX XXX LDIM [120V Only] | Outdoor Luminaires | Low Output | Architectural Flood and Spot Luminaires | Standard | FALSE | [9 empty] | 42395 | Dimmable | Continuous Below 10 | No |  | 3.1 | 3800 | 83 | 46 | 20 | 0.9 | 4000 | 70
PEF9EZ8N | Acuity Brands Lighting | Hydrel | M9710C/M9730C LED P2 40K FL FLC XXX XXX XXX LDIM [120V Only] | Outdoor Luminaires | Low Output | Architectural Flood and Spot Luminaires | Standard | FALSE | [9 empty] | 42395 | Dimmable | Continuous Below 10 | No |  | 3.1 | 3504 | 101 | 35 | 20 | 0.9 | 4000 | 70
PXFGS2YC | Acuity Brands Lighting | Hydrel | M9710C/M9730C LED P2 40K WWD FLC XXX XXX XXX LDIM [120V Only] | Outdoor Luminaires | Low Output | Architectural Flood and Spot Luminaires | Standard | FALSE | [9 empty] | 42395 | Dimmable | Continuous Below 10 | No |  | 3.1 | 3032 | 88 | 35 | 20 | 0.9 | 4000 | 70
P6T7D1F1 | Acuity Brands Lighting | Hydrel | M9710C/M9730C LED P1 40K FL FLC XXX XXX XXX LDIM [120V Only] | Outdoor Luminaires | Low Output | Architectural Flood and Spot Luminaires | Standard | FALSE | [9 empty] | 42395 | Dimmable | Continuous Below 10 | No |  | 3.1 | 2964 | 102 | 29 | 20 | 0.9 | 4000 | 70
PRQYSHRR | Acuity Brands Lighting | Hydrel | M9710C/M9730C LED P1 40K WWD FLC XXX XXX XXX LDIM [120V Only] | Outdoor Luminaires | Low Output | Architectural Flood and Spot Luminaires | Standard | FALSE | [9 empty] | 42395 | Dimmable | Continuous Below 10 | No |  | 3.1 | 2611 | 90 | 29 | 20 | 0.9 | 4000 | 70
PUYM7VHK | Acuity Brands Lighting | Hydrel | M9710C/M9730C LED P4 40K FL FLC XXX XXX XXX IDIM | Outdoor Luminaires | Low Output | Architectural Flood and Spot Luminaires | Standard | FALSE | [9 empty] | 42395 | Dimmable | Continuous Above 10 | No |  | 3.1 | 4973 | 94 | 53 | 20 | 0.9 | 4000 | 70
P27F4821 | Acuity Brands Lighting | Hydrel | M9710C/M9730C LED P3 40K FL FLC XXX XXX XXX IDIM [120V Only] | Outdoor Luminaires | Low Output | Architectural Flood and Spot Luminaires | Standard | FALSE | [9 empty] | 42395 | Dimmable | Continuous Above 10 | No |  | 3.1 | 4617 | 100 | 46 | 20 | 0.9 | 4000 | 70
P3NZH2B8 | Acuity Brands Lighting | Hydrel | M9710C/M9730C LED P4 40K WWD FLC XXX XXX XXX IDIM | Outdoor Luminaires | Low Output | Architectural Flood and Spot Luminaires | Standard | FALSE | [9 empty] | 42395 | Dimmable | Continuous Above 10 | No |  | 3.1 | 4138 | 79 | 53 | 20 | 0.9 | 4000 | 70
PRJXC82Z | Acuity Brands Lighting | Hydrel | M9710C/M9730C LED P3 40K WWD FLC XXX XXX XXX IDIM [120V Only] | Outdoor Luminaires | Low Output | Architectural Flood and Spot Luminaires | Standard | FALSE | [9 empty] | 42395 | Dimmable | Continuous Above 10 | No |  | 3.1 | 3800 | 83 | 46 | 20 | 0.9 | 4000 | 70
PAGRD6AF | Acuity Brands Lighting | Hydrel | M9710C/M9730C LED P2 40K FL FLC XXX XXX XXX IDIM [120V Only] | Outdoor Luminaires | Low Output | Architectural Flood and Spot Luminaires | Standard | FALSE | [9 empty] | 42395 | Dimmable | Continuous Above 10 | No |  | 3.1 | 3504 | 101 | 35 | 20 | 0.9 | 4000 | 70
PTV497NK | Acuity Brands Lighting | Hydrel | M9710C/M9730C LED P2 40K WWD FLC XXX XXX XXX IDIM [120V Only] | Outdoor Luminaires | Low Output | Architectural Flood and Spot Luminaires | Standard | FALSE | [9 empty] | 42395 | Dimmable | Continuous Above 10 | No |  | 3.1 | 3032 | 88 | 35 | 20 | 0.9 | 4000 | 70
PSFNHUSQ | Acuity Brands Lighting | Hydrel | M9710C/M9730C LED P1 40K FL FLC XXX XXX XXX IDIM [120V Only] | Outdoor Luminaires | Low Output | Architectural Flood and Spot Luminaires | Standard | FALSE | [9 empty] | 42395 | Dimmable | Continuous Above 10 | No |  | 3.1 | 2964 | 102 | 29 | 20 | 0.9 | 4000 | 70
P6TF2QK8 | Acuity Brands Lighting | Hydrel | M9710C/M9730C LED P1 40K WWD FLC XXX XXX XXX IDIM [120V Only] | Outdoor Luminaires | Low Output | Architectural Flood and Spot Luminaires | Standard | FALSE | [9 empty] | 42395 | Dimmable | Continuous Above 10 | No |  | 3.1 | 2611 | 90 | 29 | 20 | 0.9 | 4000 | 70
PXYW6KAC | Acuity Brands Lighting | Hydrel | M9710C/M9730C LED P4 40K MFL FLC XXX XXX XXX LDIM | Outdoor Luminaires | Low Output | Architectural Flood and Spot Luminaires | Standard | FALSE | [9 empty] | 42395 | Dimmable | Continuous Below 10 | No |  | 3.1 | 4641 | 88 | 53 | 20 | 0.9 | 4000 | 70
PHFVCEJX | Acuity Brands Lighting | Hydrel | M9710C/M9730C LED P3 40K MFL FLC XXX XXX XXX LDIM [120V Only] | Outdoor Luminaires | Low Output | Architectural Flood and Spot Luminaires | Standard | FALSE | [9 empty] | 42395 | Dimmable | Continuous Below 10 | No |  | 3.1 | 4309 | 94 | 46 | 20 | 0.9 | 4000 | 70
PZKMKXRW | Acuity Brands Lighting | Hydrel | M9710C/M9730C LED P2 40K MFL FLC XXX XXX XXX LDIM [120V Only] | Outdoor Luminaires | Low Output | Architectural Flood and Spot Luminaires | Standard | FALSE | [9 empty] | 42395 | Dimmable | Continuous Below 10 | No |  | 3.1 | 3271 | 95 | 35 | 20 | 0.9 | 4000 | 70
P111AZDK | Acuity Brands Lighting | Hydrel | M9710C/M9730C LED P1 40K MFL FLC XXX XXX XXX LDIM [120V Only] | Outdoor Luminaires | Low Output | Architectural Flood and Spot Luminaires | Standard | FALSE | [9 empty] | 42395 | Dimmable | Continuous Below 10 | No |  | 3.1 | 2766 | 95 | 29 | 20 | 0.9 | 4000 | 70
PTQ6U67B | Acuity Brands Lighting | Hydrel | M9710C/M9730C LED P4 40K MFL FLC XXX XXX XXX IDIM | Outdoor Luminaires | Low Output | Architectural Flood and Spot Luminaires | Standard | FALSE | [9 empty] | 42395 | Dimmable | Continuous Above 10 | No |  | 3.1 | 4641 | 88 | 53 | 20 | 0.9 | 4000 | 70
PCDXUBGV | Acuity Brands Lighting | Hydrel | M9710C/M9730C LED P3 40K MFL FLC XXX XXX XXX IDIM [120V Only] | Outdoor Luminaires | Low Output | Architectural Flood and Spot Luminaires | Standard | FALSE | [9 empty] | 42395 | Dimmable | Continuous Above 10 | No |  | 3.1 | 4309 | 94 | 46 | 20 | 0.9 | 4000 | 70
PRV95FYK | Acuity Brands Lighting | Hydrel | M9710C/M9730C LED P2 40K MFL FLC XXX XXX XXX IDIM [120V Only] | Outdoor Luminaires | Low Output | Architectural Flood and Spot Luminaires | Standard | FALSE | [9 empty] | 42395 | Dimmable | Continuous Above 10 | No |  | 3.1 | 3271 | 95 | 35 | 20 | 0.9 | 4000 | 70
PCBCT5UF | Acuity Brands Lighting | Hydrel | M9710C/M9730C LED P1 40K MFL FLC XXX XXX XXX IDIM [120V Only] | Outdoor Luminaires | Low Output | Architectural Flood and Spot Luminaires | Standard | FALSE | [9 empty] | 42395 | Dimmable | Continuous Above 10 | No |  | 3.1 | 2766 | 95 | 29 | 20 | 0.9 | 4000 | 70
PPA55QZ8 | Acuity Brands Lighting | Hydrel | M9710C/M9730C LED P4 40K NFL FLC XXX XXX XXX LDIM | Outdoor Luminaires | Low Output | Architectural Flood and Spot Luminaires | Standard | FALSE | [9 empty] | 42395 | Dimmable | Continuous Below 10 | No |  | 3.1 | 4949 | 94 | 53 | 20 | 0.9 | 4000 | 70
P7914H2B | Acuity Brands Lighting | Hydrel | M9710C/M9730C LED P3 40K NFL FLC XXX XXX XXX LDIM [120V Only] | Outdoor Luminaires | Low Output | Architectural Flood and Spot Luminaires | Standard | FALSE | [9 empty] | 42395 | Dimmable | Continuous Below 10 | No |  | 3.1 | 4595 | 100 | 46 | 20 | 0.9 | 4000 | 70
PJPK5U5E | Acuity Brands Lighting | Hydrel | M9710C/M9730C LED P2 40K NFL FLC XXX XXX XXX LDIM [120V Only] | Outdoor Luminaires | Low Output | Architectural Flood and Spot Luminaires | Standard | FALSE | [9 empty] | 42395 | Dimmable | Continuous Below 10 | No |  | 3.1 | 3488 | 101 | 35 | 20 | 0.9 | 4000 | 70
PWTH59QX | Acuity Brands Lighting | Hydrel | M9710C/M9730C LED P1 40K NFL FLC XXX XXX XXX LDIM [120V Only] | Outdoor Luminaires | Low Output | Architectural Flood and Spot Luminaires | Standard | FALSE | [9 empty] | 42395 | Dimmable | Continuous Below 10 | No |  | 3.1 | 2950 | 102 | 29 | 20 | 0.9 | 4000 | 70
PJZ6Y29S | Acuity Brands Lighting | Hydrel | M9710C/M9730C LED P4 40K NFL FLC XXX XXX XXX IDIM | Outdoor Luminaires | Low Output | Architectural Flood and Spot Luminaires | Standard | FALSE | [9 empty] | 42395 | Dimmable | Continuous Above 10 | No |  | 3.1 | 4949 | 94 | 53 | 20 | 0.9 | 4000 | 70
P8D7TVEC | Acuity Brands Lighting | Hydrel | M9710C/M9730C LED P3 40K NFL FLC XXX XXX XXX IDIM [120V Only] | Outdoor Luminaires | Low Output | Architectural Flood and Spot Luminaires | Standard | FALSE | [9 empty] | 42395 | Dimmable | Continuous Above 10 | No |  | 3.1 | 4595 | 100 | 46 | 20 | 0.9 | 4000 | 70
PHARPR5J | Acuity Brands Lighting | Hydrel | M9710C/M9730C LED P2 40K NFL FLC XXX XXX XXX IDIM [120V Only] | Outdoor Luminaires | Low Output | Architectural Flood and Spot Luminaires | Standard | FALSE | [9 empty] | 42395 | Dimmable | Continuous Above 10 | No |  | 3.1 | 3488 | 101 | 35 | 20 | 0.9 | 4000 | 70
PQ3V75D4 | Acuity Brands Lighting | Hydrel | M9710C/M9730C LED P1 40K NFL FLC XXX XXX XXX IDIM [120V Only] | Outdoor Luminaires | Low Output | Architectural Flood and Spot Luminaires | Standard | FALSE | [9 empty] | 42395 | Dimmable | Continuous Above 10 | No |  | 3.1 | 2950 | 102 | 29 | 20 | 0.9 | 4000 | 70
PG6V81DX | Acuity Brands Lighting | Hydrel | M9710C/M9730C LED P4 40K NSP FLC XXX XXX XXX LDIM | Outdoor Luminaires | Mid Output | Architectural Flood and Spot Luminaires | Standard | FALSE | [9 empty] | 42395 | Dimmable | Continuous Below 10 | No |  | 3.1 | 5476 | 104 | 53 | 20 | 0.9 | 4000 | 70
PNT65RR1 | Acuity Brands Lighting | Hydrel | M9710C/M9730C LED P3 40K NSP FLC XXX XXX XXX LDIM [120V Only] | Outdoor Luminaires | Mid Output | Architectural Flood and Spot Luminaires | Standard | FALSE | [9 empty] | 42395 | Dimmable | Continuous Below 10 | No |  | 3.1 | 5098 | 111 | 46 | 20 | 0.9 | 4000 | 70
P856V7ZE | Acuity Brands Lighting | Hydrel | M9710C/M9730C LED P2 40K NSP FLC XXX XXX XXX LDIM [120V Only] | Outdoor Luminaires | Low Output | Architectural Flood and Spot Luminaires | Standard | FALSE | [9 empty] | 42395 | Dimmable | Continuous Below 10 | No |  | 3.1 | 4068 | 118 | 35 | 20 | 0.9 | 4000 | 70
PXYNXU5E | Acuity Brands Lighting | Hydrel | M9710C/M9730C LED P1 40K NSP FLC XXX XXX XXX LDIM [120V Only] | Outdoor Luminaires | Low Output | Architectural Flood and Spot Luminaires | Standard | FALSE | [9 empty] | 42395 | Dimmable | Continuous Below 10 | No |  | 3.1 | 3499 | 121 | 29 | 20 | 0.9 | 4000 | 70
PG2H3BAE | Acuity Brands Lighting | Hydrel | M9710C/M9730C LED P4 40K NSP FLC XXX XXX XXX IDIM | Outdoor Luminaires | Mid Output | Architectural Flood and Spot Luminaires | Standard | FALSE | [9 empty] | 42395 | Dimmable | Continuous Above 10 | No |  | 3.1 | 5476 | 104 | 53 | 20 | 0.9 | 4000 | 70
P8HFYM66 | Acuity Brands Lighting | Hydrel | M9710C/M9730C LED P3 40K NSP FLC XXX XXX XXX IDIM [120V Only] | Outdoor Luminaires | Mid Output | Architectural Flood and Spot Luminaires | Standard | FALSE | [9 empty] | 42395 | Dimmable | Continuous Above 10 | No |  | 3.1 | 5098 | 111 | 46 | 20 | 0.9 | 4000 | 70
P1621H66 | Acuity Brands Lighting | Hydrel | M9710C/M9730C LED P2 40K NSP FLC XXX XXX XXX IDIM [120V Only] | Outdoor Luminaires | Low Output | Architectural Flood and Spot Luminaires | Standard | FALSE | [9 empty] | 42395 | Dimmable | Continuous Above 10 | No |  | 3.1 | 4068 | 118 | 35 | 20 | 0.9 | 4000 | 70
PTFBJQHF | Acuity Brands Lighting | Hydrel | M9710C/M9730C LED P1 40K NSP FLC XXX XXX XXX IDIM [120V Only] | Outdoor Luminaires | Low Output | Architectural Flood and Spot Luminaires | Standard | FALSE | [9 empty] | 42395 | Dimmable | Continuous Above 10 | No |  | 3.1 | 3499 | 121 | 29 | 20 | 0.9 | 4000 | 70
PCR1DQ4S | Acuity Brands Lighting | Hydrel | M9710C/M9730C LED P4 30K WFL FLC XXX XXX XXX LDIM | Outdoor Luminaires | Low Output | Architectural Flood and Spot Luminaires | Standard | FALSE | [9 empty] | 42395 | Dimmable | Continuous Below 10 | No |  | 3.1 | 4239 | 80 | 53 | 20 | 0.9 | 3000 | 70
PWY6MUCW | Acuity Brands Lighting | Hydrel | M9710C/M9730C LED P3 30K WFL FLC XXX XXX XXX LDIM [120V Only] | Outdoor Luminaires | Low Output | Architectural Flood and Spot Luminaires | Standard | FALSE | [9 empty] | 42395 | Dimmable | Continuous Below 10 | No |  | 3.1 | 3936 | 86 | 46 | 20 | 0.9 | 3000 | 70
PN9TV7HY | Acuity Brands Lighting | Hydrel | M9710C/M9730C LED P2 30K WFL FLC XXX XXX XXX LDIM [120V Only] | Outdoor Luminaires | Low Output | Architectural Flood and Spot Luminaires | Standard | FALSE | [9 empty] | 42395 | Dimmable | Continuous Below 10 | No |  | 3.1 | 2987 | 86 | 35 | 20 | 0.9 | 3000 | 70
PBCQYU5Z | Acuity Brands Lighting | Hydrel | M9710C/M9730C LED P1 30K WFL FLC XXX XXX XXX LDIM [120V Only] | Outdoor Luminaires | Low Output | Architectural Flood and Spot Luminaires | Standard | FALSE | [9 empty] | 42395 | Dimmable | Continuous Below 10 | No |  | 3.1 | 2527 | 87 | 29 | 20 | 0.9 | 3000 | 70
PGHATZJF | Acuity Brands Lighting | Hydrel | M9710C/M9730C LED P4 30K WFL FLC XXX XXX XXX IDIM | Outdoor Luminaires | Low Output | Architectural Flood and Spot Luminaires | Standard | FALSE | [9 empty] | 42395 | Dimmable | Continuous Above 10 | No |  | 3.1 | 4239 | 80 | 53 | 20 | 0.9 | 3000 | 70
PYRZ631H | Acuity Brands Lighting | Hydrel | M9710C/M9730C LED P3 30K WFL FLC XXX XXX XXX IDIM [120V Only] | Outdoor Luminaires | Low Output | Architectural Flood and Spot Luminaires | Standard | FALSE | [9 empty] | 42395 | Dimmable | Continuous Above 10 | No |  | 3.1 | 3936 | 86 | 46 | 20 | 0.9 | 3000 | 70
PTEYHQDM | Acuity Brands Lighting | Hydrel | M9710C/M9730C LED P2 30K WFL FLC XXX XXX XXX IDIM [120V Only] | Outdoor Luminaires | Low Output | Architectural Flood and Spot Luminaires | Standard | FALSE | [9 empty] | 42395 | Dimmable | Continuous Above 10 | No |  | 3.1 | 2987 | 86 | 35 | 20 | 0.9 | 3000 | 70
PPBADHQ3 | Acuity Brands Lighting | Hydrel | M9710C/M9730C LED P1 30K WFL FLC XXX XXX XXX IDIM [120V Only] | Outdoor Luminaires | Low Output | Architectural Flood and Spot Luminaires | Standard | FALSE | [9 empty] | 42395 | Dimmable | Continuous Above 10 | No |  | 3.1 | 2527 | 87 | 29 | 20 | 0.9 | 3000 | 70
P9DATH78 | Acuity Brands Lighting | Hydrel | M9710C/M9730C LED P4 30K FL FLC XXX XXX XXX LDIM | Outdoor Luminaires | Low Output | Architectural Flood and Spot Luminaires | Standard | FALSE | [9 empty] | 42395 | Dimmable | Continuous Below 10 | No |  | 3.1 | 4961 | 94 | 53 | 20 | 0.9 | 3000 | 70
P5XH3JJZ | Acuity Brands Lighting | Hydrel | M9710C/M9730C LED P3 30K FL FLC XXX XXX XXX LDIM [120V Only] | Outdoor Luminaires | Low Output | Architectural Flood and Spot Luminaires | Standard | FALSE | [9 empty] | 42395 | Dimmable | Continuous Below 10 | No |  | 3.1 | 4606 | 100 | 46 | 20 | 0.9 | 3000 | 70
PFSC3QR4 | Acuity Brands Lighting | Hydrel | M9710C/M9730C LED P2 30K FL FLC XXX XXX XXX LDIM [120V Only] | Outdoor Luminaires | Low Output | Architectural Flood and Spot Luminaires | Standard | FALSE | [9 empty] | 42395 | Dimmable | Continuous Below 10 | No |  | 3.1 | 3496 | 101 | 35 | 20 | 0.9 | 3000 | 70
PRE3KBCW | Acuity Brands Lighting | Hydrel | M9710C/M9730C LED P1 30K FL FLC XXX XXX XXX LDIM [120V Only] | Outdoor Luminaires | Low Output | Architectural Flood and Spot Luminaires | Standard | FALSE | [9 empty] | 42395 | Dimmable | Continuous Below 10 | No |  | 3.1 | 2957 | 102 | 29 | 20 | 0.9 | 3000 | 70
PMVWSJ3G | Acuity Brands Lighting | Hydrel | M9710C/M9730C LED P4 30K FL FLC XXX XXX XXX IDIM | Outdoor Luminaires | Low Output | Architectural Flood and Spot Luminaires | Standard | FALSE | [9 empty] | 42395 | Dimmable | Continuous Above 10 | No |  | 3.1 | 4961 | 94 | 53 | 20 | 0.9 | 3000 | 70
P4ZRMP5Y | Acuity Brands Lighting | Hydrel | M9710C/M9730C LED P3 30K FL FLC XXX XXX XXX IDIM [120V Only] | Outdoor Luminaires | Low Output | Architectural Flood and Spot Luminaires | Standard | FALSE | [9 empty] | 42395 | Dimmable | Continuous Above 10 | No |  | 3.1 | 4606 | 100 | 46 | 20 | 0.9 | 3000 | 70
PZ38MTTW | Acuity Brands Lighting | Hydrel | M9710C/M9730C LED P4 30K WWD FLC XXX XXX XXX IDIM | Outdoor Luminaires | Low Output | Architectural Flood and Spot Luminaires | Standard | FALSE | [9 empty] | 42395 | Dimmable | Continuous Above 10 | No |  | 3.1 | 4149 | 79 | 53 | 20 | 0.9 | 3000 | 70
PNV8V1C1 | Acuity Brands Lighting | Hydrel | M9710C/M9730C LED P3 30K WWD FLC XXX XXX XXX IDIM [120V Only] | Outdoor Luminaires | Low Output | Architectural Flood and Spot Luminaires | Standard | FALSE | [9 empty] | 42395 | Dimmable | Continuous Above 10 | No |  | 3.1 | 3810 | 83 | 46 | 20 | 0.9 | 3000 | 70
PNPMUH3H | Acuity Brands Lighting | Hydrel | M9710C/M9730C LED P2 30K FL FLC XXX XXX XXX IDIM [120V Only] | Outdoor Luminaires | Low Output | Architectural Flood and Spot Luminaires | Standard | FALSE | [9 empty] | 42395 | Dimmable | Continuous Above 10 | No |  | 3.1 | 3496 | 101 | 35 | 20 | 0.9 | 3000 | 70
PSBVQGYR | Acuity Brands Lighting | Hydrel | M9710C/M9730C LED P1 30K FL FLC XXX XXX XXX IDIM [120V Only] | Outdoor Luminaires | Low Output | Architectural Flood and Spot Luminaires | Standard | FALSE | [9 empty] | 42395 | Dimmable | Continuous Above 10 | No |  | 3.1 | 2957 | 102 | 29 | 20 | 0.9 | 3000 | 70
PZM8R5KZ | Acuity Brands Lighting | Hydrel | M9710C/M9730C LED P2 30K WWD FLC XXX XXX XXX IDIM [120V Only] | Outdoor Luminaires | Low Output | Architectural Flood and Spot Luminaires | Standard | FALSE | [9 empty] | 42395 | Dimmable | Continuous Above 10 | No |  | 3.1 | 2892 | 84 | 35 | 20 | 0.9 | 3000 | 70
PFVKZXPX | Acuity Brands Lighting | Hydrel | M9710C/M9730C LED P1 30K WWD FLC XXX XXX XXX IDIM [120V Only] | Outdoor Luminaires | Low Output | Architectural Flood and Spot Luminaires | Standard | FALSE | [9 empty] | 42395 | Dimmable | Continuous Above 10 | No |  | 3.1 | 2618 | 90 | 29 | 20 | 0.9 | 3000 | 70
PV2B5A28 | Acuity Brands Lighting | Hydrel | M9710C/M9730C LED P4 30K MFL FLC XXX XXX XXX LDIM | Outdoor Luminaires | Low Output | Architectural Flood and Spot Luminaires | Standard | FALSE | [9 empty] | 42395 | Dimmable | Continuous Below 10 | No |  | 3.1 | 4700 | 89 | 53 | 20 | 0.9 | 3000 | 70
PHN2WVBF | Acuity Brands Lighting | Hydrel | M9710C/M9730C LED P3 30K MFL FLC XXX XXX XXX LDIM [120V Only] | Outdoor Luminaires | Low Output | Architectural Flood and Spot Luminaires | Standard | FALSE | [9 empty] | 42395 | Dimmable | Continuous Below 10 | No |  | 3.1 | 4364 | 95 | 46 | 20 | 0.9 | 3000 | 70
PF4FAJ8R | Acuity Brands Lighting | Hydrel | M9710C/M9730C LED P2 30K MFL FLC XXX XXX XXX LDIM [120V Only] | Outdoor Luminaires | Low Output | Architectural Flood and Spot Luminaires | Standard | FALSE | [9 empty] | 42395 | Dimmable | Continuous Below 10 | No |  | 3.1 | 3312 | 96 | 35 | 20 | 0.9 | 3000 | 70
PZVUJECV | Acuity Brands Lighting | Hydrel | M9710C/M9730C LED P1 30K MFL FLC XXX XXX XXX LDIM [120V Only] | Outdoor Luminaires | Low Output | Architectural Flood and Spot Luminaires | Standard | FALSE | [9 empty] | 42395 | Dimmable | Continuous Below 10 | No |  | 3.1 | 2802 | 97 | 29 | 20 | 0.9 | 3000 | 70
P9U7R7YW | Acuity Brands Lighting | Hydrel | M9710C/M9730C LED P4 30K MFL FLC XXX XXX XXX IDIM | Outdoor Luminaires | Low Output | Architectural Flood and Spot Luminaires | Standard | FALSE | [9 empty] | 42395 | Dimmable | Continuous Above 10 | No |  | 3.1 | 4700 | 89 | 53 | 20 | 0.9 | 3000 | 70
PDYCZQM1 | Acuity Brands Lighting | Hydrel | M9710C/M9730C LED P3 30K MFL FLC XXX XXX XXX IDIM [120V Only] | Outdoor Luminaires | Low Output | Architectural Flood and Spot Luminaires | Standard | FALSE | [9 empty] | 42395 | Dimmable | Continuous Above 10 | No |  | 3.1 | 4364 | 95 | 46 | 20 | 0.9 | 3000 | 70
P5852D6B | Acuity Brands Lighting | Hydrel | M9710C/M9730C LED P2 30K MFL FLC XXX XXX XXX IDIM [120V Only] | Outdoor Luminaires | Low Output | Architectural Flood and Spot Luminaires | Standard | FALSE | [9 empty] | 42395 | Dimmable | Continuous Above 10 | No |  | 3.1 | 3312 | 96 | 35 | 20 | 0.9 | 3000 | 70
PVBFZM2F | Acuity Brands Lighting | Hydrel | M9710C/M9730C LED P1 30K MFL FLC XXX XXX XXX IDIM [120V Only] | Outdoor Luminaires | Low Output | Architectural Flood and Spot Luminaires | Standard | FALSE | [9 empty] | 42395 | Dimmable | Continuous Above 10 | No |  | 3.1 | 2802 | 97 | 29 | 20 | 0.9 | 3000 | 70
PERP3NHJ | Acuity Brands Lighting | Hydrel | M9710C/M9730C LED P4 30K NFL FLC XXX XXX XXX LDIM | Outdoor Luminaires | Low Output | Architectural Flood and Spot Luminaires | Standard | FALSE | [9 empty] | 42395 | Dimmable | Continuous Below 10 | No |  | 3.1 | 4973 | 94 | 53 | 20 | 0.9 | 3000 | 70
PJ2JA6CC | Acuity Brands Lighting | Hydrel | M9710C/M9730C LED P3 30K NFL FLC XXX XXX XXX LDIM [120V Only] | Outdoor Luminaires | Low Output | Architectural Flood and Spot Luminaires | Standard | FALSE | [9 empty] | 42395 | Dimmable | Continuous Below 10 | No |  | 3.1 | 4617 | 100 | 46 | 20 | 0.9 | 3000 | 70
P8EYVB7W | Acuity Brands Lighting | Hydrel | M9710C/M9730C LED P2 30K NFL FLC XXX XXX XXX LDIM [120V Only] | Outdoor Luminaires | Low Output | Architectural Flood and Spot Luminaires | Standard | FALSE | [9 empty] | 42395 | Dimmable | Continuous Below 10 | No |  | 3.1 | 3504 | 101 | 35 | 20 | 0.9 | 3000 | 70
PN98VYW6 | Acuity Brands Lighting | Hydrel | M9710C/M9730C LED P1 30K NFL FLC XXX XXX XXX LDIM [120V Only] | Outdoor Luminaires | Low Output | Architectural Flood and Spot Luminaires | Standard | FALSE | [9 empty] | 42395 | Dimmable | Continuous Below 10 | No |  | 3.1 | 2964 | 102 | 29 | 20 | 0.9 | 3000 | 70
PH3Z4X4P | Acuity Brands Lighting | Hydrel | M9710C/M9730C LED P4 30K NFL FLC XXX XXX XXX IDIM | Outdoor Luminaires | Low Output | Architectural Flood and Spot Luminaires | Standard | FALSE | [9 empty] | 42395 | Dimmable | Continuous Above 10 | No |  | 3.1 | 4973 | 94 | 53 | 20 | 0.9 | 3000 | 70
PJGXCXY9 | Acuity Brands Lighting | Hydrel | M9710C/M9730C LED P3 30K NFL FLC XXX XXX XXX IDIM [120V Only] | Outdoor Luminaires | Low Output | Architectural Flood and Spot Luminaires | Standard | FALSE | [9 empty] | 42395 | Dimmable | Continuous Above 10 | No |  | 3.1 | 4617 | 100 | 46 | 20 | 0.9 | 3000 | 70
P4E6YU9M | Acuity Brands Lighting | Hydrel | M9710C/M9730C LED P2 30K NFL FLC XXX XXX XXX IDIM [120V Only] | Outdoor Luminaires | Low Output | Architectural Flood and Spot Luminaires | Standard | FALSE | [9 empty] | 42395 | Dimmable | Continuous Above 10 | No |  | 3.1 | 3504 | 101 | 35 | 20 | 0.9 | 3000 | 70
PVUGRR9K | Acuity Brands Lighting | Hydrel | M9710C/M9730C LED P1 30K NFL FLC XXX XXX XXX IDIM [120V Only] | Outdoor Luminaires | Low Output | Architectural Flood and Spot Luminaires | Standard | FALSE | [9 empty] | 42395 | Dimmable | Continuous Above 10 | No |  | 3.1 | 2964 | 102 | 29 | 20 | 0.9 | 3000 | 70
P82YEEG8 | Acuity Brands Lighting | Hydrel | M9710C/M9730C LED P4 30K NSP FLC XXX XXX XXX LDIM | Outdoor Luminaires | Mid Output | Architectural Flood and Spot Luminaires | Standard | FALSE | [9 empty] | 42395 | Dimmable | Continuous Below 10 | No |  | 3.1 | 5504 | 104 | 53 | 20 | 0.9 | 3000 | 70
P65PPMP9 | Acuity Brands Lighting | Hydrel | M9710C/M9730C LED P3 30K NSP FLC XXX XXX XXX LDIM [120V Only] | Outdoor Luminaires | Mid Output | Architectural Flood and Spot Luminaires | Standard | FALSE | [9 empty] | 42395 | Dimmable | Continuous Below 10 | No |  | 3.1 | 5111 | 111 | 46 | 20 | 0.9 | 3000 | 70
PKGNDZCK | Acuity Brands Lighting | Hydrel | M9710C/M9730C LED P2 30K NSP FLC XXX XXX XXX LDIM [120V Only] | Outdoor Luminaires | Low Output | Architectural Flood and Spot Luminaires | Standard | FALSE | [9 empty] | 42395 | Dimmable | Continuous Below 10 | No |  | 3.1 | 3887 | 112 | 35 | 20 | 0.9 | 3000 | 70
PC5TBC3Z | Acuity Brands Lighting | Hydrel | M9710C/M9730C LED P1 30K NSP FLC XXX XXX XXX LDIM [120V Only] | Outdoor Luminaires | Low Output | Architectural Flood and Spot Luminaires | Standard | FALSE | [9 empty] | 42395 | Dimmable | Continuous Below 10 | No |  | 3.1 | 3285 | 113 | 29 | 20 | 0.9 | 3000 | 70
P3DAN4YD | Acuity Brands Lighting | Hydrel | M9710C/M9730C LED P4 30K NSP FLC XXX XXX XXX IDIM | Outdoor Luminaires | Mid Output | Architectural Flood and Spot Luminaires | Standard | FALSE | [9 empty] | 42395 | Dimmable | Continuous Above 10 | No |  | 3.1 | 5504 | 104 | 53 | 20 | 0.9 | 3000 | 70
P62U8865 | Acuity Brands Lighting | Hydrel | M9710C/M9730C LED P3 30K NSP FLC XXX XXX XXX IDIM [120V Only] | Outdoor Luminaires | Mid Output | Architectural Flood and Spot Luminaires | Standard | FALSE | [9 empty] | 42395 | Dimmable | Continuous Above 10 | No |  | 3.1 | 5111 | 111 | 46 | 20 | 0.9 | 3000 | 70
PW57UD96 | Acuity Brands Lighting | Hydrel | M9710C/M9730C LED P2 30K NSP FLC XXX XXX XXX IDIM [120V Only] | Outdoor Luminaires | Low Output | Architectural Flood and Spot Luminaires | Standard | FALSE | [9 empty] | 42395 | Dimmable | Continuous Above 10 | No |  | 3.1 | 3887 | 112 | 35 | 20 | 0.9 | 3000 | 70
PMEWSZUA | Acuity Brands Lighting | Hydrel | M9710C/M9730C LED P1 30K NSP FLC XXX XXX XXX IDIM [120V Only] | Outdoor Luminaires | Low Output | Architectural Flood and Spot Luminaires | Standard | FALSE | [9 empty] | 42395 | Dimmable | Continuous Above 10 | No |  | 3.1 | 3285 | 113 | 29 | 20 | 0.9 | 3000 | 70
PBJMBEMW | Intelligent Energy Optimizers LLC | Intelligent Energy Optimizers | OptieoLED 60W Flood | Outdoor Luminaires | Mid Output | Architectural Flood and Spot Luminaires | Standard | TRUE | 6098 | 101.7 | 59.97 | 12.89 | 0.964 | 4932 | 77.8 | 5 | 50000 | 42394 |  |  | No |  | 3 | 6098 | 100 | 60 | 20 | 0.9 | 5000 | 70
P3WWBHG9 | Intelligent Energy Optimizers LLC | Intelligent Energy Optimizers | OptieoLED 300W Flood | Outdoor Luminaires | High Output | Architectural Flood and Spot Luminaires | Standard | TRUE | 29329 | 97.5 | 300.9 | 8.66 | 0.9582 | 4938 | 79.7 | 5 | 50000 | 42394 |  |  | No |  | 3 | 29329 | 100 | 300 | 20 | 0.9 | 5000 | 70
P9ATMDMD | Intelligent Energy Optimizers LLC | Intelligent Energy Optimizers | OptieoLED 30W Flood | Outdoor Luminaires | Low Output | Architectural Flood and Spot Luminaires | Standard | TRUE | 3414.4 | 109.2 | 31.28 | 20.53 | 0.9412 | 4813 | 77.5 | 5 | 50000 | 42394 |  |  | No |  | 3 | 3415.3 | 100 | 30 | 20 | 0.9 | 5000 | 70
PT3FZ628 | Intelligent Energy Optimizers LLC | Intelligent Energy Optimizers | OptieoLED 120W Flood | Outdoor Luminaires | High Output | Architectural Flood and Spot Luminaires | Standard | TRUE | 12304 | 101.2 | 121.58 | 11.99 | 0.9396 | 4976 | 79.8 | 5 | 50000 | 42394 |  |  | No |  | 3 | 12304 | 100 | 120 | 20 | 0.9 | 5000 | 70
P436MTNK | Intelligent Energy Optimizers LLC | Intelligent Energy Optimizers | OptieoLED 100W Flood | Outdoor Luminaires | High Output | Architectural Flood and Spot Luminaires | Standard | TRUE | 10659 | 105.6 | 100.98 | 13.99 | 0.9355 | 4895 | 78.9 | 5 | 50000 | 42394 |  |  | No |  | 3 | 10659 | 100 | 100 | 20 | 0.9 | 5000 | 70
P8P2XQYC | Intelligent Energy Optimizers LLC | Intelligent Energy Optimizers | OptieoLED 80W Flood | Outdoor Luminaires | High Output | Architectural Flood and Spot Luminaires | Standard | TRUE | 9052.6 | 111.6 | 81.14 | 17.07 | 0.9129 | 5050 | 77.8 | 5 | 50000 | 42394 |  |  | No |  | 3 | 9070.9 | 100 | 80 | 20 | 0.9 | 5000 | 70
P6256X8R | Shenzhen Bbier Lighting Co. Ltd | BBIER | BB-FL-120W-C-50 | Outdoor Luminaires | High Output | Architectural Flood and Spot Luminaires | Standard | TRUE | 13412 | 111.58 | 120.2 | 16.52 | 0.9355 | 5233 | 71.1 | 5 | 50000 | 42390 |  |  | No |  | 3.1 | 4404 | 105.5 | 41.73 | 23.47 | 0.907 | 4052 | 84.2
P4JU469Y | Shenzhen Bbier Lighting Co. Ltd | BBIER | BB-FL-150W-C-50 | Outdoor Luminaires | High Output | Architectural Flood and Spot Luminaires | Standard | TRUE | 15788 | 108.81 | 145.1 | 14.85 | 0.9351 | 5297 | 72.8 | 5 | 50000 | 42390 |  |  | No |  | 3.1 | 15788 | 108.81 | 145.1 | 14.85 | 0.9351 | 5000 | 72.8
PRUN4QWY | Shenzhen Bbier Lighting Co. Ltd | BBIER | BB-FL-150W-B-50 | Outdoor Luminaires | High Output | Architectural Flood and Spot Luminaires | Standard | TRUE | 16965 | 107.71 | 157.5 | 15.24 | 0.9328 | 5311 | 73.1 | 5 | 50000 | 42390 |  |  | No |  | 3.1 | 16965 | 107.71 | 157.5 | 15.24 | 0.9328 | 5000 | 73.1
P41YDND1 | Shenzhen Bbier Lighting Co. Ltd | BBIER | BB-FL-100W-A-27 | Outdoor Luminaires | Mid Output | Architectural Flood and Spot Luminaires | Standard | TRUE | 6508.1 | 69.07 | 94.23 | 14.53 | 0.9326 | 2729 | 69 | 5 | 50000 | 42390 |  |  | No |  | 3.1 | 6508.1 | 69.07 | 94.23 | 14.53 | 0.9326 | 2700 | 69
PYEA9DPE | Shenzhen Bbier Lighting Co. Ltd | BBIER | BB-FL-60W-A-27 | Outdoor Luminaires | Low Output | Architectural Flood and Spot Luminaires | Standard | TRUE | 3751.3 | 65.51 | 57.26 | 16.49 | 0.9122 | 2794 | 66.2 | 5 | 50000 | 42390 |  |  | No |  | 3.1 | 3751.3 | 65.51 | 57.26 | 16.49 | 0.9122 | 2700 | 71.6
PF4YJZTF | Shenzhen Bbier Lighting Co. Ltd | BBIER | BB-FL-100W-A-50 | Outdoor Luminaires | Mid Output | Architectural Flood and Spot Luminaires | Standard | FALSE | [9 empty] | 42390 |  |  | No |  | 3.1 | 6943 | 73.39 | 94.61 | 16.35 | 0.9424 | 5000 | 76.3
PSY8K97C | Shenzhen Bbier Lighting Co. Ltd | BBIER | BB-FL-60W-A-50 | Outdoor Luminaires | Low Output | Architectural Flood and Spot Luminaires | Standard | FALSE | [9 empty] | 42390 |  |  | No |  | 3.1 | 4045 | 69.79 | 57.96 | 16.17 | 0.9134 | 5000 | 72.2
PND1FWJF | Shenzhen Bbier Lighting Co. Ltd | BBIER | BB-FL-60W-A-41 | Outdoor Luminaires | Low Output | Architectural Flood and Spot Luminaires | Standard | FALSE | [9 empty] | 42390 |  |  | No |  | 3.1 | 3751.3 | 65.51 | 57.26 | 16.49 | 0.9122 | 4100 | 71.6
PBGP7ETR | Shenzhen Bbier Lighting Co. Ltd | BBIER | BB-FL-100W-A-41 | Outdoor Luminaires | Mid Output | Architectural Flood and Spot Luminaires | Standard | FALSE | [9 empty] | 42390 |  |  | No |  | 3.1 | 6508.1 | 69.07 | 94.23 | 14.53 | 0.9326 | 4100 | 69
PHSBS66F | Shenzhen Bbier Lighting Co. Ltd | BBIER | BB-FL-60W-A-30 | Outdoor Luminaires | Low Output | Architectural Flood and Spot Luminaires | Standard | FALSE | [9 empty] | 42390 |  |  | No |  | 3.1 | 3751.3 | 65.51 | 57.26 | 16.49 | 0.9122 | 3000 | 71.6
PDH9MZXH | Shenzhen Bbier Lighting Co. Ltd | BBIER | BB-FL-100W-A-30 | Outdoor Luminaires | Mid Output | Architectural Flood and Spot Luminaires | Standard | FALSE | [9 empty] | 42390 |  |  | No |  | 3.1 | 6508.1 | 69.07 | 94.23 | 14.53 | 0.9326 | 3000 | 69
P29XT85K | Luxtronik Technology(China) Company Limited | LUXTRONIK | LM-LUX-FL-150 | Outdoor Luminaires | High Output | Architectural Flood and Spot Luminaires | Standard | TRUE | 16170 | 93.92 | 172.2 | 13.45 | 0.9262 | 5545 | 72.3 | 5 | 50000 | 42389 |  |  | No |  | 3 | 16170 | 93.92 | 172.2 | 6.37 | 0.9973 | 5545 | 72.3
PSS77QRS | Reita Industrial Co. Ltd | REITA | RT-BLLF500W | Outdoor Luminaires | Very High Output | Architectural Flood and Spot Luminaires | Standard | TRUE | 59274.39 | 115.48 | 513.3 | 12.9 | 0.92 | 4988 | 70 | 5 | 50000 | 42389 |  |  | No |  | 3.1 | 59270 | 115.54 | 513 | 4.5 | 0.99 | 5000 | 70
PE79MPSQ | Reita Industrial Co. Ltd | REITA | RT-BLLF720W | Outdoor Luminaires | Very High Output | Architectural Flood and Spot Luminaires | Standard | TRUE | 83438.97 | 114.68 | 727.57 | 12.6 | 0.92 | 5139 | 70 | 5 | 50000 | 42389 |  |  | No |  | 3.1 | 83430 | 114.76 | 727 | 4.8 | 0.99 | 5000 | 70
P6G41F8S | Reita Industrial Co. Ltd | REITA | RT-BLLF1000W | Outdoor Luminaires | Very High Output | Architectural Flood and Spot Luminaires | Standard | TRUE | 114141.3 | 111.01 | 1028.2 | 12 | 0.91 | 4927 | 71 | 5 | 50000 | 42389 |  |  | No |  | 3.1 | 114140 | 111.03 | 1028 | 4.4 | 0.99 | 5000 | 70
PKMKAEMEZ | SmartRay Inc. |  | SRMP80W | Outdoor Luminaires | Mid Output | Architectural Flood and Spot Luminaires | Standard | TRUE | 9881.68 | 119.47 | 82.71 | 20.1 | 0.89 | 5704 | 75.3 | 5 | 50000 | 42389 |  |  | NotYetVerified |  | 3 | 9880 | 119.46 | 82.7 | 20.1 | 0.89 | 5700 | 74
PK12VTZ1 | Juno Lighting LLC | Acculite | LF-B12-4K-[UNE1E2E3]-[SFTR]-W-[Can include PC]-PG-D | Outdoor Luminaires | High Output | Architectural Flood and Spot Luminaires | Standard | TRUE | 10380 | 72.8 | 142.7 | 12 | 0.991 | 4036 | 73.63 | 5 | 100000 | 42388 |  |  | Yes |  | 3 | 10380 | 72.8 | 144.9 | 11.8 | 0.991 | 4040 | 73.69
PBG212TX | Juno Lighting LLC | Acculite | LF-B12-5K-[UNE1E2E3]-[SFTR]-W-[Can include PC]-HT-D | Outdoor Luminaires | High Output | Architectural Flood and Spot Luminaires | Standard | FALSE | [9 empty] | 42388 |  |  | Yes |  | 3 | 17887.18 | 123.44 | 144.9 | 11.8 | 0.991 | 5062 | 72.47
PGA4NN9E | Juno Lighting LLC | Acculite | LF-B12-5K-[UNE1E2E3]-[SFTR]-W-[Can include PC]-D | Outdoor Luminaires | High Output | Architectural Flood and Spot Luminaires | Standard | FALSE | [9 empty] | 42388 |  |  | Yes |  | 3 | 17421.55 | 120.23 | 144.9 | 11.8 | 0.991 | 5062 | 72.47
PXPAQK2W | Juno Lighting LLC | Acculite | LF-B12-5K-[UNE1E2E3]-[SFTR]-W-[Can include PC]-PG-D | Outdoor Luminaires | High Output | Architectural Flood and Spot Luminaires | Standard | FALSE | [9 empty] | 42388 |  |  | Yes |  | 3 | 11855.75 | 81.82 | 144.9 | 11.8 | 0.991 | 5062 | 72.47
P18A6NWN | Juno Lighting LLC | Acculite | LF-B12-4K-[UNE1E2E3]-[SFTR]-W-[Can include PC]-HT-D | Outdoor Luminaires | High Output | Architectural Flood and Spot Luminaires | Standard | FALSE | [9 empty] | 42388 |  |  | Yes |  | 3 | 15660.66 | 108.08 | 144.9 | 11.8 | 0.991 | 4040 | 73.69
PAMSERPZ | Juno Lighting LLC | Acculite | LF-B12-4K-[UNE1E2E3]-[SFTR]-W-[Can include PC]-D | Outdoor Luminaires | High Output | Architectural Flood and Spot Luminaires | Standard | FALSE | [9 empty] | 42388 |  |  | Yes |  | 3 | 15253 | 105.3 | 144.9 | 11.8 | 0.991 | 4040 | 73.69
PZUY615F | Eaton's Crouse-Hinds Business | HazardGard | [ /n]EVLL13LC[ /A/BX/CX/J/M][ /2/3/5/25/32]0/[UNV1/UNV34][ /S812] | Outdoor Luminaires | High Output | Architectural Flood and Spot Luminaires | Standard | TRUE | 13580 | 87.8 | 154.4 | 6.18 | 0.998 | 5385 | 72.2 | 5 |  | 42383 |  |  | No |  | 3 | 13816.7 | 88.56 | 156 | 11.13 | 0.985 | 5000 | 70
P1JWSFUX | Spring Lighting Group Inc | SLG | FL150AAUNVXWZZZ | Outdoor Luminaires | High Output | Architectural Flood and Spot Luminaires | Premium | TRUE | 17642.93 | 117.855 | 149.7 | 5.12 | 0.9762 | 4907 | 71.7 | 5 | 50000 | 42383 | Not Dimmable | Not Dimmable | No |  | 3 | 18000 | 120 | 150 | 5.12 | 0.9762 | 5000 | 72
PXZSYQC9 | Eaton's Crouse-Hinds Business | HazardGard | [ /n]EVLL5LC[ /A/BX/CX/J/M][ /2/3/5/25/32]0/[UNV1/UNV34][ /S812] | Outdoor Luminaires | Mid Output | Architectural Flood and Spot Luminaires | Standard | TRUE | 5769 | 102.5 | 56.24 | 15.03 | 0.968 | 5250 | 70.2 | 5 |  | 42383 |  |  | No |  | 3 | 5926 | 105.25 | 56.3 | 13.98 | 0.977 | 5000 | 70
PMK3C144 | Spring Lighting Group Inc | SLG | FL85AAUNVXWZZZ | Outdoor Luminaires | High Output | Architectural Flood and Spot Luminaires | Premium | TRUE | 10255.737 | 121.37 | 84.5 | 3.27 | 0.9407 | 5020 | 71.2 | 5 | 50000 | 42383 |  |  | No |  | 3 | 10200 | 120 | 85 | 3.27 | 0.9407 | 5000 | 71
PGN35TSF | Spring Lighting Group Inc | SLG | FL120AAUNVXWZZZ | Outdoor Luminaires | High Output | Architectural Flood and Spot Luminaires | Premium | TRUE | 15750.48 | 126.165 | 124.84 | 10.14 | 0.9165 | 4825 | 73.3 | 5 | 50000 | 42383 |  |  | No |  | 3 | 14400 | 120 | 120 | 10.14 | 0.9165 | 5000 | 73
PDHVJUJU | Spring Lighting Group Inc | SLG | FL40AAUNVXWZZZ | Outdoor Luminaires | Low Output | Architectural Flood and Spot Luminaires | Premium | TRUE | 4928.496 | 120.472 | 40.91 | 13.48 | 0.9028 | 4909 | 70.8 | 5 | 50000 | 42383 | Not Dimmable | Not Dimmable | No |  | 3 | 4800 | 120 | 40 | 13.48 | 0.9028 | 5000 | 73
PFVBKPAV | Spring Lighting Group Inc | SLG | FL28AAUNVXWZZZ | Outdoor Luminaires | Low Output | Architectural Flood and Spot Luminaires | Premium | TRUE | 3340.639 | 122.727 | 27.22 | 9.56 | 0.8841 | 4785 | 73.1 | 5 | 50000 | 42383 |  |  | No |  | 3 | 3360 | 120 | 28 | 9.56 | 0.8841 | 5000 | 73
PKN2DNZ8 | Spring Lighting Group Inc | SLG | FL60AAUNVXWZZZ | Outdoor Luminaires | Mid Output | Architectural Flood and Spot Luminaires | Premium | TRUE | 7435.593 | 126.456 | 58.8 | 13.71 | 0.8702 | 4821 | 73 | 5 | 50000 | 42383 |  |  | No |  | 3 | 7200 | 120 | 60 | 13.71 | 0.8702 | 4821 | 73
P4XC2J7J | Eaton's Crouse-Hinds Business | HazardGard | [ /n]EVLL7LC[ /A/BX/CX/J/M][ /2/3/5/25/32]0/[UNV1/UNV34][ /S812] | Outdoor Luminaires | Mid Output | Architectural Flood and Spot Luminaires | Standard | FALSE | [9 empty] | 42383 |  |  | No |  | 3 | 8137.2 | 94.72 | 85.9 | 15.03 | 0.968 | 5000 | 70
PSNQVNBT | Eaton's Crouse-Hinds Business | HazardGard | [ /n]EVLL9LC[ /A/BX/CX/J/M][ /2/3/5/25/32]0/[UNV1/UNV34][ /S812] | Outdoor Luminaires | High Output | Architectural Flood and Spot Luminaires | Standard | FALSE | [9 empty] | 42383 |  |  | No |  | 3 | 10191.2 | 88.85 | 114.7 | 13.92 | 0.978 | 5000 | 70
P8Y2FR72 | Eaton's Crouse-Hinds Business | HazardGard | [ /n]EVLL11LC[ /A/BX/CX/J/M][ /2/3/5/25/32]0/[UNV1/UNV34][ /S812] | Outdoor Luminaires | High Output | Architectural Flood and Spot Luminaires | Standard | FALSE | [9 empty] | 42383 |  |  | No |  | 3 | 11387.9 | 98.51 | 115.6 | 12.31 | 0.979 | 5000 | 70
PNCQ64UT | APACK Inc. | APACK | F640A-LM705715A | Outdoor Luminaires | Very High Output | Architectural Flood and Spot Luminaires | Standard | FALSE | [9 empty] | 42383 | Not Dimmable | Not Dimmable | No |  | 3 | 76723.01 | 117.5 | 640 | 8.275 | 0.962 | 5700 | 70
PJ23494F | APACK Inc. | APACK | F640A-LM705715B | Outdoor Luminaires | Very High Output | Architectural Flood and Spot Luminaires | Standard | FALSE | [9 empty] | 42383 | Dimmable | Continuous Below 10 | No |  | 3 | 76723.01 | 117.5 | 640 | 8.275 | 0.962 | 5700 | 70
P3W12JH1 | APACK Inc. | APACK | F640A-LM705015A | Outdoor Luminaires | Very High Output | Architectural Flood and Spot Luminaires | Standard | FALSE | [9 empty] | 42383 | Not Dimmable | Not Dimmable | No |  | 3 | 70400 | 110 | 640 | 8.136 | 0.962 | 5000 | 70
PV2YFX2S | APACK Inc. | APACK | F640A-LM705015B | Outdoor Luminaires | Very High Output | Architectural Flood and Spot Luminaires | Standard | FALSE | [9 empty] | 42383 | Dimmable | Continuous Below 10 | No |  | 3 | 70400 | 110 | 640 | 8.136 | 0.962 | 5000 | 70
PYN3PSP9 | APACK Inc. | APACK | F640A-LM704015A | Outdoor Luminaires | Very High Output | Architectural Flood and Spot Luminaires | Standard | FALSE | [9 empty] | 42383 | Not Dimmable | Not Dimmable | No |  | 3 | 70400 | 110 | 640 | 8.136 | 0.962 | 4000 | 70
PJEG8K4Q | APACK Inc. | APACK | F640A-LM704015B | Outdoor Luminaires | Very High Output | Architectural Flood and Spot Luminaires | Standard | FALSE | [9 empty] | 42383 | Dimmable | Continuous Below 10 | No |  | 3 | 70400 | 110 | 640 | 8.136 | 0.962 | 4000 | 70
P2HHRFZW | Mule LightingInc. | LEDalux | LXT2-ED-200 | Outdoor Luminaires | High Output | Architectural Flood and Spot Luminaires | Standard | TRUE | 19415.46 | 106.15 | 182.9 | 9.23 | 0.964 | 5310 | 86.2 | 5 | 50000 | 42382 |  |  | NotYetVerified |  | 3 | 19415.46 | 106.15 | 182.9 | 7.66 | 0.997 | 5310 | 86
PPEGMWVY | Mule LightingInc. | LEDalux | LXT2-ED-150 | Outdoor Luminaires | High Output | Architectural Flood and Spot Luminaires | Standard | TRUE | 15349.52 | 106.23 | 144.5 | 7.18 | 0.949 | 5304 | 84.9 | 5 | 50000 | 42382 |  |  | NotYetVerified |  | 3 | 15349.52 | 106.23 | 144.5 | 4.69 | 0.997 | 5000 | 85
PEZNF69P | Mule LightingInc. | LEDalux | LXT2-ED-300 | Outdoor Luminaires | Very High Output | Architectural Flood and Spot Luminaires | Standard | TRUE | 30958.97 | 105.41 | 293.7 | 10.09 | 0.948 | 5296 | 87.1 | 5 | 50000 | 42382 |  |  | NotYetVerified |  | 3 | 30000 | 100 | 300 | 5.61 | 0.997 | 5000 | 87
PG6DEF38 | Mule LightingInc. | LEDalux | LXT2-ED-450 | Outdoor Luminaires | Very High Output | Architectural Flood and Spot Luminaires | Standard | TRUE | 45971.79 | 104.79 | 437.1 | 10.05 | 0.948 | 5308 | 87.7 | 5 | 50000 | 42382 |  |  | NotYetVerified |  | 3 | 45971.79 | 104.79 | 438.7 | 6.24 | 0.997 | 5308 | 88
P9C9DK4G | Mule LightingInc. | LEDalux | LXT2-ED-100 | Outdoor Luminaires | High Output | Architectural Flood and Spot Luminaires | Standard | TRUE | 10455.28 | 106.03 | 98.61 | 14.73 | 0.926 | 5308 | 85.5 | 5 | 50000 | 42382 |  |  | NotYetVerified |  | 3 | 10455.28 | 106.03 | 98.61 | 7.66 | 0.995 | 5308 | 86
PYJC4JS5 | Luminance | SUNSET Lighting | F7419-66 35W | Outdoor Luminaires | Low Output | Architectural Flood and Spot Luminaires | Standard | TRUE | 3211.72 | 97.65 | 32.89 | 18.8 | 0.92 | 5904 | 84 | 5 |  | 42382 |  |  | NotYetVerified |  | 3 | 3200 | 96.9 | 33 | 18.8 | 0.92 | 5700 | 80
PHYN4PXQ | Reliable Energy Solutions | Galaxy | SLFL-20W (3000K) | Outdoor Luminaires | Low Output | Architectural Flood and Spot Luminaires | Standard | TRUE | 1580.9 | 77.46 | 20.41 | 9.05 | 0.9823 | 2968 | 82.2 | 5 | 50000 | 42380 |  |  | No |  | 3 | 1580.9 | 77.46 | 20.41 | 9.05 | 0.9823 | 3000 | 82.2
PF1F3CMZ | Reliable Energy Solutions | Galaxy | SLFL-10W (3000K) [120V Only] | Outdoor Luminaires | Low Output | Architectural Flood and Spot Luminaires | Standard | TRUE | 908.47 | 86.92 | 10.45 | 10.26 | 0.9809 | 2969 | 82.3 | 5 | 50000 | 42380 |  |  | No |  | 3 | 908.47 | 86.92 | 10.45 | 10.26 | 0.9809 | 3000 | 82.3
PCFKWHRZ | Reliable Energy Solutions | Galaxy | FL-100W57K | Outdoor Luminaires | Mid Output | Architectural Flood and Spot Luminaires | Standard | TRUE | 9423.093 | 90.55 | 104.07 | 19.13 | 0.967 | 5868 | 84.4 | 5 | 50000 | 42380 |  |  | NotYetVerified |  | 3 |  |  | 100 |  | 0.95 | 5700 | 70
PWGD4PAB | Reliable Energy Solutions | Galaxy | FL-100W50K | Outdoor Luminaires | Mid Output | Architectural Flood and Spot Luminaires | Standard | TRUE | 9305.23 | 91.15 | 103.424 | 20.86 | 0.963 | 5278 | 83.4 | 5 | 50000 | 42380 |  |  | NotYetVerified |  | 3 |  |  | 100 |  |  | 5000 | 70
PKZS8QK3 | Shenzhen Zoweer Optoelectronic Technology Co. Ltd. | Zoweer | ZR-FL-150W35MZ(4000K) | Outdoor Luminaires | High Output | Architectural Flood and Spot Luminaires | Standard | TRUE | 18138.88 | 120.845 | 150.1 | 12.7 | 0.952 | 3911 | 74.3 | 5 | 50000 | 42380 |  |  | NotYetVerified |  | 3.1 | 18138.88 | 120.845 | 150.1 | 12.7 | 0.952 | 3911 | 74.3
P796JDYH | Shenzhen Zoweer Optoelectronic Technology Co. Ltd. | Zoweer | ZR-FL-200W35MZ(4000K) | Outdoor Luminaires | High Output | Architectural Flood and Spot Luminaires | Standard | TRUE | 23983.988 | 120.1 | 199.7 | 12.9 | 0.951 | 3927 | 74.5 | 5 | 50000 | 42380 |  |  | NotYetVerified |  | 3.1 | 23983.988 | 120.1 | 199.7 | 12.9 | 0.951 | 3927 | 74.5
PPWTA3EZ | Reliable Energy Solutions | Galaxy | FL-200W57K | Outdoor Luminaires | High Output | Architectural Flood and Spot Luminaires | Standard | TRUE | 19299.988 | 97.303 | 198.35 | 14.2 | 0.949 | 5490 | 82.4 | 5 | 50000 | 42380 |  |  | NotYetVerified |  | 3 |  |  | 200 |  | 0.95 | 5700 | 70
PAQ9TGWE | Reliable Energy Solutions | Galaxy | FL-200W50K | Outdoor Luminaires | High Output | Architectural Flood and Spot Luminaires | Standard | TRUE | 19289.52 | 97.353 | 198.14 | 14.5 | 0.9442 | 4950 | 81.3 | 5 | 50000 | 42380 |  |  | NotYetVerified |  | 3 |  |  | 200 |  | 0.95 | 5000 | 70
PTBEU6RM | Reliable Energy Solutions | Galaxy | SLFL-50W (3000K) | Outdoor Luminaires | Low Output | Architectural Flood and Spot Luminaires | Standard | TRUE | 4495.1 | 90.81 | 49.5 | 18.15 | 0.9335 | 2958 | 82.4 | 5 | 50000 | 42380 |  |  | No |  | 3 | 4495.1 | 90.81 | 49.5 | 18.15 | 0.9335 | 3000 | 82.4
PVJPX4AJ | Reliable Energy Solutions | Galaxy | FL-50W57K | Outdoor Luminaires | Low Output | Architectural Flood and Spot Luminaires | Standard | TRUE | 4643.486 | 90.62 | 51.24 | 19.06 | 0.931 | 5946 | 85.3 | 5 | 50000 | 42380 |  |  | NotYetVerified |  | 3 |  |  | 50 |  | 0.95 | 5700 | 70
PB124728 | Reliable Energy Solutions | Galaxy | FL-150W50K | Outdoor Luminaires | High Output | Architectural Flood and Spot Luminaires | Standard | TRUE | 14824.68 | 97.288 | 152.38 | 14.24 | 0.927 | 5134 | 82.3 | 5 | 50000 | 42380 |  |  | NotYetVerified |  | 3 |  |  | 150 |  |  | 5000 | 70
P29FYEFD | Reliable Energy Solutions | Galaxy | FL-50W50K | Outdoor Luminaires | Low Output | Architectural Flood and Spot Luminaires | Standard | TRUE | 4633.779 | 90.86 | 51 | 20.86 | 0.927 | 5144 | 83.3 | 5 | 50000 | 42380 |  |  | NotYetVerified |  | 3 |  |  | 50 |  | 0.95 | 5000 | 70
PWUPENB1 | Global Energy & Lighting | Blaze LED | GLEDFL 50W 50K 75X100 D | Outdoor Luminaires | Mid Output | Architectural Flood and Spot Luminaires | Standard | TRUE | 5481 | 99.67 | 54.99 | 13.79 | 0.9248 | 5098 | 75.3 | 5 | 50000 | 42380 |  |  | No | Model number updated on 3/28/2017 | 3 | 5481 | 99.67 | 54.99 | 13.79 | 0.9284 | 5000 | 75.3
PE6FW2RS | Global Energy & Lighting | Blaze LED | GLEDFL 50W 30K 75X100 D | Outdoor Luminaires | Mid Output | Architectural Flood and Spot Luminaires | Standard | TRUE | 5120.7 | 94.6 | 54.13 | 12.79 | 0.9056 | 3011 | 73.9 | 5 | 50000 | 42380 |  |  | No | Model number updated on 3/28/2017 | 3 | 5139.2 | 94.28 | 54.51 | 12.79 | 0.9056 | 3000 | 73.9
PMMMY211 | Reliable Energy Solutions | Galaxy | SLFL-30W (3000K) | Outdoor Luminaires | Low Output | Architectural Flood and Spot Luminaires | Standard | TRUE | 2717.6 | 94.76 | 28.68 | 17.56 | 0.9037 | 2960 | 82.4 | 5 | 50000 | 42380 |  |  | No |  | 3 | 2717.6 | 94.76 | 28.68 | 17.56 | 0.9037 | 3000 | 82.4
P9VJ77AW | Shenzhen Zoweer Optoelectronic Technology Co. Ltd. | Zoweer | ZR-FL-200W35MZ(5700K) | Outdoor Luminaires | High Output | Architectural Flood and Spot Luminaires | Standard | FALSE | [9 empty] | 42380 |  |  | NotYetVerified |  | 3.1 | 25194.877 | 126.1 | 199.8 | 12.9 | 0.952 | 5686 | 76.5
PJM91CX9 | Shenzhen Zoweer Optoelectronic Technology Co. Ltd. | Zoweer | ZR-FL-150W35MZ(5700K) | Outdoor Luminaires | High Output | Architectural Flood and Spot Luminaires | Standard | FALSE | [9 empty] | 42380 |  |  | NotYetVerified |  | 3.1 | 18672.51 | 124.4 | 150.1 | 12.8 | 0.953 | 5582 | 75.6
PU6ES87C | Reliable Energy Solutions | Galaxy | SLFL-30W (5700K) | Outdoor Luminaires | Low Output | Architectural Flood and Spot Luminaires | Standard | FALSE | [9 empty] | 42380 | Not Dimmable | Not Dimmable | No |  | 3 | 2905 | 99.62 | 29.16 | 17.85 | 0.9055 | 5700 | 83
PYYRX9W7 | Reliable Energy Solutions | Galaxy | SLFL-10W (5700K) [120V Only] | Outdoor Luminaires | Low Output | Architectural Flood and Spot Luminaires | Standard | FALSE | [9 empty] | 42380 | Not Dimmable | Not Dimmable | No |  | 3 | 934 | 90.15 | 10.36 | 10.33 | 0.9825 | 5700 | 82.9
PDJJ9FR7 | Reliable Energy Solutions | Galaxy | SLFL-20W (5700K) | Outdoor Luminaires | Low Output | Architectural Flood and Spot Luminaires | Standard | FALSE | [9 empty] | 42380 | Not Dimmable | Not Dimmable | No |  | 3 | 1649 | 80.4 | 20.51 | 9.46 | 0.9732 | 5700 | 82.8
PZYXCUTD | Reliable Energy Solutions | Galaxy | SLFL-50W (5700K) | Outdoor Luminaires | Low Output | Architectural Flood and Spot Luminaires | Standard | FALSE | [9 empty] | 42380 | Not Dimmable | Not Dimmable | No |  | 3 | 4770 | 96.27 | 49.55 | 18.44 | 0.9433 | 5700 | 82.7
PG7WA52R | Reliable Energy Solutions | Galaxy | SLFL-50W (5000K) | Outdoor Luminaires | Low Output | Architectural Flood and Spot Luminaires | Standard | FALSE | [9 empty] | 42380 | Not Dimmable | Not Dimmable | No |  | 3 | 4715 | 95.2 | 49.53 | 18.15 | 0.9335 | 5000 | 82.4
PJQZMNUP | Reliable Energy Solutions | Galaxy | SLFL-30W (5000K) | Outdoor Luminaires | Low Output | Architectural Flood and Spot Luminaires | Standard | FALSE | [9 empty] | 42380 | Not Dimmable | Not Dimmable | No |  | 3 | 2867 | 99.15 | 28.92 | 17.56 | 0.9037 | 5000 | 82.4
P9UD3GCZ | Reliable Energy Solutions | Galaxy | SLFL-10W (5000K) [120V Only] | Outdoor Luminaires | Low Output | Architectural Flood and Spot Luminaires | Standard | FALSE | [9 empty] | 42380 | Not Dimmable | Not Dimmable | No |  | 3 | 928.87 | 89.23 | 10.41 | 10.26 | 0.9809 | 5000 | 82.3
PGJAXNM9 | Reliable Energy Solutions | Galaxy | SLFL-20W (5000K) | Outdoor Luminaires | Low Output | Architectural Flood and Spot Luminaires | Standard | FALSE | [9 empty] | 42380 | Not Dimmable | Not Dimmable | No |  | 3 | 1635.4 | 79.93 | 20.46 | 9.05 | 0.9823 | 5000 | 82.2
PMJFR5DH | Reliable Energy Solutions | Galaxy | SLFL-50W (4500K) | Outdoor Luminaires | Low Output | Architectural Flood and Spot Luminaires | Standard | FALSE | [9 empty] | 42380 | Not Dimmable | Not Dimmable | No |  | 3 | 4660 | 94.09 | 49.53 | 18.15 | 0.9335 | 4500 | 82.4
P824G995 | Reliable Energy Solutions | Galaxy | SLFL-30W (4500K) | Outdoor Luminaires | Low Output | Architectural Flood and Spot Luminaires | Standard | FALSE | [9 empty] | 42380 | Not Dimmable | Not Dimmable | No |  | 3 | 2830 | 97.86 | 28.92 | 17.56 | 0.9037 | 4500 | 82.4
PG2XDN46 | Reliable Energy Solutions | Galaxy | SLFL-10W (4500K) [120V Only] | Outdoor Luminaires | Low Output | Architectural Flood and Spot Luminaires | Standard | FALSE | [9 empty] | 42380 | Not Dimmable | Not Dimmable | No |  | 3 | 923.77 | 88.78 | 10.41 | 10.26 | 0.9809 | 4500 | 82.3
P16H3JZX | Reliable Energy Solutions | Galaxy | SLFL-20W (4500K) | Outdoor Luminaires | Low Output | Architectural Flood and Spot Luminaires | Standard | FALSE | [9 empty] | 42380 | Not Dimmable | Not Dimmable | No |  | 3 | 1621.8 | 79.26 | 20.46 | 9.05 | 0.9823 | 4500 | 82.2
PVTR2155 | Reliable Energy Solutions | Galaxy | SLFL-50W (4000K) | Outdoor Luminaires | Low Output | Architectural Flood and Spot Luminaires | Standard | FALSE | [9 empty] | 42380 | Not Dimmable | Not Dimmable | No |  | 3 | 4605.1 | 92.98 | 49.53 | 18.15 | 0.9335 | 4000 | 82.4
P3DBD825 | Reliable Energy Solutions | Galaxy | SLFL-30W (4000K) | Outdoor Luminaires | Low Output | Architectural Flood and Spot Luminaires | Standard | FALSE | [9 empty] | 42380 | Not Dimmable | Not Dimmable | No |  | 3 | 2792.6 | 96.56 | 28.92 | 17.56 | 0.9037 | 4000 | 82.4
PM51YW8H | Reliable Energy Solutions | Galaxy | SLFL-10W (4000K) [120V Only] | Outdoor Luminaires | Low Output | Architectural Flood and Spot Luminaires | Standard | FALSE | [9 empty] | 42380 | Not Dimmable | Not Dimmable | No |  | 3 | 918.67 | 88.24 | 10.41 | 10.26 | 0.9809 | 4000 | 82.3
P8UZZS3S | Reliable Energy Solutions | Galaxy | SLFL-20W (4000K) | Outdoor Luminaires | Low Output | Architectural Flood and Spot Luminaires | Standard | FALSE | [9 empty] | 42380 | Not Dimmable | Not Dimmable | No |  | 3 | 1608.1 | 78.6 | 20.46 | 9.05 | 0.9823 | 4000 | 82.2
PFG6HYCN | Reliable Energy Solutions | Galaxy | SLFL-50W (3500K) | Outdoor Luminaires | Low Output | Architectural Flood and Spot Luminaires | Standard | FALSE | [9 empty] | 42380 | Not Dimmable | Not Dimmable | No |  | 3 | 4550.1 | 91.87 | 49.53 | 18.15 | 0.9335 | 3500 | 82.4
PE28S3QT | Reliable Energy Solutions | Galaxy | SLFL-30W (3500K) | Outdoor Luminaires | Low Output | Architectural Flood and Spot Luminaires | Standard | FALSE | [9 empty] | 42380 | Not Dimmable | Not Dimmable | No |  | 3 | 2755.1 | 95.27 | 28.92 | 17.56 | 0.9037 | 3500 | 82.4
PSK9A9MP | Reliable Energy Solutions | Galaxy | SLFL-10W (3500K) [120V Only] | Outdoor Luminaires | Low Output | Architectural Flood and Spot Luminaires | Standard | FALSE | [9 empty] | 42380 | Not Dimmable | Not Dimmable | No |  | 3 | 913.57 | 87.76 | 10.41 | 10.26 | 0.9809 | 3500 | 82.3
PBH2RUK8 | Reliable Energy Solutions | Galaxy | SLFL-20W (3500K) | Outdoor Luminaires | Low Output | Architectural Flood and Spot Luminaires | Standard | FALSE | [9 empty] | 42380 | Not Dimmable | Not Dimmable | No |  | 3 | 1594.5 | 77.93 | 20.46 | 9.05 | 0.9823 | 3500 | 82.2
P9J876U3 | Global Energy & Lighting | Blaze LED | GLEDFL 70W 50K 75X100 D | Outdoor Luminaires | Mid Output | Architectural Flood and Spot Luminaires | Standard | FALSE | [9 empty] | 42380 | Dimmable | Continuous Below 10 | No | Model number updated on 3/28/2017 | 3 | 7407 | 102.98 | 71.92 | 13.55 | 0.93 | 5000 | 75.7
P2DDEZAB | Global Energy & Lighting | Blaze LED | GLEDFL 50W 50K 75X100 | Outdoor Luminaires | Mid Output | Architectural Flood and Spot Luminaires | Standard | FALSE | [9 empty] | 42380 | Dimmable | Continuous Below 10 | No | Model number updated on 3/28/2017 | 3 | 5481 | 99.67 | 54.99 | 13.79 | 0.9284 | 5000 | 75.3
PCZUCDRZ | Global Energy & Lighting | Blaze LED | GLEDFL 90W 50K 75X100 D | Outdoor Luminaires | Mid Output | Architectural Flood and Spot Luminaires | Standard | FALSE | [9 empty] | 42380 | Dimmable | Continuous Below 10 | No | Model number updated on 3/28/2017 | 3 | 9243 | 101.56 | 91.01 | 13.81 | 0.947 | 5000 | 73.9
PGQUWTRS | Global Energy & Lighting | Blaze LED | GLEDFL 90W 50K 120 D | Outdoor Luminaires | High Output | Architectural Flood and Spot Luminaires | Standard | FALSE | [9 empty] | 42380 | Dimmable | Continuous Below 10 | No | Model number updated on 3/28/2017 | 3 | 11184 | 122.88 | 91.01 | 13.81 | 0.947 | 5000 | 73.9
PEQUMKP6 | Global Energy & Lighting | Blaze LED | GLEDFL 90W 50K 120 | Outdoor Luminaires | High Output | Architectural Flood and Spot Luminaires | Standard | FALSE | [9 empty] | 42380 | Dimmable | Continuous Below 10 | No | Model number updated on 3/28/2017 | 3 | 11184 | 122.88 | 91.01 | 13.81 | 0.947 | 5000 | 73.9
PGKADZFB | Global Energy & Lighting | Blaze LED | GLEDFL 90W 50K 75X100 | Outdoor Luminaires | High Output | Architectural Flood and Spot Luminaires | Standard | FALSE | [9 empty] | 42380 | Dimmable | Continuous Below 10 | No | Model number updated on 3/28/2017 | 3 | 9243 | 101.56 | 91.01 | 13.81 | 0.947 | 5000 | 73.9
PYJ9XGC3 | Global Energy & Lighting | Blaze LED | GLEDFL 70W 50K 120 | Outdoor Luminaires | Mid Output | Architectural Flood and Spot Luminaires | Standard | FALSE | [9 empty] | 42380 | Dimmable | Continuous Below 10 | No | Model number updated on 3/28/2017 | 3 | 8962 | 124.61 | 71.92 | 13.55 | 0.93 | 5000 | 73.7
P4ZXRMUZ | Global Energy & Lighting | Blaze LED | GLEDFL 70W 50K 120 D | Outdoor Luminaires | Mid Output | Architectural Flood and Spot Luminaires | Standard | FALSE | [9 empty] | 42380 | Dimmable | Continuous Below 10 | No | Model number updated on 3/28/2017 | 3 | 8962 | 124.61 | 71.92 | 13.55 | 0.93 | 5000 | 73.7
PU7SBJQ1 | Global Energy & Lighting | Blaze LED | GLEDFL 70W 50K 75X100 | Outdoor Luminaires | Mid Output | Architectural Flood and Spot Luminaires | Standard | FALSE | [9 empty] | 42380 | Dimmable | Continuous Below 10 | No | Model number updated on 3/28/2017 | 3 | 7407 | 102.98 | 71.92 | 13.55 | 0.93 | 5000 | 73.7
PNP3312Y | Global Energy & Lighting | Blaze LED | GLEDFL 50W 50K 120 D | Outdoor Luminaires | Mid Output | Architectural Flood and Spot Luminaires | Standard | FALSE | [9 empty] | 42380 | Dimmable | Continuous Below 10 | No | Model number updated on 3/28/2017 | 3 | 6572 | 120.58 | 54.5 | 13.86 | 0.9055 | 5000 | 72.7
P7ZXCQYW | Global Energy & Lighting | Blaze LED | GLEDFL 50W 50K 120 | Outdoor Luminaires | Mid Output | Architectural Flood and Spot Luminaires | Standard | FALSE | [9 empty] | 42380 | Dimmable | Continuous Below 10 | No | Model number updated on 3/28/2017 | 3 | 6217.6 | 114.08 | 54.5 | 13.86 | 0.9055 | 5000 | 72.7
PPJVVS8B | Global Energy & Lighting | Blaze LED | GLEDFL 70W 40K 75X100 D | Outdoor Luminaires | Mid Output | Architectural Flood and Spot Luminaires | Standard | FALSE | [9 empty] | 42380 | Dimmable | Continuous Below 10 | No | Model number updated on 3/28/2017 | 3 | 7007.4 | 97.43 | 71.92 | 13.55 | 0.93 | 4000 | 74.7
PJB6WZA4 | Global Energy & Lighting | Blaze LED | GLEDFL 90W 40K 75X100 D | Outdoor Luminaires | Mid Output | Architectural Flood and Spot Luminaires | Standard | FALSE | [9 empty] | 42380 | Dimmable | Continuous Below 10 | No | Model number updated on 3/28/2017 | 3 | 8809.5 | 96.8 | 91.01 | 13.81 | 0.947 | 4000 | 73.9
P1PBKSXA | Global Energy & Lighting | Blaze LED | GLEDFL 90W 40K 75X100 | Outdoor Luminaires | Mid Output | Architectural Flood and Spot Luminaires | Standard | FALSE | [9 empty] | 42380 | Dimmable | Continuous Below 10 | No | Model number updated on 3/28/2017 | 3 | 8809.5 | 96.8 | 91.01 | 13.81 | 0.947 | 4000 | 73.9
PCGQRZYV | Global Energy & Lighting | Blaze LED | GLEDFL 90W 40K 120 | Outdoor Luminaires | High Output | Architectural Flood and Spot Luminaires | Standard | FALSE | [9 empty] | 42380 | Dimmable | Continuous Below 10 | No | Model number updated on 3/28/2017 | 3 | 10581 | 116.26 | 91.01 | 13.81 | 0.947 | 4000 | 73.9
P1C4GNAZ | Global Energy & Lighting | Blaze LED | GLEDFL 90W 40K 120 D | Outdoor Luminaires | High Output | Architectural Flood and Spot Luminaires | Standard | FALSE | [9 empty] | 42380 | Dimmable | Continuous Below 10 | No | Model number updated on 3/28/2017 | 3 | 10581 | 116.26 | 91.01 | 13.81 | 0.947 | 4000 | 73.9
PWPB6DRU | Global Energy & Lighting | Blaze LED | GLEDFL 50W 40K 75X100 D | Outdoor Luminaires | Mid Output | Architectural Flood and Spot Luminaires | Standard | FALSE | [9 empty] | 42380 | Dimmable | Continuous Below 10 | No | Model number updated on 3/28/2017 | 3 | 5139.2 | 94.28 | 54.51 | 12.79 | 0.9056 | 4000 | 73.9
PQP61PTH | Global Energy & Lighting | Blaze LED | GLEDFL 50W 40K 75X100 | Outdoor Luminaires | Mid Output | Architectural Flood and Spot Luminaires | Standard | FALSE | [9 empty] | 42380 | Dimmable | Continuous Below 10 | No | Model number updated on 3/28/2017 | 3 | 5139.2 | 94.28 | 54.51 | 12.79 | 0.9056 | 4000 | 73.9
PTRNRTCH | Global Energy & Lighting | Blaze LED | GLEDFL 70W 40K 120 | Outdoor Luminaires | Mid Output | Architectural Flood and Spot Luminaires | Standard | FALSE | [9 empty] | 42380 | Dimmable | Continuous Below 10 | No | Model number updated on 3/28/2017 | 3 | 8479 | 117.89 | 71.92 | 13.55 | 0.93 | 4000 | 73.7
PHEF9HEU | Global Energy & Lighting | Blaze LED | GLEDFL 70W 40K 120 D | Outdoor Luminaires | Mid Output | Architectural Flood and Spot Luminaires | Standard | FALSE | [9 empty] | 42380 | Dimmable | Continuous Below 10 | No | Model number updated on 3/28/2017 | 3 | 8479 | 117.89 | 71.92 | 13.55 | 0.93 | 4000 | 73.7
PVSCFUBG | Global Energy & Lighting | Blaze LED | GLEDFL 70W 40K 75X100 | Outdoor Luminaires | Mid Output | Architectural Flood and Spot Luminaires | Standard | FALSE | [9 empty] | 42380 | Dimmable | Continuous Below 10 | No | Model number updated on 3/28/2017 | 3 | 7007.4 | 97.43 | 71.92 | 13.55 | 0.93 | 4000 | 73.7
PNSKXK39 | Global Energy & Lighting | Blaze LED | GLEDFL 50W 40K 120 | Outdoor Luminaires | Mid Output | Architectural Flood and Spot Luminaires | Standard | FALSE | [9 empty] | 42380 | Dimmable | Continuous Below 10 | No | Model number updated on 3/28/2017 | 3 | 6572 | 120.58 | 54.5 | 13.86 | 0.9055 | 4000 | 72.7
PFBBM6EY | Global Energy & Lighting | Blaze LED | GLEDFL 50W 40K 120 D | Outdoor Luminaires | Mid Output | Architectural Flood and Spot Luminaires | Standard | FALSE | [9 empty] | 42380 | Dimmable | Continuous Below 10 | No | Model number updated on 3/28/2017 | 3 | 6217.6 | 114.08 | 54.5 | 13.86 | 0.9055 | 4000 | 72.7
PRC65VYX | Global Energy & Lighting | Blaze LED | GLEDFL 90W 30K 75X100 D | Outdoor Luminaires | Mid Output | Architectural Flood and Spot Luminaires | Standard | FALSE | [9 empty] | 42380 | Dimmable | Continuous Below 10 | No | Model number updated on 3/28/2017 | 3 | 8809.5 | 96.8 | 91.01 | 13.81 | 0.947 | 3000 | 73.9
PA42M2MY | Global Energy & Lighting | Blaze LED | GLEDFL 90W 30K 120 | Outdoor Luminaires | High Output | Architectural Flood and Spot Luminaires | Standard | FALSE | [9 empty] | 42380 | Dimmable | Continuous Below 10 | No | Model number updated on 3/28/2017 | 3 | 10581 | 116.26 | 91.01 | 13.81 | 0.947 | 3000 | 73.9
P96W5QNA | Global Energy & Lighting | Blaze LED | GLEDFL 90W 30K 120 D | Outdoor Luminaires | High Output | Architectural Flood and Spot Luminaires | Standard | FALSE | [9 empty] | 42380 | Dimmable | Continuous Below 10 | No | Model number updated on 3/28/2017 | 3 | 10581 | 116.26 | 91.01 | 13.81 | 0.947 | 3000 | 73.9
PQ46MMHV | Global Energy & Lighting | Blaze LED | GLEDFL 90W 30K 75X100 | Outdoor Luminaires | High Output | Architectural Flood and Spot Luminaires | Standard | FALSE | [9 empty] | 42380 | Dimmable | Continuous Below 10 | No | Model number updated on 3/28/2017 | 3 | 8809.5 | 96.8 | 91.01 | 13.81 | 0.947 | 3000 | 73.9
P3XZSJWB | Global Energy & Lighting | Blaze LED | GLEDFL 50W 30K 75X100 | Outdoor Luminaires | Mid Output | Architectural Flood and Spot Luminaires | Standard | FALSE | [9 empty] | 42380 | Dimmable | Continuous Below 10 | No | Model number updated on 3/28/2017 | 3 | 5139.2 | 94.28 | 54.51 | 12.79 | 0.9056 | 3000 | 73.9
PFNGTF6Z | Global Energy & Lighting | Blaze LED | GLEDFL 70W 30K 120 | Outdoor Luminaires | Mid Output | Architectural Flood and Spot Luminaires | Standard | FALSE | [9 empty] | 42380 | Dimmable | Continuous Below 10 | No | Model number updated on 3/28/2017 | 3 | 8479 | 117.89 | 71.92 | 13.55 | 0.93 | 3000 | 73.7
P7HXZFK8 | Global Energy & Lighting | Blaze LED | GLEDFL 70W 30K 120 D | Outdoor Luminaires | Mid Output | Architectural Flood and Spot Luminaires | Standard | FALSE | [9 empty] | 42380 | Dimmable | Continuous Below 10 | No | Model number updated on 3/28/2017 | 3 | 8479 | 117.89 | 71.92 | 13.55 | 0.93 | 3000 | 73.7
PP9B4BFA | Global Energy & Lighting | Blaze LED | GLEDFL 70W 30K 75X100 | Outdoor Luminaires | Mid Output | Architectural Flood and Spot Luminaires | Standard | FALSE | [9 empty] | 42380 | Dimmable | Continuous Below 10 | No | Model number updated on 3/28/2017 | 3 | 7007.4 | 97.43 | 71.92 | 13.55 | 0.93 | 3000 | 73.7
PNXY5486 | Global Energy & Lighting | Blaze LED | GLEDFL 70W 30K 75X100 D | Outdoor Luminaires | Mid Output | Architectural Flood and Spot Luminaires | Standard | FALSE | [9 empty] | 42380 | Dimmable | Continuous Below 10 | No | Model number updated on 3/28/2017 | 3 | 7007.4 | 97.43 | 71.92 | 13.55 | 0.93 | 3000 | 73.7
PQ3FJPJR | Global Energy & Lighting | Blaze LED | GLEDFL 50W 30K 120 D | Outdoor Luminaires | Mid Output | Architectural Flood and Spot Luminaires | Standard | FALSE | [9 empty] | 42380 | Dimmable | Continuous Below 10 | No | Model number updated on 3/28/2017 | 3 | 6217.6 | 114.08 | 54.5 | 13.86 | 0.9055 | 3000 | 72.7
PEP3MH7W | Global Energy & Lighting | Blaze LED | GLEDFL 50W 30K 120 | Outdoor Luminaires | Mid Output | Architectural Flood and Spot Luminaires | Standard | FALSE | [9 empty] | 42380 | Dimmable | Continuous Below 10 | No | Model number updated on 3/28/2017 | 3 | 6217.6 | 114.08 | 54.5 | 13.86 | 0.9055 | 3000 | 72.7
PNFPV9HX | Shenzhen Zoweer Optoelectronic Technology Co. Ltd. | Zoweer | ZR-FL-100W35MZ(4000K) | Outdoor Luminaires | High Output | Architectural Flood and Spot Luminaires | Standard | TRUE | 11507.21 | 116 | 99.4 | 12.8 | 0.943 | 3894 | 74.1 | 5 | 50000 | 42377 |  |  | NotYetVerified |  | 3.1 | 11507.21 | 116 | 99.4 | 12.8 | 0.943 | 3894 | 74.1
PGFZKBAE | Shenzhen Xinshengyang Opto-electronics Technology Co.Ltd. | XSY | PQHV-FL-B100W(4000K) | Outdoor Luminaires | High Output | Architectural Flood and Spot Luminaires | Premium | TRUE | 12326 | 127.78 | 96.46 | 18.21 | 0.9293 | 3891 | 70.8 | 5 | 50000 | 42377 |  |  | No |  | 3.1 | 12389 | 127.96 | 96.82 | 18.21 | 0.9293 | 4000 | 70.8
P2E25EY7 | Shenzhen Xinshengyang Opto-electronics Technology Co.Ltd. | XSY | PQHV-FL-B200W(4000K) | Outdoor Luminaires | High Output | Architectural Flood and Spot Luminaires | Premium | TRUE | 25851 | 127.82 | 202.2 | 9.84 | 0.9209 | 3910 | 70.9 | 5 | 50000 | 42377 |  |  | No |  | 3.1 | 26288 | 129.37 | 203.2 | 9.84 | 0.9209 | 4000 | 70.9
PJRE1PEK | Shenzhen Xinshengyang Opto-electronics Technology Co.Ltd. | XSY | PQHV-FL-B150W(4000K) | Outdoor Luminaires | High Output | Architectural Flood and Spot Luminaires | Premium | TRUE | 18672 | 127.2 | 146.8 | 11.42 | 0.9207 | 3899 | 70.8 | 5 | 50000 | 42377 |  |  | No |  | 3.1 | 18953 | 128.15 | 147.9 | 11.42 | 0.9207 | 4000 | 70.8
P9AHXK49 | Shenzhen Zoweer Optoelectronic Technology Co. Ltd. | Zoweer | ZR-FL-100W35MZ(5700K) | Outdoor Luminaires | High Output | Architectural Flood and Spot Luminaires | Standard | FALSE | [9 empty] | 42377 |  |  | NotYetVerified |  | 3.1 | 11967.814 | 120.421 | 99.4 | 12.6 | 0.933 | 5582 | 75.7
PS7WF4W6 | Shenzhen Xinshengyang Opto-electronics Technology Co.Ltd. | XSY | PQHV-FL-B200W(5700K) | Outdoor Luminaires | High Output | Architectural Flood and Spot Luminaires | Premium | FALSE | [9 empty] | 42377 |  |  | No |  | 3.1 | 26674 | 131.46 | 202.9 | 11.96 | 0.9182 | 5700 | 77.2
P7Y3J7BK | Shenzhen Xinshengyang Opto-electronics Technology Co.Ltd. | XSY | PQHV-FL-B150W(5700K) | Outdoor Luminaires | High Output | Architectural Flood and Spot Luminaires | Premium | FALSE | [9 empty] | 42377 |  |  | No |  | 3.1 | 19257 | 129.94 | 148.2 | 11.23 | 0.9216 | 5700 | 77
PT1HXDEM | Shenzhen Xinshengyang Opto-electronics Technology Co.Ltd. | XSY | PQHV-FL-B100W(5700K) | Outdoor Luminaires | High Output | Architectural Flood and Spot Luminaires | Premium | FALSE | [9 empty] | 42377 |  |  | No |  | 3.1 | 12763 | 130.85 | 97.54 | 17.92 | 0.9251 | 5700 | 76.5
P791A42U | Shenzhen Xinshengyang Opto-electronics Technology Co.Ltd. | XSY | PQHV-FL-B200W(5000K) | Outdoor Luminaires | High Output | Architectural Flood and Spot Luminaires | Premium | FALSE | [9 empty] | 42377 |  |  | No |  | 3.1 | 26545 | 130.73 | 203.1 | 9.84 | 0.9209 | 5000 | 70.9
PDZUPFQN | Shenzhen Xinshengyang Opto-electronics Technology Co.Ltd. | XSY | PQHV-FL-B100W(5000K) | Outdoor Luminaires | High Output | Architectural Flood and Spot Luminaires | Premium | FALSE | [9 empty] | 42377 |  |  | No |  | 3.1 | 12638 | 130.05 | 97.2 | 18.21 | 0.9293 | 5000 | 70.8
PEQ57GT2 | Shenzhen Xinshengyang Opto-electronics Technology Co.Ltd. | XSY | PQHV-FL-B150W(5000K) | Outdoor Luminaires | High Output | Architectural Flood and Spot Luminaires | Premium | FALSE | [9 empty] | 42377 |  |  | No |  | 3.1 | 19156 | 129.39 | 148.1 | 11.42 | 0.9207 | 5000 | 70.8
PPN7XKDF | Shenzhen Xinshengyang Opto-electronics Technology Co.Ltd. | XSY | PQHV-FL-B200W(4500K) | Outdoor Luminaires | High Output | Architectural Flood and Spot Luminaires | Premium | FALSE | [9 empty] | 42377 |  |  | No |  | 3.1 | 26417 | 130.1 | 203.1 | 9.84 | 0.9209 | 4500 | 70.9
P636685S | Shenzhen Xinshengyang Opto-electronics Technology Co.Ltd. | XSY | PQHV-FL-B100W(4500K) | Outdoor Luminaires | High Output | Architectural Flood and Spot Luminaires | Premium | FALSE | [9 empty] | 42377 |  |  | No |  | 3.1 | 12514 | 128.77 | 97.2 | 18.21 | 0.9293 | 4500 | 70.8
PR5BSRVE | Shenzhen Xinshengyang Opto-electronics Technology Co.Ltd. | XSY | PQHV-FL-B150W(4500K) | Outdoor Luminaires | High Output | Architectural Flood and Spot Luminaires | Premium | FALSE | [9 empty] | 42377 |  |  | No |  | 3.1 | 19054 | 128.7 | 148.1 | 11.42 | 0.9207 | 4500 | 70.8
PFFDEDRA | Wen Lighting | WEN | WEN-FL-300W(4000K) | Outdoor Luminaires | High Output | Architectural Flood and Spot Luminaires | Standard | TRUE | 29403 | 93.43 | 314.7 | 8.64 | 0.9511 | 4048 | 73.1 | 5 |  | 42376 |  |  | NotYetVerified |  | 3 | 29403 | 93.43 | 314.7 | 8.64 | 0.9511 | 4000 | 73.1
PFQB1Q6D | Sigma Luminous | Sigma Luminous | EDGE1-88W-50K-115**** | Outdoor Luminaires | Mid Output | Architectural Flood and Spot Luminaires | Standard | TRUE | 7748.58 | 88.4 | 87.65 | 11.89 | 0.9412 | 5110 | 79.66 | 5 | 50000 | 42376 |  |  | NotYetVerified |  | 3 | 7748.58 | 88.4 | 87.65 | 11.89 | 0.9412 | 5110 | 79.66
PR6BGXSF | QSSI | Duraguard | KH25QF1X81U5KC*** | Outdoor Luminaires | Mid Output | Architectural Flood and Spot Luminaires | Standard | TRUE | 7748.58 | 88.4 | 87.65 | 11.89 | 0.9412 | 5110 | 79.66 | 5 | 50000 | 42376 |  |  | NotYetVerified |  | 3 | 7748.58 | 88.4 | 87.65 | 11.89 | 0.9412 | 5110 | 79.66
PUQSXZ2C | Sigma Luminous | Sigma Luminous | EDGE2-184W-50K-115**** | Outdoor Luminaires | High Output | Architectural Flood and Spot Luminaires | Standard | TRUE | 16703.18 | 91.07 | 183.4 | 11.4 | 0.9354 | 5139 | 79.41 | 5 | 50000 | 42376 |  |  | NotYetVerified |  | 3 | 16703.18 | 91.07 | 183.4 | 11.4 | 0.9354 | 5139 | 79.41
PZ6YMFU4 | QSSI | Duraguard | KH45QF1X167U5KC*** | Outdoor Luminaires | High Output | Architectural Flood and Spot Luminaires | Standard | TRUE | 16703.18 | 91.07 | 183.4 | 11.4 | 0.9354 | 5139 | 79.41 | 5 | 50000 | 42376 |  |  | NotYetVerified |  | 3 | 16703.18 | 91.07 | 183.4 | 11.4 | 0.9354 | 5139 | 79.41
PW7MRUR7 | Sigma Luminous | Sigma Luminous | ARK-26W-50K-115**** | Outdoor Luminaires | Low Output | Architectural Flood and Spot Luminaires | Standard | TRUE | 2210.9 | 87.53 | 25.26 | 12.95 | 0.9339 | 5155 | 75.1 | 5 | 50000 | 42376 |  |  | NotYetVerified |  | 3 | 2210.9 | 87.53 | 25.26 | 12 | 0.93 | 5000 | 75.1
P8DN9PQ3 | Sigma Luminous | Sigma Luminous | EDGE2-276W-50K-115**** | Outdoor Luminaires | High Output | Architectural Flood and Spot Luminaires | Standard | TRUE | 25068.47 | 90.94 | 275.63 | 19.06 | 0.927 | 5122 | 79.2 | 5 | 50000 | 42376 |  |  | NotYetVerified |  | 3 | 25068.47 | 90.94 | 275.63 | 19.06 | 0.927 | 5122 | 79.2
PE7BXH2X | QSSI | Duraguard | KH45QF1X256U5KC*** | Outdoor Luminaires | High Output | Architectural Flood and Spot Luminaires | Standard | TRUE | 25068.47 | 90.94 | 275.63 | 19.06 | 0.927 | 5122 | 79.2 | 5 | 50000 | 42376 |  |  | NotYetVerified |  | 3 | 25068.47 | 90.94 | 275.63 | 19.06 | 0.927 | 5122 | 79.2
P2A8ZJ5Q | Sigma Luminous | Sigma Luminous | ARK-75W-50K-115**** | Outdoor Luminaires | Mid Output | Architectural Flood and Spot Luminaires | Standard | TRUE | 5964 | 80.38 | 74.19 | 9.79 | 0.924 | 5109 | 74.9 | 5 | 50000 | 42376 |  |  | NotYetVerified |  | 3 | 5964 | 80.38 | 74.19 | 7.84 | 0.9966 | 5109 | 74.9
PMFAPJ73 | Wen Lighting | WEN | WEN-FL-200W(4000K) | Outdoor Luminaires | High Output | Architectural Flood and Spot Luminaires | Standard | TRUE | 19113 | 94.41 | 203.5 | 16.72 | 0.915 | 4255 | 75.4 | 5 | 50000 | 42376 |  |  | NotYetVerified |  | 3 | 19113 | 94.41 | 203.5 | 16.72 | 0.914 | 4000 | 75.4
PF8SV1CP | Sigma Luminous | Sigma Luminous | ARK-42W-50K-115**** | Outdoor Luminaires | Low Output | Architectural Flood and Spot Luminaires | Standard | TRUE | 3377.7 | 81.46 | 41.47 | 8.34 | 0.895 | 5144 | 73 | 5 | 50000 | 42376 |  |  | NotYetVerified |  | 3 | 3566 |  | 41 |  |  | 5000 | 73
PZNSZZFZ | Sigma Luminous | Sigma Luminous | ARK-21W-50K-W-KN | Outdoor Luminaires | Low Output | Architectural Flood and Spot Luminaires | Standard | TRUE | 1576 | 78.4 | 20.1 | 10.66 | 0.87 | 5214 | 84.2 | 5 | 50000 | 42376 |  |  | NotYetVerified |  | 3 | 1590 |  | 21 |  | 0.99 | 5000 | 84
PNMJ8J41 | MaxLite Inc | MaxLite | QM-4A[UH]7T440N-[BWL]-XXX | Outdoor Luminaires | High Output | Architectural Flood and Spot Luminaires | Premium | FALSE | [9 empty] | 42376 |  |  | No | Mounting Option QM-[SKTSKS]-[BWL] | 3 | 12038 | 111.06 | 107.5 | 10.6 | 0.9443 | 4000 | 73
P2B4NPDS | MaxLite Inc | MaxLite | QM-5A[UH]7T440N-[BWL]-XXX | Outdoor Luminaires | High Output | Architectural Flood and Spot Luminaires | Premium | FALSE | [9 empty] | 42376 |  |  | No | Mounting Option QM-[SKTSKS]-[BWL] | 3 | 14869 | 111.71 | 134.14 | 8.87 | 0.9609 | 4000 | 73
PGC79CQV | MaxLite Inc | MaxLite | QM-3A[UH]7T440N-[BWL]-XXX | Outdoor Luminaires | Mid Output | Architectural Flood and Spot Luminaires | Premium | FALSE | [9 empty] | 42376 |  |  | No | Mounting Option QM-[SKTSKS]-[BWL] | 3 | 8845 | 107.06 | 81.3 | 4.7 | 0.9606 | 4000 | 73
PF5342HE | MaxLite Inc | MaxLite | QM-2A[UH]7T550N-[BWL]-XXX | Outdoor Luminaires | Mid Output | Architectural Flood and Spot Luminaires | Premium | FALSE | [9 empty] | 42376 |  |  | No | Mounting Option QM-[SKTSKS]-[BWL] | 3 | 6091 | 104.66 | 56.3 | 6.3 | 0.9179 | 5000 | 80
PGCG6BXU | MaxLite Inc | MaxLite | QM-6A[UH]7T350N-[BWL]-XXX | Outdoor Luminaires | High Output | Architectural Flood and Spot Luminaires | Premium | FALSE | [9 empty] | 42376 |  |  | No | Mounting Option QM-[SKTSKS]-[BWL] | 3 | 17953 | 113.15 | 161.6 | 7.23 | 0.9708 | 5000 | 77
PCCXXV28 | MaxLite Inc | MaxLite | QM-6A[UH]7T550N-[BWL]-XXX | Outdoor Luminaires | High Output | Architectural Flood and Spot Luminaires | Premium | FALSE | [9 empty] | 42376 | Dimmable | Continuous Below 10 | No | Mounting Option QM-[SKTSKS]-[BWL] | 3 | 17839 | 109.82 | 161.6 | 7.23 | 0.9708 | 5000 | 77
PS1QJGKZ | MaxLite Inc | MaxLite | QM-6A[UH]7T450N-[BWL]-XXX | Outdoor Luminaires | High Output | Architectural Flood and Spot Luminaires | Premium | FALSE | [9 empty] | 42376 |  |  | No | Mounting Option QM-[SKTSKS]-[BWL] | 3 | 17661 | 107.55 | 161.6 | 7.23 | 0.9708 | 5000 | 77
PBRG8WNN | MaxLite Inc | MaxLite | QM-4A[UH]7T350N-[BWL]-XXX | Outdoor Luminaires | High Output | Architectural Flood and Spot Luminaires | Premium | FALSE | [9 empty] | 42376 | Dimmable | Continuous Below 10 | No | Mounting Option QM-[SKTSKS]-[BWL] | 3 | 12507 | 113.39 | 107.5 | 10.6 | 0.9443 | 5000 | 73
P3G6GQ99 | MaxLite Inc | MaxLite | QM-4A[UH]7T450N-[BWL]-XXX | Outdoor Luminaires | High Output | Architectural Flood and Spot Luminaires | Premium | FALSE | [9 empty] | 42376 | Dimmable | Continuous Below 10 | No | Mounting Option QM-[SKTSKS]-[BWL] | 3 | 12038 | 111.06 | 107.5 | 10.6 | 0.9443 | 5000 | 73
PNNEM92W | MaxLite Inc | MaxLite | QM-5A[UH]7T350N-[BWL]-XXX | Outdoor Luminaires | High Output | Architectural Flood and Spot Luminaires | Premium | FALSE | [9 empty] | 42376 |  |  | No | Mounting Option QM-[SKTSKS]-[BWL] | 3 | 15388 | 116.02 | 134.14 | 8.87 | 0.9609 | 5000 | 73
P4B5KSK8 | MaxLite Inc | MaxLite | QM-5A[UH]7T450N-[BWL]-XXX | Outdoor Luminaires | High Output | Architectural Flood and Spot Luminaires | Premium | FALSE | [9 empty] | 42376 | Dimmable | Continuous Below 10 | No | Mounting Option QM-[SKTSKS]-[BWL] | 3 | 14869 | 111.71 | 134.14 | 8.87 | 0.9609 | 5000 | 73
P96RJMSG | MaxLite Inc | MaxLite | QM-2A[UH]7T350N-[BWL]-XXX | Outdoor Luminaires | Mid Output | Architectural Flood and Spot Luminaires | Premium | FALSE | [9 empty] | 42376 | Dimmable | Continuous Below 10 | No | Mounting Option QM-[SKTSKS]-[BWL] | 3 | 6109 | 108.08 | 56.3 | 6.3 | 0.9179 | 5000 | 73
PA2MUXAQ | MaxLite Inc | MaxLite | QM-2A[UH]7T450N-[BWL]-XXX | Outdoor Luminaires | Mid Output | Architectural Flood and Spot Luminaires | Premium | FALSE | [9 empty] | 42376 | Dimmable | Continuous Below 10 | No | Mounting Option QM-[SKTSKS]-[BWL] | 3 | 5934 | 104.39 | 56.3 | 6.3 | 0.9179 | 5000 | 73
P957J1KY | MaxLite Inc | MaxLite | QM-3A[UH]7T350N-[BWL]-XXX | Outdoor Luminaires | Mid Output | Architectural Flood and Spot Luminaires | Premium | FALSE | [9 empty] | 42376 | Dimmable | Continuous Below 10 | No | Mounting Option QM-[SKTSKS]-[BWL] | 3 | 9108 | 111.23 | 81.3 | 4.7 | 0.9606 | 5000 | 73
PTP9PMBX | MaxLite Inc | MaxLite | QM-3A[UH]7T450N-[BWL]-XXX | Outdoor Luminaires | Mid Output | Architectural Flood and Spot Luminaires | Premium | FALSE | [9 empty] | 42376 |  |  | No | Mounting Option QM-[SKTSKS]-[BWL] | 3 | 8845 | 107.06 | 81.3 | 4.7 | 0.9606 | 5000 | 73
PBU9VFUT | MaxLite Inc | MaxLite | QM-4A[UH]7T550N-[BWL]-XXX | Outdoor Luminaires | High Output | Architectural Flood and Spot Luminaires | Premium | FALSE | [9 empty] | 42376 | Dimmable | Continuous Below 10 | No | Mounting Option QM-[SKTSKS]-[BWL] | 3 | 12291 | 113.99 | 107.5 | 10.6 | 0.9443 | 5000 | 73
PQZMD8MZ | MaxLite Inc | MaxLite | QM-5A[UH]7T550N-[BWL]-XXX | Outdoor Luminaires | High Output | Architectural Flood and Spot Luminaires | Premium | FALSE | [9 empty] | 42376 |  |  | No | Mounting Option QM-[SKTSKS]-[BWL] | 3 | 15258 | 113.06 | 134.14 | 8.87 | 0.9609 | 5000 | 73
PVA19R14 | MaxLite Inc | MaxLite | QM-3A[UH]7T550N-[BWL]-XXX | Outdoor Luminaires | Mid Output | Architectural Flood and Spot Luminaires | Premium | FALSE | [9 empty] | 42376 |  |  | No | Mounting Option QM-[SKTSKS]-[BWL] | 3 | 9060 | 111.1 | 82.58 | 4.7 | 0.9606 | 5000 | 73
PC8BAST3 | MaxLite Inc | MaxLite | QM-4A[UH]7T540N-[BWL]-XXX | Outdoor Luminaires | High Output | Architectural Flood and Spot Luminaires | Premium | FALSE | [9 empty] | 42376 | Dimmable | Continuous Below 10 | No | Mounting Option QM-[SKTSKS]-[BWL] | 3 | 11675 | 108.18 | 107.5 | 10.6 | 0.9443 | 4000 | 74
PAK8PX7X | MaxLite Inc | MaxLite | QM-4A[UH]7T340N-[BWL]-XXX | Outdoor Luminaires | High Output | Architectural Flood and Spot Luminaires | Premium | FALSE | [9 empty] | 42376 | Dimmable | Continuous Below 10 | No | Mounting Option QM-[SKTSKS]-[BWL] | 3 | 11865 | 107.97 | 107.6 | 10 | 0.9464 | 4000 | 74
PEH1RZW5 | MaxLite Inc | MaxLite | QM-5A[UH]7T340N-[BWL]-XXX | Outdoor Luminaires | High Output | Architectural Flood and Spot Luminaires | Premium | FALSE | [9 empty] | 42376 |  |  | No | Mounting Option QM-[SKTSKS]-[BWL] | 3 | 14626 | 109.78 | 135.5 | 8.6 | 0.9608 | 4000 | 74
PW6YY2KG | MaxLite Inc | MaxLite | QM-5A[UH]7T540N-[BWL]-XXX | Outdoor Luminaires | High Output | Architectural Flood and Spot Luminaires | Premium | FALSE | [9 empty] | 42376 |  |  | No | Mounting Option QM-[SKTSKS]-[BWL] | 3 | 14417 | 109.39 | 135.5 | 8.6 | 0.9608 | 4000 | 74
PKQAJAJM | MaxLite Inc | MaxLite | QM-3A[UH]7T340N-[BWL]-XXX | Outdoor Luminaires | Mid Output | Architectural Flood and Spot Luminaires | Premium | FALSE | [9 empty] | 42376 |  |  | No | Mounting Option QM-[SKTSKS]-[BWL] | 3 | 8694 | 106.59 | 82.6 | 4.9 | 0.9607 | 4000 | 74
PA95XCDJ | MaxLite Inc | MaxLite | QM-6A[UH]7T340N-[BWL]-XXX | Outdoor Luminaires | High Output | Architectural Flood and Spot Luminaires | Premium | FALSE | [9 empty] | 42376 | Dimmable | Continuous Below 10 | No | Mounting Option QM-[SKTSKS]-[BWL] | 3 | 17775 | 108.79 | 159.9 | 7.7 | 0.9708 | 4000 | 73
PWRUSE1H | MaxLite Inc | MaxLite | QM-6A[UH]7T440N-[BWL]-XXX | Outdoor Luminaires | High Output | Architectural Flood and Spot Luminaires | Premium | FALSE | [9 empty] | 42376 |  |  | No | Mounting Option QM-[SKTSKS]-[BWL] | 3 | 17332 | 107.05 | 159.9 | 7.7 | 0.9708 | 4000 | 73
PEB68YAW | MaxLite Inc | MaxLite | QM-2A[UH]7T340N-[BWL]-XXX | Outdoor Luminaires | Mid Output | Architectural Flood and Spot Luminaires | Premium | FALSE | [9 empty] | 42376 |  |  | No | Mounting Option QM-[SKTSKS]-[BWL] | 3 | 5913 | 105.35 | 56.3 | 6.3 | 0.9179 | 4000 | 73
PJ7Q7DBN | MaxLite Inc | MaxLite | QM-2A[UH]7T540N-[BWL]-XXX | Outdoor Luminaires | Mid Output | Architectural Flood and Spot Luminaires | Premium | FALSE | [9 empty] | 42376 |  |  | No | Mounting Option QM-[SKTSKS]-[BWL] | 3 | 5848 | 103.91 | 56.3 | 6.3 | 0.9179 | 4000 | 73
P4YSHG4F | MaxLite Inc | MaxLite | QM-2A[UH]7T440N-[BWL]-XXX | Outdoor Luminaires | Mid Output | Architectural Flood and Spot Luminaires | Premium | FALSE | [9 empty] | 42376 | Dimmable | Continuous Below 10 | No | Mounting Option QM-[SKTSKS]-[BWL] | 3 | 5767 | 102.52 | 56.3 | 6.3 | 0.9179 | 4000 | 73
PXYSNV1B | MaxLite Inc | MaxLite | QM-3A[UH]7T540N-[BWL]-XXX | Outdoor Luminaires | Mid Output | Architectural Flood and Spot Luminaires | Premium | FALSE | [9 empty] | 42376 |  |  | No | Mounting Option QM-[SKTSKS]-[BWL] | 3 | 8758 | 105.65 | 82.6 | 4.9 | 0.9607 | 4000 | 74
PS8JU1TT | MaxLite Inc | MaxLite | QM-6A[UH]7T540N-[BWL]-XXX | Outdoor Luminaires | High Output | Architectural Flood and Spot Luminaires | Premium | FALSE | [9 empty] | 42376 |  |  | No | Mounting Option QM-[SKTSKS]-[BWL] | 3 | 17537 | 106.97 | 159.9 | 7.7 | 0.9708 | 4000 | 73
PFTXF5MK | Wen Lighting | WEN | WEN-FL-200W(5700K) | Outdoor Luminaires | High Output | Architectural Flood and Spot Luminaires | Standard | FALSE | [9 empty] | 42376 | Not Dimmable | Not Dimmable | NotYetVerified |  | 3 | 22530 | 110.39 | 204.1 | 16.51 | 0.912 | 5700 | 74
PU4VVJRH | Wen Lighting | WEN | WEN-FL-300W(5700K) | Outdoor Luminaires | Very High Output | Architectural Flood and Spot Luminaires | Standard | FALSE | [9 empty] | 42376 | Not Dimmable | Not Dimmable | NotYetVerified |  | 3 | 31665 | 100.27 | 315.8 | 8.56 | 0.9511 | 5700 | 72.2
PFZCF1NN | XtraLight Manufacturing Ltd. | XtraLight | LFLLED101025X5XUIN[120V Only] | Outdoor Luminaires | Low Output | Architectural Flood and Spot Luminaires | Premium | TRUE | 2480 | 100.8 | 24.56 | 6.58 | 0.997 | 5016 | 75.35 | 5 | 50000 | 42374 |  |  | NotYetVerified |  | 3.1 | 2480 | 100.8 | 24.56 | 6.58 | 0.9971 | 5016 | 75.35
P3KAE9QN | XtraLight Manufacturing Ltd. | XtraLight | LFLLED103072X5XUIN | Outdoor Luminaires | Mid Output | Architectural Flood and Spot Luminaires | Premium | TRUE | 7567 | 111.3 | 67.41 | 8.44 | 0.943 | 5073 | 74.44 | 5 | 50000 | 42374 |  |  | No |  | 3.1 | 7567 | 111.3 | 68.02 | 6.54 | 0.9997 | 5073 | 74.44
P2C9GDJ4 | XtraLight Manufacturing Ltd. | XtraLight | LFLLED102050X5XUIN | Outdoor Luminaires | Low Output | Architectural Flood and Spot Luminaires | Premium | TRUE | 4644 | 99.2 | 46.94 | 11.84 | 0.93 | 5087 | 75.23 | 5 | 50000 | 42374 |  |  | No |  | 3.1 | 4644 | 99.2 | 46.82 | 6.72 | 0.9983 | 5087 | 75.23
PH8W926D | MaxLite Inc | MaxLite | MAL80AU7T550X [PC MS4 or blank] | Outdoor Luminaires | Mid Output | Architectural Flood and Spot Luminaires | Premium | TRUE | 8436 | 104.94 | 80.93 | 14.2 | 0.9388 | 5096 | 76.4 | 5 | 50000 | 42373 |  |  | No |  | 3.1 | 8436 | 104.94 | 80.39 | 14.2 | 0.9388 | 5000 | 76.4
PW9UMP1A | Aleddra Inc. | Aleddra | AL-FL280-W050-X(3000K) | Outdoor Luminaires | Low Output | Architectural Flood and Spot Luminaires | Standard | TRUE | 4926.4 | 98.95 | 49.79 | 15.95 | 0.945 | 3115 | 73.6 | 5 | 50000 | 42373 |  |  | No |  | 3 | 4926.4 | 98.95 | 49.79 | 15.95 | 0.945 | 3000 | 73.6
PUATUNB9 | Aleddra Inc. | Aleddra | AL-FL675-W600-X(3000K) | Outdoor Luminaires | Very High Output | Architectural Flood and Spot Luminaires | Standard | TRUE | 59145 | 96.31 | 614.1 | 8.73 | 0.9323 | 3125 | 74 | 5 |  | 42373 |  |  | No |  | 3 | 59145 | 96.31 | 614.1 | 8.73 | 0.9323 | 3000 | 74
P339PC3H | Aleddra Inc. | Aleddra | AL-FL675-W400-X(3000K) | Outdoor Luminaires | Very High Output | Architectural Flood and Spot Luminaires | Standard | TRUE | 40630 | 100.33 | 404.9 | 11.02 | 0.9233 | 3123 | 73.9 | 5 |  | 42373 |  |  | No |  | 3 | 40630 | 100.33 | 404.9 | 11.02 | 0.9233 | 3000 | 73.9
PRGXU5ET | Aleddra Inc. | Aleddra | AL-FL390-W210-X(3000K) | Outdoor Luminaires | High Output | Architectural Flood and Spot Luminaires | Standard | TRUE | 21667 | 101.6 | 213.3 | 15.36 | 0.9226 | 3146 | 74 | 5 |  | 42373 |  |  | No |  | 3 | 21667 | 101.6 | 213.3 | 15.36 | 0.9226 | 3000 | 74
P33CGRP2 | Aleddra Inc. | Aleddra | AL-FL330-W100-X(3000K) | Outdoor Luminaires | High Output | Architectural Flood and Spot Luminaires | Standard | TRUE | 9953.9 | 99.61 | 99.93 | 14.97 | 0.9119 | 3122 | 73.4 | 5 | 50000 | 42373 |  |  | No |  | 3 | 9953.9 | 99.61 | 99.93 | 14.97 | 0.9119 | 3000 | 73.4
PADNA41X | MaxLite Inc | MaxLite | MFL55AU7T350X [PC MS4 or blank] | Outdoor Luminaires | Mid Output | Architectural Flood and Spot Luminaires | Premium | TRUE | 5532 | 102.77 | 53.83 | 19.4 | 0.9101 | 5023 | 75.7 | 5 | 50000 | 42373 |  |  | No |  | 3.1 | 5531 | 102.75 | 53.83 | 19.4 | 0.9101 | 5000 | 75.7
PAV7774N | Aleddra Inc. | Aleddra | AL-FL390-W140-X(3000K) | Outdoor Luminaires | High Output | Architectural Flood and Spot Luminaires | Standard | TRUE | 14476 | 104.31 | 138.8 | 15.35 | 0.9051 | 3120 | 73.7 | 5 | 50000 | 42373 |  |  | No |  | 3 | 14476 | 104.31 | 138.8 | 15.35 | 0.9051 | 3000 | 73.7
PGQ31RAJ | Aleddra Inc. | Aleddra | AL-FL220-W030-X(3000K) | Outdoor Luminaires | Low Output | Architectural Flood and Spot Luminaires | Standard | TRUE | 3124 | 99 | 31.55 | 19.75 | 0.9036 | 3116 | 73.6 | 5 | 50000 | 42373 |  |  | No |  | 3 | 3124 | 99 | 31.55 | 19.75 | 0.9036 | 3000 | 73.6
PGC22W6C | MaxLite Inc | MaxLite | MAL80AU7T450X [PC MS4 or blank] | Outdoor Luminaires | Mid Output | Architectural Flood and Spot Luminaires | Standard | FALSE | [9 empty] | 42373 |  |  | No |  | 3 | 8094 | 100.92 | 80.2 | 14.2 | 0.9388 | 5000 | 76.5
PT3UWS9T | MaxLite Inc | MaxLite | MAL80AU7T350X [PC MS4 or blank] | Outdoor Luminaires | Mid Output | Architectural Flood and Spot Luminaires | Standard | FALSE | [9 empty] | 42373 |  |  | No |  | 3 | 8091 | 100.64 | 80.39 | 14.22 | 0.9388 | 5000 | 76.4
PJGVZHVG | MaxLite Inc | MaxLite | MFL55AU7T550X [PC MS4 or blank] | Outdoor Luminaires | Mid Output | Architectural Flood and Spot Luminaires | Premium | FALSE | [9 empty] | 42373 |  |  | No |  | 3 | 5772 | 105.83 | 54.54 | 19.4 | 0.9103 | 5000 | 75.8
P7J28DTF | MaxLite Inc | MaxLite | MFL55AU7T450X [PC MS4 or blank] | Outdoor Luminaires | Mid Output | Architectural Flood and Spot Luminaires | Premium | FALSE | [9 empty] | 42373 | Dimmable | Continuous Below 10 | No |  | 3 | 5537 | 102.82 | 53.85 | 9.4 | 0.9101 | 5000 | 75.7
PGRE8NJS | Aleddra Inc. | Aleddra | AL-FL390-W140-X(5000K) | Outdoor Luminaires | High Output | Architectural Flood and Spot Luminaires | Standard | FALSE | [9 empty] | 42373 | Not Dimmable | Not Dimmable | No |  | 3 | 14476 | 104.31 | 138.8 | 15.35 | 0.9051 | 5000 | 73.7
PMZ4MPE6 | Aleddra Inc. | Aleddra | AL-FL220-W030-X(5000K) | Outdoor Luminaires | Low Output | Architectural Flood and Spot Luminaires | Standard | FALSE | [9 empty] | 42373 | Not Dimmable | Not Dimmable | No |  | 3 | 3124 | 99 | 31.55 | 19.75 | 0.9036 | 5000 | 73.6
P81NFB7R | Aleddra Inc. | Aleddra | AL-FL280-W050-X(5000K) | Outdoor Luminaires | Low Output | Architectural Flood and Spot Luminaires | Standard | FALSE | [9 empty] | 42373 | Not Dimmable | Not Dimmable | No |  | 3 | 4926.4 | 98.95 | 49.79 | 15.95 | 0.945 | 5000 | 73.6
PRHQCJHQ | Aleddra Inc. | Aleddra | AL-FL330-W100-X(5000K) | Outdoor Luminaires | High Output | Architectural Flood and Spot Luminaires | Standard | FALSE | [9 empty] | 42373 | Not Dimmable | Not Dimmable | No |  | 3 | 9953.9 | 99.61 | 99.93 | 14.97 | 0.9119 | 5000 | 73.4
PGFJTUPW | Aleddra Inc. | Aleddra | AL-FL390-W210-X(5000K) | Outdoor Luminaires | High Output | Architectural Flood and Spot Luminaires | Standard | FALSE | [9 empty] | 42373 | Not Dimmable | Not Dimmable | No |  | 3 | 21667 | 101.6 | 213.3 | 15.36 | 0.9226 | 5000 | 74
PPYE3NJ1 | Aleddra Inc. | Aleddra | AL-FL675-W600-X(5000K) | Outdoor Luminaires | Very High Output | Architectural Flood and Spot Luminaires | Standard | FALSE | [9 empty] | 42373 | Not Dimmable | Not Dimmable | No |  | 3 | 59145 | 96.31 | 614.1 | 8.73 | 0.9323 | 5000 | 74
PPJNBY4R | Aleddra Inc. | Aleddra | AL-FL675-W400-X(5000K) | Outdoor Luminaires | Very High Output | Architectural Flood and Spot Luminaires | Standard | FALSE | [9 empty] | 42373 | Not Dimmable | Not Dimmable | No |  | 3 | 40630 | 100.33 | 404.9 | 11.02 | 0.9233 | 5000 | 73.9
P8SEMHQ3 | Aleddra Inc. | Aleddra | AL-FL390-W140-X(4000K) | Outdoor Luminaires | High Output | Architectural Flood and Spot Luminaires | Standard | FALSE | [9 empty] | 42373 | Not Dimmable | Not Dimmable | No |  | 3 | 14476 | 104.31 | 138.8 | 15.35 | 0.9051 | 4000 | 73.7
PS215CJV | Aleddra Inc. | Aleddra | AL-FL220-W030-X(4000K) | Outdoor Luminaires | Low Output | Architectural Flood and Spot Luminaires | Standard | FALSE | [9 empty] | 42373 | Not Dimmable | Not Dimmable | No |  | 3 | 3124 | 99 | 31.55 | 19.75 | 0.9036 | 4000 | 73.6
PB1E7FM1 | Aleddra Inc. | Aleddra | AL-FL280-W050-X(4000K) | Outdoor Luminaires | Low Output | Architectural Flood and Spot Luminaires | Standard | FALSE | [9 empty] | 42373 | Not Dimmable | Not Dimmable | No |  | 3 | 4926.4 | 98.95 | 49.79 | 15.95 | 0.945 | 4000 | 73.6
PVK8KWSW | Aleddra Inc. | Aleddra | AL-FL330-W100-X(4000K) | Outdoor Luminaires | High Output | Architectural Flood and Spot Luminaires | Standard | FALSE | [9 empty] | 42373 | Not Dimmable | Not Dimmable | No |  | 3 | 9953.9 | 99.61 | 99.93 | 14.97 | 0.9119 | 4000 | 73.4
PT8D3YB2 | Aleddra Inc. | Aleddra | AL-FL390-W210-X(4000K) | Outdoor Luminaires | High Output | Architectural Flood and Spot Luminaires | Standard | FALSE | [9 empty] | 42373 | Not Dimmable | Not Dimmable | No |  | 3 | 21667 | 101.6 | 213.3 | 15.36 | 0.9226 | 4000 | 74
PK5Q355X | Aleddra Inc. | Aleddra | AL-FL675-W600-X(4000K) | Outdoor Luminaires | Very High Output | Architectural Flood and Spot Luminaires | Standard | FALSE | [9 empty] | 42373 | Not Dimmable | Not Dimmable | No |  | 3 | 59145 | 96.31 | 614.1 | 8.73 | 0.9323 | 4000 | 74
P2KD687V | Aleddra Inc. | Aleddra | AL-FL675-W400-X(4000K) | Outdoor Luminaires | Very High Output | Architectural Flood and Spot Luminaires | Standard | FALSE | [9 empty] | 42373 | Not Dimmable | Not Dimmable | No |  | 3 | 40630 | 100.33 | 404.9 | 11.02 | 0.9233 | 4000 | 73.9
P32WH99M | Shenzhen Snowball Lighting Limited | Snowball | SBF/A/50W/3D/NW | Outdoor Luminaires | Mid Output | Architectural Flood and Spot Luminaires | Premium | TRUE | 5886.72 | 117.29 | 50.19 | 13.48 | 0.9643 | 4065 | 73.2 | 5 | 50000 | 42369 | Dimmable | Continuous Above 10 | No |  | 3 | 6000 | 120 | 50 | 15 | 0.9 | 4000 | 70
PJXTAFKZ | Shenzhen Snowball Lighting Limited | Snowball | SBF/A/150W/3D/NW | Outdoor Luminaires | High Output | Architectural Flood and Spot Luminaires | Standard | TRUE | 16273 | 109.63 | 148.43 | 11.94 | 0.9353 | 4098 | 73.3 | 5 | 50000 | 42369 |  |  | No |  | 3 | 16500 | 110 | 150 | 15 | 0.9 | 4000 | 70
P53EY67F | Shenzhen Snowball Lighting Limited | Snowball | SBF/A/50W/SCW | Outdoor Luminaires | Mid Output | Architectural Flood and Spot Luminaires | Premium | FALSE | [9 empty] | 42369 | Not Dimmable | Not Dimmable | No |  | 3 | 6200 | 124 | 50 | 15 | 0.9 | 5700 | 70
PCVVCA4D | Shenzhen Snowball Lighting Limited | Snowball | SBF/A/150W/SCW | Outdoor Luminaires | High Output | Architectural Flood and Spot Luminaires | Standard | FALSE | [9 empty] | 42369 |  |  | No |  | 3 | 17250 | 115 | 150 | 15 | 0.9 | 5700 | 70
PXZE9KSG | Shenzhen Snowball Lighting Limited | Snowball | SBF/A/50W/3D/SCW | Outdoor Luminaires | Mid Output | Architectural Flood and Spot Luminaires | Premium | FALSE | [9 empty] | 42369 |  |  | No |  | 3 | 6200 | 124 | 50 | 15 | 0.9 | 5700 | 70
PEH5GZQG | Shenzhen Snowball Lighting Limited | Snowball | SBF/A/150W/3D/SCW | Outdoor Luminaires | High Output | Architectural Flood and Spot Luminaires | Standard | FALSE | [9 empty] | 42369 |  |  | No |  | 3 | 17250 | 115 | 150 | 15 | 0.9 | 5700 | 70
PCGP1DX9 | Shenzhen Snowball Lighting Limited | Snowball | SBF/A/50W/CW | Outdoor Luminaires | Mid Output | Architectural Flood and Spot Luminaires | Premium | FALSE | [9 empty] | 42369 | Not Dimmable | Not Dimmable | No |  | 3 | 6200 | 124 | 50 | 15 | 0.9 | 5000 | 70
PFRFJBZP | Shenzhen Snowball Lighting Limited | Snowball | SBF/A/150W/CW | Outdoor Luminaires | High Output | Architectural Flood and Spot Luminaires | Standard | FALSE | [9 empty] | 42369 |  |  | No |  | 3 | 17250 | 115 | 150 | 15 | 0.9 | 5000 | 70
PY8Y14N9 | Shenzhen Snowball Lighting Limited | Snowball | SBF/A/50W/3D/CW | Outdoor Luminaires | Mid Output | Architectural Flood and Spot Luminaires | Premium | FALSE | [9 empty] | 42369 |  |  | No |  | 3 | 6200 | 124 | 50 | 15 | 0.9 | 5000 | 70
P6GANRMN | Shenzhen Snowball Lighting Limited | Snowball | SBF/A/150W/3D/CW | Outdoor Luminaires | High Output | Architectural Flood and Spot Luminaires | Standard | FALSE | [9 empty] | 42369 |  |  | No |  | 3 | 17250 | 115 | 150 | 15 | 0.9 | 5000 | 70
PPX3ZP1M | Shenzhen Snowball Lighting Limited | Snowball | SBF/A/50W/HNW | Outdoor Luminaires | Mid Output | Architectural Flood and Spot Luminaires | Premium | FALSE | [9 empty] | 42369 |  |  | No |  | 3 | 6000 | 120 | 50 | 15 | 0.9 | 4500 | 70
P7524V1K | Shenzhen Snowball Lighting Limited | Snowball | SBF/A/150W/HNW | Outdoor Luminaires | High Output | Architectural Flood and Spot Luminaires | Standard | FALSE | [9 empty] | 42369 |  |  | No |  | 3 | 16500 | 110 | 150 | 15 | 0.9 | 4500 | 70
PHT6WC92 | Shenzhen Snowball Lighting Limited | Snowball | SBF/A/50W/3D/HNW | Outdoor Luminaires | Mid Output | Architectural Flood and Spot Luminaires | Premium | FALSE | [9 empty] | 42369 |  |  | No |  | 3 | 6000 | 120 | 50 | 15 | 0.9 | 4500 | 70
PYSAV2CP | Shenzhen Snowball Lighting Limited | Snowball | SBF/A/150W/3D/HNW | Outdoor Luminaires | High Output | Architectural Flood and Spot Luminaires | Standard | FALSE | [9 empty] | 42369 |  |  | No |  | 3 | 16500 | 110 | 150 | 15 | 0.9 | 4500 | 70
P8NZJBHY | Shenzhen Snowball Lighting Limited | Snowball | SBF/A/50W/NW | Outdoor Luminaires | Mid Output | Architectural Flood and Spot Luminaires | Premium | FALSE | [9 empty] | 42369 | Not Dimmable | Not Dimmable | No |  | 3 | 6000 | 120 | 50 | 15 | 0.9 | 4000 | 70
PQVG3E4P | Shenzhen Snowball Lighting Limited | Snowball | SBF/A/150W/NW | Outdoor Luminaires | High Output | Architectural Flood and Spot Luminaires | Standard | FALSE | [9 empty] | 42369 |  |  | No |  | 3 | 16500 | 110 | 150 | 15 | 0.9 | 4000 | 70
PUT6HTWUE | ABOVE ALL LIGHTING INC. |  | ABBFL45LED50-40 | Outdoor Luminaires | Low Output | Architectural Flood and Spot Luminaires | Standard | TRUE | 4362.6 | 98.3 | 44.39 | 7.35 | 0.9593 | 4947 | 71.4 | 5 | 250000 | 42367 |  |  | Yes |  | 3 | 4381.7 | 100 | 45 | 20 | 0.9 | 5000 | 70
PGGPQQCY | LEDrock | LEDrock | Apo80W-30MMHH | Outdoor Luminaires | Mid Output | Architectural Flood and Spot Luminaires | Standard | TRUE | 6282 | 78.56 | 79.95 | 13.52 | 0.9588 | 3074 | 83 | 5 | 50000 | 42367 |  |  | NotYetVerified |  | 3 | 6000 | 75 | 80 |  | 0.95 | 3000 | 80
P55BHG2C | LEDrock | LEDrock | Apo10W-30MMHH | Outdoor Luminaires | Low Output | Architectural Flood and Spot Luminaires | Standard | TRUE | 942.15 | 85.11 | 11.07 | 18.51 | 0.9473 | 3087 | 83 | 5 | 50000 | 42367 |  |  | NotYetVerified |  | 3 | 900 | 85 | 12 |  | 0.9 | 3000 | 80
P9WHE32M | WESTGATE MFG | Westgate Mfg | LF3-300WW-YY | Outdoor Luminaires | Very High Output | Architectural Flood and Spot Luminaires | Standard | TRUE | 30857 | 101.45 | 304.2 | 7.88 | 0.947 | 3056 | 83.5 | 5 | 50000 | 42367 |  |  | No |  | 3 | 30857 | 101.45 | 304.2 | 7.88 | 0.947 | 3000 | 83.5
P7DS5VQG | LEDrock | LEDrock | Dia120W-30MMHH | Outdoor Luminaires | High Output | Architectural Flood and Spot Luminaires | Standard | TRUE | 10242 | 85.63 | 119.6 | 11.61 | 0.9394 | 3155 | 84 | 5 | 50000 | 42367 |  |  | NotYetVerified |  | 3 | 10000 | 80 | 120 |  | 0.9 | 3000 | 80
P3DFYV5Q | LEDrock | LEDrock | Dia200W-30MMHH | Outdoor Luminaires | High Output | Architectural Flood and Spot Luminaires | Standard | TRUE | 16783 | 86.39 | 194.3 | 11.34 | 0.9371 | 3111 | 83 | 5 | 50000 | 42367 |  |  | NotYetVerified |  | 3 | 16000 | 80 | 200 |  | 0.9 | 3000 | 80
PD8J8CBC | WESTGATE MFG | Westgate Mfg | LF3-220WW-YY | Outdoor Luminaires | High Output | Architectural Flood and Spot Luminaires | Standard | TRUE | 21495 | 99.51 | 216 | 18.31 | 0.9301 | 3110 | 83.6 | 5 | 50000 | 42367 |  |  | No |  | 3 | 21578 | 96.75 | 223 | 18.31 | 0.9301 | 3000 | 83.6
PN18QEV2 | LEDrock | LEDrock | Apo100W-30MMHH | Outdoor Luminaires | Mid Output | Architectural Flood and Spot Luminaires | Standard | TRUE | 7876.6 | 85.37 | 92.27 | 14.75 | 0.9264 | 3007 | 83.3 | 5 | 50000 | 42367 |  |  | NotYetVerified |  | 3 | 7800 | 85 | 100 |  | 0.9 | 3000 | 80
PWHP4UTH | LEDrock | LEDrock | Dia160W-30MMHH | Outdoor Luminaires | High Output | Architectural Flood and Spot Luminaires | Standard | TRUE | 14499 | 91.42 | 158.6 | 13.38 | 0.9218 | 3111 | 84 | 5 | 50000 | 42367 |  |  | NotYetVerified |  | 3 | 14000 | 90 | 160 |  | 0.9 | 3000 | 80
PEHMH6PF | LEDrock | LEDrock | Apo30W-30MMHH | Outdoor Luminaires | Low Output | Architectural Flood and Spot Luminaires | Standard | TRUE | 2275.5 | 77.53 | 29.35 | 16.69 | 0.91 | 3124 | 82.9 | 5 | 50000 | 42367 |  |  | NotYetVerified |  | 3 | 2200 | 75 | 30 |  | 0.9 | 3000 | 80
P6FTMSTQ | LEDrock | LEDrock | Apo50W-30MMHH | Outdoor Luminaires | Low Output | Architectural Flood and Spot Luminaires | Standard | TRUE | 3781.3 | 75.87 | 49.84 | 18.66 | 0.91 | 3151 | 82.7 | 5 | 50000 | 42367 |  |  | NotYetVerified |  | 3 | 3700 | 75 | 50 |  | 0.9 | 3000 | 80
P7T289KZ | LEDrock | LEDrock | Tit30W-5007HH-DIS | Outdoor Luminaires | Low Output | Architectural Flood and Spot Luminaires | Standard | TRUE | 2501.3 | 86.54 | 28.9 | 19.23 | 0.9098 | 5064 | 74.2 | 5 |  | 42367 |  |  | NotYetVerified |  | 3 | 2501.3 | 86.54 | 28.9 | 19.23 | 0.9098 | 5000 | 74.1
PH5RAYC2 | LEDrock | LEDrock | Ele15W-30MMHH | Outdoor Luminaires | Low Output | Architectural Flood and Spot Luminaires | Standard | TRUE | 1467.8 | 96.19 | 15.26 | 16.52 | 0.9079 | 3042 | 82.9 | 5 | 50000 | 42367 |  |  | NotYetVerified |  | 3 | 1467.8 | 96.19 | 15.26 | 20 | 0.9 | 3000 | 82.9
PADF841F | WESTGATE MFG | Westgate Mfg | LF3-15WW-YY | Outdoor Luminaires | Low Output | Architectural Flood and Spot Luminaires | Standard | TRUE | 1467.8 | 96.19 | 15.26 | 16.52 | 0.9079 | 3042 | 82.9 | 5 | 50000 | 42367 |  |  | NotYetVerified |  | 3 | 1467.8 | 96.19 | 15.26 | 20 | 0.9 | 3000 | 82.9
PD4WMXCP | LEDrock | LEDrock | Ele30W-30MMHH | Outdoor Luminaires | Low Output | Architectural Flood and Spot Luminaires | Standard | TRUE | 2899.1 | 98.84 | 29.33 | 16.49 | 0.9049 | 3041 | 83.2 | 5 | 50000 | 42367 |  |  | NotYetVerified |  | 3 | 2899.1 | 98.84 | 29.33 | 20 | 0.9 | 3000 | 83.2
P7X9K7XA | WESTGATE MFG | Westgate Mfg | LF3-30WW-YY | Outdoor Luminaires | Low Output | Architectural Flood and Spot Luminaires | Standard | TRUE | 2899.1 | 98.84 | 29.33 | 16.49 | 0.9049 | 3041 | 83.2 | 5 | 50000 | 42367 |  |  | NotYetVerified |  | 3 | 2899.1 | 98.84 | 29.33 | 20 | 0.9 | 3000 | 83.2
PKC1Z3UD | LEDrock | LEDrock | Ele50W-30MMHH | Outdoor Luminaires | Low Output | Architectural Flood and Spot Luminaires | Standard | TRUE | 4906.5 | 102.12 | 48.05 | 17.63 | 0.9031 | 3042 | 83.3 | 5 | 50000 | 42367 |  |  | NotYetVerified |  | 3 | 4906.5 | 102.12 | 48.05 | 20 | 0.9 | 3000 | 83.3
PRY9JSWR | LEDrock | LEDrock | Apo20W-30MMHH | Outdoor Luminaires | Low Output | Architectural Flood and Spot Luminaires | Standard | TRUE | 1599 | 77.4 | 20.66 | 18.71 | 0.9031 | 3049 | 83 | 5 | 50000 | 42367 |  |  | NotYetVerified |  | 3 | 1599 | 77.4 | 20 |  | 0.9798 | 3000 | 83
PEFP4P4K | WESTGATE MFG | Westgate Mfg | LF3-50WW-YY | Outdoor Luminaires | Low Output | Architectural Flood and Spot Luminaires | Standard | TRUE | 4906.5 | 102.12 | 48.05 | 17.63 | 0.9031 | 3042 | 83.3 | 5 | 50000 | 42367 |  |  | NotYetVerified |  | 3 | 4906.5 | 102.12 | 48.05 | 20 | 0.9 | 3000 | 83.3
PP2VNSWD | WESTGATE MFG | Westgate Mfg | LF3-100WW-YY | Outdoor Luminaires | High Output | Architectural Flood and Spot Luminaires | Standard | TRUE | 10035 | 103.53 | 96.93 | 19.07 | 0.9024 | 3058 | 82 | 5 | 50000 | 42367 |  |  | No |  | 3 | 10035 | 103.53 | 96.93 | 19.07 | 0.9024 | 3000 | 82
PP3QRCKJ | WESTGATE MFG | Westgate Mfg | LF3-80WW-YY | Outdoor Luminaires | Mid Output | Architectural Flood and Spot Luminaires | Standard | TRUE | 8453 | 109.98 | 76.86 | 18.74 | 0.9024 | 3064 | 83.7 | 5 | 50000 | 42367 |  |  | No |  | 3 | 8591 | 110.11 | 78.02 | 18.74 | 0.9024 | 3000 | 83.7
PQH1EHJB | WESTGATE MFG | Westgate Mfg | LF3-150WW-YY | Outdoor Luminaires | High Output | Architectural Flood and Spot Luminaires | Standard | TRUE | 15131 | 98.1 | 154.3 | 6.27 | 0.9017 | 3055 | 83.2 | 5 | 50000 | 42367 |  |  | No |  | 3 | 15131 | 98.1 | 154.3 | 6.27 | 0.9017 | 3000 | 83.2
P334RANKV | ABOVE ALL LIGHTING INC. |  | ABBFL25LED50-40 | Outdoor Luminaires | Low Output | Architectural Flood and Spot Luminaires | Standard | TRUE | 2250 | 98.9 | 22.75 | 14.39 | 0.8715 | 4949 | 71.1 | 5 | 250000 | 42367 |  |  | Yes |  | 3 | 2251.6 | 101.4 | 25 | 20 | 0.9 | 5000 | 70
PS9A54R1 | LEDrock | LEDrock | Apo100W-50MMHH | Outdoor Luminaires | Mid Output | Architectural Flood and Spot Luminaires | Standard | FALSE | [9 empty] | 42367 |  |  | NotYetVerified |  | 3 | 7800 | 85 | 100 |  | 0.9 | 5000 | 80
PRYBVHKY | LEDrock | LEDrock | Apo50W-50MMHH | Outdoor Luminaires | Low Output | Architectural Flood and Spot Luminaires | Standard | FALSE | [9 empty] | 42367 |  |  | NotYetVerified |  | 3 | 3700 | 75 | 50 |  | 0.9 | 5000 | 80
PGC81EXD | LEDrock | LEDrock | Apo30W-50MMHH | Outdoor Luminaires | Low Output | Architectural Flood and Spot Luminaires | Standard | FALSE | [9 empty] | 42367 |  |  | NotYetVerified |  | 3 | 2200 | 75 | 30 |  | 0.9 | 5000 | 80
PMDS8DCG | LEDrock | LEDrock | Apo10W-50MMHH | Outdoor Luminaires | Low Output | Architectural Flood and Spot Luminaires | Standard | FALSE | [9 empty] | 42367 |  |  | NotYetVerified |  | 3 | 900 | 85 | 12 |  | 0.9 | 5000 | 80
P5CAA691 | LEDrock | LEDrock | Dia200W-50MMHH | Outdoor Luminaires | High Output | Architectural Flood and Spot Luminaires | Standard | FALSE | [9 empty] | 42367 |  |  | NotYetVerified |  | 3 | 16000 | 80 | 200 |  | 0.9 | 5000 | 80
PVR28MDK | LEDrock | LEDrock | Dia160W-50MMHH | Outdoor Luminaires | High Output | Architectural Flood and Spot Luminaires | Standard | FALSE | [9 empty] | 42367 |  |  | NotYetVerified |  | 3 | 14000 | 90 | 160 |  | 0.9 | 5000 | 80
PY249GH9 | LEDrock | LEDrock | Dia120W-50MMHH | Outdoor Luminaires | High Output | Architectural Flood and Spot Luminaires | Standard | FALSE | [9 empty] | 42367 |  |  | NotYetVerified |  | 3 | 10000 | 80 | 120 |  | 0.9 | 5000 | 80
PMCB6DY4 | LEDrock | LEDrock | Tit30W-5007HH | Outdoor Luminaires | Low Output | Architectural Flood and Spot Luminaires | Standard | FALSE | [9 empty] | 42367 |  |  | NotYetVerified |  | 3 | 2501.3 | 86.54 | 28.9 | 19.23 | 0.9098 | 5000 | 74.1
PB4YAAPT | LEDrock | LEDrock | Ele50W-50MMHH | Outdoor Luminaires | Low Output | Architectural Flood and Spot Luminaires | Standard | FALSE | [9 empty] | 42367 |  |  | NotYetVerified |  | 3 | 4906.5 | 102.12 | 48.05 | 20 | 0.9 | 5000 | 83.3
PN8Q297Q | LEDrock | LEDrock | Ele30W-50MMHH | Outdoor Luminaires | Low Output | Architectural Flood and Spot Luminaires | Standard | FALSE | [9 empty] | 42367 |  |  | NotYetVerified |  | 3 | 2899.1 | 98.84 | 29.33 | 20 | 0.9 | 5000 | 83.2
P66F84YM | LEDrock | LEDrock | Apo20W-50MMHH | Outdoor Luminaires | Low Output | Architectural Flood and Spot Luminaires | Standard | FALSE | [9 empty] | 42367 |  |  | NotYetVerified |  | 3 | 1859 | 97.28 | 20 |  | 0.9058 | 5000 | 83
P8D6BQ2Q | LEDrock | LEDrock | Ele15W-50MMHH | Outdoor Luminaires | Low Output | Architectural Flood and Spot Luminaires | Standard | FALSE | [9 empty] | 42367 |  |  | NotYetVerified |  | 3 | 1467.8 | 96.19 | 15.26 | 20 | 0.9 | 5000 | 82.9
PB36P51X | LEDrock | LEDrock | Apo80W-50MMH | Outdoor Luminaires | Mid Output | Architectural Flood and Spot Luminaires | Standard | FALSE | [9 empty] | 42367 |  |  | NotYetVerified |  | 3 | 6500 | 80 | 80 |  | 0.95 | 5000 | 80
P82S8PMN | LEDrock | LEDrock | Apo100W-40MMHH | Outdoor Luminaires | Mid Output | Architectural Flood and Spot Luminaires | Standard | FALSE | [9 empty] | 42367 |  |  | NotYetVerified |  | 3 | 7800 | 85 | 100 |  | 0.9 | 4000 | 80
PHMAKP5M | LEDrock | LEDrock | Apo50W-40MMHH | Outdoor Luminaires | Low Output | Architectural Flood and Spot Luminaires | Standard | FALSE | [9 empty] | 42367 |  |  | NotYetVerified |  | 3 | 3700 | 75 | 50 |  | 0.9 | 4000 | 80
P6U61PUQ | LEDrock | LEDrock | Apo30W-40MMHH | Outdoor Luminaires | Low Output | Architectural Flood and Spot Luminaires | Standard | FALSE | [9 empty] | 42367 |  |  | NotYetVerified |  | 3 | 2200 | 75 | 30 |  | 0.9 | 4000 | 80
PXXJXFQ9 | LEDrock | LEDrock | Apo10W-40MMHH | Outdoor Luminaires | Low Output | Architectural Flood and Spot Luminaires | Standard | FALSE | [9 empty] | 42367 |  |  | NotYetVerified |  | 3 | 900 | 85 | 12 |  | 0.9 | 4000 | 80
PZUA78TK | LEDrock | LEDrock | Dia200W-40MMHH | Outdoor Luminaires | High Output | Architectural Flood and Spot Luminaires | Standard | FALSE | [9 empty] | 42367 |  |  | NotYetVerified |  | 3 | 16000 | 80 | 200 |  | 0.9 | 4000 | 80
PYSUY6SW | LEDrock | LEDrock | Dia160W-40MMHH | Outdoor Luminaires | High Output | Architectural Flood and Spot Luminaires | Standard | FALSE | [9 empty] | 42367 |  |  | NotYetVerified |  | 3 | 14000 | 90 | 160 |  | 0.9 | 4000 | 80
PQTYCCEC | LEDrock | LEDrock | Dia120W-40MMHH | Outdoor Luminaires | High Output | Architectural Flood and Spot Luminaires | Standard | FALSE | [9 empty] | 42367 |  |  | NotYetVerified |  | 3 | 10000 | 80 | 120 |  | 0.9 | 4000 | 80
PZANQ9HD | LEDrock | LEDrock | Ele50W-40MMHH | Outdoor Luminaires | Low Output | Architectural Flood and Spot Luminaires | Standard | FALSE | [9 empty] | 42367 |  |  | NotYetVerified |  | 3 | 4906.5 | 102.12 | 48.05 | 20 | 0.9 | 4000 | 83.3
P6FGNUA9 | LEDrock | LEDrock | Ele30W-40MMHH | Outdoor Luminaires | Low Output | Architectural Flood and Spot Luminaires | Standard | FALSE | [9 empty] | 42367 |  |  | NotYetVerified |  | 3 | 2899.1 | 98.84 | 29.33 | 20 | 0.9 | 4000 | 83.2
PU1CE48S | LEDrock | LEDrock | Apo20W-40MMHH | Outdoor Luminaires | Low Output | Architectural Flood and Spot Luminaires | Standard | FALSE | [9 empty] | 42367 |  |  | NotYetVerified |  | 3 | 1599 | 77.4 | 20 |  | 0.9798 | 4000 | 83
PP7E7NQZ | LEDrock | LEDrock | Ele15W-40MMHH | Outdoor Luminaires | Low Output | Architectural Flood and Spot Luminaires | Standard | FALSE | [9 empty] | 42367 |  |  | NotYetVerified |  | 3 | 1467.8 | 96.19 | 15.26 | 20 | 0.9 | 4000 | 82.9
P4GGYBHH | LEDrock | LEDrock | Apo80W-40MMHH | Outdoor Luminaires | Mid Output | Architectural Flood and Spot Luminaires | Standard | FALSE | [9 empty] | 42367 |  |  | NotYetVerified |  | 3 | 6000 | 75 | 80 |  | 0.95 | 4000 | 80
PRVST314 | WESTGATE MFG | Westgate Mfg | LF3-80CW-YY | Outdoor Luminaires | Mid Output | Architectural Flood and Spot Luminaires | Standard | FALSE | [9 empty] | 42367 |  |  | No |  | 3 | 9064 | 115.39 | 78.55 | 18.95 | 0.9062 | 5000 | 84.5
PSGX6CE5 | WESTGATE MFG | Westgate Mfg | LF3-50CW-YY | Outdoor Luminaires | Low Output | Architectural Flood and Spot Luminaires | Standard | FALSE | [9 empty] | 42367 |  |  | NotYetVerified |  | 3 | 4906.5 | 102.12 | 48.05 | 20 | 0.9 | 5000 | 83.3
PWK46V1X | WESTGATE MFG | Westgate Mfg | LF3-30CW-YY | Outdoor Luminaires | Low Output | Architectural Flood and Spot Luminaires | Standard | FALSE | [9 empty] | 42367 |  |  | NotYetVerified |  | 3 | 2899.1 | 98.84 | 29.33 | 20 | 0.9 | 5000 | 83.2
P56C3NHT | WESTGATE MFG | Westgate Mfg | LF3-15CW-YY | Outdoor Luminaires | Low Output | Architectural Flood and Spot Luminaires | Standard | FALSE | [9 empty] | 42367 |  |  | NotYetVerified |  | 3 | 1467.8 | 96.19 | 15.26 | 20 | 0.9 | 5000 | 82.9
PU4GJMCR | WESTGATE MFG | Westgate Mfg | LF3-220CW-YY | Outdoor Luminaires | High Output | Architectural Flood and Spot Luminaires | Standard | FALSE | [9 empty] | 42367 |  |  | No |  | 3 | 25684 | 116.82 | 219.9 | 19.02 | 0.9276 | 5000 | 84.7
PP9PMTBD | WESTGATE MFG | Westgate Mfg | LF3-100CW-YY | Outdoor Luminaires | High Output | Architectural Flood and Spot Luminaires | Standard | FALSE | [9 empty] | 42367 |  |  | No |  | 3 | 11021 | 111.95 | 98.45 | 18.87 | 0.9062 | 5000 | 83.8
PKSGFH8B | WESTGATE MFG | Westgate Mfg | LF3-300CW-YY | Outdoor Luminaires | Very High Output | Architectural Flood and Spot Luminaires | Standard | FALSE | [9 empty] | 42367 |  |  | No |  | 3 | 30857 | 101.45 | 304.2 | 7.88 | 0.947 | 5000 | 83.5
PB4CVZET | WESTGATE MFG | Westgate Mfg | LF3-150CW-YY | Outdoor Luminaires | High Output | Architectural Flood and Spot Luminaires | Standard | FALSE | [9 empty] | 42367 |  |  | No |  | 3 | 15131 | 98.1 | 154.3 | 6.27 | 0.9017 | 5000 | 83.2
PWJ72T63 | WESTGATE MFG | Westgate Mfg | LF3-80NW-YY | Outdoor Luminaires | Mid Output | Architectural Flood and Spot Luminaires | Standard | FALSE | [9 empty] | 42367 |  |  | No |  | 3 | 8591 | 110.11 | 78.02 | 18.74 | 0.9024 | 4000 | 83.7
PZZETYDC | WESTGATE MFG | Westgate Mfg | LF3-50NW-YY | Outdoor Luminaires | Low Output | Architectural Flood and Spot Luminaires | Standard | FALSE | [9 empty] | 42367 |  |  | NotYetVerified |  | 3 | 4906.5 | 102.12 | 48.05 | 20 | 0.9 | 4000 | 83.3
PUD7DAWY | WESTGATE MFG | Westgate Mfg | LF3-30NW-YY | Outdoor Luminaires | Low Output | Architectural Flood and Spot Luminaires | Standard | FALSE | [9 empty] | 42367 |  |  | NotYetVerified |  | 3 | 2899.1 | 98.84 | 29.33 | 20 | 0.9 | 4000 | 83.2
PPTZTRY9 | WESTGATE MFG | Westgate Mfg | LF3-15NW-YY | Outdoor Luminaires | Low Output | Architectural Flood and Spot Luminaires | Standard | FALSE | [9 empty] | 42367 |  |  | NotYetVerified |  | 3 | 1467.8 | 96.19 | 15.26 | 20 | 0.9 | 4000 | 82.9
PWDGKY18 | WESTGATE MFG | Westgate Mfg | LF3-220NW-YY | Outdoor Luminaires | High Output | Architectural Flood and Spot Luminaires | Standard | FALSE | [9 empty] | 42367 |  |  | No |  | 3 | 21578 | 96.75 | 223 | 18.31 | 0.9301 | 4000 | 83.6
PEK246VM | WESTGATE MFG | Westgate Mfg | LF3-300NW-YY | Outdoor Luminaires | Very High Output | Architectural Flood and Spot Luminaires | Standard | FALSE | [9 empty] | 42367 |  |  | No |  | 3 | 30857 | 101.45 | 304.2 | 7.88 | 0.947 | 4000 | 83.5
PXFNKQA9 | WESTGATE MFG | Westgate Mfg | LF3-150NW-YY | Outdoor Luminaires | High Output | Architectural Flood and Spot Luminaires | Standard | FALSE | [9 empty] | 42367 |  |  | No |  | 3 | 15131 | 98.1 | 154.3 | 6.27 | 0.9017 | 4000 | 83.2
PCF9TV31 | WESTGATE MFG | Westgate Mfg | LF3-100NW-YY | Outdoor Luminaires | High Output | Architectural Flood and Spot Luminaires | Standard | FALSE | [9 empty] | 42367 |  |  | No |  | 3 | 10035 | 103.53 | 96.93 | 19.07 | 0.9024 | 4000 | 82
PUGUBRQYA | ABOVE ALL LIGHTING INC. |  | ABBFL45LED50[ALL motion sensor or photocontrol]-40 | Outdoor Luminaires | Low Output | Architectural Flood and Spot Luminaires | Standard | FALSE | [9 empty] | 42367 | Not Dimmable | Not Dimmable | Yes |  | 3 | 4381.7 | 100 | 45 | 20 | 0.9 | 5000 | 70
P2ZJXKKPA | ABOVE ALL LIGHTING INC. |  | ABBFL25LED50[ALL motion sensor or photocontrol]-40 | Outdoor Luminaires | Low Output | Architectural Flood and Spot Luminaires | Standard | FALSE | [9 empty] | 42367 | Not Dimmable | Not Dimmable | Yes |  | 3 | 2251.6 | 101.4 | 25 | 20 | 0.9 | 5000 | 70
PVMAAXW3 | Shenzhen Snowball Lighting Limited | Snowball | SBF/A/C/100W/3D/NW | Outdoor Luminaires | High Output | Architectural Flood and Spot Luminaires | Premium | TRUE | 11947.8 | 120.67 | 99.01 | 5.31 | 0.9419 | 4094 | 73.3 | 5 | 50000 | 42360 |  |  | No |  | 3 | 12000 | 120 | 100 | 15 | 0.9 | 4000 | 70
PN27SJ9X | Shenzhen Snowball Lighting Limited | Snowball | SBF/A/C/50W/3D/NW | Outdoor Luminaires | Mid Output | Architectural Flood and Spot Luminaires | Premium | TRUE | 6756.1 | 126.45 | 53.5 | 14.34 | 0.9157 | 4064 | 73.3 | 5 | 50000 | 42360 |  |  | No |  | 3 | 6500 | 130 | 50 | 15 | 0.9 | 4000 | 70
PRQ4BYBD | Shenzhen Snowball Lighting Limited | Snowball | SBF/A/C/50W/SCW | Outdoor Luminaires | Mid Output | Architectural Flood and Spot Luminaires | Premium | FALSE | [9 empty] | 42360 |  |  | No |  | 3 | 6500 | 130 | 50 | 15 | 0.9 | 5700 | 70
PCVDZKT8 | Shenzhen Snowball Lighting Limited | Snowball | SBF/A/C/100W/SCW | Outdoor Luminaires | High Output | Architectural Flood and Spot Luminaires | Premium | FALSE | [9 empty] | 42360 | Not Dimmable | Not Dimmable | No |  | 3 | 12500 | 125 | 100 | 15 | 0.9 | 5700 | 70
PHC1X6R6 | Shenzhen Snowball Lighting Limited | Snowball | SBF/A/C/50W/3D/SCW | Outdoor Luminaires | Mid Output | Architectural Flood and Spot Luminaires | Premium | FALSE | [9 empty] | 42360 |  |  | No |  | 3 | 6500 | 130 | 50 | 15 | 0.9 | 5700 | 70
PX2KUYXQ | Shenzhen Snowball Lighting Limited | Snowball | SBF/A/C/100W/3D/SCW | Outdoor Luminaires | High Output | Architectural Flood and Spot Luminaires | Premium | FALSE | [9 empty] | 42360 |  |  | No |  | 3 | 12500 | 125 | 100 | 15 | 0.9 | 5700 | 70
PZRE6DA4 | Shenzhen Snowball Lighting Limited | Snowball | SBF/A/C/50W/CW | Outdoor Luminaires | Mid Output | Architectural Flood and Spot Luminaires | Premium | FALSE | [9 empty] | 42360 |  |  | No |  | 3 | 6500 | 130 | 50 | 15 | 0.9 | 5000 | 70
PWNB6VCW | Shenzhen Snowball Lighting Limited | Snowball | SBF/A/C/100W/CW | Outdoor Luminaires | High Output | Architectural Flood and Spot Luminaires | Premium | FALSE | [9 empty] | 42360 |  |  | No |  | 3 | 12500 | 125 | 100 | 15 | 0.9 | 5000 | 70
P7PUW973 | Shenzhen Snowball Lighting Limited | Snowball | SBF/A/C/50W/3D/CW | Outdoor Luminaires | Mid Output | Architectural Flood and Spot Luminaires | Premium | FALSE | [9 empty] | 42360 | Dimmable | Continuous Above 10 | No |  | 3 | 6500 | 130 | 50 | 15 | 0.9 | 5000 | 70
PV23QCMX | Shenzhen Snowball Lighting Limited | Snowball | SBF/A/C/100W/3D/CW | Outdoor Luminaires | High Output | Architectural Flood and Spot Luminaires | Premium | FALSE | [9 empty] | 42360 |  |  | No |  | 3 | 12500 | 125 | 100 | 15 | 0.9 | 5000 | 70
PMWENJKX | Shenzhen Snowball Lighting Limited | Snowball | SBF/A/C/50W/HNW | Outdoor Luminaires | Mid Output | Architectural Flood and Spot Luminaires | Premium | FALSE | [9 empty] | 42360 |  |  | No |  | 3 | 6500 | 130 | 50 | 15 | 0.9 | 4500 | 70
P45CPGYA | Shenzhen Snowball Lighting Limited | Snowball | SBF/A/C/100W/HNW | Outdoor Luminaires | High Output | Architectural Flood and Spot Luminaires | Premium | FALSE | [9 empty] | 42360 | Not Dimmable | Not Dimmable | No |  | 3 | 12000 | 120 | 100 | 15 | 0.9 | 4500 | 70
PQGCEAWQ | Shenzhen Snowball Lighting Limited | Snowball | SBF/A/C/50W/3D/HNW | Outdoor Luminaires | Mid Output | Architectural Flood and Spot Luminaires | Premium | FALSE | [9 empty] | 42360 |  |  | No |  | 3 | 6500 | 130 | 50 | 15 | 0.9 | 4500 | 70
PQHZWEUW | Shenzhen Snowball Lighting Limited | Snowball | SBF/A/C/100W/3D/HNW | Outdoor Luminaires | High Output | Architectural Flood and Spot Luminaires | Premium | FALSE | [9 empty] | 42360 |  |  | No |  | 3 | 12000 | 120 | 100 | 15 | 0.9 | 4500 | 70
P3BS39W3 | Shenzhen Snowball Lighting Limited | Snowball | SBF/A/C/50W/NW | Outdoor Luminaires | Mid Output | Architectural Flood and Spot Luminaires | Premium | FALSE | [9 empty] | 42360 | Not Dimmable | Not Dimmable | No |  | 3 | 6500 | 130 | 50 | 15 | 0.9 | 4000 | 70
PK92UAV5 | Shenzhen Snowball Lighting Limited | Snowball | SBF/A/C/100W/NW | Outdoor Luminaires | High Output | Architectural Flood and Spot Luminaires | Premium | FALSE | [9 empty] | 42360 |  |  | No |  | 3 | 12000 | 120 | 100 | 15 | 0.9 | 4000 | 70
PNY4W1HUA | Foxconn Technology Pte. Ltd. |  | FL1-U150A-XY | Outdoor Luminaires | High Output | Architectural Flood and Spot Luminaires | Premium | TRUE | 17642.93 | 117.855 | 149.7 | 5.12 | 0.9762 | 4907 | 71.7 | 5 | 50000 | 42359 |  |  | No |  | 3 | 18000 | 120 | 150 | 5.12 | 0.9762 | 5000 | 72
PUZZ8BGW | EcoSense Lighting Ltd Co | Trov | L50-E-48-04-27-80-MULT-9x59 | Outdoor Luminaires | Low Output | Architectural Flood and Spot Luminaires | Standard | TRUE | 1115 | 75.7 | 14.73 | 14 | 0.967 | 2626 | 84.1 | 5 | 50000 | 42359 |  |  | No |  | 3 | 1008.44 | 63.03 | 16 | 13.5 | 0.98 | 2700 | 80
PJGCY191 | Guangdong Mason Technologies Co. Ltd. | Mason | MS-TL-60W-054 | Outdoor Luminaires | Mid Output | Architectural Flood and Spot Luminaires | Standard | TRUE | 6098 | 101.7 | 59.97 | 12.89 | 0.964 | 4932 | 77.8 | 5 | 50000 | 42359 |  |  | No |  | 3 | 6098 | 100 | 60 | 20 | 0.9 | 5000 | 70
PY1TBA86 | ABOVE ALL LIGHTING INC. | ABBlighting | FL38501 | Outdoor Luminaires | Low Output | Architectural Flood and Spot Luminaires | Premium | TRUE | 4264.8 | 104.9 | 40.67 | 9.51 | 0.9586 | 5037 | 74.1 | 5 | 50000 | 42359 |  |  | Yes |  | 3 | 4300 | 106 | 38 | 20 | 0.9 | 5000 | 75
PQ9PJEUR | ABOVE ALL LIGHTING INC. | ABBlighting | FL70501 | Outdoor Luminaires | Mid Output | Architectural Flood and Spot Luminaires | Premium | TRUE | 8749 | 108 | 80.98 | 11.03 | 0.9582 | 4956 | 74.7 | 5 | 50000 | 42359 |  |  | Yes |  | 3 | 8750 | 108 | 80 | 20 | 0.9 | 5000 | 75
PFKGPEZ9 | GreenTek Energy Systems | GREENTEK | GT-FL-300W3KYYZZ | Outdoor Luminaires | Very High Output | Architectural Flood and Spot Luminaires | Standard | TRUE | 30857 | 101.45 | 304.2 | 7.88 | 0.947 | 3056 | 83.5 | 5 | 50000 | 42359 |  |  | No |  | 3 | 30857 | 101.45 | 304.2 | 7.88 | 0.947 | 3000 | 83.5
PY96KZEX | Ecopower Inc. | EP-FLF | EP-FLF300WWWYYZZ | Outdoor Luminaires | Very High Output | Architectural Flood and Spot Luminaires | Standard | TRUE | 30857 | 101.45 | 304.2 | 7.88 | 0.947 | 3056 | 83.5 | 5 | 50000 | 42359 |  |  | No |  | 3 | 30857 | 101.45 | 304.2 | 7.88 | 0.947 | 3000 | 83.5
PEUS34BTZ | Foxconn Technology Pte. Ltd. |  | FL1-U085A-XY | Outdoor Luminaires | High Output | Architectural Flood and Spot Luminaires | Premium | TRUE | 10255.737 | 121.37 | 84.5 | 3.27 | 0.9407 | 5020 | 71.2 | 5 | 50000 | 42359 |  |  | No |  | 3 | 10200 | 120 | 85 | 3.27 | 0.9407 | 5000 | 71
PHC4P17H | ABOVE ALL LIGHTING INC. | ABBlighting | FL100501 | Outdoor Luminaires | High Output | Architectural Flood and Spot Luminaires | Premium | TRUE | 11046 | 110.5 | 99.96 | 14.25 | 0.9327 | 5043 | 76.1 | 5 | 50000 | 42359 |  |  | Yes |  | 3 | 11046 | 110.5 | 100 | 20 | 0.9 | 5000 | 75
PXPYF63B | GreenTek Energy Systems | GREENTEK | GT-FL-220W6KYYZZ | Outdoor Luminaires | High Output | Architectural Flood and Spot Luminaires | Standard | TRUE | 21424 | 95.6 | 224.08 | 10.49 | 0.9315 | 5430 | 84 | 5 | 50000 | 42359 |  |  | No |  | 3 | 24000 | 110 | 220 | 20 | 0.9 | 5700 | 75
PTKJRYHP | Ecopower Inc. | EP-FLF | EP-FLF220WDLYYZZ | Outdoor Luminaires | High Output | Architectural Flood and Spot Luminaires | Standard | TRUE | 21424 | 95.6 | 224.08 | 10.49 | 0.9315 | 5430 | 84 | 5 | 50000 | 42359 |  |  | No |  | 3 | 24000 | 110 | 220 | 20 | 0.9 | 5700 | 75
PWSJRJ99 | GreenTek Energy Systems | GREENTEK | GT-FL-220W3KYYZZ | Outdoor Luminaires | High Output | Architectural Flood and Spot Luminaires | Standard | TRUE | 21495 | 99.51 | 216 | 18.31 | 0.9301 | 3110 | 83.6 | 5 | 50000 | 42359 |  |  | No |  | 3 | 21578 | 96.75 | 223 | 18.31 | 0.9301 | 3000 | 83.6
PSNZM33U | Ecopower Inc. | EP-FLF | EP-FLF220WWWYYZZ | Outdoor Luminaires | High Output | Architectural Flood and Spot Luminaires | Standard | TRUE | 21495 | 99.51 | 216 | 18.31 | 0.9301 | 3110 | 83.6 | 5 | 50000 | 42359 |  |  | No |  | 3 | 21578 | 96.75 | 223 | 18.31 | 0.9301 | 3000 | 83.6
P6NYWQHZ | ABOVE ALL LIGHTING INC. | ABBlighting | FL26501 | Outdoor Luminaires | Low Output | Architectural Flood and Spot Luminaires | Premium | TRUE | 2706 | 103.7 | 26.1 | 6.48 | 0.9211 | 4959 | 74.1 | 5 | 50000 | 42359 | Dimmable | Continuous Below 10 | Yes |  | 3 | 2719 | 106 | 26 | 20 | 0.9 | 5000 | 75
P13WPAV8P | Foxconn Technology Pte. Ltd. |  | FL1-U120A-XY | Outdoor Luminaires | High Output | Architectural Flood and Spot Luminaires | Premium | TRUE | 15750.48 | 126.165 | 124.84 | 10.14 | 0.9165 | 4825 | 73.3 | 5 | 50000 | 42359 | Not Dimmable | Not Dimmable | No |  | 3 | 14400 | 120 | 120 | 10.14 | 0.9165 | 5000 | 73
P3B4V1SD | ABOVE ALL LIGHTING INC. | ABBlighting | FL52501 | Outdoor Luminaires | Mid Output | Architectural Flood and Spot Luminaires | Premium | TRUE | 5453.1 | 103 | 52.93 | 11.69 | 0.9082 | 5023 | 74.1 | 5 | 50000 | 42359 | Dimmable | Continuous Below 10 | Yes |  | 3 | 5492 | 104 | 52 | 20 | 0.9 | 5000 | 75
PSNUNMSZ | GreenTek Energy Systems | GREENTEK | GT-FL-15W3KYYZZ | Outdoor Luminaires | Low Output | Architectural Flood and Spot Luminaires | Standard | TRUE | 1467.8 | 96.19 | 15.26 | 16.52 | 0.9079 | 3042 | 82.9 | 5 | 50000 | 42359 |  |  | NotYetVerified |  | 3 | 1467.8 | 96.19 | 15.26 | 20 | 0.9 | 3000 | 82.9
PRRAZCHN | Ecopower Inc. | EP-FLF | EP-FLF15WWWYYZZ | Outdoor Luminaires | Low Output | Architectural Flood and Spot Luminaires | Standard | TRUE | 1467.8 | 96.19 | 15.26 | 16.52 | 0.9079 | 3042 | 82.9 | 5 | 50000 | 42359 |  |  | NotYetVerified |  | 3 | 1467.8 | 96.19 | 15.26 | 20 | 0.9 | 3000 | 82.9
P5SVWBPU | GreenTek Energy Systems | GREENTEK | GT-FL-100W6KYYZZ | Outdoor Luminaires | Mid Output | Architectural Flood and Spot Luminaires | Standard | TRUE | 9889.9 | 101.4 | 97.57 | 20.56 | 0.9055 | 5843 | 84.5 | 5 | 50000 | 42359 |  |  | No |  | 3 | 11000 | 110 | 100 | 20 | 0.9 | 5700 | 75
P7XWVEVE | Ecopower Inc. | EP-FLF | EP-FLF100WDLYYZZ | Outdoor Luminaires | Mid Output | Architectural Flood and Spot Luminaires | Standard | TRUE | 9889.9 | 101.4 | 97.57 | 20.56 | 0.9055 | 5843 | 84.5 | 5 | 50000 | 42359 |  |  | No |  | 3 | 11000 | 110 | 100 | 20 | 0.9 | 5700 | 75
PDVKNF8K | GreenTek Energy Systems | GREENTEK | GT-FL-30W3KYYZZ | Outdoor Luminaires | Low Output | Architectural Flood and Spot Luminaires | Standard | TRUE | 2899.1 | 98.84 | 29.33 | 16.49 | 0.9049 | 3041 | 83.2 | 5 | 50000 | 42359 |  |  | NotYetVerified |  | 3 | 2899.1 | 98.84 | 29.33 | 20 | 0.9 | 3000 | 83.2
PT9Y3PHR | Ecopower Inc. | EP-FLF | EP-FLF30WWWYYZZ | Outdoor Luminaires | Low Output | Architectural Flood and Spot Luminaires | Standard | TRUE | 2899.1 | 98.84 | 29.33 | 16.49 | 0.9049 | 3041 | 83.2 | 5 | 50000 | 42359 |  |  | NotYetVerified |  | 3 | 2899.1 | 98.84 | 29.33 | 20 | 0.9 | 3000 | 83.2
PQAZNE93 | GreenTek Energy Systems | GREENTEK | GT-FL50W3KYYZZ | Outdoor Luminaires | Low Output | Architectural Flood and Spot Luminaires | Standard | TRUE | 4906.5 | 102.12 | 48.05 | 17.63 | 0.9031 | 3042 | 83.3 | 5 | 50000 | 42359 |  |  | NotYetVerified |  | 3 | 4906.5 | 102.12 | 48.05 | 20 | 0.9 | 3000 | 83.3
P9NPRHJH | Ecopower Inc. | EP-FLF | EP-FLF50WWWYYZZ | Outdoor Luminaires | Low Output | Architectural Flood and Spot Luminaires | Standard | TRUE | 4906.5 | 102.12 | 48.05 | 17.63 | 0.9031 | 3042 | 83.3 | 5 | 50000 | 42359 |  |  | NotYetVerified |  | 3 | 4906.5 | 102.12 | 48.05 | 20 | 0.9 | 3000 | 83.3
P2M1QWZXA | Foxconn Technology Pte. Ltd. |  | FL1-U040A-XY | Outdoor Luminaires | Low Output | Architectural Flood and Spot Luminaires | Premium | TRUE | 4928.496 | 120.472 | 40.91 | 13.48 | 0.9028 | 4909 | 70.8 | 5 | 50000 | 42359 | Not Dimmable | Not Dimmable | No |  | 3 | 4800 | 120 | 40 | 13.48 | 0.9028 | 5000 | 73
PX98EQ1A | GreenTek Energy Systems | GREENTEK | GT-FL-100W3KYYZZ | Outdoor Luminaires | High Output | Architectural Flood and Spot Luminaires | Standard | TRUE | 10035 | 103.53 | 96.93 | 19.07 | 0.9024 | 3058 | 82 | 5 | 50000 | 42359 |  |  | No |  | 3 | 10035 | 103.53 | 96.93 | 19.07 | 0.9024 | 3000 | 82
PS4UDTVV | Ecopower Inc. | EP-FLF | EP-FLF100WWWYYZZ | Outdoor Luminaires | High Output | Architectural Flood and Spot Luminaires | Standard | TRUE | 10035 | 103.53 | 96.93 | 19.07 | 0.9024 | 3058 | 82 | 5 | 50000 | 42359 |  |  | No |  | 3 | 10035 | 103.53 | 96.93 | 19.07 | 0.9024 | 3000 | 82
PKWN7CP8 | Ecopower Inc. | EP-FLF | EP-FLF80WWWYYZZ | Outdoor Luminaires | Mid Output | Architectural Flood and Spot Luminaires | Standard | TRUE | 8453 | 109.98 | 76.86 | 18.74 | 0.9024 | 3064 | 83.7 | 5 | 50000 | 42359 |  |  | No |  | 3 | 8591 | 110.11 | 78.02 | 18.74 | 0.9024 | 3000 | 83.7
P2F3J482 | GreenTek Energy Systems | GREENTEK | GT-FL-150W3KYYZZ | Outdoor Luminaires | High Output | Architectural Flood and Spot Luminaires | Standard | TRUE | 15131 | 98.1 | 154.3 | 6.27 | 0.9017 | 3055 | 83.2 | 5 | 50000 | 42359 |  |  | No |  | 3 | 15131 | 98.1 | 154.3 | 6.27 | 0.9017 | 3000 | 83.2
P4UWWAQD | Ecopower Inc. | EP-FLF | EP-FLF150WWWYYZZ | Outdoor Luminaires | High Output | Architectural Flood and Spot Luminaires | Standard | TRUE | 15131 | 98.1 | 154.3 | 6.27 | 0.9017 | 3055 | 83.2 | 5 | 50000 | 42359 |  |  | No |  | 3 | 15131 | 98.1 | 154.3 | 6.27 | 0.9017 | 3000 | 83.2
PGA8MV8PB | Foxconn Technology Pte. Ltd. |  | FL1-U028A-XY | Outdoor Luminaires | Low Output | Architectural Flood and Spot Luminaires | Premium | TRUE | 3340.639 | 122.727 | 27.22 | 9.56 | 0.8841 | 4785 | 73.1 | 5 | 50000 | 42359 |  |  | No |  | 3 | 3360 | 120 | 28 | 9.56 | 0.8841 | 5000 | 73
P4SAF6DM | LEDtronics Inc. | Ledtronics | FDL002-20W-XPW-X01W | Outdoor Luminaires | Low Output | Architectural Flood and Spot Luminaires | Standard | TRUE | 1991 | 82.24 | 24.2 | 19.67 | 0.884 | 5263 | 69.1 | 5 | 50000 | 42359 |  |  | No |  | 3 | 2050 | 102 | 20 | 19.67 | 0.884 | 5000 | 75
PKZEA5HK9 | Hubbell Lighting | Hubbell Outdoor | FLL-[YK]-140L4K-[PC]U | Outdoor Luminaires | High Output | Architectural Flood and Spot Luminaires | Standard | TRUE | 14696 | 98.02 | 149.9 | 11.56 | 0.8744 | 4058 | 81.3 | 5 |  | 42359 |  |  | Yes |  | 3.1 | 14665 | 97.83 | 149.9 | 12.4 | 0.95 | 4058 | 81.3
P9J3UDXBS | Foxconn Technology Pte. Ltd. |  | FL1-U060A-XY | Outdoor Luminaires | Mid Output | Architectural Flood and Spot Luminaires | Premium | TRUE | 7435.593 | 126.456 | 58.8 | 13.71 | 0.8702 | 4821 | 73 | 5 | 50000 | 42359 | Not Dimmable | Not Dimmable | No |  | 3 | 7200 | 120 | 60 | 13.71 | 0.8702 | 4821 | 73
PKGE1PVK | Guangdong Mason Technologies Co. Ltd. | Mason | MS-TL-60W-054D | Outdoor Luminaires | Mid Output | Architectural Flood and Spot Luminaires | Standard | FALSE | [9 empty] | 42359 |  |  | No |  | 3 | 6098 | 100 | 60 | 20 | 0.9 | 5000 | 70
PRDWFGQ33 | Hubbell Lighting | Hubbell Outdoor | FLL-[YK]-140L5K-[PC]U | Outdoor Luminaires | High Output | Architectural Flood and Spot Luminaires | Standard | FALSE | [9 empty] | 42359 |  |  | Yes |  | 3.1 | 14764 | 99.35 | 148.6 | 11.92 | 0.8766 | 5308 | 83.5
PAFPMCJK | GreenTek Energy Systems | GREENTEK | GT-FL-30W6KYYZZ | Outdoor Luminaires | Low Output | Architectural Flood and Spot Luminaires | Standard | FALSE | [9 empty] | 42359 |  |  | NotYetVerified |  | 3 | 2985 | 103.11 | 28.95 | 20 | 0.9 | 5700 | 84.5
P99239TC | GreenTek Energy Systems | GREENTEK | GT-FL-50W6KYYZZ | Outdoor Luminaires | Low Output | Architectural Flood and Spot Luminaires | Standard | FALSE | [9 empty] | 42359 |  |  | NotYetVerified |  | 3 | 5053 | 105.64 | 47.83 | 20 | 0.9 | 5700 | 84.3
PRFHE7NA | GreenTek Energy Systems | GREENTEK | GT-FL-15W6KYYZZ | Outdoor Luminaires | Low Output | Architectural Flood and Spot Luminaires | Standard | FALSE | [9 empty] | 42359 |  |  | NotYetVerified |  | 3 | 1511 | 101.21 | 14.93 | 20 | 0.9 | 5700 | 84.1
P65GZ2V9 | GreenTek Energy Systems | GREENTEK | GT-FL-300W6KYYZZ | Outdoor Luminaires | Very High Output | Architectural Flood and Spot Luminaires | Standard | FALSE | [9 empty] | 42359 |  |  | No |  | 3 | 34017 | 111.97 | 303.8 | 7.68 | 0.9398 | 5700 | 83.7
P2UMAPY2 | GreenTek Energy Systems | GREENTEK | GT-FL-150W6KYYZZ | Outdoor Luminaires | High Output | Architectural Flood and Spot Luminaires | Standard | FALSE | [9 empty] | 42359 |  |  | No |  | 3 | 16423 | 106.71 | 153.9 | 6.08 | 0.9035 | 5700 | 83.5
PADRCQAQ | GreenTek Energy Systems | GREENTEK | GT-FL-50W5KYYZZ | Outdoor Luminaires | Low Output | Architectural Flood and Spot Luminaires | Standard | FALSE | [9 empty] | 42359 |  |  | NotYetVerified |  | 3 | 4906.5 | 102.12 | 48.05 | 20 | 0.9 | 5000 | 83.3
PR6G89VR | GreenTek Energy Systems | GREENTEK | GT-FL-30W5KYYZZ | Outdoor Luminaires | Low Output | Architectural Flood and Spot Luminaires | Standard | FALSE | [9 empty] | 42359 |  |  | NotYetVerified |  | 3 | 2899.1 | 98.84 | 29.33 | 20 | 0.9 | 5000 | 83.2
PM77MG29 | GreenTek Energy Systems | GREENTEK | GT-FL-15W5KYYZZ | Outdoor Luminaires | Low Output | Architectural Flood and Spot Luminaires | Standard | FALSE | [9 empty] | 42359 |  |  | NotYetVerified |  | 3 | 1467.8 | 96.19 | 15.26 | 20 | 0.9 | 5000 | 82.9
PYKP8GVQ | GreenTek Energy Systems | GREENTEK | GT-FL-220W5KYYZZ | Outdoor Luminaires | High Output | Architectural Flood and Spot Luminaires | Standard | FALSE | [9 empty] | 42359 |  |  | No |  | 3 | 25684 | 116.82 | 219.9 | 19.02 | 0.9276 | 5000 | 84.7
PCGH4SEY | GreenTek Energy Systems | GREENTEK | GT-FL-100W5KYYZZ | Outdoor Luminaires | High Output | Architectural Flood and Spot Luminaires | Standard | FALSE | [9 empty] | 42359 |  |  | No |  | 3 | 11021 | 111.95 | 98.45 | 18.87 | 0.9062 | 5000 | 83.8
PFNT2VZ2 | GreenTek Energy Systems | GREENTEK | GT-FL-300W5KYYZZ | Outdoor Luminaires | Very High Output | Architectural Flood and Spot Luminaires | Standard | FALSE | [9 empty] | 42359 |  |  | No |  | 3 | 30857 | 101.45 | 304.2 | 7.88 | 0.947 | 5000 | 83.5
P5BPN7RG | GreenTek Energy Systems | GREENTEK | GT-FL-150W5KYYZZ | Outdoor Luminaires | High Output | Architectural Flood and Spot Luminaires | Standard | FALSE | [9 empty] | 42359 |  |  | No |  | 3 | 15131 | 98.1 | 154.3 | 6.27 | 0.9017 | 5000 | 83.2
PJGNCXUY | GreenTek Energy Systems | GREENTEK | GT-FL-50W4KYYZZ | Outdoor Luminaires | Low Output | Architectural Flood and Spot Luminaires | Standard | FALSE | [9 empty] | 42359 |  |  | NotYetVerified |  | 3 | 4906.5 | 102.12 | 48.05 | 20 | 0.9 | 4000 | 83.3
PSMQMSK2 | GreenTek Energy Systems | GREENTEK | GT-FL-30W4KYYZZ | Outdoor Luminaires | Low Output | Architectural Flood and Spot Luminaires | Standard | FALSE | [9 empty] | 42359 |  |  | NotYetVerified |  | 3 | 2899.1 | 98.84 | 29.33 | 20 | 0.9 | 4000 | 83.2
PWPD89HW | GreenTek Energy Systems | GREENTEK | GT-FL-15W4KYYZZ | Outdoor Luminaires | Low Output | Architectural Flood and Spot Luminaires | Standard | FALSE | [9 empty] | 42359 |  |  | NotYetVerified |  | 3 | 1467.8 | 96.19 | 15.26 | 20 | 0.9 | 4000 | 82.9
PS2U4RGJ | GreenTek Energy Systems | GREENTEK | GT-FL-220W4KYYZZ | Outdoor Luminaires | High Output | Architectural Flood and Spot Luminaires | Standard | FALSE | [9 empty] | 42359 |  |  | No |  | 3 | 21578 | 96.75 | 223 | 18.31 | 0.9301 | 4000 | 83.6
P65T1JW4 | GreenTek Energy Systems | GREENTEK | GT-FL-300W4KYYZZ | Outdoor Luminaires | Very High Output | Architectural Flood and Spot Luminaires | Standard | FALSE | [9 empty] | 42359 |  |  | No |  | 3 | 30857 | 101.45 | 304.2 | 7.88 | 0.947 | 4000 | 83.5
PR5K6E77 | GreenTek Energy Systems | GREENTEK | GT-FL-150W4KYYZZ | Outdoor Luminaires | High Output | Architectural Flood and Spot Luminaires | Standard | FALSE | [9 empty] | 42359 |  |  | No |  | 3 | 15131 | 98.1 | 154.3 | 6.27 | 0.9017 | 4000 | 83.2
PS2GN379 | GreenTek Energy Systems | GREENTEK | GT-FL-100W4KYYZZ | Outdoor Luminaires | High Output | Architectural Flood and Spot Luminaires | Standard | FALSE | [9 empty] | 42359 |  |  | No |  | 3 | 10035 | 103.53 | 96.93 | 19.07 | 0.9024 | 4000 | 82
P7RPU7UG | Ecopower Inc. | EP-FLF | EP-FLF30WDLYYZZ | Outdoor Luminaires | Low Output | Architectural Flood and Spot Luminaires | Standard | FALSE | [9 empty] | 42359 |  |  | NotYetVerified |  | 3 | 2985 | 103.11 | 28.95 | 20 | 0.9 | 5700 | 84.5
P7Q6PRYW | Ecopower Inc. | EP-FLF | EP-FLF50WDLYYZZ | Outdoor Luminaires | Low Output | Architectural Flood and Spot Luminaires | Standard | FALSE | [9 empty] | 42359 |  |  | NotYetVerified |  | 3 | 5053 | 105.64 | 47.83 | 20 | 0.9 | 5700 | 84.3
PJRXMXAD | Ecopower Inc. | EP-FLF | EP-FLF15WDLYYZZ | Outdoor Luminaires | Low Output | Architectural Flood and Spot Luminaires | Standard | FALSE | [9 empty] | 42359 |  |  | NotYetVerified |  | 3 | 1511 | 101.21 | 14.93 | 20 | 0.9 | 5700 | 84.1
P8SB2WWC | Ecopower Inc. | EP-FLF | EP-FLF300WDLYYZZ | Outdoor Luminaires | Very High Output | Architectural Flood and Spot Luminaires | Standard | FALSE | [9 empty] | 42359 |  |  | No |  | 3 | 34017 | 111.97 | 303.8 | 7.68 | 0.9398 | 5700 | 83.7
PZJAHCM1 | Ecopower Inc. | EP-FLF | EP-FLF150WDLYYZZ | Outdoor Luminaires | High Output | Architectural Flood and Spot Luminaires | Standard | FALSE | [9 empty] | 42359 |  |  | No |  | 3 | 16423 | 106.71 | 153.9 | 6.08 | 0.9035 | 5700 | 83.5
P4C53R59 | Ecopower Inc. | EP-FLF | EP-FLF80WCWYYZZ | Outdoor Luminaires | Mid Output | Architectural Flood and Spot Luminaires | Standard | FALSE | [9 empty] | 42359 |  |  | No |  | 3 | 9064 | 115.39 | 78.55 | 18.95 | 0.9062 | 5000 | 84.5
P2P3TSCB | Ecopower Inc. | EP-FLF | EP-FLF50WCWYYZZ | Outdoor Luminaires | Low Output | Architectural Flood and Spot Luminaires | Standard | FALSE | [9 empty] | 42359 |  |  | NotYetVerified |  | 3 | 4906.5 | 102.12 | 48.05 | 20 | 0.9 | 5000 | 83.3
PHUGQHUR | Ecopower Inc. | EP-FLF | EP-FLF30WCWYYZZ | Outdoor Luminaires | Low Output | Architectural Flood and Spot Luminaires | Standard | FALSE | [9 empty] | 42359 |  |  | NotYetVerified |  | 3 | 2899.1 | 98.84 | 29.33 | 20 | 0.9 | 5000 | 83.2
PF31ECRQ | Ecopower Inc. | EP-FLF | EP-FLF15WCWYYZZ | Outdoor Luminaires | Low Output | Architectural Flood and Spot Luminaires | Standard | FALSE | [9 empty] | 42359 |  |  | NotYetVerified |  | 3 | 1467.8 | 96.19 | 15.26 | 20 | 0.9 | 5000 | 82.9
PE9PEWYX | Ecopower Inc. | EP-FLF | EP-FLF220WCWYYZZ | Outdoor Luminaires | High Output | Architectural Flood and Spot Luminaires | Standard | FALSE | [9 empty] | 42359 |  |  | No |  | 3 | 25684 | 116.82 | 219.9 | 19.02 | 0.9276 | 5000 | 84.7
PZ3YT2T7 | Ecopower Inc. | EP-FLF | EP-FLF100WCWYYZZ | Outdoor Luminaires | High Output | Architectural Flood and Spot Luminaires | Standard | FALSE | [9 empty] | 42359 |  |  | No |  | 3 | 11021 | 111.95 | 98.45 | 18.87 | 0.9062 | 5000 | 83.8
PBWARRFB | Ecopower Inc. | EP-FLF | EP-FLF300WCWYYZZ | Outdoor Luminaires | Very High Output | Architectural Flood and Spot Luminaires | Standard | FALSE | [9 empty] | 42359 |  |  | No |  | 3 | 30857 | 101.45 | 304.2 | 7.88 | 0.947 | 5000 | 83.5
PAUQEASS | Ecopower Inc. | EP-FLF | EP-FLF150WCWYYZZ | Outdoor Luminaires | High Output | Architectural Flood and Spot Luminaires | Standard | FALSE | [9 empty] | 42359 |  |  | No |  | 3 | 15131 | 98.1 | 154.3 | 6.27 | 0.9017 | 5000 | 83.2
PBZYR47F | Ecopower Inc. | EP-FLF | EP-FLF80WNWYYZZ | Outdoor Luminaires | Mid Output | Architectural Flood and Spot Luminaires | Standard | FALSE | [9 empty] | 42359 |  |  | No |  | 3 | 8591 | 110.11 | 78.02 | 18.74 | 0.9024 | 4000 | 83.7
PWD3CKH3 | Ecopower Inc. | EP-FLF | EP-FLF50WNWYYZZ | Outdoor Luminaires | Low Output | Architectural Flood and Spot Luminaires | Standard | FALSE | [9 empty] | 42359 |  |  | NotYetVerified |  | 3 | 4906.5 | 102.12 | 48.05 | 20 | 0.9 | 4000 | 83.3
PNANNU9N | Ecopower Inc. | EP-FLF | EP-FLF30WNWYYZZ | Outdoor Luminaires | Low Output | Architectural Flood and Spot Luminaires | Standard | FALSE | [9 empty] | 42359 |  |  | NotYetVerified |  | 3 | 2899.1 | 98.84 | 29.33 | 20 | 0.9 | 4000 | 83.2
P2V3WRTZ | Ecopower Inc. | EP-FLF | EP-FLF15WNWYYZZ | Outdoor Luminaires | Low Output | Architectural Flood and Spot Luminaires | Standard | FALSE | [9 empty] | 42359 |  |  | NotYetVerified |  | 3 | 1467.8 | 96.19 | 15.26 | 20 | 0.9 | 4000 | 82.9
PG7TN9RV | Ecopower Inc. | EP-FLF | EP-FLF220WNWYYZZ | Outdoor Luminaires | High Output | Architectural Flood and Spot Luminaires | Standard | FALSE | [9 empty] | 42359 |  |  | No |  | 3 | 21578 | 96.75 | 223 | 18.31 | 0.9301 | 4000 | 83.6
PQPN8KXE | Ecopower Inc. | EP-FLF | EP-FLF300WNWYYZZ | Outdoor Luminaires | Very High Output | Architectural Flood and Spot Luminaires | Standard | FALSE | [9 empty] | 42359 |  |  | No |  | 3 | 30857 | 101.45 | 304.2 | 7.88 | 0.947 | 4000 | 83.5
PQ6H28QT | Ecopower Inc. | EP-FLF | EP-FLF150WNWYYZZ | Outdoor Luminaires | High Output | Architectural Flood and Spot Luminaires | Standard | FALSE | [9 empty] | 42359 |  |  | No |  | 3 | 15131 | 98.1 | 154.3 | 6.27 | 0.9017 | 4000 | 83.2
P51NKGAW | Ecopower Inc. | EP-FLF | EP-FLF100WNWYYZZ | Outdoor Luminaires | High Output | Architectural Flood and Spot Luminaires | Standard | FALSE | [9 empty] | 42359 |  |  | No |  | 3 | 10035 | 103.53 | 96.93 | 19.07 | 0.9024 | 4000 | 82
PBGBJ2KW | ABOVE ALL LIGHTING INC. | ABBlighting | FL70501-[ALL motion sensor or photocontrol]-[All Mounting Options] | Outdoor Luminaires | Mid Output | Architectural Flood and Spot Luminaires | Premium | FALSE | [9 empty] | 42359 | Dimmable | Continuous Below 10 | Yes |  | 3 | 8750 | 108 | 80 | 20 | 0.9 | 5000 | 75
P4DPXSVH | ABOVE ALL LIGHTING INC. | ABBlighting | FL70505-[ALL motion sensor or photocontrol]-[All Mounting Options] | Outdoor Luminaires | Mid Output | Architectural Flood and Spot Luminaires | Premium | FALSE | [9 empty] | 42359 | Dimmable | Continuous Below 10 | Yes |  | 3 | 8750 | 108 | 80 | 20 | 0.9 | 5000 | 75
P2VGBQTG | ABOVE ALL LIGHTING INC. | ABBlighting | FL70504-[ALL motion sensor or photocontrol]-[All Mounting Options] | Outdoor Luminaires | Mid Output | Architectural Flood and Spot Luminaires | Premium | FALSE | [9 empty] | 42359 | Dimmable | Continuous Below 10 | Yes |  | 3 | 8750 | 108 | 80 | 20 | 0.9 | 5000 | 75
PVVSJ3KG | ABOVE ALL LIGHTING INC. | ABBlighting | FL52505-[ALL motion sensor or photocontrol]-[All Mounting Options] | Outdoor Luminaires | Mid Output | Architectural Flood and Spot Luminaires | Premium | FALSE | [9 empty] | 42359 | Dimmable | Continuous Below 10 | Yes |  | 3 | 5492 | 104 | 52 | 20 | 0.9 | 5000 | 75
PKSPJDM2 | ABOVE ALL LIGHTING INC. | ABBlighting | FL52504-[ALL motion sensor or photocontrol]-[All Mounting Options] | Outdoor Luminaires | Mid Output | Architectural Flood and Spot Luminaires | Premium | FALSE | [9 empty] | 42359 | Dimmable | Continuous Below 10 | Yes |  | 3 | 5492 | 104 | 52 | 20 | 0.9 | 5000 | 75
PFGSCUJP | ABOVE ALL LIGHTING INC. | ABBlighting | FL52501-[ALL motion sensor or photocontrol]-[All Mounting Options] | Outdoor Luminaires | Mid Output | Architectural Flood and Spot Luminaires | Premium | FALSE | [9 empty] | 42359 | Dimmable | Continuous Below 10 | Yes |  | 3 | 5492 | 104 | 52 | 20 | 0.9 | 5000 | 75
PSKTY13N | ABOVE ALL LIGHTING INC. | ABBlighting | FL38505-[ALL motion sensor or photocontrol]-[All Mounting Options] | Outdoor Luminaires | Low Output | Architectural Flood and Spot Luminaires | Premium | FALSE | [9 empty] | 42359 | Dimmable | Continuous Below 10 | Yes |  | 3 | 4300 | 106 | 38 | 20 | 0.9 | 5000 | 75
PJDAXAJQ | ABOVE ALL LIGHTING INC. | ABBlighting | FL38501-[ALL motion sensor or photocontrol]-[All Mounting Options] | Outdoor Luminaires | Low Output | Architectural Flood and Spot Luminaires | Premium | FALSE | [9 empty] | 42359 | Dimmable | Continuous Below 10 | Yes |  | 3 | 4300 | 106 | 38 | 20 | 0.9 | 5000 | 75
P38BKWZ6 | ABOVE ALL LIGHTING INC. | ABBlighting | FL38504-[ALL motion sensor or photocontrol]-[All Mounting Options] | Outdoor Luminaires | Low Output | Architectural Flood and Spot Luminaires | Premium | FALSE | [9 empty] | 42359 | Dimmable | Continuous Below 10 | Yes |  | 3 | 4300 | 106 | 38 | 20 | 0.9 | 5000 | 75
PYPSBJN1 | ABOVE ALL LIGHTING INC. | ABBlighting | FL26504-[ALL motion sensor or photocontrol]-[All Mounting Options] | Outdoor Luminaires | Low Output | Architectural Flood and Spot Luminaires | Premium | FALSE | [9 empty] | 42359 | Dimmable | Continuous Below 10 | Yes |  | 3 | 2719 | 106 | 26 | 20 | 0.9 | 5000 | 75
PUUX25TG | ABOVE ALL LIGHTING INC. | ABBlighting | FL26505-[ALL motion sensor or photocontrol]-[All Mounting Options] | Outdoor Luminaires | Low Output | Architectural Flood and Spot Luminaires | Premium | FALSE | [9 empty] | 42359 | Dimmable | Continuous Below 10 | Yes |  | 3 | 2719 | 106 | 26 | 20 | 0.9 | 5000 | 75
P36ZTCTF | ABOVE ALL LIGHTING INC. | ABBlighting | FL26501-[ALL motion sensor or photocontrol]-[All Mounting Options] | Outdoor Luminaires | Low Output | Architectural Flood and Spot Luminaires | Premium | FALSE | [9 empty] | 42359 | Dimmable | Continuous Below 10 | Yes |  | 3 | 2719 | 106 | 26 | 20 | 0.9 | 5000 | 75
PJN9MBE3 | ABOVE ALL LIGHTING INC. | ABBlighting | FL100501-[ALL motion sensor or photocontrol]-[All Mounting Options] | Outdoor Luminaires | High Output | Architectural Flood and Spot Luminaires | Premium | FALSE | [9 empty] | 42359 | Dimmable | Continuous Below 10 | Yes |  | 3 | 11046 | 110.5 | 100 | 20 | 0.9 | 5000 | 75
PAKGN3AV | ABOVE ALL LIGHTING INC. | ABBlighting | FL100504-[ALL motion sensor or photocontrol]-[All Mounting Options] | Outdoor Luminaires | High Output | Architectural Flood and Spot Luminaires | Premium | FALSE | [9 empty] | 42359 | Dimmable | Continuous Below 10 | Yes |  | 3 | 11046 | 110.5 | 100 | 20 | 0.9 | 5000 | 75
P59XY8HW | ABOVE ALL LIGHTING INC. | ABBlighting | FL100505-[ALL motion sensor or photocontrol]-[All Mounting Options] | Outdoor Luminaires | High Output | Architectural Flood and Spot Luminaires | Premium | FALSE | [9 empty] | 42359 | Dimmable | Continuous Below 10 | Yes |  | 3 | 11046 | 110.5 | 100 | 20 | 0.9 | 5000 | 75
PNREV4PP | EcoSense Lighting Ltd Co | Trov | L50-E-48-06-40-80-MULT-45x15 | Outdoor Luminaires | Low Output | Architectural Flood and Spot Luminaires | Standard | FALSE | [9 empty] | 42359 | Dimmable | Continuous Below 10 | No |  | 3 | 2440.98 | 101.71 | 24 | 18.8 | 0.97 | 4000 | 80
P511KC6F | EcoSense Lighting Ltd Co | Trov | L50-E-48-06-40-80-MULT-70x70 | Outdoor Luminaires | Low Output | Architectural Flood and Spot Luminaires | Standard | FALSE | [9 empty] | 42359 | Dimmable | Continuous Below 10 | No |  | 3 | 2132 | 88.83 | 24 | 18.8 | 0.97 | 4000 | 80
PSJUM8JW | EcoSense Lighting Ltd Co | Trov | L50-E-48-06-40-80-MULT-9x9 | Outdoor Luminaires | Low Output | Architectural Flood and Spot Luminaires | Standard | FALSE | [9 empty] | 42359 | Dimmable | Continuous Below 10 | No |  | 3 | 2042.23 | 85.09 | 24 | 18.8 | 0.97 | 4000 | 80
PF36H3XU | EcoSense Lighting Ltd Co | Trov | L50-E-48-06-40-80-MULT-9x17 | Outdoor Luminaires | Low Output | Architectural Flood and Spot Luminaires | Standard | FALSE | [9 empty] | 42359 | Dimmable | Continuous Below 10 | No |  | 3 | 2019.79 | 84.16 | 24 | 18.8 | 0.97 | 4000 | 80
PBTX16FG | EcoSense Lighting Ltd Co | Trov | L50-E-48-06-40-80-MULT-40x60 | Outdoor Luminaires | Low Output | Architectural Flood and Spot Luminaires | Standard | FALSE | [9 empty] | 42359 | Dimmable | Continuous Below 10 | No |  | 3 | 2019.79 | 84.16 | 24 | 18.8 | 0.97 | 4000 | 80
P65EZ65A | EcoSense Lighting Ltd Co | Trov | L50-E-48-06-40-80-MULT-40x48 | Outdoor Luminaires | Low Output | Architectural Flood and Spot Luminaires | Standard | FALSE | [9 empty] | 42359 | Dimmable | Continuous Below 10 | No |  | 3 | 2019.79 | 84.16 | 24 | 18.8 | 0.97 | 4000 | 80
PVUN3SFC | EcoSense Lighting Ltd Co | Trov | L50-E-48-06-40-80-MULT-40x40 | Outdoor Luminaires | Low Output | Architectural Flood and Spot Luminaires | Standard | FALSE | [9 empty] | 42359 | Dimmable | Continuous Below 10 | No |  | 3 | 2006.32 | 83.6 | 24 | 18.8 | 0.97 | 4000 | 80
PG5QZSQX | EcoSense Lighting Ltd Co | Trov | L50-E-48-06-40-80-MULT-55x25 | Outdoor Luminaires | Low Output | Architectural Flood and Spot Luminaires | Standard | FALSE | [9 empty] | 42359 | Dimmable | Continuous Below 10 | No |  | 3 | 1986.13 | 82.76 | 24 | 18.8 | 0.97 | 4000 | 80
P22457VR | EcoSense Lighting Ltd Co | Trov | L50-E-48-06-40-80-MULT-9x29 | Outdoor Luminaires | Low Output | Architectural Flood and Spot Luminaires | Standard | FALSE | [9 empty] | 42359 | Dimmable | Continuous Below 10 | No |  | 3 | 1952.46 | 81.35 | 24 | 18.8 | 0.97 | 4000 | 80
PZEW8AEX | EcoSense Lighting Ltd Co | Trov | L50-E-48-06-40-80-MULT-9x59 | Outdoor Luminaires | Low Output | Architectural Flood and Spot Luminaires | Standard | FALSE | [9 empty] | 42359 | Dimmable | Continuous Below 10 | No |  | 3 | 1941.24 | 80.89 | 24 | 18.8 | 0.97 | 4000 | 80
PYBWWXZJ | EcoSense Lighting Ltd Co | Trov | L50-E-48-08-40-80-MULT-70x70 | Outdoor Luminaires | Low Output | Architectural Flood and Spot Luminaires | Standard | FALSE | [9 empty] | 42359 | Dimmable | Continuous Below 10 | No |  | 3 | 2934.96 | 91.72 | 32 | 14 | 0.99 | 4000 | 80
P7MP2DYT | EcoSense Lighting Ltd Co | Trov | L50-E-48-08-40-80-MULT-9x9 | Outdoor Luminaires | Low Output | Architectural Flood and Spot Luminaires | Standard | FALSE | [9 empty] | 42359 | Dimmable | Continuous Below 10 | No |  | 3 | 2811.38 | 87.86 | 32 | 14 | 0.99 | 4000 | 80
PEM8QPMG | EcoSense Lighting Ltd Co | Trov | L50-E-48-08-40-80-MULT-9x17 | Outdoor Luminaires | Low Output | Architectural Flood and Spot Luminaires | Standard | FALSE | [9 empty] | 42359 | Dimmable | Continuous Below 10 | No |  | 3 | 2780.49 | 86.89 | 32 | 14 | 0.99 | 4000 | 80
P8F8FSQQ | EcoSense Lighting Ltd Co | Trov | L50-E-48-08-40-80-MULT-40x60 | Outdoor Luminaires | Low Output | Architectural Flood and Spot Luminaires | Standard | FALSE | [9 empty] | 42359 | Dimmable | Continuous Below 10 | No |  | 3 | 2780.49 | 86.89 | 32 | 14 | 0.99 | 4000 | 80
P3QCWKZG | EcoSense Lighting Ltd Co | Trov | L50-E-48-08-40-80-MULT-40x48 | Outdoor Luminaires | Low Output | Architectural Flood and Spot Luminaires | Standard | FALSE | [9 empty] | 42359 | Dimmable | Continuous Below 10 | No |  | 3 | 2780.49 | 86.89 | 32 | 14 | 0.99 | 4000 | 80
P9JN7GAN | EcoSense Lighting Ltd Co | Trov | L50-E-48-08-40-80-MULT-40x40 | Outdoor Luminaires | Low Output | Architectural Flood and Spot Luminaires | Standard | FALSE | [9 empty] | 42359 | Dimmable | Continuous Below 10 | No |  | 3 | 2761.95 | 86.31 | 32 | 14 | 0.99 | 4000 | 80
PS6A9KQD | EcoSense Lighting Ltd Co | Trov | L50-E-48-08-40-80-MULT-55x25 | Outdoor Luminaires | Low Output | Architectural Flood and Spot Luminaires | Standard | FALSE | [9 empty] | 42359 | Dimmable | Continuous Below 10 | No |  | 3 | 2734.15 | 85.44 | 32 | 14 | 0.99 | 4000 | 80
PP7P2EXF | EcoSense Lighting Ltd Co | Trov | L50-E-48-08-40-80-MULT-9x29 | Outdoor Luminaires | Low Output | Architectural Flood and Spot Luminaires | Standard | FALSE | [9 empty] | 42359 | Dimmable | Continuous Below 10 | No |  | 3 | 2687.81 | 83.99 | 32 | 14 | 0.99 | 4000 | 80
PGG66KZ8 | EcoSense Lighting Ltd Co | Trov | L50-E-48-08-40-80-MULT-9x59 | Outdoor Luminaires | Low Output | Architectural Flood and Spot Luminaires | Standard | FALSE | [9 empty] | 42359 | Dimmable | Continuous Below 10 | No |  | 3 | 2672.36 | 83.51 | 32 | 14 | 0.99 | 4000 | 80
P213TWGE | EcoSense Lighting Ltd Co | Trov | L50-E-48-04-40-80-MULT-45x15 | Outdoor Luminaires | Low Output | Architectural Flood and Spot Luminaires | Standard | FALSE | [9 empty] | 42359 | Dimmable | Continuous Below 10 | No |  | 3 | 1566.03 | 97.88 | 16 | 13.5 | 0.98 | 4000 | 80
PRPSQTZ1 | EcoSense Lighting Ltd Co | Trov | L50-E-48-04-40-80-MULT-70x70 | Outdoor Luminaires | Low Output | Architectural Flood and Spot Luminaires | Standard | FALSE | [9 empty] | 42359 | Dimmable | Continuous Below 10 | No |  | 3 | 1367.8 | 85.49 | 16 | 13.5 | 0.98 | 4000 | 80
PPBPT8JB | EcoSense Lighting Ltd Co | Trov | L50-E-48-04-40-80-MULT-9x9 | Outdoor Luminaires | Low Output | Architectural Flood and Spot Luminaires | Standard | FALSE | [9 empty] | 42359 | Dimmable | Continuous Below 10 | No |  | 3 | 1310.21 | 81.89 | 16 | 13.5 | 0.98 | 4000 | 80
PRGCUPXN | EcoSense Lighting Ltd Co | Trov | L50-E-48-04-40-80-MULT-40x60 | Outdoor Luminaires | Low Output | Architectural Flood and Spot Luminaires | Standard | FALSE | [9 empty] | 42359 | Dimmable | Continuous Below 10 | No |  | 3 | 1295.81 | 80.99 | 16 | 13.5 | 0.98 | 4000 | 80
PJKDD22Y | EcoSense Lighting Ltd Co | Trov | L50-E-48-04-40-80-MULT-40x48 | Outdoor Luminaires | Low Output | Architectural Flood and Spot Luminaires | Standard | FALSE | [9 empty] | 42359 | Dimmable | Continuous Below 10 | No |  | 3 | 1295.81 | 80.99 | 16 | 13.5 | 0.98 | 4000 | 80
PFVP7JMQ | EcoSense Lighting Ltd Co | Trov | L50-E-48-04-40-80-MULT-9x17 | Outdoor Luminaires | Low Output | Architectural Flood and Spot Luminaires | Standard | FALSE | [9 empty] | 42359 | Dimmable | Continuous Below 10 | No |  | 3 | 1295.81 | 80.99 | 16 | 13.5 | 0.98 | 4000 | 80
PE56ADTC | EcoSense Lighting Ltd Co | Trov | L50-E-48-04-40-80-MULT-40x40 | Outdoor Luminaires | Low Output | Architectural Flood and Spot Luminaires | Standard | FALSE | [9 empty] | 42359 | Dimmable | Continuous Below 10 | No |  | 3 | 1287.17 | 80.45 | 16 | 13.5 | 0.98 | 4000 | 80
PNCH93WZ | EcoSense Lighting Ltd Co | Trov | L50-E-48-04-40-80-MULT-55x25 | Outdoor Luminaires | Low Output | Architectural Flood and Spot Luminaires | Standard | FALSE | [9 empty] | 42359 | Dimmable | Continuous Below 10 | No |  | 3 | 1274.22 | 79.64 | 16 | 13.5 | 0.98 | 4000 | 80
PGQDMX5J | EcoSense Lighting Ltd Co | Trov | L50-E-48-04-40-80-MULT-9x29 | Outdoor Luminaires | Low Output | Architectural Flood and Spot Luminaires | Standard | FALSE | [9 empty] | 42359 | Dimmable | Continuous Below 10 | No |  | 3 | 1252.62 | 78.29 | 16 | 13.5 | 0.98 | 4000 | 80
P7QHTEQ3 | EcoSense Lighting Ltd Co | Trov | L50-E-48-04-40-80-MULT-9x59 | Outdoor Luminaires | Low Output | Architectural Flood and Spot Luminaires | Standard | FALSE | [9 empty] | 42359 | Dimmable | Continuous Below 10 | No |  | 3 | 1245.42 | 77.84 | 16 | 13.5 | 0.98 | 4000 | 80
PG9RQJS8 | EcoSense Lighting Ltd Co | Trov | L50-E-48-10-40-80-MULT-45x15 | Outdoor Luminaires | Low Output | Architectural Flood and Spot Luminaires | Standard | FALSE | [9 empty] | 42359 | Dimmable | Continuous Below 10 | No |  | 3 | 3994.34 | 99.86 | 40 | 13 | 0.99 | 4000 | 80
P54A2D3R | EcoSense Lighting Ltd Co | Trov | L50-E-48-10-40-80-MULT-70x70 | Outdoor Luminaires | Low Output | Architectural Flood and Spot Luminaires | Standard | FALSE | [9 empty] | 42359 | Dimmable | Continuous Below 10 | No |  | 3 | 3488.73 | 87.22 | 40 | 13 | 0.99 | 4000 | 80
PMDDVBCQ | EcoSense Lighting Ltd Co | Trov | L50-E-48-10-40-80-MULT-9x9 | Outdoor Luminaires | Low Output | Architectural Flood and Spot Luminaires | Standard | FALSE | [9 empty] | 42359 | Dimmable | Continuous Below 10 | No |  | 3 | 3341.83 | 83.55 | 40 | 13 | 0.99 | 4000 | 80
PSVSJ5YN | EcoSense Lighting Ltd Co | Trov | L50-E-48-10-40-80-MULT-40x48 | Outdoor Luminaires | Low Output | Architectural Flood and Spot Luminaires | Standard | FALSE | [9 empty] | 42359 | Dimmable | Continuous Below 10 | No |  | 3 | 3305.11 | 82.63 | 40 | 13 | 0.99 | 4000 | 80
PJY6DZPN | EcoSense Lighting Ltd Co | Trov | L50-E-48-10-40-80-MULT-40x60 | Outdoor Luminaires | Low Output | Architectural Flood and Spot Luminaires | Standard | FALSE | [9 empty] | 42359 | Dimmable | Continuous Below 10 | No |  | 3 | 3305.11 | 82.63 | 40 | 13 | 0.99 | 4000 | 80
P4W15SXE | EcoSense Lighting Ltd Co | Trov | L50-E-48-10-40-80-MULT-9x17 | Outdoor Luminaires | Low Output | Architectural Flood and Spot Luminaires | Standard | FALSE | [9 empty] | 42359 | Dimmable | Continuous Below 10 | No |  | 3 | 3305.11 | 82.63 | 40 | 13 | 0.99 | 4000 | 80
PKFY2DVS | EcoSense Lighting Ltd Co | Trov | L50-E-48-10-40-80-MULT-40x40 | Outdoor Luminaires | Low Output | Architectural Flood and Spot Luminaires | Standard | FALSE | [9 empty] | 42359 | Dimmable | Continuous Below 10 | No |  | 3 | 3283.08 | 82.08 | 40 | 13 | 0.99 | 4000 | 80
PU79F9BX | EcoSense Lighting Ltd Co | Trov | L50-E-48-10-40-80-MULT-55x25 | Outdoor Luminaires | Low Output | Architectural Flood and Spot Luminaires | Standard | FALSE | [9 empty] | 42359 | Dimmable | Continuous Below 10 | No |  | 3 | 3250.03 | 81.25 | 40 | 13 | 0.99 | 4000 | 80
P6W2RMY5 | EcoSense Lighting Ltd Co | Trov | L50-E-48-10-40-80-MULT-9x29 | Outdoor Luminaires | Low Output | Architectural Flood and Spot Luminaires | Standard | FALSE | [9 empty] | 42359 | Dimmable | Continuous Below 10 | No |  | 3 | 3194.94 | 79.87 | 40 | 13 | 0.99 | 4000 | 80
PCJJ47UC | EcoSense Lighting Ltd Co | Trov | L50-E-48-10-40-80-MULT-9x59 | Outdoor Luminaires | Low Output | Architectural Flood and Spot Luminaires | Standard | FALSE | [9 empty] | 42359 | Dimmable | Continuous Below 10 | No |  | 3 | 3176.58 | 79.41 | 40 | 13 | 0.99 | 4000 | 80
PN3T61XW | EcoSense Lighting Ltd Co | Trov | L50-E-48-06-35-80-MULT-45x15 | Outdoor Luminaires | Low Output | Architectural Flood and Spot Luminaires | Standard | FALSE | [9 empty] | 42359 | Dimmable | Continuous Below 10 | No |  | 3 | 2282.48 | 95.1 | 24 | 18.8 | 0.97 | 3500 | 80
PD1R46CA | EcoSense Lighting Ltd Co | Trov | L50-E-48-06-35-80-MULT-70x70 | Outdoor Luminaires | Low Output | Architectural Flood and Spot Luminaires | Standard | FALSE | [9 empty] | 42359 | Dimmable | Continuous Below 10 | No |  | 3 | 1993.56 | 83.06 | 24 | 18.8 | 0.97 | 3500 | 80
P5ECEGFP | EcoSense Lighting Ltd Co | Trov | L50-E-48-06-35-80-MULT-9x9 | Outdoor Luminaires | Low Output | Architectural Flood and Spot Luminaires | Standard | FALSE | [9 empty] | 42359 | Dimmable | Continuous Below 10 | No |  | 3 | 1909.62 | 79.57 | 24 | 18.8 | 0.97 | 3500 | 80
PXJ6VHE8 | EcoSense Lighting Ltd Co | Trov | L50-E-48-06-35-80-MULT-40x60 | Outdoor Luminaires | Low Output | Architectural Flood and Spot Luminaires | Standard | FALSE | [9 empty] | 42359 | Dimmable | Continuous Below 10 | No |  | 3 | 1888.63 | 78.69 | 24 | 18.8 | 0.97 | 3500 | 80
PHRB948C | EcoSense Lighting Ltd Co | Trov | L50-E-48-06-35-80-MULT-9x17 | Outdoor Luminaires | Low Output | Architectural Flood and Spot Luminaires | Standard | FALSE | [9 empty] | 42359 | Dimmable | Continuous Below 10 | No |  | 3 | 1888.63 | 78.69 | 24 | 18.8 | 0.97 | 3500 | 80
P7TZBER8 | EcoSense Lighting Ltd Co | Trov | L50-E-48-06-35-80-MULT-40x48 | Outdoor Luminaires | Low Output | Architectural Flood and Spot Luminaires | Standard | FALSE | [9 empty] | 42359 | Dimmable | Continuous Below 10 | No |  | 3 | 1888.63 | 78.69 | 24 | 18.8 | 0.97 | 3500 | 80
PZ6WYFKB | EcoSense Lighting Ltd Co | Trov | L50-E-48-06-35-80-MULT-40x40 | Outdoor Luminaires | Low Output | Architectural Flood and Spot Luminaires | Standard | FALSE | [9 empty] | 42359 | Dimmable | Continuous Below 10 | No |  | 3 | 1876.04 | 78.17 | 24 | 18.8 | 0.97 | 3500 | 80
P2VN93KK | EcoSense Lighting Ltd Co | Trov | L50-E-48-06-35-80-MULT-55x25 | Outdoor Luminaires | Low Output | Architectural Flood and Spot Luminaires | Standard | FALSE | [9 empty] | 42359 | Dimmable | Continuous Below 10 | No |  | 3 | 1857.16 | 77.38 | 24 | 18.8 | 0.97 | 3500 | 80
PQBG761W | EcoSense Lighting Ltd Co | Trov | L50-E-48-06-35-80-MULT-9x29 | Outdoor Luminaires | Low Output | Architectural Flood and Spot Luminaires | Standard | FALSE | [9 empty] | 42359 | Dimmable | Continuous Below 10 | No |  | 3 | 1825.68 | 76.07 | 24 | 18.8 | 0.97 | 3500 | 80
P5HAWHDC | EcoSense Lighting Ltd Co | Trov | L50-E-48-06-35-80-MULT-9x59 | Outdoor Luminaires | Low Output | Architectural Flood and Spot Luminaires | Standard | FALSE | [9 empty] | 42359 | Dimmable | Continuous Below 10 | No |  | 3 | 1815.19 | 75.63 | 24 | 18.8 | 0.97 | 3500 | 80
PQR83MUQ | EcoSense Lighting Ltd Co | Trov | L50-E-48-08-35-80-MULT-45x15 | Outdoor Luminaires | Low Output | Architectural Flood and Spot Luminaires | Standard | FALSE | [9 empty] | 42359 | Dimmable | Continuous Below 10 | No |  | 3 | 3122.56 | 97.58 | 32 | 14 | 0.99 | 3500 | 80
PZ56KK3N | EcoSense Lighting Ltd Co | Trov | L50-E-48-08-35-80-MULT-70x70 | Outdoor Luminaires | Low Output | Architectural Flood and Spot Luminaires | Standard | FALSE | [9 empty] | 42359 | Dimmable | Continuous Below 10 | No |  | 3 | 2727.3 | 85.23 | 32 | 14 | 0.99 | 3500 | 80
PK7RGPGU | EcoSense Lighting Ltd Co | Trov | L50-E-48-08-35-80-MULT-9x9 | Outdoor Luminaires | Low Output | Architectural Flood and Spot Luminaires | Standard | FALSE | [9 empty] | 42359 | Dimmable | Continuous Below 10 | No |  | 3 | 2612.47 | 81.64 | 32 | 14 | 0.99 | 3500 | 80
PMPVHW9M | EcoSense Lighting Ltd Co | Trov | L50-E-48-08-35-80-MULT-40x48 | Outdoor Luminaires | Low Output | Architectural Flood and Spot Luminaires | Standard | FALSE | [9 empty] | 42359 | Dimmable | Continuous Below 10 | No |  | 3 | 2583.76 | 80.74 | 32 | 14 | 0.99 | 3500 | 80
P5J943R3 | EcoSense Lighting Ltd Co | Trov | L50-E-48-08-35-80-MULT-40x60 | Outdoor Luminaires | Low Output | Architectural Flood and Spot Luminaires | Standard | FALSE | [9 empty] | 42359 | Dimmable | Continuous Below 10 | No |  | 3 | 2583.76 | 80.74 | 32 | 14 | 0.99 | 3500 | 80
P38JT7E7 | EcoSense Lighting Ltd Co | Trov | L50-E-48-08-35-80-MULT-9x17 | Outdoor Luminaires | Low Output | Architectural Flood and Spot Luminaires | Standard | FALSE | [9 empty] | 42359 | Dimmable | Continuous Below 10 | No |  | 3 | 2583.76 | 80.74 | 32 | 14 | 0.99 | 3500 | 80
PCJ6W2QR | EcoSense Lighting Ltd Co | Trov | L50-E-48-08-35-80-MULT-40x40 | Outdoor Luminaires | Low Output | Architectural Flood and Spot Luminaires | Standard | FALSE | [9 empty] | 42359 | Dimmable | Continuous Below 10 | No |  | 3 | 2566.53 | 80.2 | 32 | 14 | 0.99 | 3500 | 80
P3KS1MQV | EcoSense Lighting Ltd Co | Trov | L50-E-48-08-35-80-MULT-55x25 | Outdoor Luminaires | Low Output | Architectural Flood and Spot Luminaires | Standard | FALSE | [9 empty] | 42359 | Dimmable | Continuous Below 10 | No |  | 3 | 2540.69 | 79.4 | 32 | 14 | 0.99 | 3500 | 80
PA5HCRJ2 | EcoSense Lighting Ltd Co | Trov | L50-E-48-08-35-80-MULT-9x29 | Outdoor Luminaires | Low Output | Architectural Flood and Spot Luminaires | Standard | FALSE | [9 empty] | 42359 | Dimmable | Continuous Below 10 | No |  | 3 | 2497.63 | 78.05 | 32 | 14 | 0.99 | 3500 | 80
PJCMYFGC | EcoSense Lighting Ltd Co | Trov | L50-E-48-08-35-80-MULT-9x59 | Outdoor Luminaires | Low Output | Architectural Flood and Spot Luminaires | Standard | FALSE | [9 empty] | 42359 | Dimmable | Continuous Below 10 | No |  | 3 | 2483.28 | 77.6 | 32 | 14 | 0.99 | 3500 | 80
PXKQ9EU8 | EcoSense Lighting Ltd Co | Trov | L50-E-48-04-35-80-MULT-45x15 | Outdoor Luminaires | Low Output | Architectural Flood and Spot Luminaires | Standard | FALSE | [9 empty] | 42359 | Dimmable | Continuous Below 10 | No |  | 3 | 1394.85 | 87.18 | 16 | 13.5 | 0.98 | 3500 | 80
PUBJRZ91 | EcoSense Lighting Ltd Co | Trov | L50-E-48-04-35-80-MULT-70x70 | Outdoor Luminaires | Low Output | Architectural Flood and Spot Luminaires | Standard | FALSE | [9 empty] | 42359 | Dimmable | Continuous Below 10 | No |  | 3 | 1218.29 | 76.14 | 16 | 13.5 | 0.98 | 3500 | 80
P2R5C1BH | EcoSense Lighting Ltd Co | Trov | L50-E-48-04-35-80-MULT-9x9 | Outdoor Luminaires | Low Output | Architectural Flood and Spot Luminaires | Standard | FALSE | [9 empty] | 42359 | Dimmable | Continuous Below 10 | No |  | 3 | 1166.99 | 72.94 | 16 | 13.5 | 0.98 | 3500 | 80
PTT8WE2G | EcoSense Lighting Ltd Co | Trov | L50-E-48-04-35-80-MULT-40x60 | Outdoor Luminaires | Low Output | Architectural Flood and Spot Luminaires | Standard | FALSE | [9 empty] | 42359 | Dimmable | Continuous Below 10 | No |  | 3 | 1154.17 | 72.14 | 16 | 13.5 | 0.98 | 3500 | 80
PNK4WPZW | EcoSense Lighting Ltd Co | Trov | L50-E-48-04-35-80-MULT-40x48 | Outdoor Luminaires | Low Output | Architectural Flood and Spot Luminaires | Standard | FALSE | [9 empty] | 42359 | Dimmable | Continuous Below 10 | No |  | 3 | 1154.17 | 72.14 | 16 | 13.5 | 0.98 | 3500 | 80
PH8MY3K2 | EcoSense Lighting Ltd Co | Trov | L50-E-48-04-35-80-MULT-9x17 | Outdoor Luminaires | Low Output | Architectural Flood and Spot Luminaires | Standard | FALSE | [9 empty] | 42359 | Dimmable | Continuous Below 10 | No |  | 3 | 1154.17 | 72.14 | 16 | 13.5 | 0.98 | 3500 | 80
PAZ1SEC7 | EcoSense Lighting Ltd Co | Trov | L50-E-48-04-35-80-MULT-40x40 | Outdoor Luminaires | Low Output | Architectural Flood and Spot Luminaires | Standard | FALSE | [9 empty] | 42359 | Dimmable | Continuous Below 10 | No |  | 3 | 1146.47 | 71.65 | 16 | 13.5 | 0.98 | 3500 | 80
P73W9V9U | EcoSense Lighting Ltd Co | Trov | L50-E-48-04-35-80-MULT-55x25 | Outdoor Luminaires | Low Output | Architectural Flood and Spot Luminaires | Standard | FALSE | [9 empty] | 42359 | Dimmable | Continuous Below 10 | No |  | 3 | 1134.93 | 70.93 | 16 | 13.5 | 0.98 | 3500 | 80
PG59AX1U | EcoSense Lighting Ltd Co | Trov | L50-E-48-04-35-80-MULT-9x29 | Outdoor Luminaires | Low Output | Architectural Flood and Spot Luminaires | Standard | FALSE | [9 empty] | 42359 | Dimmable | Continuous Below 10 | No |  | 3 | 1115.69 | 69.73 | 16 | 13.5 | 0.98 | 3500 | 80
P46W5NY1 | EcoSense Lighting Ltd Co | Trov | L50-E-48-04-35-80-MULT-9x59 | Outdoor Luminaires | Low Output | Architectural Flood and Spot Luminaires | Standard | FALSE | [9 empty] | 42359 | Dimmable | Continuous Below 10 | No |  | 3 | 1109.28 | 69.33 | 16 | 13.5 | 0.98 | 3500 | 80
P5C6UN23 | EcoSense Lighting Ltd Co | Trov | L50-E-48-10-35-80-MULT-45x15 | Outdoor Luminaires | Low Output | Architectural Flood and Spot Luminaires | Standard | FALSE | [9 empty] | 42359 | Dimmable | Continuous Below 10 | No |  | 3 | 3645.62 | 91.14 | 40 | 13 | 0.99 | 3500 | 80
PGYDXVZF | EcoSense Lighting Ltd Co | Trov | L50-E-48-10-35-80-MULT-70x70 | Outdoor Luminaires | Low Output | Architectural Flood and Spot Luminaires | Standard | FALSE | [9 empty] | 42359 | Dimmable | Continuous Below 10 | No |  | 3 | 3184.16 | 79.6 | 40 | 13 | 0.99 | 3500 | 80
PEF3PFPF | EcoSense Lighting Ltd Co | Trov | L50-E-48-10-35-80-MULT-9x9 | Outdoor Luminaires | Low Output | Architectural Flood and Spot Luminaires | Standard | FALSE | [9 empty] | 42359 | Dimmable | Continuous Below 10 | No |  | 3 | 3050.09 | 76.25 | 40 | 13 | 0.99 | 3500 | 80
PW85T2MV | EcoSense Lighting Ltd Co | Trov | L50-E-48-10-35-80-MULT-40x48 | Outdoor Luminaires | Low Output | Architectural Flood and Spot Luminaires | Standard | FALSE | [9 empty] | 42359 | Dimmable | Continuous Below 10 | No |  | 3 | 3016.57 | 75.41 | 40 | 13 | 0.99 | 3500 | 80
PVEUMBZN | EcoSense Lighting Ltd Co | Trov | L50-E-48-10-35-80-MULT-9x17 | Outdoor Luminaires | Low Output | Architectural Flood and Spot Luminaires | Standard | FALSE | [9 empty] | 42359 | Dimmable | Continuous Below 10 | No |  | 3 | 3016.57 | 75.41 | 40 | 13 | 0.99 | 3500 | 80
P9QHN93G | EcoSense Lighting Ltd Co | Trov | L50-E-48-10-35-80-MULT-40x60 | Outdoor Luminaires | Low Output | Architectural Flood and Spot Luminaires | Standard | FALSE | [9 empty] | 42359 | Dimmable | Continuous Below 10 | No |  | 3 | 3016.57 | 75.41 | 40 | 13 | 0.99 | 3500 | 80
PSAVTYYZ | EcoSense Lighting Ltd Co | Trov | L50-E-48-10-35-80-MULT-40x40 | Outdoor Luminaires | Low Output | Architectural Flood and Spot Luminaires | Standard | FALSE | [9 empty] | 42359 | Dimmable | Continuous Below 10 | No |  | 3 | 2996.46 | 74.91 | 40 | 13 | 0.99 | 3500 | 80
P1QWS56P | EcoSense Lighting Ltd Co | Trov | L50-E-48-10-35-80-MULT-55x25 | Outdoor Luminaires | Low Output | Architectural Flood and Spot Luminaires | Standard | FALSE | [9 empty] | 42359 | Dimmable | Continuous Below 10 | No |  | 3 | 2966.29 | 74.16 | 40 | 13 | 0.99 | 3500 | 80
PX98TWT2 | EcoSense Lighting Ltd Co | Trov | L50-E-48-10-35-80-MULT-9x29 | Outdoor Luminaires | Low Output | Architectural Flood and Spot Luminaires | Standard | FALSE | [9 empty] | 42359 | Dimmable | Continuous Below 10 | No |  | 3 | 2916.02 | 72.9 | 40 | 13 | 0.99 | 3500 | 80
PJCB9KWQ | EcoSense Lighting Ltd Co | Trov | L50-E-48-10-35-80-MULT-9x59 | Outdoor Luminaires | Low Output | Architectural Flood and Spot Luminaires | Standard | FALSE | [9 empty] | 42359 | Dimmable | Continuous Below 10 | No |  | 3 | 2899.26 | 72.48 | 40 | 13 | 0.99 | 3500 | 80
PT69BMHP | EcoSense Lighting Ltd Co | Trov | L50-E-48-06-30-80-MULT-45x15 | Outdoor Luminaires | Low Output | Architectural Flood and Spot Luminaires | Standard | FALSE | [9 empty] | 42359 | Dimmable | Continuous Below 10 | No |  | 3 | 2219.08 | 92.46 | 24 | 18.8 | 0.97 | 3000 | 80
PHNPUPZ8 | EcoSense Lighting Ltd Co | Trov | L50-E-48-06-30-80-MULT-70x70 | Outdoor Luminaires | Low Output | Architectural Flood and Spot Luminaires | Standard | FALSE | [9 empty] | 42359 | Dimmable | Continuous Below 10 | No |  | 3 | 1938.18 | 80.76 | 24 | 18.8 | 0.97 | 3000 | 80
P2F7XTXA | EcoSense Lighting Ltd Co | Trov | L50-E-48-06-30-80-MULT-9x9 | Outdoor Luminaires | Low Output | Architectural Flood and Spot Luminaires | Standard | FALSE | [9 empty] | 42359 | Dimmable | Continuous Below 10 | No |  | 3 | 1856.57 | 77.36 | 24 | 18.8 | 0.97 | 3000 | 80
PNXYXK91 | EcoSense Lighting Ltd Co | Trov | L50-E-48-06-30-80-MULT-40x60 | Outdoor Luminaires | Low Output | Architectural Flood and Spot Luminaires | Standard | FALSE | [9 empty] | 42359 | Dimmable | Continuous Below 10 | No |  | 3 | 1836.17 | 76.51 | 24 | 18.8 | 0.97 | 3000 | 80
P5ENQKNX | EcoSense Lighting Ltd Co | Trov | L50-E-48-06-30-80-MULT-9x17 | Outdoor Luminaires | Low Output | Architectural Flood and Spot Luminaires | Standard | FALSE | [9 empty] | 42359 | Dimmable | Continuous Below 10 | No |  | 3 | 1836.17 | 76.51 | 24 | 18.8 | 0.97 | 3000 | 80
P19RBFCW | EcoSense Lighting Ltd Co | Trov | L50-E-48-06-30-80-MULT-40x48 | Outdoor Luminaires | Low Output | Architectural Flood and Spot Luminaires | Standard | FALSE | [9 empty] | 42359 | Dimmable | Continuous Below 10 | No |  | 3 | 1836.17 | 76.51 | 24 | 18.8 | 0.97 | 3000 | 80
PTWRVTKT | EcoSense Lighting Ltd Co | Trov | L50-E-48-06-30-80-MULT-40x40 | Outdoor Luminaires | Low Output | Architectural Flood and Spot Luminaires | Standard | FALSE | [9 empty] | 42359 | Dimmable | Continuous Below 10 | No |  | 3 | 1823.93 | 76 | 24 | 18.8 | 0.97 | 3000 | 80
PT9KS4YE | EcoSense Lighting Ltd Co | Trov | L50-E-48-06-30-80-MULT-55x25 | Outdoor Luminaires | Low Output | Architectural Flood and Spot Luminaires | Standard | FALSE | [9 empty] | 42359 | Dimmable | Continuous Below 10 | No |  | 3 | 1805.57 | 75.23 | 24 | 18.8 | 0.97 | 3000 | 80
PD4D3UJJ | EcoSense Lighting Ltd Co | Trov | L50-E-48-06-30-80-MULT-9x29 | Outdoor Luminaires | Low Output | Architectural Flood and Spot Luminaires | Standard | FALSE | [9 empty] | 42359 | Dimmable | Continuous Below 10 | No |  | 3 | 1774.97 | 73.96 | 24 | 18.8 | 0.97 | 3000 | 80
PMWTUZTT | EcoSense Lighting Ltd Co | Trov | L50-E-48-06-30-80-MULT-9x59 | Outdoor Luminaires | Low Output | Architectural Flood and Spot Luminaires | Standard | FALSE | [9 empty] | 42359 | Dimmable | Continuous Below 10 | No |  | 3 | 1764.77 | 73.53 | 24 | 18.8 | 0.97 | 3000 | 80
PUWUQMNE | EcoSense Lighting Ltd Co | Trov | L50-E-48-08-30-80-MULT-45x15 | Outdoor Luminaires | Low Output | Architectural Flood and Spot Luminaires | Standard | FALSE | [9 empty] | 42359 | Dimmable | Continuous Below 10 | No |  | 3 | 3106.71 | 97.08 | 32 | 14 | 0.99 | 3000 | 80
P1T2ZHSM | EcoSense Lighting Ltd Co | Trov | L50-E-48-08-30-80-MULT-70x70 | Outdoor Luminaires | Low Output | Architectural Flood and Spot Luminaires | Standard | FALSE | [9 empty] | 42359 | Dimmable | Continuous Below 10 | No |  | 3 | 2713.46 | 84.8 | 32 | 14 | 0.99 | 3000 | 80
PW96N3AA | EcoSense Lighting Ltd Co | Trov | L50-E-48-08-30-80-MULT-9x9 | Outdoor Luminaires | Low Output | Architectural Flood and Spot Luminaires | Standard | FALSE | [9 empty] | 42359 | Dimmable | Continuous Below 10 | No |  | 3 | 2599.2 | 81.23 | 32 | 14 | 0.99 | 3000 | 80
PPJSN6EE | EcoSense Lighting Ltd Co | Trov | L50-E-48-08-30-80-MULT-40x60 | Outdoor Luminaires | Low Output | Architectural Flood and Spot Luminaires | Standard | FALSE | [9 empty] | 42359 | Dimmable | Continuous Below 10 | No |  | 3 | 2570.64 | 80.33 | 32 | 14 | 0.99 | 3000 | 80
PP61FXZX | EcoSense Lighting Ltd Co | Trov | L50-E-48-08-30-80-MULT-40x48 | Outdoor Luminaires | Low Output | Architectural Flood and Spot Luminaires | Standard | FALSE | [9 empty] | 42359 | Dimmable | Continuous Below 10 | No |  | 3 | 2570.64 | 80.33 | 32 | 14 | 0.99 | 3000 | 80
PA67RT6P | EcoSense Lighting Ltd Co | Trov | L50-E-48-08-30-80-MULT-9x17 | Outdoor Luminaires | Low Output | Architectural Flood and Spot Luminaires | Standard | FALSE | [9 empty] | 42359 | Dimmable | Continuous Below 10 | No |  | 3 | 2570.64 | 80.33 | 32 | 14 | 0.99 | 3000 | 80
PAVR9QGS | EcoSense Lighting Ltd Co | Trov | L50-E-48-08-30-80-MULT-40x40 | Outdoor Luminaires | Low Output | Architectural Flood and Spot Luminaires | Standard | FALSE | [9 empty] | 42359 | Dimmable | Continuous Below 10 | No |  | 3 | 2553.5 | 79.8 | 32 | 14 | 0.99 | 3000 | 80
PF47PKRP | EcoSense Lighting Ltd Co | Trov | L50-E-48-08-30-80-MULT-55x25 | Outdoor Luminaires | Low Output | Architectural Flood and Spot Luminaires | Standard | FALSE | [9 empty] | 42359 | Dimmable | Continuous Below 10 | No |  | 3 | 2527.8 | 78.99 | 32 | 14 | 0.99 | 3000 | 80
PKPG9NDD | EcoSense Lighting Ltd Co | Trov | L50-E-48-08-30-80-MULT-9x29 | Outdoor Luminaires | Low Output | Architectural Flood and Spot Luminaires | Standard | FALSE | [9 empty] | 42359 | Dimmable | Continuous Below 10 | No |  | 3 | 2484.95 | 77.65 | 32 | 14 | 0.99 | 3000 | 80
P588VH4S | EcoSense Lighting Ltd Co | Trov | L50-E-48-08-30-80-MULT-9x59 | Outdoor Luminaires | Low Output | Architectural Flood and Spot Luminaires | Standard | FALSE | [9 empty] | 42359 | Dimmable | Continuous Below 10 | No |  | 3 | 2470.67 | 77.21 | 32 | 14 | 0.99 | 3000 | 80
PWCQ5DCU | EcoSense Lighting Ltd Co | Trov | L50-E-48-04-30-80-MULT-45x15 | Outdoor Luminaires | Low Output | Architectural Flood and Spot Luminaires | Standard | FALSE | [9 empty] | 42359 | Dimmable | Continuous Below 10 | No |  | 3 | 1426.55 | 89.16 | 16 | 13.5 | 0.98 | 3000 | 80
P3M5BBAM | EcoSense Lighting Ltd Co | Trov | L50-E-48-04-30-80-MULT-70x70 | Outdoor Luminaires | Low Output | Architectural Flood and Spot Luminaires | Standard | FALSE | [9 empty] | 42359 | Dimmable | Continuous Below 10 | No |  | 3 | 1245.97 | 77.87 | 16 | 13.5 | 0.98 | 3000 | 80
PWWBHMUR | EcoSense Lighting Ltd Co | Trov | L50-E-48-04-30-80-MULT-9x9 | Outdoor Luminaires | Low Output | Architectural Flood and Spot Luminaires | Standard | FALSE | [9 empty] | 42359 | Dimmable | Continuous Below 10 | No |  | 3 | 1193.51 | 74.59 | 16 | 13.5 | 0.98 | 3000 | 80
PT7MMGUH | EcoSense Lighting Ltd Co | Trov | L50-E-48-04-30-80-MULT-9x17 | Outdoor Luminaires | Low Output | Architectural Flood and Spot Luminaires | Standard | FALSE | [9 empty] | 42359 | Dimmable | Continuous Below 10 | No |  | 3 | 1180.4 | 73.77 | 16 | 13.5 | 0.98 | 3000 | 80
P5MWWFCQ | EcoSense Lighting Ltd Co | Trov | L50-E-48-04-30-80-MULT-40x60 | Outdoor Luminaires | Low Output | Architectural Flood and Spot Luminaires | Standard | FALSE | [9 empty] | 42359 | Dimmable | Continuous Below 10 | No |  | 3 | 1180.4 | 73.77 | 16 | 13.5 | 0.98 | 3000 | 80
P5CC4WTH | EcoSense Lighting Ltd Co | Trov | L50-E-48-04-30-80-MULT-40x48 | Outdoor Luminaires | Low Output | Architectural Flood and Spot Luminaires | Standard | FALSE | [9 empty] | 42359 | Dimmable | Continuous Below 10 | No |  | 3 | 1180.4 | 73.77 | 16 | 13.5 | 0.98 | 3000 | 80
P2NEPWQD | EcoSense Lighting Ltd Co | Trov | L50-E-48-04-30-80-MULT-40x40 | Outdoor Luminaires | Low Output | Architectural Flood and Spot Luminaires | Standard | FALSE | [9 empty] | 42359 | Dimmable | Continuous Below 10 | No |  | 3 | 1172.53 | 73.28 | 16 | 13.5 | 0.98 | 3000 | 80
P1KKGP9S | EcoSense Lighting Ltd Co | Trov | L50-E-48-04-30-80-MULT-55x25 | Outdoor Luminaires | Low Output | Architectural Flood and Spot Luminaires | Standard | FALSE | [9 empty] | 42359 | Dimmable | Continuous Below 10 | No |  | 3 | 1160.72 | 72.55 | 16 | 13.5 | 0.98 | 3000 | 80
PK1SDD3X | EcoSense Lighting Ltd Co | Trov | L50-E-48-04-30-80-MULT-9x29 | Outdoor Luminaires | Low Output | Architectural Flood and Spot Luminaires | Standard | FALSE | [9 empty] | 42359 | Dimmable | Continuous Below 10 | No |  | 3 | 1141.05 | 71.32 | 16 | 13.5 | 0.98 | 3000 | 80
PEE1TAJX | EcoSense Lighting Ltd Co | Trov | L50-E-48-04-30-80-MULT-9x59 | Outdoor Luminaires | Low Output | Architectural Flood and Spot Luminaires | Standard | FALSE | [9 empty] | 42359 | Dimmable | Continuous Below 10 | No |  | 3 | 1134.49 | 70.91 | 16 | 13.5 | 0.98 | 3000 | 80
PBZ24M3E | EcoSense Lighting Ltd Co | Trov | L50-E-48-10-30-80-MULT-45x15 | Outdoor Luminaires | Low Output | Architectural Flood and Spot Luminaires | Standard | FALSE | [9 empty] | 42359 | Dimmable | Continuous Below 10 | No |  | 3 | 3582.22 | 89.56 | 40 | 13 | 0.99 | 3000 | 80
P32Z3THN | EcoSense Lighting Ltd Co | Trov | L50-E-48-10-30-80-MULT-70x70 | Outdoor Luminaires | Low Output | Architectural Flood and Spot Luminaires | Standard | FALSE | [9 empty] | 42359 | Dimmable | Continuous Below 10 | No |  | 3 | 3128.78 | 78.22 | 40 | 13 | 0.99 | 3000 | 80
PCZS6ZPH | EcoSense Lighting Ltd Co | Trov | L50-E-48-10-30-80-MULT-9x9 | Outdoor Luminaires | Low Output | Architectural Flood and Spot Luminaires | Standard | FALSE | [9 empty] | 42359 | Dimmable | Continuous Below 10 | No |  | 3 | 2997.04 | 74.93 | 40 | 13 | 0.99 | 3000 | 80
PMWYP3MH | EcoSense Lighting Ltd Co | Trov | L50-E-48-10-30-80-MULT-40x60 | Outdoor Luminaires | Low Output | Architectural Flood and Spot Luminaires | Standard | FALSE | [9 empty] | 42359 | Dimmable | Continuous Below 10 | No |  | 3 | 2964.11 | 74.1 | 40 | 13 | 0.99 | 3000 | 80
PF2QT7SG | EcoSense Lighting Ltd Co | Trov | L50-E-48-10-30-80-MULT-9x17 | Outdoor Luminaires | Low Output | Architectural Flood and Spot Luminaires | Standard | FALSE | [9 empty] | 42359 | Dimmable | Continuous Below 10 | No |  | 3 | 2964.11 | 74.1 | 40 | 13 | 0.99 | 3000 | 80
P75BJ95U | EcoSense Lighting Ltd Co | Trov | L50-E-48-10-30-80-MULT-40x48 | Outdoor Luminaires | Low Output | Architectural Flood and Spot Luminaires | Standard | FALSE | [9 empty] | 42359 | Dimmable | Continuous Below 10 | No |  | 3 | 2964.11 | 74.1 | 40 | 13 | 0.99 | 3000 | 80
P3GEE443 | EcoSense Lighting Ltd Co | Trov | L50-E-48-10-30-80-MULT-40x40 | Outdoor Luminaires | Low Output | Architectural Flood and Spot Luminaires | Standard | FALSE | [9 empty] | 42359 | Dimmable | Continuous Below 10 | No |  | 3 | 2944.35 | 73.61 | 40 | 13 | 0.99 | 3000 | 80
PR2RS6ZW | EcoSense Lighting Ltd Co | Trov | L50-E-48-10-30-80-MULT-55x25 | Outdoor Luminaires | Low Output | Architectural Flood and Spot Luminaires | Standard | FALSE | [9 empty] | 42359 | Dimmable | Continuous Below 10 | No |  | 3 | 2914.71 | 72.87 | 40 | 13 | 0.99 | 3000 | 80
PNBMSV6D | EcoSense Lighting Ltd Co | Trov | L50-E-48-10-30-80-MULT-9x29 | Outdoor Luminaires | Low Output | Architectural Flood and Spot Luminaires | Standard | FALSE | [9 empty] | 42359 | Dimmable | Continuous Below 10 | No |  | 3 | 2865.3 | 71.63 | 40 | 13 | 0.99 | 3000 | 80
PECX7YB9 | EcoSense Lighting Ltd Co | Trov | L50-E-48-10-30-80-MULT-9x59 | Outdoor Luminaires | Low Output | Architectural Flood and Spot Luminaires | Standard | FALSE | [9 empty] | 42359 | Dimmable | Continuous Below 10 | No |  | 3 | 2848.84 | 71.22 | 40 | 13 | 0.99 | 3000 | 80
PAT4MY1F | EcoSense Lighting Ltd Co | Trov | L50-E-48-06-27-80-MULT-45x15 | Outdoor Luminaires | Low Output | Architectural Flood and Spot Luminaires | Standard | FALSE | [9 empty] | 42359 | Dimmable | Continuous Below 10 | No |  | 3 | 2028.87 | 84.54 | 24 | 18.8 | 0.97 | 2700 | 80
PDWNJM25 | EcoSense Lighting Ltd Co | Trov | L50-E-48-06-27-80-MULT-70x70 | Outdoor Luminaires | Low Output | Architectural Flood and Spot Luminaires | Standard | FALSE | [9 empty] | 42359 | Dimmable | Continuous Below 10 | No |  | 3 | 1772.05 | 73.84 | 24 | 18.8 | 0.97 | 2700 | 80
P99BM91R | EcoSense Lighting Ltd Co | Trov | L50-E-48-06-27-80-MULT-9x9 | Outdoor Luminaires | Low Output | Architectural Flood and Spot Luminaires | Standard | FALSE | [9 empty] | 42359 | Dimmable | Continuous Below 10 | No |  | 3 | 1697.44 | 70.73 | 24 | 18.8 | 0.97 | 2700 | 80
PR7ME4GJ | EcoSense Lighting Ltd Co | Trov | L50-E-48-06-27-80-MULT-40x60 | Outdoor Luminaires | Low Output | Architectural Flood and Spot Luminaires | Standard | FALSE | [9 empty] | 42359 | Dimmable | Continuous Below 10 | No |  | 3 | 1678.79 | 69.95 | 24 | 18.8 | 0.97 | 2700 | 80
PN6RQ1BM | EcoSense Lighting Ltd Co | Trov | L50-E-48-06-27-80-MULT-9x17 | Outdoor Luminaires | Low Output | Architectural Flood and Spot Luminaires | Standard | FALSE | [9 empty] | 42359 | Dimmable | Continuous Below 10 | No |  | 3 | 1678.79 | 69.95 | 24 | 18.8 | 0.97 | 2700 | 80
PCZFDR5T | EcoSense Lighting Ltd Co | Trov | L50-E-48-06-27-80-MULT-40x48 | Outdoor Luminaires | Low Output | Architectural Flood and Spot Luminaires | Standard | FALSE | [9 empty] | 42359 | Dimmable | Continuous Below 10 | No |  | 3 | 1678.79 | 69.95 | 24 | 18.8 | 0.97 | 2700 | 80
P7MV7X97 | EcoSense Lighting Ltd Co | Trov | L50-E-48-06-27-80-MULT-40x40 | Outdoor Luminaires | Low Output | Architectural Flood and Spot Luminaires | Standard | FALSE | [9 empty] | 42359 | Dimmable | Continuous Below 10 | No |  | 3 | 1667.59 | 69.48 | 24 | 18.8 | 0.97 | 2700 | 80
PKERKAYB | EcoSense Lighting Ltd Co | Trov | L50-E-48-06-27-80-MULT-55x25 | Outdoor Luminaires | Low Output | Architectural Flood and Spot Luminaires | Standard | FALSE | [9 empty] | 42359 | Dimmable | Continuous Below 10 | No |  | 3 | 1650.81 | 68.78 | 24 | 18.8 | 0.97 | 2700 | 80
P8RD7ERU | EcoSense Lighting Ltd Co | Trov | L50-E-48-06-27-80-MULT-9x29 | Outdoor Luminaires | Low Output | Architectural Flood and Spot Luminaires | Standard | FALSE | [9 empty] | 42359 | Dimmable | Continuous Below 10 | No |  | 3 | 1622.83 | 67.62 | 24 | 18.8 | 0.97 | 2700 | 80
PXK2UQA4 | EcoSense Lighting Ltd Co | Trov | L50-E-48-06-27-80-MULT-9x59 | Outdoor Luminaires | Low Output | Architectural Flood and Spot Luminaires | Standard | FALSE | [9 empty] | 42359 | Dimmable | Continuous Below 10 | No |  | 3 | 1613.5 | 67.23 | 24 | 18.8 | 0.97 | 2700 | 80
PPA7F26W | EcoSense Lighting Ltd Co | Trov | L50-E-48-08-27-80-MULT-45x15 | Outdoor Luminaires | Low Output | Architectural Flood and Spot Luminaires | Standard | FALSE | [9 empty] | 42359 | Dimmable | Continuous Below 10 | No |  | 3 | 2789.7 | 87.18 | 32 | 14 | 0.99 | 2700 | 80
PEVX5WFZ | EcoSense Lighting Ltd Co | Trov | L50-E-48-08-27-80-MULT-70x70 | Outdoor Luminaires | Low Output | Architectural Flood and Spot Luminaires | Standard | FALSE | [9 empty] | 42359 | Dimmable | Continuous Below 10 | No |  | 3 | 2436.57 | 76.14 | 32 | 14 | 0.99 | 2700 | 80
PMCHEX8W | EcoSense Lighting Ltd Co | Trov | L50-E-48-08-27-80-MULT-9x9 | Outdoor Luminaires | Low Output | Architectural Flood and Spot Luminaires | Standard | FALSE | [9 empty] | 42359 | Dimmable | Continuous Below 10 | No |  | 3 | 2333.98 | 72.94 | 32 | 14 | 0.99 | 2700 | 80
PKMC86FP | EcoSense Lighting Ltd Co | Trov | L50-E-48-08-27-80-MULT-40x60 | Outdoor Luminaires | Low Output | Architectural Flood and Spot Luminaires | Standard | FALSE | [9 empty] | 42359 | Dimmable | Continuous Below 10 | No |  | 3 | 2308.33 | 72.14 | 32 | 14 | 0.99 | 2700 | 80
PJ8WA2RE | EcoSense Lighting Ltd Co | Trov | L50-E-48-08-27-80-MULT-9x17 | Outdoor Luminaires | Low Output | Architectural Flood and Spot Luminaires | Standard | FALSE | [9 empty] | 42359 | Dimmable | Continuous Below 10 | No |  | 3 | 2308.33 | 72.14 | 32 | 14 | 0.99 | 2700 | 80
PFCVA6C2 | EcoSense Lighting Ltd Co | Trov | L50-E-48-08-27-80-MULT-40x48 | Outdoor Luminaires | Low Output | Architectural Flood and Spot Luminaires | Standard | FALSE | [9 empty] | 42359 | Dimmable | Continuous Below 10 | No |  | 3 | 2308.33 | 72.14 | 32 | 14 | 0.99 | 2700 | 80
PZER9AX5 | EcoSense Lighting Ltd Co | Trov | L50-E-48-08-27-80-MULT-40x40 | Outdoor Luminaires | Low Output | Architectural Flood and Spot Luminaires | Standard | FALSE | [9 empty] | 42359 | Dimmable | Continuous Below 10 | No |  | 3 | 2292.94 | 71.65 | 32 | 14 | 0.99 | 2700 | 80
PDTUBN2Q | EcoSense Lighting Ltd Co | Trov | L50-E-48-08-27-80-MULT-55x25 | Outdoor Luminaires | Low Output | Architectural Flood and Spot Luminaires | Standard | FALSE | [9 empty] | 42359 | Dimmable | Continuous Below 10 | No |  | 3 | 2269.86 | 70.93 | 32 | 14 | 0.99 | 2700 | 80
PHRCSCZN | EcoSense Lighting Ltd Co | Trov | L50-E-48-08-27-80-MULT-9x29 | Outdoor Luminaires | Low Output | Architectural Flood and Spot Luminaires | Standard | FALSE | [9 empty] | 42359 | Dimmable | Continuous Below 10 | No |  | 3 | 2231.39 | 69.73 | 32 | 14 | 0.99 | 2700 | 80
PJRR724S | EcoSense Lighting Ltd Co | Trov | L50-E-48-08-27-80-MULT-9x59 | Outdoor Luminaires | Low Output | Architectural Flood and Spot Luminaires | Standard | FALSE | [9 empty] | 42359 | Dimmable | Continuous Below 10 | No |  | 3 | 2218.56 | 69.33 | 32 | 14 | 0.99 | 2700 | 80
PED3Q29A | EcoSense Lighting Ltd Co | Trov | L50-E-48-04-27-80-MULT-45x15 | Outdoor Luminaires | Low Output | Architectural Flood and Spot Luminaires | Standard | FALSE | [9 empty] | 42359 | Dimmable | Continuous Below 10 | No |  | 3 | 1268.04 | 79.25 | 16 | 13.5 | 0.98 | 2700 | 80
PWUCCNK6 | EcoSense Lighting Ltd Co | Trov | L50-E-48-04-27-80-MULT-70x70 | Outdoor Luminaires | Low Output | Architectural Flood and Spot Luminaires | Standard | FALSE | [9 empty] | 42359 | Dimmable | Continuous Below 10 | No |  | 3 | 1107.53 | 69.22 | 16 | 13.5 | 0.98 | 2700 | 80
PANS1D79 | EcoSense Lighting Ltd Co | Trov | L50-E-48-04-27-80-MULT-9x9 | Outdoor Luminaires | Low Output | Architectural Flood and Spot Luminaires | Standard | FALSE | [9 empty] | 42359 | Dimmable | Continuous Below 10 | No |  | 3 | 1060.9 | 66.31 | 16 | 13.5 | 0.98 | 2700 | 80
PXSPWNUU | EcoSense Lighting Ltd Co | Trov | L50-E-48-04-27-80-MULT-40x60 | Outdoor Luminaires | Low Output | Architectural Flood and Spot Luminaires | Standard | FALSE | [9 empty] | 42359 | Dimmable | Continuous Below 10 | No |  | 3 | 1049.24 | 65.58 | 16 | 13.5 | 0.98 | 2700 | 80
PJSFZ2X1 | EcoSense Lighting Ltd Co | Trov | L50-E-48-04-27-80-MULT-40x48 | Outdoor Luminaires | Low Output | Architectural Flood and Spot Luminaires | Standard | FALSE | [9 empty] | 42359 | Dimmable | Continuous Below 10 | No |  | 3 | 1049.24 | 65.58 | 16 | 13.5 | 0.98 | 2700 | 80
P15NUKD6 | EcoSense Lighting Ltd Co | Trov | L50-E-48-04-27-80-MULT-9x17 | Outdoor Luminaires | Low Output | Architectural Flood and Spot Luminaires | Standard | FALSE | [9 empty] | 42359 | Dimmable | Continuous Below 10 | No |  | 3 | 1049.24 | 65.58 | 16 | 13.5 | 0.98 | 2700 | 80
PHUASDTZ | EcoSense Lighting Ltd Co | Trov | L50-E-48-04-27-80-MULT-40x40 | Outdoor Luminaires | Low Output | Architectural Flood and Spot Luminaires | Standard | FALSE | [9 empty] | 42359 | Dimmable | Continuous Below 10 | No |  | 3 | 1042.25 | 65.14 | 16 | 13.5 | 0.98 | 2700 | 80
PAF2T48R | EcoSense Lighting Ltd Co | Trov | L50-E-48-04-27-80-MULT-55x25 | Outdoor Luminaires | Low Output | Architectural Flood and Spot Luminaires | Standard | FALSE | [9 empty] | 42359 | Dimmable | Continuous Below 10 | No |  | 3 | 1031.75 | 64.48 | 16 | 13.5 | 0.98 | 2700 | 80
PXXVPD78 | EcoSense Lighting Ltd Co | Trov | L50-E-48-04-27-80-MULT-9x29 | Outdoor Luminaires | Low Output | Architectural Flood and Spot Luminaires | Standard | FALSE | [9 empty] | 42359 | Dimmable | Continuous Below 10 | No |  | 3 | 1014.27 | 63.39 | 16 | 13.5 | 0.98 | 2700 | 80
P7KW5VTX | EcoSense Lighting Ltd Co | Trov | L50-E-48-10-27-80-MULT-45x15 | Outdoor Luminaires | Low Output | Architectural Flood and Spot Luminaires | Standard | FALSE | [9 empty] | 42359 | Dimmable | Continuous Below 10 | No |  | 3 | 3233.51 | 101.05 | 32 | 13 | 0.99 | 2700 | 80
P6X8J5ZC | EcoSense Lighting Ltd Co | Trov | L50-E-48-10-27-80-MULT-70x70 | Outdoor Luminaires | Low Output | Architectural Flood and Spot Luminaires | Standard | FALSE | [9 empty] | 42359 | Dimmable | Continuous Below 10 | No |  | 3 | 2824.21 | 70.61 | 40 | 13 | 0.99 | 2700 | 80
P1S9AS4R | EcoSense Lighting Ltd Co | Trov | L50-E-48-10-27-80-MULT-9x9 | Outdoor Luminaires | Low Output | Architectural Flood and Spot Luminaires | Standard | FALSE | [9 empty] | 42359 | Dimmable | Continuous Below 10 | No |  | 3 | 2705.29 | 67.63 | 40 | 13 | 0.99 | 2700 | 80
PPYQ7ABC | EcoSense Lighting Ltd Co | Trov | L50-E-48-10-27-80-MULT-40x60 | Outdoor Luminaires | Low Output | Architectural Flood and Spot Luminaires | Standard | FALSE | [9 empty] | 42359 | Dimmable | Continuous Below 10 | No |  | 3 | 2675.57 | 66.89 | 40 | 13 | 0.99 | 2700 | 80
PCVF8P2V | EcoSense Lighting Ltd Co | Trov | L50-E-48-10-27-80-MULT-9x17 | Outdoor Luminaires | Low Output | Architectural Flood and Spot Luminaires | Standard | FALSE | [9 empty] | 42359 | Dimmable | Continuous Below 10 | No |  | 3 | 2675.57 | 66.89 | 40 | 13 | 0.99 | 2700 | 80
P4BPVATU | EcoSense Lighting Ltd Co | Trov | L50-E-48-10-27-80-MULT-40x48 | Outdoor Luminaires | Low Output | Architectural Flood and Spot Luminaires | Standard | FALSE | [9 empty] | 42359 | Dimmable | Continuous Below 10 | No |  | 3 | 2675.57 | 66.89 | 40 | 13 | 0.99 | 2700 | 80
PJBVTJPP | EcoSense Lighting Ltd Co | Trov | L50-E-48-10-27-80-MULT-55x25 | Outdoor Luminaires | Low Output | Architectural Flood and Spot Luminaires | Standard | FALSE | [9 empty] | 42359 | Dimmable | Continuous Below 10 | No |  | 3 | 2630.97 | 65.77 | 40 | 13 | 0.99 | 2700 | 80
PYJBH5C5 | EcoSense Lighting Ltd Co | Trov | L50-E-48-10-27-80-MULT-9x29 | Outdoor Luminaires | Low Output | Architectural Flood and Spot Luminaires | Standard | FALSE | [9 empty] | 42359 | Dimmable | Continuous Below 10 | No |  | 3 | 2586.38 | 64.66 | 40 | 13 | 0.99 | 2700 | 80
PEFWQ5GC | EcoSense Lighting Ltd Co | Trov | L50-E-48-10-27-80-MULT-9x59 | Outdoor Luminaires | Low Output | Architectural Flood and Spot Luminaires | Standard | FALSE | [9 empty] | 42359 | Dimmable | Continuous Below 10 | No |  | 3 | 2571.52 | 64.29 | 40 | 13 | 0.99 | 2700 | 80
PUXGF8BN | XUYANG GROUP (SHENZHEN) GLOBAL BUSINESS SERVICE LTD. | XY | AL-35W-D00-27 | Outdoor Luminaires | Low Output | Architectural Flood and Spot Luminaires | Standard | TRUE | 2578.7 | 67.4 | 38.26 | 11.84 | 0.9079 | 2795 | 66.2 | 5 | 50000 | 42355 |  |  | No |  | 3.1 | 2621.1 | 68.06 | 38.51 | 11.84 | 0.9079 | 2700 | 66.2
P1C1K2KT | LEDtronics Inc. | Ledtronics | FDL004-70W-XPW-X01W | Outdoor Luminaires | Mid Output | Architectural Flood and Spot Luminaires | Standard | TRUE | 6380 | 91.29 | 69.89 | 19.18 | 0.901 | 5247 | 69.5 | 5 | 50000 | 42355 |  |  | NotYetVerified |  | 3 | 6380 | 91.29 | 69.89 | 19.18 | 0.901 | 5247 | 69.5
PYA762ER | XUYANG GROUP (SHENZHEN) GLOBAL BUSINESS SERVICE LTD. | XY | AL-35W-D00-50 | Outdoor Luminaires | Low Output | Architectural Flood and Spot Luminaires | Standard | FALSE | [9 empty] | 42355 |  |  | No |  | 3.1 | 2751 | 71.79 | 38.32 | 11.73 | 0.9039 | 5000 | 73.1
PX1YT62W | XUYANG GROUP (SHENZHEN) GLOBAL BUSINESS SERVICE LTD. | XY | AL-35W-D00-41 | Outdoor Luminaires | Low Output | Architectural Flood and Spot Luminaires | Standard | FALSE | [9 empty] | 42355 |  |  | No |  | 3.1 | 2621.1 | 68.06 | 38.51 | 11.84 | 0.9079 | 4100 | 66.2
P2S8F4S3 | XUYANG GROUP (SHENZHEN) GLOBAL BUSINESS SERVICE LTD. | XY | AL-35W-D00-30 | Outdoor Luminaires | Low Output | Architectural Flood and Spot Luminaires | Standard | FALSE | [9 empty] | 42355 |  |  | No |  | 3.1 | 2621.1 | 68.06 | 38.51 | 11.84 | 0.9079 | 3000 | 66.2
PMV8GTR1 | Shenzhen Green Works Lighting Co. Ltd | Green Works Lighting | GL-EFL-100W(5000K) | Outdoor Luminaires | Mid Output | Architectural Flood and Spot Luminaires | Standard | TRUE | 9305.23 | 91.15 | 103.424 | 20.86 | 0.963 | 5278 | 83.4 | 5 | 50000 | 42352 |  |  | NotYetVerified |  | 3 |  |  | 100 |  |  | 5000 | 70
PEZT6D8X | Shenzhen Green Works Lighting Co. Ltd | Green Works Lighting | GL-EFL-200W(5000K) | Outdoor Luminaires | High Output | Architectural Flood and Spot Luminaires | Standard | TRUE | 19289.52 | 97.353 | 198.14 | 14.5 | 0.9442 | 4950 | 81.3 | 5 | 50000 | 42352 |  |  | NotYetVerified |  | 3 |  |  | 200 |  | 0.95 | 5000 | 70
P1VXC7EX | Shenzhen Snowball Lighting Limited | Snowball | SBF/A/C/150W/3D/NW | Outdoor Luminaires | High Output | Architectural Flood and Spot Luminaires | Standard | TRUE | 16430.1 | 111 | 148.01 | 11.3 | 0.934 | 4113 | 73.4 | 5 | 50000 | 42352 |  |  | No |  | 3 | 16500 | 110 | 150 | 15 | 0.9 | 4000 | 70
P4C43Y5V | Shenzhen Green Works Lighting Co. Ltd | Green Works Lighting | GL-EFL-150W(5000K) | Outdoor Luminaires | High Output | Architectural Flood and Spot Luminaires | Standard | TRUE | 14824.68 | 97.288 | 152.38 | 14.24 | 0.927 | 5134 | 82.3 | 5 | 50000 | 42352 |  |  | NotYetVerified |  | 3 |  |  | 150 |  |  | 5000 | 70
P5P97N97 | Shenzhen Green Works Lighting Co. Ltd | Green Works Lighting | GL-EFL-50W(5000K) | Outdoor Luminaires | Low Output | Architectural Flood and Spot Luminaires | Standard | TRUE | 4633.779 | 90.86 | 51 | 20.86 | 0.927 | 5144 | 83.3 | 5 | 50000 | 42352 |  |  | NotYetVerified |  | 3 |  |  | 50 |  | 0.95 | 5000 | 70
PC73EU44 | AGC Lighting Co. Ltd | AGC lighting | FL02-50/T-5000-75100 | Outdoor Luminaires | Mid Output | Architectural Flood and Spot Luminaires | Standard | TRUE | 5481 | 99.67 | 54.99 | 13.79 | 0.9248 | 5098 | 75.3 | 5 | 50000 | 42352 |  |  | No |  | 3 | 5481 | 99.67 | 54.99 | 13.79 | 0.9284 | 5000 | 75.3
P76A87M3 | NINGBO MORELUX LIGHTING MFG LTD | MORELUX | FLL400-152W-40K-W66-8-XX-XX-X | Outdoor Luminaires | High Output | Architectural Flood and Spot Luminaires | Standard | TRUE | 15164 | 98.76 | 153.6 | 18.69 | 0.9192 | 4005 | 71.9 | 5 | 50000 | 42352 |  |  | Yes |  | 3 | 15514 | 101.28 | 153.2 | 18.69 | 0.9192 | 4000 | 71.9
P4K8XBH2 | MaxLite Inc | MaxLite | FLS20U40[BW][BlankPC] | Outdoor Luminaires | Low Output | Architectural Flood and Spot Luminaires | Premium | TRUE | 2215 | 120.32 | 18.41 | 17.89 | 0.9138 | 4060 | 72.1 | 5 | 210000 | 42352 | Not Dimmable | Not Dimmable | No |  | 3 | 2197.8 | 124.66 | 17.63 | 17.89 | 0.9138 | 4000 | 72.1
PXYXFVR8 | AGC Lighting Co. Ltd | AGC lighting | FL02-50/T-3000-75100 | Outdoor Luminaires | Mid Output | Architectural Flood and Spot Luminaires | Standard | TRUE | 5120.7 | 94.6 | 54.13 | 12.79 | 0.9056 | 3011 | 73.9 | 5 | 50000 | 42352 |  |  | No |  | 3 | 5139.2 | 94.28 | 54.51 | 12.79 | 0.9056 | 3000 | 73.9
PT19R3H8 | MaxLite Inc | MaxLite | FLS15U40[BW][Blank PC] | Outdoor Luminaires | Low Output | Architectural Flood and Spot Luminaires | Standard | TRUE | 1423.3 | 111.29 | 12.87 | 8.19 | 0.9039 | 3987 | 72 | 5 | 210000 | 42352 |  |  | No |  | 3 | 1404.6 | 113.09 | 12.42 | 8.19 | 0.9039 | 4000 | 72.2
PY2F5FM9 | MaxLite Inc | MaxLite | FLS50U50[BW][BlankPC] | Outdoor Luminaires | Mid Output | Architectural Flood and Spot Luminaires | Standard | TRUE | 5227.5 | 107.7 | 48.96 | 23.32 | 0.8957 | 5119 | 74.4 | 5 | 55000 | 42352 |  |  | No |  | 3 | 5227.5 | 107.7 | 48.96 | 23.32 | 0.8957 | 5119 | 74.4
P1K8F42F | MaxLite Inc | MaxLite | FLS50U40[BW]/N[BlankPC] | Outdoor Luminaires | Mid Output | Architectural Flood and Spot Luminaires | Standard | TRUE | 5271.8 | 104.7 | 50.34 | 23.09 | 0.8936 | 3935 | 72.3 | 5 | 55000 | 42352 |  |  | No |  | 3 | 5271.8 | 104.7 | 50.34 | 23.09 | 0.8936 | 3935 | 72.3
P8WR34PG | MaxLite Inc | MaxLite | FLS15U50[BW][BlankPC] | Outdoor Luminaires | Low Output | Architectural Flood and Spot Luminaires | Standard | TRUE | 1261.8 | 95.6 | 13.2 | 5.98 | 0.8923 | 5146 | 83 | 5 | 210000 | 42352 |  |  | No |  | 3 | 1261.8 | 95.6 | 13.2 | 13.78 | 0.8923 | 5000 | 82.5
P9YMG958 | MaxLite Inc | MaxLite | FLS15U50[BW]/N[BlankPC] | Outdoor Luminaires | Low Output | Architectural Flood and Spot Luminaires | Standard | TRUE | 1256.3 | 96.3 | 13.05 | 6.29 | 0.8877 | 5082 | 81 | 5 | 210000 | 42352 |  |  | No |  | 3 | 1256.3 | 96.3 | 13.05 | 16.57 | 0.8877 | 5000 | 81
PDRYKRXK | MaxLite Inc | MaxLite | FLS20U50[BW][BlankPC] | Outdoor Luminaires | Low Output | Architectural Flood and Spot Luminaires | Premium | TRUE | 1981.9 | 105 | 18.87 | 14.63 | 0.8775 | 5103 | 82.3 | 5 | 210000 | 42352 | Not Dimmable | Not Dimmable | No |  | 3 | 1985.4 | 109.3 | 18.17 | 14.63 | 0.8775 | 5000 | 82.3
PY6G5SEG | AGC Lighting Co. Ltd | AGC lighting | FL02-70/T-5000-75100 | Outdoor Luminaires | Mid Output | Architectural Flood and Spot Luminaires | Standard | FALSE | [9 empty] | 42352 |  |  | No |  | 3 | 7407 | 102.98 | 71.92 | 13.55 | 0.93 | 5000 | 75.7
P4GRNJ1B | AGC Lighting Co. Ltd | AGC lighting | FL02-50-5000-75100 | Outdoor Luminaires | Mid Output | Architectural Flood and Spot Luminaires | Standard | FALSE | [9 empty] | 42352 |  |  | No |  | 3 | 5481 | 99.67 | 54.99 | 13.79 | 0.9284 | 5000 | 75.3
PHQFSNE8 | AGC Lighting Co. Ltd | AGC lighting | FL02-90/T-5000-75100 | Outdoor Luminaires | Mid Output | Architectural Flood and Spot Luminaires | Standard | FALSE | [9 empty] | 42352 |  |  | No |  | 3 | 9243 | 101.56 | 91.01 | 13.81 | 0.947 | 5000 | 73.9
PB6K6C3F | AGC Lighting Co. Ltd | AGC lighting | FL02-90-5000-75100 | Outdoor Luminaires | Mid Output | Architectural Flood and Spot Luminaires | Standard | FALSE | [9 empty] | 42352 |  |  | No |  | 3 | 9243 | 101.56 | 91.01 | 13.81 | 0.947 | 5000 | 73.9
PQJ1RX2Q | AGC Lighting Co. Ltd | AGC lighting | FL02-90/T-5000-120 | Outdoor Luminaires | High Output | Architectural Flood and Spot Luminaires | Standard | FALSE | [9 empty] | 42352 |  |  | No |  | 3 | 11184 | 122.88 | 91.01 | 13.81 | 0.947 | 5000 | 73.9
PBCCEK6X | AGC Lighting Co. Ltd | AGC lighting | FL02-90-5000-120 | Outdoor Luminaires | High Output | Architectural Flood and Spot Luminaires | Standard | FALSE | [9 empty] | 42352 |  |  | No |  | 3 | 11184 | 122.88 | 91.01 | 13.81 | 0.947 | 5000 | 73.9
PN68AN3C | AGC Lighting Co. Ltd | AGC lighting | FL02-70-5000-120 | Outdoor Luminaires | Mid Output | Architectural Flood and Spot Luminaires | Standard | FALSE | [9 empty] | 42352 |  |  | No |  | 3 | 8962 | 124.61 | 71.92 | 13.55 | 0.93 | 5000 | 73.7
PEH89BS1 | AGC Lighting Co. Ltd | AGC lighting | FL02-70/T-5000-120 | Outdoor Luminaires | Mid Output | Architectural Flood and Spot Luminaires | Standard | FALSE | [9 empty] | 42352 |  |  | No |  | 3 | 8962 | 124.61 | 71.92 | 13.55 | 0.93 | 5000 | 73.7
PN97J7AP | AGC Lighting Co. Ltd | AGC lighting | FL02-70-5000-75100 | Outdoor Luminaires | Mid Output | Architectural Flood and Spot Luminaires | Standard | FALSE | [9 empty] | 42352 |  |  | No |  | 3 | 7407 | 102.98 | 71.92 | 13.55 | 0.93 | 5000 | 73.7
PKKJR4XZ | AGC Lighting Co. Ltd | AGC lighting | FL02-50/T-5000-120 | Outdoor Luminaires | Mid Output | Architectural Flood and Spot Luminaires | Standard | FALSE | [9 empty] | 42352 |  |  | No |  | 3 | 6572 | 120.58 | 54.5 | 13.86 | 0.9055 | 5000 | 72.7
PNTG8HEA | AGC Lighting Co. Ltd | AGC lighting | FL02-50-5000-120 | Outdoor Luminaires | Mid Output | Architectural Flood and Spot Luminaires | Standard | FALSE | [9 empty] | 42352 |  |  | No |  | 3 | 6217.6 | 114.08 | 54.5 | 13.86 | 0.9055 | 5000 | 72.7
PD4DU7YS | AGC Lighting Co. Ltd | AGC lighting | FL02-70/T-4000-75100 | Outdoor Luminaires | Mid Output | Architectural Flood and Spot Luminaires | Standard | FALSE | [9 empty] | 42352 |  |  | No |  | 3 | 7007.4 | 97.43 | 71.92 | 13.55 | 0.93 | 4000 | 74.7
PR2U9YEU | AGC Lighting Co. Ltd | AGC lighting | FL02-90-4000-75100 | Outdoor Luminaires | Mid Output | Architectural Flood and Spot Luminaires | Standard | FALSE | [9 empty] | 42352 |  |  | No |  | 3 | 8809.5 | 96.8 | 91.01 | 13.81 | 0.947 | 4000 | 73.9
PJBZDRM8 | AGC Lighting Co. Ltd | AGC lighting | FL02-90/T-4000-75100 | Outdoor Luminaires | Mid Output | Architectural Flood and Spot Luminaires | Standard | FALSE | [9 empty] | 42352 |  |  | No |  | 3 | 8809.5 | 96.8 | 91.01 | 13.81 | 0.947 | 4000 | 73.9
PFQA1NUT | AGC Lighting Co. Ltd | AGC lighting | FL02-90-4000-120 | Outdoor Luminaires | High Output | Architectural Flood and Spot Luminaires | Standard | FALSE | [9 empty] | 42352 |  |  | No |  | 3 | 10581 | 116.26 | 91.01 | 13.81 | 0.947 | 4000 | 73.9
PC9HVGMJ | AGC Lighting Co. Ltd | AGC lighting | FL02-90/T-4000-120 | Outdoor Luminaires | High Output | Architectural Flood and Spot Luminaires | Standard | FALSE | [9 empty] | 42352 |  |  | No |  | 3 | 10581 | 116.26 | 91.01 | 13.81 | 0.947 | 4000 | 73.9
PHEWSKBT | AGC Lighting Co. Ltd | AGC lighting | FL02-50/T-4000-75100 | Outdoor Luminaires | Mid Output | Architectural Flood and Spot Luminaires | Standard | FALSE | [9 empty] | 42352 |  |  | No |  | 3 | 5139.2 | 94.28 | 54.51 | 12.79 | 0.9056 | 4000 | 73.9
PBTMK59A | AGC Lighting Co. Ltd | AGC lighting | FL02-50-4000-75100 | Outdoor Luminaires | Mid Output | Architectural Flood and Spot Luminaires | Standard | FALSE | [9 empty] | 42352 |  |  | No |  | 3 | 5139.2 | 94.28 | 54.51 | 12.79 | 0.9056 | 4000 | 73.9
PZJPAVA1 | AGC Lighting Co. Ltd | AGC lighting | FL02-70/T-4000-120 | Outdoor Luminaires | Mid Output | Architectural Flood and Spot Luminaires | Standard | FALSE | [9 empty] | 42352 |  |  | No |  | 3 | 8479 | 117.89 | 71.92 | 13.55 | 0.93 | 4000 | 73.7
PYJ6QYSY | AGC Lighting Co. Ltd | AGC lighting | FL02-70-4000-120 | Outdoor Luminaires | Mid Output | Architectural Flood and Spot Luminaires | Standard | FALSE | [9 empty] | 42352 |  |  | No |  | 3 | 8479 | 117.89 | 71.92 | 13.55 | 0.93 | 4000 | 73.7
PW9D293Y | AGC Lighting Co. Ltd | AGC lighting | FL02-70-4000-75100 | Outdoor Luminaires | Mid Output | Architectural Flood and Spot Luminaires | Standard | FALSE | [9 empty] | 42352 |  |  | No |  | 3 | 7007.4 | 97.43 | 71.92 | 13.55 | 0.93 | 4000 | 73.7
P4MBSQ3V | AGC Lighting Co. Ltd | AGC lighting | FL02-50-4000-120 | Outdoor Luminaires | Mid Output | Architectural Flood and Spot Luminaires | Standard | FALSE | [9 empty] | 42352 |  |  | No |  | 3 | 6572 | 120.58 | 54.5 | 13.86 | 0.9055 | 4000 | 72.7
PBN9DHQP | AGC Lighting Co. Ltd | AGC lighting | FL02-50/T-4000-120 | Outdoor Luminaires | Mid Output | Architectural Flood and Spot Luminaires | Standard | FALSE | [9 empty] | 42352 |  |  | No |  | 3 | 6217.6 | 114.08 | 54.5 | 13.86 | 0.9055 | 4000 | 72.7
PKJJVGC3 | AGC Lighting Co. Ltd | AGC lighting | FL02-90/T-3000-75100 | Outdoor Luminaires | Mid Output | Architectural Flood and Spot Luminaires | Standard | FALSE | [9 empty] | 42352 |  |  | No |  | 3 | 8809.5 | 96.8 | 91.01 | 13.81 | 0.947 | 3000 | 73.9
PHFKGFZD | AGC Lighting Co. Ltd | AGC lighting | FL02-90-3000-75100 | Outdoor Luminaires | Mid Output | Architectural Flood and Spot Luminaires | Standard | FALSE | [9 empty] | 42352 |  |  | No |  | 3 | 8809.5 | 96.8 | 91.01 | 13.81 | 0.947 | 3000 | 73.9
PBRUJ9Y3 | AGC Lighting Co. Ltd | AGC lighting | FL02-90-3000-120 | Outdoor Luminaires | High Output | Architectural Flood and Spot Luminaires | Standard | FALSE | [9 empty] | 42352 |  |  | No |  | 3 | 10581 | 116.26 | 91.01 | 13.81 | 0.947 | 3000 | 73.9
P1HNKM9A | AGC Lighting Co. Ltd | AGC lighting | FL02-90/T-3000-120 | Outdoor Luminaires | High Output | Architectural Flood and Spot Luminaires | Standard | FALSE | [9 empty] | 42352 |  |  | No |  | 3 | 10581 | 116.26 | 91.01 | 13.81 | 0.947 | 3000 | 73.9
PBS7UJ7D | AGC Lighting Co. Ltd | AGC lighting | FL02-50-3000-75100 | Outdoor Luminaires | Mid Output | Architectural Flood and Spot Luminaires | Standard | FALSE | [9 empty] | 42352 |  |  | No |  | 3 | 5139.2 | 94.28 | 54.51 | 12.79 | 0.9056 | 3000 | 73.9
PUZTMY1U | AGC Lighting Co. Ltd | AGC lighting | FL02-70-3000-120 | Outdoor Luminaires | Mid Output | Architectural Flood and Spot Luminaires | Standard | FALSE | [9 empty] | 42352 |  |  | No |  | 3 | 8479 | 117.89 | 71.92 | 13.55 | 0.93 | 3000 | 73.7
PFK4RFRR | AGC Lighting Co. Ltd | AGC lighting | FL02-70/T-3000-120 | Outdoor Luminaires | Mid Output | Architectural Flood and Spot Luminaires | Standard | FALSE | [9 empty] | 42352 |  |  | No |  | 3 | 8479 | 117.89 | 71.92 | 13.55 | 0.93 | 3000 | 73.7
PT88SEDY | AGC Lighting Co. Ltd | AGC lighting | FL02-70-3000-75100 | Outdoor Luminaires | Mid Output | Architectural Flood and Spot Luminaires | Standard | FALSE | [9 empty] | 42352 |  |  | No |  | 3 | 7007.4 | 97.43 | 71.92 | 13.55 | 0.93 | 3000 | 73.7
P4X3NQPS | AGC Lighting Co. Ltd | AGC lighting | FL02-70/T-3000-75100 | Outdoor Luminaires | Mid Output | Architectural Flood and Spot Luminaires | Standard | FALSE | [9 empty] | 42352 |  |  | No |  | 3 | 7007.4 | 97.43 | 71.92 | 13.55 | 0.93 | 3000 | 73.7
PX5R1GFH | AGC Lighting Co. Ltd | AGC lighting | FL02-50/T-3000-120 | Outdoor Luminaires | Mid Output | Architectural Flood and Spot Luminaires | Standard | FALSE | [9 empty] | 42352 |  |  | No |  | 3 | 6217.6 | 114.08 | 54.5 | 13.86 | 0.9055 | 3000 | 72.7
PV3AMQR8 | AGC Lighting Co. Ltd | AGC lighting | FL02-50-3000-120 | Outdoor Luminaires | Mid Output | Architectural Flood and Spot Luminaires | Standard | FALSE | [9 empty] | 42352 |  |  | No |  | 3 | 6217.6 | 114.08 | 54.5 | 13.86 | 0.9055 | 3000 | 72.7
PJZME9TT | Shenzhen Snowball Lighting Limited | Snowball | SBF/A/C/150W/SCW | Outdoor Luminaires | High Output | Architectural Flood and Spot Luminaires | Standard | FALSE | [9 empty] | 42352 |  |  | No |  | 3 | 17250 | 115 | 150 | 15 | 0.9 | 5700 | 70
PG3UKNM1 | Shenzhen Snowball Lighting Limited | Snowball | SBF/A/C/150W/3D/SCW | Outdoor Luminaires | High Output | Architectural Flood and Spot Luminaires | Standard | FALSE | [9 empty] | 42352 |  |  | No |  | 3 | 17250 | 115 | 150 | 15 | 0.9 | 5700 | 70
PRF6NQY8 | Shenzhen Snowball Lighting Limited | Snowball | SBF/A/C/150W/CW | Outdoor Luminaires | High Output | Architectural Flood and Spot Luminaires | Standard | FALSE | [9 empty] | 42352 |  |  | No |  | 3 | 17250 | 115 | 150 | 15 | 0.9 | 5000 | 70
PRJ2EBUT | Shenzhen Snowball Lighting Limited | Snowball | SBF/A/C/150W/3D/CW | Outdoor Luminaires | High Output | Architectural Flood and Spot Luminaires | Standard | FALSE | [9 empty] | 42352 |  |  | No |  | 3 | 17250 | 115 | 150 | 15 | 0.9 | 5000 | 70
P9WE2XKK | Shenzhen Snowball Lighting Limited | Snowball | SBF/A/C/150W/HNW | Outdoor Luminaires | High Output | Architectural Flood and Spot Luminaires | Standard | FALSE | [9 empty] | 42352 |  |  | No |  | 3 | 16500 | 110 | 150 | 15 | 0.9 | 4500 | 70
PW545ZUB | Shenzhen Snowball Lighting Limited | Snowball | SBF/A/C/150W/3D/HNW | Outdoor Luminaires | High Output | Architectural Flood and Spot Luminaires | Standard | FALSE | [9 empty] | 42352 |  |  | No |  | 3 | 16500 | 110 | 150 | 15 | 0.9 | 4500 | 70
PJNDWRZT | Shenzhen Snowball Lighting Limited | Snowball | SBF/A/C/150W/NW | Outdoor Luminaires | High Output | Architectural Flood and Spot Luminaires | Standard | FALSE | [9 empty] | 42352 |  |  | No |  | 3 | 16500 | 110 | 150 | 15 | 0.9 | 4000 | 70
PCTKCUU5 | MaxLite Inc | MaxLite | FLS50U50[BW]/N[BlankPC] | Outdoor Luminaires | Mid Output | Architectural Flood and Spot Luminaires | Standard | FALSE | [9 empty] | 42352 |  |  | No |  | 3 | 5422.4 | 110.8 | 48.96 | 23.44 | 0.8958 | 5037 | 73.9
PB27DS6V | MaxLite Inc | MaxLite | FLS20U50[BW]/N[BlankPC] | Outdoor Luminaires | Low Output | Architectural Flood and Spot Luminaires | Premium | FALSE | [9 empty] | 42352 | Not Dimmable | Not Dimmable | No |  | 3 | 2002.5 | 111.9 | 17.89 | 16.33 | 0.873 | 5000 | 82
PRAJ8S2T | MaxLite Inc | MaxLite | FLS20U40[BW]/N[BlankPC] | Outdoor Luminaires | Low Output | Architectural Flood and Spot Luminaires | Premium | FALSE | [9 empty] | 42352 |  |  | No |  | 3 | 2316.7 | 130.15 | 17.8 | 17.54 | 0.9039 | 4000 | 73.2
PDV6TZPK | MaxLite Inc | MaxLite | FLS15U40[BW]/N[BlankPC] | Outdoor Luminaires | Low Output | Architectural Flood and Spot Luminaires | Standard | FALSE | [9 empty] | 42352 |  |  | No |  | 3 | 1498.6 | 121.15 | 12.37 | 7.56 | 0.9019 | 4000 | 72
PWTDVV7Q | MaxLite Inc | MaxLite | FLS50U40[BW][BlankPC] | Outdoor Luminaires | Mid Output | Architectural Flood and Spot Luminaires | Standard | FALSE | [9 empty] | 42352 |  |  | No |  | 3 | 5317.2 | 106.3 | 50.09 | 22.96 | 0.8932 | 3998 | 74.4
PGYJ4CVP | NINGBO MORELUX LIGHTING MFG LTD | MORELUX | FLL400-152W-50K-W66-8-XX-XX-X | Outdoor Luminaires | High Output | Architectural Flood and Spot Luminaires | Standard | FALSE | [9 empty] | 42352 | Not Dimmable | Not Dimmable | Yes |  | 3 | 16157 | 106.97 | 151 | 19.11 | 0.919 | 5000 | 74.6
PM9BYBBP | Damar | Damar | 38701A | Outdoor Luminaires | Mid Output | Architectural Flood and Spot Luminaires | Standard | TRUE | 5898.2 | 81.67 | 72.2 | 8.92 | 0.967 | 4200 | 73.4 | 5 | 50000 | 42349 |  |  | NotYetVerified |  | 3 | 5625 | 75 | 75 |  | 0.9 | 4000 | 70
PVRGZ5F7 | Damar | Damar | 38702A | Outdoor Luminaires | Mid Output | Architectural Flood and Spot Luminaires | Standard | TRUE | 8574.4 | 80.06 | 107.1 | 13.38 | 0.94 | 4200 | 74.3 | 5 | 50000 | 42349 |  |  | NotYetVerified |  | 3 | 8250 | 75 | 110 |  | 0.9 | 4000 | 70
PCG71A1V | Lumecon LLC | Lumecon | LF-RB-60-DB-NR-1-NW-[All Mounting Options]-X-X-X-[PC1 PC2 or X]-X [120V ONLY] | Outdoor Luminaires | Mid Output | Architectural Flood and Spot Luminaires | Premium | TRUE | 5700.97 | 105.18 | 54.2 | 2.63 | 0.985 | 3870 | 73.41 | 10 | 50000 | 42348 |  |  | Yes |  | 3.1 | 5730 | 105.71 | 54.2 | 11.71 | 0.985 | 3870 | 73.4
PB72XHED | Guangdong Mason Technologies Co. Ltd. | Mason | MS-TL-300W-042 | Outdoor Luminaires | High Output | Architectural Flood and Spot Luminaires | Standard | TRUE | 29329 | 97.5 | 300.9 | 8.66 | 0.9582 | 4938 | 79.7 | 5 | 50000 | 42348 |  |  | No |  | 3 | 29329 | 100 | 300 | 20 | 0.9 | 5000 | 70
PUA52R4X | Guangdong Mason Technologies Co. Ltd. | Mason | MS-TL-30W-054 | Outdoor Luminaires | Low Output | Architectural Flood and Spot Luminaires | Standard | TRUE | 3414.4 | 109.2 | 31.28 | 20.53 | 0.9412 | 4813 | 77.5 | 5 | 50000 | 42348 |  |  | No |  | 3 | 3415.3 | 100 | 30 | 20 | 0.9 | 5000 | 70
PUKU2Y25 | Guangdong Mason Technologies Co. Ltd. | Mason | MS-TL-120W-039 | Outdoor Luminaires | High Output | Architectural Flood and Spot Luminaires | Standard | TRUE | 12304 | 101.2 | 121.58 | 11.99 | 0.9396 | 4976 | 79.8 | 5 | 50000 | 42348 |  |  | No |  | 3 | 12304 | 100 | 120 | 20 | 0.9 | 5000 | 70
PPDBXE91 | Guangdong Mason Technologies Co. Ltd. | Mason | MS-TL-100W-039 | Outdoor Luminaires | High Output | Architectural Flood and Spot Luminaires | Standard | TRUE | 10659 | 105.6 | 100.98 | 13.99 | 0.9355 | 4895 | 78.9 | 5 | 50000 | 42348 |  |  | No |  | 3 | 10659 | 100 | 100 | 20 | 0.9 | 5000 | 70
PG9QXM1M | Guangdong Mason Technologies Co. Ltd. | Mason | MS-TL-80W-039 | Outdoor Luminaires | High Output | Architectural Flood and Spot Luminaires | Standard | TRUE | 9052.6 | 111.6 | 81.14 | 17.07 | 0.9129 | 5050 | 77.8 | 5 | 50000 | 42348 |  |  | No |  | 3 | 9070.9 | 100 | 80 | 20 | 0.9 | 5000 | 70
PEK7WQMV | MaxLite Inc | MaxLite | FLS40U40X | Outdoor Luminaires | Low Output | Architectural Flood and Spot Luminaires | Standard | TRUE | 4529.9 | 123.26 | 36.75 | 18.36 | 0.9024 | 4024 | 74.4 | 5 | 50000 | 42348 |  |  | No |  | 3.1 | 4529.9 | 123.26 | 36.75 | 18.36 | 0.9024 | 4000 | 74.4
PNB1ST9A | Lumecon LLC | Lumecon | LF-MD-25-DB-NR-1-NW-[All Mounting Options]-X-X-[PC1 PC2 or X]-X | Outdoor Luminaires | Low Output | Architectural Flood and Spot Luminaires | Premium | TRUE | 2401.8 | 103.39 | 23.23 | 10.01 | 0.9024 | 3830 | 73.17 | 10 | 50000 | 42348 |  |  | Yes |  | 3.1 | 2470 | 106.32 | 23.23 | 10.01 | 0.9024 | 3830 | 73.17
PTXTMF62 | Lumecon LLC | Lumecon | LF-RB-25-DB-NR-1-NW-[All Mounting Options]-X-X-X-[PC1 PC2 or X]-X | Outdoor Luminaires | Low Output | Architectural Flood and Spot Luminaires | Premium | TRUE | 2485.42 | 107.46 | 23.13 | 10.65 | 0.8969 | 3811 | 73.14 | 10 | 50000 | 42348 |  |  | Yes |  | 3.1 | 2487 | 107.53 | 23.128 | 10.65 | 0.8969 | 3811 | 73.14
PC687GMU | Lumecon LLC | Lumecon | LF-MD-15-DB-NR-1-NW-[All Mounting Options]-X-X-[PC1 PC2 or X]-X | Outdoor Luminaires | Low Output | Architectural Flood and Spot Luminaires | Premium | TRUE | 1509 | 111.69 | 13.51 | 16.42 | 0.8871 | 3752 | 72.77 | 10 | 50000 | 42348 |  |  | Yes |  | 3.1 | 1509 | 111.69 | 13.51 | 16.42 | 0.887 | 3752 | 72.77
PG4RC38A | MaxLite Inc | MaxLite | FLS40U50X/N | Outdoor Luminaires | Low Output | Architectural Flood and Spot Luminaires | Standard | TRUE | 3709.1 | 105.9 | 35.04 | 20.31 | 0.871 | 5105 | 83.8 | 5 | 50000 | 42348 |  |  | No |  | 3.1 | 3709.1 | 105.9 | 35.04 | 20.31 | 0.871 | 5000 | 83.8
PJXSUJ5R | Guangdong Mason Technologies Co. Ltd. | Mason | MS-TL-30W-054D | Outdoor Luminaires | Low Output | Architectural Flood and Spot Luminaires | Standard | FALSE | [9 empty] | 42348 |  |  | No |  | 3 | 3415.3 | 100 | 30 | 20 | 0.9 | 5000 | 70
PBBHYHKN | Guangdong Mason Technologies Co. Ltd. | Mason | MS-TL-300W-042D | Outdoor Luminaires | High Output | Architectural Flood and Spot Luminaires | Standard | FALSE | [9 empty] | 42348 |  |  | No |  | 3 | 29329 | 100 | 300 | 20 | 0.9 | 5000 | 70
PFE2C5R5 | Guangdong Mason Technologies Co. Ltd. | Mason | MS-TL-120W-039D | Outdoor Luminaires | High Output | Architectural Flood and Spot Luminaires | Standard | FALSE | [9 empty] | 42348 |  |  | No |  | 3 | 12304 | 100 | 120 | 20 | 0.9 | 5000 | 70
PCVT24JQ | Guangdong Mason Technologies Co. Ltd. | Mason | MS-TL-100W-039D | Outdoor Luminaires | High Output | Architectural Flood and Spot Luminaires | Standard | FALSE | [9 empty] | 42348 |  |  | No |  | 3 | 10659 | 100 | 100 | 20 | 0.9 | 5000 | 70
PB387ZNU | Guangdong Mason Technologies Co. Ltd. | Mason | MS-TL-80W-039D | Outdoor Luminaires | High Output | Architectural Flood and Spot Luminaires | Standard | FALSE | [9 empty] | 42348 |  |  | No |  | 3 | 9070.9 | 100 | 80 | 20 | 0.9 | 5000 | 70
PBSF1C7Q | MaxLite Inc | MaxLite | FLS40U50X | Outdoor Luminaires | Low Output | Architectural Flood and Spot Luminaires | Standard | FALSE | [9 empty] | 42348 |  |  | No |  | 3.1 | 4010.3 | 112.1 | 35.78 | 24.44 | 0.8736 | 5000 | 84.2
PN29QRK9 | MaxLite Inc | MaxLite | FLS40U40X/N | Outdoor Luminaires | Low Output | Architectural Flood and Spot Luminaires | Standard | FALSE | [9 empty] | 42348 |  |  | No |  | 3.1 | 4545.1 | 123.51 | 36.8 | 17.89 | 0.9024 | 4000 | 74.2
PJNXPP7X | Dialight | Vigilant | FLxB66xC2xG | Outdoor Luminaires | Very High Output | Architectural Flood and Spot Luminaires | Standard | TRUE | 55820 | 130.5 | 427.7 | 11.35 | 0.965 | 4996 | 78.7 | 10 | 100000 | 42347 |  |  | No |  | 3.1 | 55000 | 129.717 | 424 | 20 | 0.9 | 5000 | 75
PR42UG4M | XUYANG GROUP (SHENZHEN) GLOBAL BUSINESS SERVICE LTD. | XY | AL-120W-C00-50 | Outdoor Luminaires | High Output | Architectural Flood and Spot Luminaires | Standard | TRUE | 13412 | 111.58 | 120.2 | 16.52 | 0.9355 | 5233 | 71.1 | 5 | 50000 | 42347 |  |  | No |  | 3.1 | 4404 | 105.5 | 41.73 | 23.47 | 0.907 | 4052 | 84.2
PF2HVEA5 | XUYANG GROUP (SHENZHEN) GLOBAL BUSINESS SERVICE LTD. | XY | AL-150W-B00-50 | Outdoor Luminaires | High Output | Architectural Flood and Spot Luminaires | Standard | TRUE | 16965 | 107.71 | 157.5 | 15.24 | 0.9328 | 5311 | 73.1 | 5 | 50000 | 42347 |  |  | No |  | 3.1 | 16965 | 107.71 | 157.5 | 15.24 | 0.9328 | 5000 | 73.1
PUJ87BYR | XUYANG GROUP (SHENZHEN) GLOBAL BUSINESS SERVICE LTD. | XY | AL-100W-A00-27 | Outdoor Luminaires | Mid Output | Architectural Flood and Spot Luminaires | Standard | TRUE | 6508.1 | 69.07 | 94.23 | 14.53 | 0.9326 | 2729 | 69 | 5 | 50000 | 42346 |  |  | No |  | 3.1 | 6508.1 | 69.07 | 94.23 | 14.53 | 0.9326 | 2700 | 69
PX4HQR47 | XUYANG GROUP (SHENZHEN) GLOBAL BUSINESS SERVICE LTD. | XY | AL-60W-A00-27 | Outdoor Luminaires | Low Output | Architectural Flood and Spot Luminaires | Standard | TRUE | 3751.3 | 65.51 | 57.26 | 16.49 | 0.9122 | 2794 | 66.2 | 5 | 50000 | 42346 |  |  | No |  | 3.1 | 3751.3 | 65.51 | 57.26 | 16.49 | 0.9122 | 2700 | 71.6
PQZBWD3D | XUYANG GROUP (SHENZHEN) GLOBAL BUSINESS SERVICE LTD. | XY | AL-100W-A00-50 | Outdoor Luminaires | Mid Output | Architectural Flood and Spot Luminaires | Standard | FALSE | [9 empty] | 42346 |  |  | No |  | 3.1 | 6943 | 73.39 | 94.61 | 16.35 | 0.9424 | 5000 | 76.3
PMYUAE8Y | XUYANG GROUP (SHENZHEN) GLOBAL BUSINESS SERVICE LTD. | XY | AL-60W-A00-50 | Outdoor Luminaires | Low Output | Architectural Flood and Spot Luminaires | Standard | FALSE | [9 empty] | 42346 |  |  | No |  | 3.1 | 4045 | 69.79 | 57.96 | 16.17 | 0.9134 | 5000 | 72.2
PQBJWG8F | XUYANG GROUP (SHENZHEN) GLOBAL BUSINESS SERVICE LTD. | XY | AL-60W-A00-41 | Outdoor Luminaires | Low Output | Architectural Flood and Spot Luminaires | Standard | FALSE | [9 empty] | 42346 |  |  | No |  | 3.1 | 3751.3 | 65.51 | 57.26 | 16.49 | 0.9122 | 4100 | 71.6
PKRKBWZM | XUYANG GROUP (SHENZHEN) GLOBAL BUSINESS SERVICE LTD. | XY | AL-100W-A00-41 | Outdoor Luminaires | Mid Output | Architectural Flood and Spot Luminaires | Standard | FALSE | [9 empty] | 42346 |  |  | No |  | 3.1 | 6508.1 | 69.07 | 94.23 | 14.53 | 0.9326 | 4100 | 69
PSFCFB1B | XUYANG GROUP (SHENZHEN) GLOBAL BUSINESS SERVICE LTD. | XY | AL-60W-A00-30 | Outdoor Luminaires | Low Output | Architectural Flood and Spot Luminaires | Standard | FALSE | [9 empty] | 42346 |  |  | No |  | 3.1 | 3751.3 | 65.51 | 57.26 | 16.49 | 0.9122 | 3000 | 71.6
PYQQJXS9 | XUYANG GROUP (SHENZHEN) GLOBAL BUSINESS SERVICE LTD. | XY | AL-100W-A00-30 | Outdoor Luminaires | Mid Output | Architectural Flood and Spot Luminaires | Standard | FALSE | [9 empty] | 42346 |  |  | No |  | 3.1 | 6508.1 | 69.07 | 94.23 | 14.53 | 0.9326 | 3000 | 69
P6VZ9SF5 | Lumecon LLC | Lumecon | LF-LG-60-DB-NR-1-NW-SB-X-X-X-X-X-X [120V Only] | Outdoor Luminaires | Mid Output | Architectural Flood and Spot Luminaires | Premium | TRUE | 6105.63 | 111.8 | 54.61 | 2.52 | 0.9818 | 3829 | 73.32 | 10 | 90000 | 42345 |  |  | No |  | 3.1 | 6212 | 113.7 | 54.61 | 12.69 | 0.9818 | 3829 | 73.32
PVKGHQCW | A Plus Lighting LLC | A Plus Lighting | AP-FD-300-01(4000K) | Outdoor Luminaires | High Output | Architectural Flood and Spot Luminaires | Standard | TRUE | 29403 | 93.43 | 314.7 | 8.64 | 0.9511 | 4048 | 73.1 | 5 |  | 42345 |  |  | NotYetVerified |  | 3 | 29403 | 93.43 | 314.7 | 8.64 | 0.9511 | 4000 | 73.1
PB3SPXUD | XUYANG GROUP (SHENZHEN) GLOBAL BUSINESS SERVICE LTD. | XY | AL-150W-C00-50 | Outdoor Luminaires | High Output | Architectural Flood and Spot Luminaires | Standard | TRUE | 15788 | 108.81 | 145.1 | 14.85 | 0.9351 | 5297 | 72.8 | 5 | 50000 | 42345 |  |  | No |  | 3.1 | 15788 | 108.81 | 145.1 | 14.85 | 0.9351 | 5000 | 72.8
PDCWBN3S | Lumecon LLC | Lumecon | LF-LG-120-DB-NR-1-NW-SB-X-X-X-X-X-X | Outdoor Luminaires | High Output | Architectural Flood and Spot Luminaires | Premium | TRUE | 11994.84 | 109.05 | 109.31 | 17.37 | 0.9221 | 3895 | 72.68 | 10 | 90000 | 42345 |  |  | No |  | 3.1 | 12110 | 110.1 | 109.99 | 17.37 | 0.9221 | 3895 | 72.68
PZNCX6JP | A Plus Lighting LLC | A Plus Lighting | AP-FD-200-01(4000K) | Outdoor Luminaires | High Output | Architectural Flood and Spot Luminaires | Standard | TRUE | 19113 | 94.41 | 203.5 | 16.72 | 0.915 | 4255 | 75.4 | 5 | 50000 | 42345 |  |  | NotYetVerified | Updated 9/16/2016 | 3 | 19113 | 94.41 | 203.5 | 16.72 | 0.914 | 4000 | 75.4
PV2BCGT9 | A Plus Lighting LLC | A Plus Lighting | AP-FD-150-01(4000K) | Outdoor Luminaires | High Output | Architectural Flood and Spot Luminaires | Standard | TRUE | 14651 | 94.92 | 154.4 | 15.87 | 0.908 | 4245 | 75.7 | 5 | 50000 | 42345 |  |  | NotYetVerified | Updated 9/16/2016 | 3 | 14651 | 94.92 | 154.4 | 15.87 | 0.907 | 4000 | 75.7
PYWAQZXA | Lumecon LLC | Lumecon | LF-LG-120-DB-NR-1-NW-ER0-X-X-X-PC1-X-X | Outdoor Luminaires | High Output | Architectural Flood and Spot Luminaires | Premium | FALSE | [9 empty] | 42345 |  |  | Yes |  | 3.1 | 12110 | 110.1 | 109.99 | 17.37 | 0.9221 | 3895 | 72.68
PWV1AC5K | Lumecon LLC | Lumecon | LF-LG-120-DB-NR-1-NW-SB-X-X-X-PC2-X-X | Outdoor Luminaires | High Output | Architectural Flood and Spot Luminaires | Premium | FALSE | [9 empty] | 42345 |  |  | Yes |  | 3.1 | 12110 | 110.1 | 109.99 | 17.37 | 0.9221 | 3895 | 72.68
PV2APB7Q | Lumecon LLC | Lumecon | LF-LG-120-DB-NR-1-NW-SF-X-X-X-X-OC2-X | Outdoor Luminaires | High Output | Architectural Flood and Spot Luminaires | Premium | FALSE | [9 empty] | 42345 |  |  | Yes |  | 3.1 | 12110 | 110.1 | 109.99 | 17.37 | 0.9221 | 3895 | 72.68
PUS6DR6U | Lumecon LLC | Lumecon | LF-LG-120-DB-NR-1-NW-ES0-X-X-X-X-OC2-X | Outdoor Luminaires | High Output | Architectural Flood and Spot Luminaires | Premium | FALSE | [9 empty] | 42345 |  |  | Yes |  | 3.1 | 12110 | 110.1 | 109.99 | 17.37 | 0.9221 | 3895 | 72.68
PUP3WPT7 | Lumecon LLC | Lumecon | LF-LG-120-DB-NR-1-NW-ES6-X-X-X-PC1-X-X | Outdoor Luminaires | High Output | Architectural Flood and Spot Luminaires | Premium | FALSE | [9 empty] | 42345 |  |  | Yes |  | 3.1 | 12110 | 110.1 | 109.99 | 17.37 | 0.9221 | 3895 | 72.68
PSUG2QA6 | Lumecon LLC | Lumecon | LF-LG-120-DB-NR-1-NW-ER0-X-X-X-X-OC2-X | Outdoor Luminaires | High Output | Architectural Flood and Spot Luminaires | Premium | FALSE | [9 empty] | 42345 |  |  | Yes |  | 3.1 | 12110 | 110.1 | 109.99 | 17.37 | 0.9221 | 3895 | 72.68
PSJ9VXWA | Lumecon LLC | Lumecon | LF-LG-120-DB-NR-1-NW-SF-X-X-X-X-OC1-X | Outdoor Luminaires | High Output | Architectural Flood and Spot Luminaires | Premium | FALSE | [9 empty] | 42345 |  |  | Yes |  | 3.1 | 12110 | 110.1 | 109.99 | 17.37 | 0.9221 | 3895 | 72.68
PRY3JRW4 | Lumecon LLC | Lumecon | LF-LG-120-DB-NR-1-NW-SB-X-X-X-PC1-X-X | Outdoor Luminaires | High Output | Architectural Flood and Spot Luminaires | Premium | FALSE | [9 empty] | 42345 |  |  | Yes |  | 3.1 | 12110 | 110.1 | 109.99 | 17.37 | 0.9221 | 3895 | 72.68
PRN855ER | Lumecon LLC | Lumecon | LF-LG-120-DB-NR-1-NW-AD-X-X-X-PC1-X-X | Outdoor Luminaires | High Output | Architectural Flood and Spot Luminaires | Premium | FALSE | [9 empty] | 42345 |  |  | Yes |  | 3.1 | 12110 | 110.1 | 109.99 | 17.37 | 0.9221 | 3895 | 72.68
PRH8RTDE | Lumecon LLC | Lumecon | LF-LG-120-DB-NR-1-NW-WM-X-X-X-PC2-X-X | Outdoor Luminaires | High Output | Architectural Flood and Spot Luminaires | Premium | FALSE | [9 empty] | 42345 |  |  | Yes |  | 3.1 | 12110 | 110.1 | 109.99 | 17.37 | 0.9221 | 3895 | 72.68
PRCBJBV6 | Lumecon LLC | Lumecon | LF-LG-120-DB-NR-1-NW-SB-X-X-X-X-OC2-X | Outdoor Luminaires | High Output | Architectural Flood and Spot Luminaires | Premium | FALSE | [9 empty] | 42345 |  |  | Yes |  | 3.1 | 12110 | 110.1 | 109.99 | 17.37 | 0.9221 | 3895 | 72.68
PPH7T6TB | Lumecon LLC | Lumecon | LF-LG-120-DB-NR-1-NW-Y-X-X-X-X-OC2-X | Outdoor Luminaires | High Output | Architectural Flood and Spot Luminaires | Premium | FALSE | [9 empty] | 42345 |  |  | Yes |  | 3.1 | 12110 | 110.1 | 109.99 | 17.37 | 0.9221 | 3895 | 72.68
PNJVSPH3 | Lumecon LLC | Lumecon | LF-LG-120-DB-NR-1-NW-ES6-X-X-X-X-OC2-X | Outdoor Luminaires | High Output | Architectural Flood and Spot Luminaires | Premium | FALSE | [9 empty] | 42345 |  |  | Yes |  | 3.1 | 12110 | 110.1 | 109.99 | 17.37 | 0.9221 | 3895 | 72.68
PN9Z7NJ7 | Lumecon LLC | Lumecon | LF-LG-120-DB-NR-1-NW-AD-X-X-X-X-OC2-X | Outdoor Luminaires | High Output | Architectural Flood and Spot Luminaires | Premium | FALSE | [9 empty] | 42345 |  |  | Yes |  | 3.1 | 12110 | 110.1 | 109.99 | 17.37 | 0.9221 | 3895 | 72.68
PKYAMXAF | Lumecon LLC | Lumecon | LF-LG-120-DB-NR-1-NW-ER6-X-X-X-X-OC1-X | Outdoor Luminaires | High Output | Architectural Flood and Spot Luminaires | Premium | FALSE | [9 empty] | 42345 |  |  | Yes |  | 3.1 | 12110 | 110.1 | 109.99 | 17.37 | 0.9221 | 3895 | 72.68
PK2V6QW2 | Lumecon LLC | Lumecon | LF-LG-120-DB-NR-1-NW-ER6-X-X-X-PC1-X-X | Outdoor Luminaires | High Output | Architectural Flood and Spot Luminaires | Premium | FALSE | [9 empty] | 42345 |  |  | Yes |  | 3.1 | 12110 | 110.1 | 109.99 | 17.37 | 0.9221 | 3895 | 72.68
PJ66JXCH | Lumecon LLC | Lumecon | LF-LG-120-DB-NR-1-NW-AD-X-X-X-X-OC1-X | Outdoor Luminaires | High Output | Architectural Flood and Spot Luminaires | Premium | FALSE | [9 empty] | 42345 |  |  | Yes |  | 3.1 | 12110 | 110.1 | 109.99 | 17.37 | 0.9221 | 3895 | 72.68
PHWMC3F5 | Lumecon LLC | Lumecon | LF-LG-120-DB-NR-1-NW-SB-X-X-X-X-OC1-X | Outdoor Luminaires | High Output | Architectural Flood and Spot Luminaires | Premium | FALSE | [9 empty] | 42345 |  |  | Yes |  | 3.1 | 12110 | 110.1 | 109.99 | 17.37 | 0.9221 | 3895 | 72.68
PF3VK14C | Lumecon LLC | Lumecon | LF-LG-120-DB-NR-1-NW-ES6-X-X-X-X-OC1-X | Outdoor Luminaires | High Output | Architectural Flood and Spot Luminaires | Premium | FALSE | [9 empty] | 42345 |  |  | Yes |  | 3.1 | 12110 | 110.1 | 109.99 | 17.37 | 0.9221 | 3895 | 72.68
PEHD9KE6 | Lumecon LLC | Lumecon | LF-LG-120-DB-NR-1-NW-ER6-X-X-X-X-OC2-X | Outdoor Luminaires | High Output | Architectural Flood and Spot Luminaires | Premium | FALSE | [9 empty] | 42345 |  |  | Yes |  | 3.1 | 12110 | 110.1 | 109.99 | 17.37 | 0.9221 | 3895 | 72.68
PE8S7CAZ | Lumecon LLC | Lumecon | LF-LG-120-DB-NR-1-NW-AD-X-X-X-PC2-X-X | Outdoor Luminaires | High Output | Architectural Flood and Spot Luminaires | Premium | FALSE | [9 empty] | 42345 |  |  | Yes |  | 3.1 | 12110 | 110.1 | 109.99 | 17.37 | 0.9221 | 3895 | 72.68
PDP67TM4 | Lumecon LLC | Lumecon | LF-LG-120-DB-NR-1-NW-ES0-X-X-X-PC2-X-X | Outdoor Luminaires | High Output | Architectural Flood and Spot Luminaires | Premium | FALSE | [9 empty] | 42345 |  |  | Yes |  | 3.1 | 12110 | 110.1 | 109.99 | 17.37 | 0.9221 | 3895 | 72.68
PBDDABDE | Lumecon LLC | Lumecon | LF-LG-120-DB-NR-1-NW-ES0-X-X-X-X-OC1-X | Outdoor Luminaires | High Output | Architectural Flood and Spot Luminaires | Premium | FALSE | [9 empty] | 42345 |  |  | Yes |  | 3.1 | 12110 | 110.1 | 109.99 | 17.37 | 0.9221 | 3895 | 72.68
PB9QMGKU | Lumecon LLC | Lumecon | LF-LG-120-DB-NR-1-NW-ES0-X-X-X-PC1-X-X | Outdoor Luminaires | High Output | Architectural Flood and Spot Luminaires | Premium | FALSE | [9 empty] | 42345 |  |  | Yes |  | 3.1 | 12110 | 110.1 | 109.99 | 17.37 | 0.9221 | 3895 | 72.68
PA9CNQ7X | Lumecon LLC | Lumecon | LF-LG-120-DB-NR-1-NW-ES6-X-X-X-PC2-X-X | Outdoor Luminaires | High Output | Architectural Flood and Spot Luminaires | Premium | FALSE | [9 empty] | 42345 |  |  | Yes |  | 3.1 | 12110 | 110.1 | 109.99 | 17.37 | 0.9221 | 3895 | 72.68
P97C3ET5 | Lumecon LLC | Lumecon | LF-LG-120-DB-NR-1-NW-SF-X-X-X-PC2-X-X | Outdoor Luminaires | High Output | Architectural Flood and Spot Luminaires | Premium | FALSE | [9 empty] | 42345 |  |  | Yes |  | 3.1 | 12110 | 110.1 | 109.99 | 17.37 | 0.9221 | 3895 | 72.68
P8Y79EFC | Lumecon LLC | Lumecon | LF-LG-120-DB-NR-1-NW-Y-X-X-X-X-OC1-X | Outdoor Luminaires | High Output | Architectural Flood and Spot Luminaires | Premium | FALSE | [9 empty] | 42345 |  |  | Yes |  | 3.1 | 12110 | 110.1 | 109.99 | 17.37 | 0.9221 | 3895 | 72.68
P7B12RUR | Lumecon LLC | Lumecon | LF-LG-120-DB-NR-1-NW-Y-X-X-X-PC1-X-X | Outdoor Luminaires | High Output | Architectural Flood and Spot Luminaires | Premium | FALSE | [9 empty] | 42345 |  |  | Yes |  | 3.1 | 12110 | 110.1 | 109.99 | 17.37 | 0.9221 | 3895 | 72.68
P5ETFT3V | Lumecon LLC | Lumecon | LF-LG-120-DB-NR-1-NW-WM-X-X-X-PC1-X-X | Outdoor Luminaires | High Output | Architectural Flood and Spot Luminaires | Premium | FALSE | [9 empty] | 42345 |  |  | Yes |  | 3.1 | 12110 | 110.1 | 109.99 | 17.37 | 0.9221 | 3895 | 72.68
P5413H2S | Lumecon LLC | Lumecon | LF-LG-120-DB-NR-1-NW-ER0-X-X-X-X-OC1-X | Outdoor Luminaires | High Output | Architectural Flood and Spot Luminaires | Premium | FALSE | [9 empty] | 42345 |  |  | Yes |  | 3.1 | 12110 | 110.1 | 109.99 | 17.37 | 0.9221 | 3895 | 72.68
P4YVFJ7T | Lumecon LLC | Lumecon | LF-LG-120-DB-NR-1-NW-WM-X-X-X-X-OC1-X | Outdoor Luminaires | High Output | Architectural Flood and Spot Luminaires | Premium | FALSE | [9 empty] | 42345 |  |  | Yes |  | 3.1 | 12110 | 110.1 | 109.99 | 17.37 | 0.9221 | 3895 | 72.68
P4HC24BG | Lumecon LLC | Lumecon | LF-LG-120-DB-NR-1-NW-ER0-X-X-X-PC2-X-X | Outdoor Luminaires | High Output | Architectural Flood and Spot Luminaires | Premium | FALSE | [9 empty] | 42345 |  |  | Yes |  | 3.1 | 12110 | 110.1 | 109.99 | 17.37 | 0.9221 | 3895 | 72.68
P4E9D8KZ | Lumecon LLC | Lumecon | LF-LG-120-DB-NR-1-NW-SF-X-X-X-PC1-X-X | Outdoor Luminaires | High Output | Architectural Flood and Spot Luminaires | Premium | FALSE | [9 empty] | 42345 |  |  | Yes |  | 3.1 | 12110 | 110.1 | 109.99 | 17.37 | 0.9221 | 3895 | 72.68
P3TS9713 | Lumecon LLC | Lumecon | LF-LG-120-DB-NR-1-NW-Y-X-X-X-PC2-X-X | Outdoor Luminaires | High Output | Architectural Flood and Spot Luminaires | Premium | FALSE | [9 empty] | 42345 |  |  | Yes |  | 3.1 | 12110 | 110.1 | 109.99 | 17.37 | 0.9221 | 3895 | 72.68
P3FGWSZS | Lumecon LLC | Lumecon | LF-LG-120-DB-NR-1-NW-ER6-X-X-X-PC2-X-X | Outdoor Luminaires | High Output | Architectural Flood and Spot Luminaires | Premium | FALSE | [9 empty] | 42345 |  |  | Yes |  | 3.1 | 12110 | 110.1 | 109.99 | 17.37 | 0.9221 | 3895 | 72.68
P33HVAPM | Lumecon LLC | Lumecon | LF-LG-120-DB-NR-1-NW-WM-X-X-X-X-OC2-X | Outdoor Luminaires | High Output | Architectural Flood and Spot Luminaires | Premium | FALSE | [9 empty] | 42345 |  |  | Yes |  | 3.1 | 12110 | 110.1 | 109.99 | 17.37 | 0.9221 | 3895 | 72.68
PYDHMCRC | Lumecon LLC | Lumecon | LF-LG-120-DB-NR-1-NW-ES6-X-X-X-X-X-X | Outdoor Luminaires | High Output | Architectural Flood and Spot Luminaires | Premium | FALSE | [9 empty] | 42345 |  |  | No |  | 3.1 | 12110 | 110.1 | 109.99 | 17.37 | 0.9221 | 3895 | 72.68
PR5N1VYN | Lumecon LLC | Lumecon | LF-LG-120-DB-NR-1-NW-WM-X-X-X-X-X-X | Outdoor Luminaires | High Output | Architectural Flood and Spot Luminaires | Premium | FALSE | [9 empty] | 42345 |  |  | No |  | 3.1 | 12110 | 110.1 | 109.99 | 17.37 | 0.9221 | 3895 | 72.68
PJ8725N6 | Lumecon LLC | Lumecon | LF-LG-120-DB-NR-1-NW-ES0-X-X-X-X-X-X | Outdoor Luminaires | High Output | Architectural Flood and Spot Luminaires | Premium | FALSE | [9 empty] | 42345 |  |  | No |  | 3.1 | 12110 | 110.1 | 109.99 | 17.37 | 0.9221 | 3895 | 72.68
PGJ5WNVJ | Lumecon LLC | Lumecon | LF-LG-120-DB-NR-1-NW-ER0-X-X-X-X-X-X | Outdoor Luminaires | High Output | Architectural Flood and Spot Luminaires | Premium | FALSE | [9 empty] | 42345 |  |  | No |  | 3.1 | 12110 | 110.1 | 109.99 | 17.37 | 0.9221 | 3895 | 72.68
PFT6R6HC | Lumecon LLC | Lumecon | LF-LG-120-DB-NR-1-NW-SF-X-X-X-X-X-X | Outdoor Luminaires | High Output | Architectural Flood and Spot Luminaires | Premium | FALSE | [9 empty] | 42345 |  |  | No |  | 3.1 | 12110 | 110.1 | 109.99 | 17.37 | 0.9221 | 3895 | 72.68
PE1DRXBK | Lumecon LLC | Lumecon | LF-LG-120-DB-NR-1-NW-ER6-X-X-X-X-X-X | Outdoor Luminaires | High Output | Architectural Flood and Spot Luminaires | Premium | FALSE | [9 empty] | 42345 |  |  | No |  | 3.1 | 12110 | 110.1 | 109.99 | 17.37 | 0.9221 | 3895 | 72.68
PCTWUMRA | Lumecon LLC | Lumecon | LF-LG-120-DB-NR-1-NW-Y-X-X-X-X-X-X | Outdoor Luminaires | High Output | Architectural Flood and Spot Luminaires | Premium | FALSE | [9 empty] | 42345 |  |  | No |  | 3.1 | 12110 | 110.1 | 109.99 | 17.37 | 0.9221 | 3895 | 72.68
PC5VFWGQ | Lumecon LLC | Lumecon | LF-LG-120-DB-NR-1-NW-AD-X-X-X-X-X-X | Outdoor Luminaires | High Output | Architectural Flood and Spot Luminaires | Premium | FALSE | [9 empty] | 42345 |  |  | No |  | 3.1 | 12110 | 110.1 | 109.99 | 17.37 | 0.9221 | 3895 | 72.68
PZVQVJP9 | Lumecon LLC | Lumecon | LF-LG-60-DB-NR-1-NW-AD-X-X-X-X-OC2-X [120V Only] | Outdoor Luminaires | Mid Output | Architectural Flood and Spot Luminaires | Premium | FALSE | [9 empty] | 42345 |  |  | Yes |  | 3.1 | 6212 | 113.7 | 54.61 | 12.69 | 0.9818 | 3829 | 73.32
PZCMK4M3 | Lumecon LLC | Lumecon | LF-LG-60-DB-NR-1-NW-Y-X-X-X-X-OC2-X [120V Only] | Outdoor Luminaires | Mid Output | Architectural Flood and Spot Luminaires | Premium | FALSE | [9 empty] | 42345 |  |  | Yes |  | 3.1 | 6212 | 113.7 | 54.61 | 12.69 | 0.9818 | 3829 | 73.32
PYYHVKPN | Lumecon LLC | Lumecon | LF-LG-60-DB-NR-1-NW-WM-X-X-X-PC1-X-X [120V Only] | Outdoor Luminaires | Mid Output | Architectural Flood and Spot Luminaires | Premium | FALSE | [9 empty] | 42345 |  |  | Yes |  | 3.1 | 6212 | 113.7 | 54.61 | 12.69 | 0.9818 | 3829 | 73.32
PYWB4BXY | Lumecon LLC | Lumecon | LF-LG-60-DB-NR-1-NW-SB-X-X-X-X-OC1-X [120V Only] | Outdoor Luminaires | Mid Output | Architectural Flood and Spot Luminaires | Premium | FALSE | [9 empty] | 42345 |  |  | Yes |  | 3.1 | 6212 | 113.7 | 54.61 | 12.69 | 0.9818 | 3829 | 73.32
PY5WGZ1C | Lumecon LLC | Lumecon | LF-LG-60-DB-NR-1-NW-ES0-X-X-X-PC2-X-X [120V Only] | Outdoor Luminaires | Mid Output | Architectural Flood and Spot Luminaires | Premium | FALSE | [9 empty] | 42345 |  |  | Yes |  | 3.1 | 6212 | 113.7 | 54.61 | 12.69 | 0.9818 | 3829 | 73.32
PXSQ7PTB | Lumecon LLC | Lumecon | LF-LG-60-DB-NR-1-NW-ES0-X-X-X-X-OC1-X [120V Only] | Outdoor Luminaires | Mid Output | Architectural Flood and Spot Luminaires | Premium | FALSE | [9 empty] | 42345 |  |  | Yes |  | 3.1 | 6212 | 113.7 | 54.61 | 12.69 | 0.9818 | 3829 | 73.32
PV157FEQ | Lumecon LLC | Lumecon | LF-LG-60-DB-NR-1-NW-Y-X-X-X-X-OC1-X [120V Only] | Outdoor Luminaires | Mid Output | Architectural Flood and Spot Luminaires | Premium | FALSE | [9 empty] | 42345 |  |  | Yes |  | 3.1 | 6212 | 113.7 | 54.61 | 12.69 | 0.9818 | 3829 | 73.32
PUS8HVVD | Lumecon LLC | Lumecon | LF-LG-60-DB-NR-1-NW-ER0-X-X-X-X-OC1-X [120V Only] | Outdoor Luminaires | Mid Output | Architectural Flood and Spot Luminaires | Premium | FALSE | [9 empty] | 42345 |  |  | Yes |  | 3.1 | 6212 | 113.7 | 54.61 | 12.69 | 0.9818 | 3829 | 73.32
PUGZCK97 | Lumecon LLC | Lumecon | LF-LG-60-DB-NR-1-NW-WM-X-X-X-X-OC2-X [120V Only] | Outdoor Luminaires | Mid Output | Architectural Flood and Spot Luminaires | Premium | FALSE | [9 empty] | 42345 |  |  | Yes |  | 3.1 | 6212 | 113.7 | 54.61 | 12.69 | 0.9818 | 3829 | 73.32
PSUSAQQZ | Lumecon LLC | Lumecon | LF-LG-60-DB-NR-1-NW-ES6-X-X-X-X-OC2-X [120V Only] | Outdoor Luminaires | Mid Output | Architectural Flood and Spot Luminaires | Premium | FALSE | [9 empty] | 42345 |  |  | Yes |  | 3.1 | 6212 | 113.7 | 54.61 | 12.69 | 0.9818 | 3829 | 73.32
PSMGGT7F | Lumecon LLC | Lumecon | LF-LG-60-DB-NR-1-NW-AD-X-X-X-X-OC1-X [120V Only] | Outdoor Luminaires | Mid Output | Architectural Flood and Spot Luminaires | Premium | FALSE | [9 empty] | 42345 |  |  | Yes |  | 3.1 | 6212 | 113.7 | 54.61 | 12.69 | 0.9818 | 3829 | 73.32
PQPCSCBA | Lumecon LLC | Lumecon | LF-LG-60-DB-NR-1-NW-AD-X-X-X-PC2-X-X [120V Only] | Outdoor Luminaires | Mid Output | Architectural Flood and Spot Luminaires | Premium | FALSE | [9 empty] | 42345 |  |  | Yes |  | 3.1 | 6212 | 113.7 | 54.61 | 12.69 | 0.9818 | 3829 | 73.32
PQCCRPRB | Lumecon LLC | Lumecon | LF-LG-60-DB-NR-1-NW-WM-X-X-X-PC2-X-X [120V Only] | Outdoor Luminaires | Mid Output | Architectural Flood and Spot Luminaires | Premium | FALSE | [9 empty] | 42345 |  |  | Yes |  | 3.1 | 6212 | 113.7 | 54.61 | 12.69 | 0.9818 | 3829 | 73.32
PPXT97X3 | Lumecon LLC | Lumecon | LF-LG-60-DB-NR-1-NW-Y-X-X-X-PC1-X-X [120V Only] | Outdoor Luminaires | Mid Output | Architectural Flood and Spot Luminaires | Premium | FALSE | [9 empty] | 42345 |  |  | Yes |  | 3.1 | 6212 | 113.7 | 54.61 | 12.69 | 0.9818 | 3829 | 73.32
PPR3KEDQ | Lumecon LLC | Lumecon | LF-LG-60-DB-NR-1-NW-SF-X-X-X-PC1-X-X [120V Only] | Outdoor Luminaires | Mid Output | Architectural Flood and Spot Luminaires | Premium | FALSE | [9 empty] | 42345 |  |  | Yes |  | 3.1 | 6212 | 113.7 | 54.61 | 12.69 | 0.9818 | 3829 | 73.32
PNFNT3AT | Lumecon LLC | Lumecon | LF-LG-60-DB-NR-1-NW-Y-X-X-X-PC2-X-X [120V Only] | Outdoor Luminaires | Mid Output | Architectural Flood and Spot Luminaires | Premium | FALSE | [9 empty] | 42345 |  |  | Yes |  | 3.1 | 6212 | 113.7 | 54.61 | 12.69 | 0.9818 | 3829 | 73.32
PM7J155J | Lumecon LLC | Lumecon | LF-LG-60-DB-NR-1-NW-SB-X-X-X-X-OC2-X [120V Only] | Outdoor Luminaires | Mid Output | Architectural Flood and Spot Luminaires | Premium | FALSE | [9 empty] | 42345 |  |  | Yes |  | 3.1 | 6212 | 113.7 | 54.61 | 12.69 | 0.9818 | 3829 | 73.32
PKVYC594 | Lumecon LLC | Lumecon | LF-LG-60-DB-NR-1-NW-ER0-X-X-X-X-OC2-X [120V Only] | Outdoor Luminaires | Mid Output | Architectural Flood and Spot Luminaires | Premium | FALSE | [9 empty] | 42345 |  |  | Yes |  | 3.1 | 6212 | 113.7 | 54.61 | 12.69 | 0.9818 | 3829 | 73.32
PKDA8ZQD | Lumecon LLC | Lumecon | LF-LG-60-DB-NR-1-NW-SB-X-X-X-PC1-X-X [120V Only] | Outdoor Luminaires | Mid Output | Architectural Flood and Spot Luminaires | Premium | FALSE | [9 empty] | 42345 |  |  | Yes |  | 3.1 | 6212 | 113.7 | 54.61 | 12.69 | 0.9818 | 3829 | 73.32
PGKMEC2W | Lumecon LLC | Lumecon | LF-LG-60-DB-NR-1-NW-ER6-X-X-X-X-OC1-X [120V Only] | Outdoor Luminaires | Mid Output | Architectural Flood and Spot Luminaires | Premium | FALSE | [9 empty] | 42345 |  |  | Yes |  | 3.1 | 6212 | 113.7 | 54.61 | 12.69 | 0.9818 | 3829 | 73.32
PG1H5V4A | Lumecon LLC | Lumecon | LF-LG-60-DB-NR-1-NW-SF-X-X-X-X-OC2-X [120V Only] | Outdoor Luminaires | Mid Output | Architectural Flood and Spot Luminaires | Premium | FALSE | [9 empty] | 42345 |  |  | Yes |  | 3.1 | 6212 | 113.7 | 54.61 | 12.69 | 0.9818 | 3829 | 73.32
PG19U3QZ | Lumecon LLC | Lumecon | LF-LG-60-DB-NR-1-NW-WM-X-X-X-X-OC1-X [120V Only] | Outdoor Luminaires | Mid Output | Architectural Flood and Spot Luminaires | Premium | FALSE | [9 empty] | 42345 |  |  | Yes |  | 3.1 | 6212 | 113.7 | 54.61 | 12.69 | 0.9818 | 3829 | 73.32
PFA1EDBQ | Lumecon LLC | Lumecon | LF-LG-60-DB-NR-1-NW-ER0-X-X-X-PC1-X-X [120V Only] | Outdoor Luminaires | Mid Output | Architectural Flood and Spot Luminaires | Premium | FALSE | [9 empty] | 42345 |  |  | Yes |  | 3.1 | 6212 | 113.7 | 54.61 | 12.69 | 0.9818 | 3829 | 73.32
PEJT7UHM | Lumecon LLC | Lumecon | LF-LG-60-DB-NR-1-NW-AD-X-X-X-PC1-X-X [120V Only] | Outdoor Luminaires | Mid Output | Architectural Flood and Spot Luminaires | Premium | FALSE | [9 empty] | 42345 |  |  | Yes |  | 3.1 | 6212 | 113.7 | 54.61 | 12.69 | 0.9818 | 3829 | 73.32
PDXYBNQT | Lumecon LLC | Lumecon | LF-LG-60-DB-NR-1-NW-ER6-X-X-X-PC1-X-X [120V Only] | Outdoor Luminaires | Mid Output | Architectural Flood and Spot Luminaires | Premium | FALSE | [9 empty] | 42345 |  |  | Yes |  | 3.1 | 6212 | 113.7 | 54.61 | 12.69 | 0.9818 | 3829 | 73.32
PCXM51CK | Lumecon LLC | Lumecon | LF-LG-60-DB-NR-1-NW-ES6-X-X-X-PC1-X-X [120V Only] | Outdoor Luminaires | Mid Output | Architectural Flood and Spot Luminaires | Premium | FALSE | [9 empty] | 42345 |  |  | Yes |  | 3.1 | 6212 | 113.7 | 54.61 | 12.69 | 0.9818 | 3829 | 73.32
PC44MXV2 | Lumecon LLC | Lumecon | LF-LG-60-DB-NR-1-NW-ER6-X-X-X-X-OC2-X [120V Only] | Outdoor Luminaires | Mid Output | Architectural Flood and Spot Luminaires | Premium | FALSE | [9 empty] | 42345 |  |  | Yes |  | 3.1 | 6212 | 113.7 | 54.61 | 12.69 | 0.9818 | 3829 | 73.32
PAJ4R62G | Lumecon LLC | Lumecon | LF-LG-60-DB-NR-1-NW-ES6-X-X-X-PC2-X-X [120V Only] | Outdoor Luminaires | Mid Output | Architectural Flood and Spot Luminaires | Premium | FALSE | [9 empty] | 42345 |  |  | Yes |  | 3.1 | 6212 | 113.7 | 54.61 | 12.69 | 0.9818 | 3829 | 73.32
PAENU3E9 | Lumecon LLC | Lumecon | LF-LG-60-DB-NR-1-NW-SB-X-X-X-PC2-X-X [120V Only] | Outdoor Luminaires | Mid Output | Architectural Flood and Spot Luminaires | Premium | FALSE | [9 empty] | 42345 |  |  | Yes |  | 3.1 | 6212 | 113.7 | 54.61 | 12.69 | 0.9818 | 3829 | 73.32
P9XFRTF8 | Lumecon LLC | Lumecon | LF-LG-60-DB-NR-1-NW-SF-X-X-X-X-OC1-X [120V Only] | Outdoor Luminaires | Mid Output | Architectural Flood and Spot Luminaires | Premium | FALSE | [9 empty] | 42345 |  |  | Yes |  | 3.1 | 6212 | 113.7 | 54.61 | 12.69 | 0.9818 | 3829 | 73.32
P9T6YN3H | Lumecon LLC | Lumecon | LF-LG-60-DB-NR-1-NW-SF-X-X-X-PC2-X-X [120V Only] | Outdoor Luminaires | Mid Output | Architectural Flood and Spot Luminaires | Premium | FALSE | [9 empty] | 42345 |  |  | Yes |  | 3.1 | 6212 | 113.7 | 54.61 | 12.69 | 0.9818 | 3829 | 73.32
P9HE84YZ | Lumecon LLC | Lumecon | LF-LG-60-DB-NR-1-NW-ER0-X-X-X-PC2-X-X [120V Only] | Outdoor Luminaires | Mid Output | Architectural Flood and Spot Luminaires | Premium | FALSE | [9 empty] | 42345 |  |  | Yes |  | 3.1 | 6212 | 113.7 | 54.61 | 12.69 | 0.9818 | 3829 | 73.32
P7EKP8XU | Lumecon LLC | Lumecon | LF-LG-60-DB-NR-1-NW-ES0-X-X-X-PC1-X-X [120V Only] | Outdoor Luminaires | Mid Output | Architectural Flood and Spot Luminaires | Premium | FALSE | [9 empty] | 42345 |  |  | Yes |  | 3.1 | 6212 | 113.7 | 54.61 | 12.69 | 0.9818 | 3829 | 73.32
P75XQG19 | Lumecon LLC | Lumecon | LF-LG-60-DB-NR-1-NW-ER6-X-X-X-PC2-X-X [120V Only] | Outdoor Luminaires | Mid Output | Architectural Flood and Spot Luminaires | Premium | FALSE | [9 empty] | 42345 |  |  | Yes |  | 3.1 | 6212 | 113.7 | 54.61 | 12.69 | 0.9818 | 3829 | 73.32
P441Z52V | Lumecon LLC | Lumecon | LF-LG-60-DB-NR-1-NW-ES0-X-X-X-X-OC2-X [120V Only] | Outdoor Luminaires | Mid Output | Architectural Flood and Spot Luminaires | Premium | FALSE | [9 empty] | 42345 |  |  | Yes |  | 3.1 | 6212 | 113.7 | 54.61 | 12.69 | 0.9818 | 3829 | 73.32
P1V4N1NE | Lumecon LLC | Lumecon | LF-LG-60-DB-NR-1-NW-ES6-X-X-X-X-OC1-X [120V Only] | Outdoor Luminaires | Mid Output | Architectural Flood and Spot Luminaires | Premium | FALSE | [9 empty] | 42345 |  |  | Yes |  | 3.1 | 6212 | 113.7 | 54.61 | 12.69 | 0.9818 | 3829 | 73.32
PZ3EY5R6 | Lumecon LLC | Lumecon | LF-LG-60-DB-NR-1-NW-ES6-X-X-X-X-X-X [120V Only] | Outdoor Luminaires | Mid Output | Architectural Flood and Spot Luminaires | Premium | FALSE | [9 empty] | 42345 |  |  | No |  | 3.1 | 6212 | 113.7 | 54.61 | 12.69 | 0.9818 | 3829 | 73.32
PW8W7Z75 | Lumecon LLC | Lumecon | LF-LG-60-DB-NR-1-NW-Y-X-X-X-X-X-X [120V Only] | Outdoor Luminaires | Mid Output | Architectural Flood and Spot Luminaires | Premium | FALSE | [9 empty] | 42345 |  |  | No |  | 3.1 | 6212 | 113.7 | 54.61 | 12.69 | 0.9818 | 3829 | 73.32
PQRVNEEC | Lumecon LLC | Lumecon | LF-LG-60-DB-NR-1-NW-WM-X-X-X-X-X-X [120V Only] | Outdoor Luminaires | Mid Output | Architectural Flood and Spot Luminaires | Premium | FALSE | [9 empty] | 42345 |  |  | No |  | 3.1 | 6212 | 113.7 | 54.61 | 12.69 | 0.9818 | 3829 | 73.32
PNA75XCW | Lumecon LLC | Lumecon | LF-LG-60-DB-NR-1-NW-ES0-X-X-X-X-X-X [120V Only] | Outdoor Luminaires | Mid Output | Architectural Flood and Spot Luminaires | Premium | FALSE | [9 empty] | 42345 |  |  | No |  | 3.1 | 6212 | 113.7 | 54.61 | 12.69 | 0.9818 | 3829 | 73.32
PJ73UAEE | Lumecon LLC | Lumecon | LF-LG-60-DB-NR-1-NW-ER6-X-X-X-X-X-X [120V Only] | Outdoor Luminaires | Mid Output | Architectural Flood and Spot Luminaires | Premium | FALSE | [9 empty] | 42345 |  |  | No |  | 3.1 | 6212 | 113.7 | 54.61 | 12.69 | 0.9818 | 3829 | 73.32
PAESX1Z6 | Lumecon LLC | Lumecon | LF-LG-60-DB-NR-1-NW-SF-X-X-X-X-X-X [120V Only] | Outdoor Luminaires | Mid Output | Architectural Flood and Spot Luminaires | Premium | FALSE | [9 empty] | 42345 |  |  | No |  | 3.1 | 6212 | 113.7 | 54.61 | 12.69 | 0.9818 | 3829 | 73.32
PA67CRCK | Lumecon LLC | Lumecon | LF-LG-60-DB-NR-1-NW-AD-X-X-X-X-X-X [120V Only] | Outdoor Luminaires | Mid Output | Architectural Flood and Spot Luminaires | Premium | FALSE | [9 empty] | 42345 |  |  | No |  | 3.1 | 6212 | 113.7 | 54.61 | 12.69 | 0.9818 | 3829 | 73.32
P51UVXNJ | Lumecon LLC | Lumecon | LF-LG-60-DB-NR-1-NW-ER0-X-X-X-X-X-X [120V Only] | Outdoor Luminaires | Mid Output | Architectural Flood and Spot Luminaires | Premium | FALSE | [9 empty] | 42345 |  |  | No |  | 3.1 | 6212 | 113.7 | 54.61 | 12.69 | 0.9818 | 3829 | 73.32
P3N26NYY | A Plus Lighting LLC | A Plus Lighting | AP-FD-200-01(5700K) | Outdoor Luminaires | High Output | Architectural Flood and Spot Luminaires | Standard | FALSE | [9 empty] | 42345 | Not Dimmable | Not Dimmable | NotYetVerified |  | 3 | 22530 | 110.39 | 204.1 | 16.51 | 0.912 | 5700 | 74
P7G259C6 | A Plus Lighting LLC | A Plus Lighting | AP-FD-150-01(5700K) | Outdoor Luminaires | High Output | Architectural Flood and Spot Luminaires | Standard | FALSE | [9 empty] | 42345 | Not Dimmable | Not Dimmable | NotYetVerified |  | 3 | 16387 | 106 | 154.6 | 15.33 | 0.907 | 5700 | 73.8
PV93DCN6 | A Plus Lighting LLC | A Plus Lighting | AP-FD-300-01(5700K) | Outdoor Luminaires | Very High Output | Architectural Flood and Spot Luminaires | Standard | FALSE | [9 empty] | 42345 | Not Dimmable | Not Dimmable | NotYetVerified |  | 3 | 31665 | 100.27 | 315.8 | 8.56 | 0.9511 | 5700 | 72.2
PKVVMKNQ | A Plus Lighting LLC | A Plus Lighting | AP-FD-150-01(5000K) | Outdoor Luminaires | High Output | Architectural Flood and Spot Luminaires | Standard | FALSE | [9 empty] | 42345 | Not Dimmable | Not Dimmable | NotYetVerified |  | 3 | 14651 | 94.92 | 154.4 | 15.87 | 0.907 | 5000 | 75.7
P2W3B69U | A Plus Lighting LLC | A Plus Lighting | AP-FD-200-01(5000K) | Outdoor Luminaires | High Output | Architectural Flood and Spot Luminaires | Standard | FALSE | [9 empty] | 42345 | Not Dimmable | Not Dimmable | NotYetVerified |  | 3 | 19113 | 94.41 | 203.5 | 16.72 | 0.914 | 5000 | 75.4
P92Q1GPF | A Plus Lighting LLC | A Plus Lighting | AP-FD-300-01(5000K) | Outdoor Luminaires | High Output | Architectural Flood and Spot Luminaires | Standard | FALSE | [9 empty] | 42345 | Not Dimmable | Not Dimmable | NotYetVerified |  | 3 | 29403 | 93.43 | 314.7 | 8.64 | 0.9511 | 5000 | 73.1
PKZC8QW6 | A Plus Lighting LLC | A Plus Lighting | AP-FD-150-01(4500K) | Outdoor Luminaires | High Output | Architectural Flood and Spot Luminaires | Standard | FALSE | [9 empty] | 42345 | Not Dimmable | Not Dimmable | NotYetVerified |  | 3 | 14651 | 94.92 | 154.4 | 15.87 | 0.907 | 4500 | 75.7
PEV36UEA | A Plus Lighting LLC | A Plus Lighting | AP-FD-200-01(4500K) | Outdoor Luminaires | High Output | Architectural Flood and Spot Luminaires | Standard | FALSE | [9 empty] | 42345 | Not Dimmable | Not Dimmable | NotYetVerified |  | 3 | 19113 | 94.41 | 203.5 | 16.72 | 0.914 | 4500 | 75.4
PN9MUMTE | A Plus Lighting LLC | A Plus Lighting | AP-FD-300-01(4500K) | Outdoor Luminaires | High Output | Architectural Flood and Spot Luminaires | Standard | FALSE | [9 empty] | 42345 | Not Dimmable | Not Dimmable | NotYetVerified |  | 3 | 29403 | 93.43 | 314.7 | 8.64 | 0.9511 | 4500 | 73.1
P7KDJGD1 | Acuity Brands Lighting | Lithonia Lighting | DSXF3 LED 6 P1 50K NSP XXXX XXXX XXXXX | Outdoor Luminaires | High Output | Architectural Flood and Spot Luminaires | Standard | TRUE | 12100 | 95.43 | 126.8 | 4.86 | 0.98 | 5014 | 72.59 | 5 | 100000 | 42342 |  |  | Yes |  | 3 | 12179.041 | 94.4112 | 129 | 4.86 | 0.98 | 5000 | 70
P8K136GV | Acuity Brands Lighting | Lithonia Lighting | DSXF3 LED 6 P1 40K MFL XXXX XXXX XXXXX | Outdoor Luminaires | High Output | Architectural Flood and Spot Luminaires | Standard | TRUE | 10332.69 | 83.06 | 124.4 | 4.86 | 0.98 | 4008 | 73.4 | 5 | 100000 | 42342 |  |  | Yes |  | 3 | 10294.154 | 79.7996 | 129 | 4.86 | 0.98 | 4000 | 70
PZHVYB9P | Acuity Brands Lighting | Lithonia Lighting | DSXF3 LED 6 P2 50K WFL XXXX XXXX XXXXX | Outdoor Luminaires | High Output | Architectural Flood and Spot Luminaires | Standard | FALSE | [9 empty] | 42342 | Dimmable | Continuous Below 10 | Yes |  | 3 | 16977.182 | 92.7715 | 183 | 4.86 | 0.98 | 5000 | 70
PKYR7F4S | Acuity Brands Lighting | Lithonia Lighting | DSXF3 LED 6 P2 50K WFR XXXX XXXX XXXXX | Outdoor Luminaires | High Output | Architectural Flood and Spot Luminaires | Standard | FALSE | [9 empty] | 42342 | Dimmable | Continuous Below 10 | Yes |  | 3 | 16804.912 | 91.8301 | 183 | 4.86 | 0.98 | 5000 | 70
PNP552TN | Acuity Brands Lighting | Lithonia Lighting | DSXF3 LED 6 P2 50K FL XXXX XXXX XXXXX | Outdoor Luminaires | High Output | Architectural Flood and Spot Luminaires | Standard | FALSE | [9 empty] | 42342 | Dimmable | Continuous Below 10 | Yes |  | 3 | 15635.235 | 85.4384 | 183 | 4.86 | 0.98 | 5000 | 70
PUE32HGV | Acuity Brands Lighting | Lithonia Lighting | DSXF3 LED 6 P2 50K NSP XXXX XXXX XXXXX | Outdoor Luminaires | High Output | Architectural Flood and Spot Luminaires | Standard | FALSE | [9 empty] | 42342 | Dimmable | Continuous Below 10 | Yes |  | 3 | 15260.738 | 83.392 | 183 | 4.86 | 0.98 | 5000 | 70
PNSHUQUP | Acuity Brands Lighting | Lithonia Lighting | DSXF3 LED 6 P1 50K WFL XXXX XXXX XXXXX | Outdoor Luminaires | High Output | Architectural Flood and Spot Luminaires | Standard | FALSE | [9 empty] | 42342 | Dimmable | Continuous Below 10 | Yes |  | 3 | 13548.872 | 105.03 | 129 | 4.86 | 0.98 | 5000 | 70
P21SFDJ1 | Acuity Brands Lighting | Lithonia Lighting | DSXF3 LED 6 P1 50K WFR XXXX XXXX XXXXX | Outdoor Luminaires | High Output | Architectural Flood and Spot Luminaires | Standard | FALSE | [9 empty] | 42342 | Dimmable | Continuous Below 10 | Yes |  | 3 | 13411.391 | 103.9643 | 129 | 4.86 | 0.98 | 5000 | 70
PVZTDGWE | Acuity Brands Lighting | Lithonia Lighting | DSXF3 LED 6 P1 50K FL XXXX XXXX XXXXX | Outdoor Luminaires | High Output | Architectural Flood and Spot Luminaires | Standard | FALSE | [9 empty] | 42342 | Dimmable | Continuous Below 10 | Yes |  | 3 | 12477.913 | 96.728 | 129 | 4.86 | 0.98 | 5000 | 70
PGDSM9GM | Acuity Brands Lighting | Lithonia Lighting | DSXF3 LED 6 P1 50K HMF XXXX XXXX XXXXX | Outdoor Luminaires | High Output | Architectural Flood and Spot Luminaires | Standard | FALSE | [9 empty] | 42342 | Dimmable | Continuous Below 10 | Yes |  | 3 | 10729.512 | 83.1745 | 129 | 4.86 | 0.98 | 5000 | 70
P8S39YM8 | Acuity Brands Lighting | Lithonia Lighting | DSXF3 LED 6 P1 50K MFL XXXX XXXX XXXXX | Outdoor Luminaires | High Output | Architectural Flood and Spot Luminaires | Standard | FALSE | [9 empty] | 42342 | Dimmable | Continuous Below 10 | Yes |  | 3 | 10294.154 | 79.7996 | 129 | 4.86 | 0.98 | 5000 | 70
PYCP4NMP | Acuity Brands Lighting | Lithonia Lighting | DSXF3 LED 6 P2 40K WFL XXXX XXXX XXXXX | Outdoor Luminaires | High Output | Architectural Flood and Spot Luminaires | Standard | FALSE | [9 empty] | 42342 | Dimmable | Continuous Below 10 | Yes |  | 3 | 16977.182 | 92.7715 | 183 | 4.86 | 0.98 | 4000 | 70
P13E46BZ | Acuity Brands Lighting | Lithonia Lighting | DSXF3 LED 6 P2 40K WFR XXXX XXXX XXXXX | Outdoor Luminaires | High Output | Architectural Flood and Spot Luminaires | Standard | FALSE | [9 empty] | 42342 | Dimmable | Continuous Below 10 | Yes |  | 3 | 16804.912 | 91.8301 | 183 | 4.86 | 0.98 | 4000 | 70
PHKU2C1R | Acuity Brands Lighting | Lithonia Lighting | DSXF3 LED 6 P2 40K FL XXXX XXXX XXXXX | Outdoor Luminaires | High Output | Architectural Flood and Spot Luminaires | Standard | FALSE | [9 empty] | 42342 | Dimmable | Continuous Below 10 | Yes |  | 3 | 15635.235 | 85.4384 | 183 | 4.86 | 0.98 | 4000 | 70
PPAF57WN | Acuity Brands Lighting | Lithonia Lighting | DSXF3 LED 6 P2 40K NSP XXXX XXXX XXXXX | Outdoor Luminaires | High Output | Architectural Flood and Spot Luminaires | Standard | FALSE | [9 empty] | 42342 | Dimmable | Continuous Below 10 | Yes |  | 3 | 15260.738 | 83.392 | 183 | 4.86 | 0.98 | 4000 | 70
P4CH1P39 | Acuity Brands Lighting | Lithonia Lighting | DSXF3 LED 6 P1 40K WFL XXXX XXXX XXXXX | Outdoor Luminaires | High Output | Architectural Flood and Spot Luminaires | Standard | FALSE | [9 empty] | 42342 | Dimmable | Continuous Below 10 | Yes |  | 3 | 13548.872 | 105.03 | 129 | 4.86 | 0.98 | 4000 | 70
PKTFB8WR | Acuity Brands Lighting | Lithonia Lighting | DSXF3 LED 6 P1 40K WFR XXXX XXXX XXXXX | Outdoor Luminaires | High Output | Architectural Flood and Spot Luminaires | Standard | FALSE | [9 empty] | 42342 | Dimmable | Continuous Below 10 | Yes |  | 3 | 13411.391 | 103.9643 | 129 | 4.86 | 0.98 | 4000 | 70
P2Q188HT | Acuity Brands Lighting | Lithonia Lighting | DSXF3 LED 6 P1 40K FL XXXX XXXX XXXXX | Outdoor Luminaires | High Output | Architectural Flood and Spot Luminaires | Standard | FALSE | [9 empty] | 42342 | Dimmable | Continuous Below 10 | Yes |  | 3 | 12477.913 | 96.728 | 129 | 4.86 | 0.98 | 4000 | 70
PKKM42RD | Acuity Brands Lighting | Lithonia Lighting | DSXF3 LED 6 P1 40K NSP XXXX XXXX XXXXX | Outdoor Luminaires | High Output | Architectural Flood and Spot Luminaires | Standard | FALSE | [9 empty] | 42342 | Dimmable | Continuous Below 10 | Yes |  | 3 | 12179.041 | 94.4112 | 129 | 4.86 | 0.98 | 4000 | 70
PYJ7TDZ1 | Acuity Brands Lighting | Lithonia Lighting | DSXF3 LED 6 P1 40K HMF XXXX XXXX XXXXX | Outdoor Luminaires | High Output | Architectural Flood and Spot Luminaires | Standard | FALSE | [9 empty] | 42342 | Dimmable | Continuous Below 10 | Yes |  | 3 | 10729.512 | 83.1745 | 129 | 4.86 | 0.98 | 4000 | 70
P91QQWXM | Acuity Brands Lighting | Lithonia Lighting | DSXF3 LED 6 P2 30K WFL XXXX XXXX XXXXX | Outdoor Luminaires | High Output | Architectural Flood and Spot Luminaires | Standard | FALSE | [9 empty] | 42342 | Dimmable | Continuous Below 10 | Yes |  | 3 | 16150.577 | 88.2545 | 183 | 4.86 | 0.98 | 3000 | 70
PBPCKJSG | Acuity Brands Lighting | Lithonia Lighting | DSXF3 LED 6 P2 30K WFR XXXX XXXX XXXXX | Outdoor Luminaires | High Output | Architectural Flood and Spot Luminaires | Standard | FALSE | [9 empty] | 42342 | Dimmable | Continuous Below 10 | Yes |  | 3 | 15986.696 | 87.359 | 183 | 4.86 | 0.98 | 3000 | 70
PV4ZV49X | Acuity Brands Lighting | Lithonia Lighting | DSXF3 LED 6 P2 30K FL XXXX XXXX XXXXX | Outdoor Luminaires | High Output | Architectural Flood and Spot Luminaires | Standard | FALSE | [9 empty] | 42342 | Dimmable | Continuous Below 10 | Yes |  | 3 | 14873.969 | 81.2785 | 183 | 4.86 | 0.98 | 3000 | 70
P4RBARZ7 | Acuity Brands Lighting | Lithonia Lighting | DSXF3 LED 6 P1 30K WFL XXXX XXXX XXXXX | Outdoor Luminaires | High Output | Architectural Flood and Spot Luminaires | Standard | FALSE | [9 empty] | 42342 | Dimmable | Continuous Below 10 | Yes |  | 3 | 12889.189 | 99.9162 | 129 | 4.86 | 0.98 | 3000 | 70
PWH4W2DR | Acuity Brands Lighting | Lithonia Lighting | DSXF3 LED 6 P1 30K WFR XXXX XXXX XXXXX | Outdoor Luminaires | High Output | Architectural Flood and Spot Luminaires | Standard | FALSE | [9 empty] | 42342 | Dimmable | Continuous Below 10 | Yes |  | 3 | 12758.402 | 98.9023 | 129 | 4.86 | 0.98 | 3000 | 70
PVTM33CB | Acuity Brands Lighting | Lithonia Lighting | DSXF3 LED 6 P1 30K FL XXXX XXXX XXXXX | Outdoor Luminaires | High Output | Architectural Flood and Spot Luminaires | Standard | FALSE | [9 empty] | 42342 | Dimmable | Continuous Below 10 | Yes |  | 3 | 11870.375 | 92.0184 | 129 | 4.86 | 0.98 | 3000 | 70
PH9RRCQD | Acuity Brands Lighting | Lithonia Lighting | DSXF3 LED 6 P1 30K NSP XXXX XXXX XXXXX | Outdoor Luminaires | High Output | Architectural Flood and Spot Luminaires | Standard | FALSE | [9 empty] | 42342 | Dimmable | Continuous Below 10 | Yes |  | 3 | 11586.055 | 89.8144 | 129 | 4.86 | 0.98 | 3000 | 70
PGU6MEET | Hubbell Lighting | KIM LIGHTING | ARWX09/D/4/3K/70UV | Outdoor Luminaires | Mid Output | Architectural Flood and Spot Luminaires | Standard | TRUE | 8642 | 72.1 | 119.3 | 10.7 | 0.954 | 3126 | 71 | 5 | 60000 | 42341 |  |  | Yes |  | 3.1 | 9025 | 72.1 | 119.8 | 20 | 0.95 | 3000 | 80
P2UWQBYK | Hubbell Lighting | KIM LIGHTING | ARWX16/D/4/3K/50UV | Outdoor Luminaires | High Output | Architectural Flood and Spot Luminaires | Standard | TRUE | 11055 | 73.1 | 150.7 | 6.82 | 0.953 | 3125 | 72 | 5 | 60000 | 42341 |  |  | Yes |  | 3.1 | 12156 | 73.1 | 152.1 | 20 | 0.95 | 3000 | 80
PTCMDK83 | Shenzhen Snowball Lighting Limited | Snowball | SBF/A/100W/3D/NW | Outdoor Luminaires | High Output | Architectural Flood and Spot Luminaires | Premium | TRUE | 11895.7 | 119.94 | 99.18 | 12.98 | 0.9368 | 4066 | 73.1 | 5 | 50000 | 42341 |  |  | No |  | 3 | 12000 | 120 | 100 | 15 | 0.9 | 4000 | 70
PKKWNVJD | Hubbell Lighting | KIM LIGHTING | ARWX09/D/4/3K/35UV | Outdoor Luminaires | Mid Output | Architectural Flood and Spot Luminaires | Standard | TRUE | 5286 | 86.7 | 61 | 7.9 | 0.932 | 3104 | 72 | 5 | 60000 | 42341 |  |  | Yes |  | 3.1 | 5286 | 86.7 | 61 | 20 | 0.93 | 3000 | 80
PKJV7UNG | Shenzhen Snowball Lighting Limited | Snowball | SBF/A/100W/SCW | Outdoor Luminaires | High Output | Architectural Flood and Spot Luminaires | Premium | FALSE | [9 empty] | 42341 |  |  | No |  | 3 | 12500 | 125 | 100 | 15 | 0.9 | 5700 | 70
PM4YVJ3S | Shenzhen Snowball Lighting Limited | Snowball | SBF/A/100W/3D/SCW | Outdoor Luminaires | High Output | Architectural Flood and Spot Luminaires | Premium | FALSE | [9 empty] | 42341 |  |  | No |  | 3 | 12500 | 125 | 100 | 15 | 0.9 | 5700 | 70
P8YR1BDC | Shenzhen Snowball Lighting Limited | Snowball | SBF/A/100W/CW | Outdoor Luminaires | High Output | Architectural Flood and Spot Luminaires | Premium | FALSE | [9 empty] | 42341 | Not Dimmable | Not Dimmable | No |  | 3 | 12500 | 125 | 100 | 15 | 0.9 | 5000 | 70
PARV2MM2 | Shenzhen Snowball Lighting Limited | Snowball | SBF/A/100W/3D/CW | Outdoor Luminaires | High Output | Architectural Flood and Spot Luminaires | Premium | FALSE | [9 empty] | 42341 | Dimmable | Continuous Above 10 | No |  | 3 | 12500 | 125 | 100 | 15 | 0.9 | 5000 | 70
PXUP295Q | Shenzhen Snowball Lighting Limited | Snowball | SBF/A/100W/HNW | Outdoor Luminaires | High Output | Architectural Flood and Spot Luminaires | Premium | FALSE | [9 empty] | 42341 |  |  | No |  | 3 | 12000 | 120 | 100 | 15 | 0.9 | 4500 | 70
PFNXE7JC | Shenzhen Snowball Lighting Limited | Snowball | SBF/A/100W/3D/HNW | Outdoor Luminaires | High Output | Architectural Flood and Spot Luminaires | Premium | FALSE | [9 empty] | 42341 |  |  | No |  | 3 | 12000 | 120 | 100 | 15 | 0.9 | 4500 | 70
PSZEENSA | Shenzhen Snowball Lighting Limited | Snowball | SBF/A/100W/NW | Outdoor Luminaires | High Output | Architectural Flood and Spot Luminaires | Premium | FALSE | [9 empty] | 42341 |  |  | No |  | 3 | 12000 | 120 | 100 | 15 | 0.9 | 4000 | 70
PYKTJ966 | Hubbell Lighting | KIM LIGHTING | ARWX09/D/1/5K/70UV | Outdoor Luminaires | Mid Output | Architectural Flood and Spot Luminaires | Standard | FALSE | [9 empty] | 42341 |  |  | Yes |  | 3.1 | 10900 | 95.1 | 118.4 | 20 | 0.95 | 5000 | 65
P7PQUJ4Q | Hubbell Lighting | KIM LIGHTING | ARWX09/U/1/5K/70UV | Outdoor Luminaires | Mid Output | Architectural Flood and Spot Luminaires | Standard | FALSE | [9 empty] | 42341 |  |  | Yes |  | 3.1 | 10900 | 95.1 | 118.4 | 20 | 0.95 | 5000 | 65
PXS33NS9 | Hubbell Lighting | KIM LIGHTING | ARWX09/D/3/5K/70UV | Outdoor Luminaires | Mid Output | Architectural Flood and Spot Luminaires | Standard | FALSE | [9 empty] | 42341 |  |  | Yes |  | 3.1 | 10741 | 90.7 | 118.4 | 20 | 0.95 | 5000 | 65
PGER7SPE | Hubbell Lighting | KIM LIGHTING | ARWX09/U/3/5K/70UV | Outdoor Luminaires | Mid Output | Architectural Flood and Spot Luminaires | Standard | FALSE | [9 empty] | 42341 |  |  | Yes |  | 3.1 | 10741 | 90.7 | 118.4 | 20 | 0.95 | 5000 | 65
P38S6BC6 | Hubbell Lighting | KIM LIGHTING | ARWX09/D/4/5K/70UV | Outdoor Luminaires | Mid Output | Architectural Flood and Spot Luminaires | Standard | FALSE | [9 empty] | 42341 |  |  | Yes |  | 3.1 | 10671 | 90.1 | 118.4 | 20 | 0.95 | 5000 | 65
P2ZUG3BZ | Hubbell Lighting | KIM LIGHTING | ARWX09/U/4/5K/70UV | Outdoor Luminaires | Mid Output | Architectural Flood and Spot Luminaires | Standard | FALSE | [9 empty] | 42341 |  |  | Yes |  | 3.1 | 10671 | 90.1 | 118.4 | 20 | 0.95 | 5000 | 65
PN7GZS9U | Hubbell Lighting | KIM LIGHTING | ARWX09/U/2/5K/70UV | Outdoor Luminaires | Mid Output | Architectural Flood and Spot Luminaires | Standard | FALSE | [9 empty] | 42341 |  |  | Yes |  | 3.1 | 10666 | 90 | 118.4 | 20 | 0.95 | 5000 | 65
PEF8XQ3Q | Hubbell Lighting | KIM LIGHTING | ARWX09/D/2/5K/70UV | Outdoor Luminaires | Mid Output | Architectural Flood and Spot Luminaires | Standard | FALSE | [9 empty] | 42341 |  |  | Yes |  | 3.1 | 10666 | 90 | 118.4 | 20 | 0.95 | 5000 | 65
PZDXMAUP | Hubbell Lighting | KIM LIGHTING | ARWX09/D/1/5K/65UV | Outdoor Luminaires | Mid Output | Architectural Flood and Spot Luminaires | Standard | FALSE | [9 empty] | 42341 |  |  | Yes |  | 3.1 | 10655 | 97.2 | 109.6 | 20 | 0.95 | 5000 | 65
PG8BQKJH | Hubbell Lighting | KIM LIGHTING | ARWX09/U/1/5K/65UV | Outdoor Luminaires | Mid Output | Architectural Flood and Spot Luminaires | Standard | FALSE | [9 empty] | 42341 |  |  | Yes |  | 3.1 | 10655 | 97.2 | 109.6 | 20 | 0.95 | 5000 | 65
PQU3GKZ9 | Hubbell Lighting | KIM LIGHTING | ARWX09/D/3/5K/65UV | Outdoor Luminaires | Mid Output | Architectural Flood and Spot Luminaires | Standard | FALSE | [9 empty] | 42341 |  |  | Yes |  | 3.1 | 10156 | 92.6 | 109.6 | 20 | 0.95 | 5000 | 65
PAEH3CFQ | Hubbell Lighting | KIM LIGHTING | ARWX09/U/3/5K/65UV | Outdoor Luminaires | Mid Output | Architectural Flood and Spot Luminaires | Standard | FALSE | [9 empty] | 42341 |  |  | Yes |  | 3.1 | 10156 | 92.6 | 109.6 | 20 | 0.95 | 5000 | 65
PU28SJ4F | Hubbell Lighting | KIM LIGHTING | ARWX09/D/4/5K/65UV | Outdoor Luminaires | Mid Output | Architectural Flood and Spot Luminaires | Standard | FALSE | [9 empty] | 42341 |  |  | Yes |  | 3.1 | 10090 | 92 | 109.6 | 20 | 0.95 | 5000 | 65
PP98621C | Hubbell Lighting | KIM LIGHTING | ARWX09/U/4/5K/65UV | Outdoor Luminaires | Mid Output | Architectural Flood and Spot Luminaires | Standard | FALSE | [9 empty] | 42341 |  |  | Yes |  | 3.1 | 10090 | 92 | 109.6 | 20 | 0.95 | 5000 | 65
PSD6EXNT | Hubbell Lighting | KIM LIGHTING | ARWX09/D/2/5K/65UV | Outdoor Luminaires | Mid Output | Architectural Flood and Spot Luminaires | Standard | FALSE | [9 empty] | 42341 |  |  | Yes |  | 3.1 | 10085 | 92 | 109.6 | 20 | 0.95 | 5000 | 65
PSA8GC6G | Hubbell Lighting | KIM LIGHTING | ARWX09/U/2/5K/65UV | Outdoor Luminaires | Mid Output | Architectural Flood and Spot Luminaires | Standard | FALSE | [9 empty] | 42341 |  |  | Yes |  | 3.1 | 10085 | 92 | 109.6 | 20 | 0.95 | 5000 | 65
PS45Q8FR | Hubbell Lighting | KIM LIGHTING | ARWX09/D/1/5K/60UV | Outdoor Luminaires | Mid Output | Architectural Flood and Spot Luminaires | Standard | FALSE | [9 empty] | 42341 |  |  | Yes |  | 3.1 | 10047 | 99.1 | 101.3 | 20 | 0.94 | 5000 | 65
PPJK4MJB | Hubbell Lighting | KIM LIGHTING | ARWX09/U/1/5K/60UV | Outdoor Luminaires | Mid Output | Architectural Flood and Spot Luminaires | Standard | FALSE | [9 empty] | 42341 |  |  | Yes |  | 3.1 | 10047 | 99.1 | 101.3 | 20 | 0.94 | 5000 | 65
PET8CWV1 | Hubbell Lighting | KIM LIGHTING | ARWX16/D/4/5K/35UV | Outdoor Luminaires | Mid Output | Architectural Flood and Spot Luminaires | Standard | FALSE | [9 empty] | 42341 |  |  | Yes |  | 3.1 | 9965 | 91.5 | 108.9 | 20 | 0.92 | 5000 | 65
P7CGHPKC | Hubbell Lighting | KIM LIGHTING | ARWX16/U/4/5K/35UV | Outdoor Luminaires | Mid Output | Architectural Flood and Spot Luminaires | Standard | FALSE | [9 empty] | 42341 |  |  | Yes |  | 3.1 | 9965 | 91.5 | 108.9 | 20 | 0.92 | 5000 | 65
PJJHX4EW | Hubbell Lighting | KIM LIGHTING | ARWX09/D/3/5K/60UV | Outdoor Luminaires | Mid Output | Architectural Flood and Spot Luminaires | Standard | FALSE | [9 empty] | 42341 |  |  | Yes |  | 3.1 | 9577 | 94.5 | 101.3 | 20 | 0.94 | 5000 | 65
P99YVEM1 | Hubbell Lighting | KIM LIGHTING | ARWX09/U/3/5K/60UV | Outdoor Luminaires | Mid Output | Architectural Flood and Spot Luminaires | Standard | FALSE | [9 empty] | 42341 |  |  | Yes |  | 3.1 | 9577 | 94.5 | 101.3 | 20 | 0.94 | 5000 | 65
PZC9S39H | Hubbell Lighting | KIM LIGHTING | ARWX09/D/4/5K/60UV | Outdoor Luminaires | Mid Output | Architectural Flood and Spot Luminaires | Standard | FALSE | [9 empty] | 42341 |  |  | Yes |  | 3.1 | 9515 | 93.9 | 101.3 | 20 | 0.94 | 5000 | 65
P6CWY9PU | Hubbell Lighting | KIM LIGHTING | ARWX09/U/4/5K/60UV | Outdoor Luminaires | Mid Output | Architectural Flood and Spot Luminaires | Standard | FALSE | [9 empty] | 42341 |  |  | Yes |  | 3.1 | 9515 | 93.9 | 101.3 | 20 | 0.94 | 5000 | 65
PYVF9QQH | Hubbell Lighting | KIM LIGHTING | ARWX09/U/2/5K/60UV | Outdoor Luminaires | Mid Output | Architectural Flood and Spot Luminaires | Standard | FALSE | [9 empty] | 42341 |  |  | Yes |  | 3.1 | 9510 | 93.8 | 101.3 | 20 | 0.94 | 5000 | 65
PJ3THCZV | Hubbell Lighting | KIM LIGHTING | ARWX09/D/2/5K/60UV | Outdoor Luminaires | Mid Output | Architectural Flood and Spot Luminaires | Standard | FALSE | [9 empty] | 42341 |  |  | Yes |  | 3.1 | 9510 | 93.8 | 101.3 | 20 | 0.94 | 5000 | 65
PGX841CZ | Hubbell Lighting | KIM LIGHTING | ARWX09/D/1/5K/55UV | Outdoor Luminaires | Mid Output | Architectural Flood and Spot Luminaires | Standard | FALSE | [9 empty] | 42341 |  |  | Yes |  | 3.1 | 9392 | 100.2 | 93.7 | 20 | 0.93 | 5000 | 65
PGFNCWEA | Hubbell Lighting | KIM LIGHTING | ARWX09/U/1/5K/55UV | Outdoor Luminaires | Mid Output | Architectural Flood and Spot Luminaires | Standard | FALSE | [9 empty] | 42341 |  |  | Yes |  | 3.1 | 9392 | 100.2 | 93.7 | 20 | 0.93 | 5000 | 65
PM6Y2SD6 | Hubbell Lighting | KIM LIGHTING | ARWX09/U/3/5K/55UV | Outdoor Luminaires | Mid Output | Architectural Flood and Spot Luminaires | Standard | FALSE | [9 empty] | 42341 |  |  | Yes |  | 3.1 | 8952 | 95.5 | 93.7 | 20 | 0.93 | 5000 | 65
PARKG6GK | Hubbell Lighting | KIM LIGHTING | ARWX09/D/3/5K/55UV | Outdoor Luminaires | Mid Output | Architectural Flood and Spot Luminaires | Standard | FALSE | [9 empty] | 42341 |  |  | Yes |  | 3.1 | 8952 | 95.5 | 93.7 | 20 | 0.93 | 5000 | 65
PMH5G8R8 | Hubbell Lighting | KIM LIGHTING | ARWX09/D/4/5K/55UV | Outdoor Luminaires | Mid Output | Architectural Flood and Spot Luminaires | Standard | FALSE | [9 empty] | 42341 |  |  | Yes |  | 3.1 | 8894 | 94.9 | 93.7 | 20 | 0.93 | 5000 | 65
P7YSMYAS | Hubbell Lighting | KIM LIGHTING | ARWX09/U/4/5K/55UV | Outdoor Luminaires | Mid Output | Architectural Flood and Spot Luminaires | Standard | FALSE | [9 empty] | 42341 |  |  | Yes |  | 3.1 | 8894 | 94.9 | 93.7 | 20 | 0.93 | 5000 | 65
P7FDHA6H | Hubbell Lighting | KIM LIGHTING | ARWX09/D/2/5K/55UV | Outdoor Luminaires | Mid Output | Architectural Flood and Spot Luminaires | Standard | FALSE | [9 empty] | 42341 |  |  | Yes |  | 3.1 | 8890 | 94.8 | 93.7 | 20 | 0.93 | 5000 | 65
P54A7YP6 | Hubbell Lighting | KIM LIGHTING | ARWX09/U/2/5K/55UV | Outdoor Luminaires | Mid Output | Architectural Flood and Spot Luminaires | Standard | FALSE | [9 empty] | 42341 |  |  | Yes |  | 3.1 | 8890 | 94.8 | 93.7 | 20 | 0.93 | 5000 | 65
PXAF59JJ | Hubbell Lighting | KIM LIGHTING | ARWX09/D/1/5K/50UV | Outdoor Luminaires | Mid Output | Architectural Flood and Spot Luminaires | Standard | FALSE | [9 empty] | 42341 |  |  | Yes |  | 3.1 | 8732 | 102 | 85.6 | 20 | 0.96 | 5000 | 65
PQA8632M | Hubbell Lighting | KIM LIGHTING | ARWX09/U/1/5K/50UV | Outdoor Luminaires | Mid Output | Architectural Flood and Spot Luminaires | Standard | FALSE | [9 empty] | 42341 |  |  | Yes |  | 3.1 | 8732 | 102 | 85.6 | 20 | 0.96 | 5000 | 65
PTCAGN6R | Hubbell Lighting | KIM LIGHTING | ARWX09/D/3/5K/50UV | Outdoor Luminaires | Mid Output | Architectural Flood and Spot Luminaires | Standard | FALSE | [9 empty] | 42341 |  |  | Yes |  | 3.1 | 8323 | 97.2 | 85.6 | 20 | 0.96 | 5000 | 65
P1C6YD3Q | Hubbell Lighting | KIM LIGHTING | ARWX09/U/3/5K/50UV | Outdoor Luminaires | Mid Output | Architectural Flood and Spot Luminaires | Standard | FALSE | [9 empty] | 42341 |  |  | Yes |  | 3.1 | 8323 | 97.2 | 85.6 | 20 | 0.96 | 5000 | 65
PS8BRCYJ | Hubbell Lighting | KIM LIGHTING | ARWX09/U/4/5K/50UV | Outdoor Luminaires | Mid Output | Architectural Flood and Spot Luminaires | Standard | FALSE | [9 empty] | 42341 |  |  | Yes |  | 3.1 | 8269 | 96.6 | 85.6 | 20 | 0.96 | 5000 | 65
P1U6BUSW | Hubbell Lighting | KIM LIGHTING | ARWX09/D/4/5K/50UV | Outdoor Luminaires | Mid Output | Architectural Flood and Spot Luminaires | Standard | FALSE | [9 empty] | 42341 |  |  | Yes |  | 3.1 | 8269 | 96.6 | 85.6 | 20 | 0.96 | 5000 | 65
PNTUS6T2 | Hubbell Lighting | KIM LIGHTING | ARWX09/U/2/5K/50UV | Outdoor Luminaires | Mid Output | Architectural Flood and Spot Luminaires | Standard | FALSE | [9 empty] | 42341 |  |  | Yes |  | 3.1 | 8265 | 96.5 | 85.6 | 20 | 0.96 | 5000 | 65
P3CAX7RJ | Hubbell Lighting | KIM LIGHTING | ARWX09/D/2/5K/50UV | Outdoor Luminaires | Mid Output | Architectural Flood and Spot Luminaires | Standard | FALSE | [9 empty] | 42341 |  |  | Yes |  | 3.1 | 8265 | 96.5 | 85.6 | 20 | 0.96 | 5000 | 65
PBNVX94C | Hubbell Lighting | KIM LIGHTING | ARWX09/D/1/5K/45UV | Outdoor Luminaires | Mid Output | Architectural Flood and Spot Luminaires | Standard | FALSE | [9 empty] | 42341 |  |  | Yes |  | 3.1 | 8008 | 103.1 | 77.6 | 20 | 0.95 | 5000 | 65
PA95PT1C | Hubbell Lighting | KIM LIGHTING | ARWX09/U/1/5K/45UV | Outdoor Luminaires | Mid Output | Architectural Flood and Spot Luminaires | Standard | FALSE | [9 empty] | 42341 |  |  | Yes |  | 3.1 | 8008 | 103.1 | 77.6 | 20 | 0.95 | 5000 | 65
PANQDCBP | Hubbell Lighting | KIM LIGHTING | ARWX09/U/3/5K/45UV | Outdoor Luminaires | Mid Output | Architectural Flood and Spot Luminaires | Standard | FALSE | [9 empty] | 42341 |  |  | Yes |  | 3.1 | 7633 | 98.3 | 77.6 | 20 | 0.95 | 5000 | 65
P4NVK465 | Hubbell Lighting | KIM LIGHTING | ARWX09/D/3/5K/45UV | Outdoor Luminaires | Mid Output | Architectural Flood and Spot Luminaires | Standard | FALSE | [9 empty] | 42341 |  |  | Yes |  | 3.1 | 7633 | 98.3 | 77.6 | 20 | 0.95 | 5000 | 65
PQRXS843 | Hubbell Lighting | KIM LIGHTING | ARWX09/U/4/5K/45UV | Outdoor Luminaires | Mid Output | Architectural Flood and Spot Luminaires | Standard | FALSE | [9 empty] | 42341 |  |  | Yes |  | 3.1 | 7584 | 97.7 | 77.6 | 20 | 0.95 | 5000 | 65
PJTNQE1J | Hubbell Lighting | KIM LIGHTING | ARWX09/D/4/5K/45UV | Outdoor Luminaires | Mid Output | Architectural Flood and Spot Luminaires | Standard | FALSE | [9 empty] | 42341 |  |  | Yes |  | 3.1 | 7584 | 97.7 | 77.6 | 20 | 0.95 | 5000 | 65
PZHF3GYS | Hubbell Lighting | KIM LIGHTING | ARWX09/U/2/5K/45UV | Outdoor Luminaires | Mid Output | Architectural Flood and Spot Luminaires | Standard | FALSE | [9 empty] | 42341 |  |  | Yes |  | 3.1 | 7580 | 97.6 | 77.6 | 20 | 0.95 | 5000 | 65
PHH5G339 | Hubbell Lighting | KIM LIGHTING | ARWX09/D/2/5K/45UV | Outdoor Luminaires | Mid Output | Architectural Flood and Spot Luminaires | Standard | FALSE | [9 empty] | 42341 |  |  | Yes |  | 3.1 | 7580 | 97.6 | 77.6 | 20 | 0.95 | 5000 | 65
PE5TM9FU | Hubbell Lighting | KIM LIGHTING | ARWX09/D/1/5K/40UV | Outdoor Luminaires | Mid Output | Architectural Flood and Spot Luminaires | Standard | FALSE | [9 empty] | 42341 |  |  | Yes |  | 3.1 | 7254 | 104.3 | 69.5 | 20 | 0.94 | 5000 | 65
P4M7GUZ1 | Hubbell Lighting | KIM LIGHTING | ARWX09/U/2/5K/40UV | Outdoor Luminaires | Mid Output | Architectural Flood and Spot Luminaires | Standard | FALSE | [9 empty] | 42341 |  |  | Yes |  | 3.1 | 7254 | 104.3 | 69.5 | 20 | 0.94 | 5000 | 65
P4CAJNKR | Hubbell Lighting | KIM LIGHTING | ARWX09/U/1/5K/40UV | Outdoor Luminaires | Mid Output | Architectural Flood and Spot Luminaires | Standard | FALSE | [9 empty] | 42341 |  |  | Yes |  | 3.1 | 7254 | 104.3 | 69.5 | 20 | 0.94 | 5000 | 65
PUCQ1W1K | Hubbell Lighting | KIM LIGHTING | ARWX09/D/3/5K/40UV | Outdoor Luminaires | Mid Output | Architectural Flood and Spot Luminaires | Standard | FALSE | [9 empty] | 42341 |  |  | Yes |  | 3.1 | 6914 | 99.4 | 69.5 | 20 | 0.94 | 5000 | 65
PJ8R2M33 | Hubbell Lighting | KIM LIGHTING | ARWX09/U/4/5K/40UV | Outdoor Luminaires | Mid Output | Architectural Flood and Spot Luminaires | Standard | FALSE | [9 empty] | 42341 |  |  | Yes |  | 3.1 | 6914 | 99.4 | 69.5 | 20 | 0.94 | 5000 | 65
PTMMB6DB | Hubbell Lighting | KIM LIGHTING | ARWX09/D/4/5K/40UV | Outdoor Luminaires | Mid Output | Architectural Flood and Spot Luminaires | Standard | FALSE | [9 empty] | 42341 |  |  | Yes |  | 3.1 | 6869 | 98.8 | 69.5 | 20 | 0.94 | 5000 | 65
PW7N4E5Z | Hubbell Lighting | KIM LIGHTING | ARWX09/D/2/5K/40UV | Outdoor Luminaires | Mid Output | Architectural Flood and Spot Luminaires | Standard | FALSE | [9 empty] | 42341 |  |  | Yes |  | 3.1 | 6866 | 98.7 | 69.5 | 20 | 0.94 | 5000 | 65
P1U43GDR | Hubbell Lighting | KIM LIGHTING | ARWX09/U/3/5K/40UV | Outdoor Luminaires | Mid Output | Architectural Flood and Spot Luminaires | Standard | FALSE | [9 empty] | 42341 |  |  | Yes |  | 3.1 | 6866 | 98.7 | 69.5 | 20 | 0.94 | 5000 | 65
PVEM37V4 | Hubbell Lighting | KIM LIGHTING | ARWX09/U/1/5K/35UV | Outdoor Luminaires | Mid Output | Architectural Flood and Spot Luminaires | Standard | FALSE | [9 empty] | 42341 |  |  | Yes |  | 3.1 | 6491 | 106 | 61.2 | 20 | 0.93 | 5000 | 65
PQEGS4M9 | Hubbell Lighting | KIM LIGHTING | ARWX09/D/1/5K/35UV | Outdoor Luminaires | Mid Output | Architectural Flood and Spot Luminaires | Standard | FALSE | [9 empty] | 42341 |  |  | Yes |  | 3.1 | 6491 | 106 | 61.2 | 20 | 0.93 | 5000 | 65
PX8M2RK3 | Hubbell Lighting | KIM LIGHTING | ARWX09/D/3/5K/35UV | Outdoor Luminaires | Mid Output | Architectural Flood and Spot Luminaires | Standard | FALSE | [9 empty] | 42341 |  |  | Yes |  | 3.1 | 6187 | 100.2 | 61.7 | 20 | 0.93 | 5000 | 65
PHASC719 | Hubbell Lighting | KIM LIGHTING | ARWX09/U/3/5K/35UV | Outdoor Luminaires | Mid Output | Architectural Flood and Spot Luminaires | Standard | FALSE | [9 empty] | 42341 |  |  | Yes |  | 3.1 | 6187 | 100.2 | 61.7 | 20 | 0.93 | 5000 | 65
PWGNDW99 | Hubbell Lighting | KIM LIGHTING | ARWX09/U/4/5K/35UV | Outdoor Luminaires | Mid Output | Architectural Flood and Spot Luminaires | Standard | FALSE | [9 empty] | 42341 |  |  | Yes |  | 3.1 | 6147 | 100.1 | 61.4 | 20 | 0.93 | 5000 | 65
PUP9NQYJ | Hubbell Lighting | KIM LIGHTING | ARWX09/D/4/5K/35UV | Outdoor Luminaires | Mid Output | Architectural Flood and Spot Luminaires | Standard | FALSE | [9 empty] | 42341 |  |  | Yes |  | 3.1 | 6147 | 100.1 | 61.4 | 20 | 0.93 | 5000 | 65
PXSZAWTC | Hubbell Lighting | KIM LIGHTING | ARWX09/U/2/5K/35UV | Outdoor Luminaires | Mid Output | Architectural Flood and Spot Luminaires | Standard | FALSE | [9 empty] | 42341 |  |  | Yes |  | 3.1 | 6144 | 100.2 | 61.3 | 20 | 0.93 | 5000 | 65
PGSZR9Y3 | Hubbell Lighting | KIM LIGHTING | ARWX09/D/2/5K/35UV | Outdoor Luminaires | Mid Output | Architectural Flood and Spot Luminaires | Standard | FALSE | [9 empty] | 42341 |  |  | Yes |  | 3.1 | 6144 | 100.2 | 61.3 | 20 | 0.93 | 5000 | 65
P4CE866J | Hubbell Lighting | KIM LIGHTING | ARWX16/U/2/5K/55UV | Outdoor Luminaires | High Output | Architectural Flood and Spot Luminaires | Standard | FALSE | [9 empty] | 42341 |  |  | Yes |  | 3.1 | 15625 | 93.4 | 167.2 | 20 | 0.92 | 5000 | 65
P1E5Q3TK | Hubbell Lighting | KIM LIGHTING | ARWX16/D/2/5K/55UV | Outdoor Luminaires | High Output | Architectural Flood and Spot Luminaires | Standard | FALSE | [9 empty] | 42341 |  |  | Yes |  | 3.1 | 15625 | 93.4 | 167.2 | 20 | 0.92 | 5000 | 65
PFNVHFX4 | Hubbell Lighting | KIM LIGHTING | ARWX16/U/1/5K/55UV | Outdoor Luminaires | High Output | Architectural Flood and Spot Luminaires | Standard | FALSE | [9 empty] | 42341 |  |  | Yes |  | 3.1 | 15517 | 92.8 | 167.2 | 20 | 0.92 | 5000 | 65
P7YQQCYC | Hubbell Lighting | KIM LIGHTING | ARWX16/D/1/5K/55UV | Outdoor Luminaires | High Output | Architectural Flood and Spot Luminaires | Standard | FALSE | [9 empty] | 42341 |  |  | Yes |  | 3.1 | 15517 | 92.8 | 167.2 | 20 | 0.92 | 5000 | 65
PXA4GVSV | Hubbell Lighting | KIM LIGHTING | ARWX16/U/3/5K/55UV | Outdoor Luminaires | High Output | Architectural Flood and Spot Luminaires | Standard | FALSE | [9 empty] | 42341 |  |  | Yes |  | 3.1 | 15193 | 90.8 | 167.2 | 20 | 0.92 | 5000 | 65
P97FCNT9 | Hubbell Lighting | KIM LIGHTING | ARWX16/D/3/5K/55UV | Outdoor Luminaires | High Output | Architectural Flood and Spot Luminaires | Standard | FALSE | [9 empty] | 42341 |  |  | Yes |  | 3.1 | 15193 | 90.8 | 167.2 | 20 | 0.92 | 5000 | 65
P4U7W9WF | Hubbell Lighting | KIM LIGHTING | ARWX16/D/2/5K/50UV | Outdoor Luminaires | High Output | Architectural Flood and Spot Luminaires | Standard | FALSE | [9 empty] | 42341 |  |  | Yes |  | 3.1 | 14527 | 95.5 | 152.1 | 20 | 0.95 | 5000 | 65
P3GNVBA2 | Hubbell Lighting | KIM LIGHTING | ARWX16/U/2/5K/50UV | Outdoor Luminaires | High Output | Architectural Flood and Spot Luminaires | Standard | FALSE | [9 empty] | 42341 |  |  | Yes |  | 3.1 | 14527 | 95.5 | 152.1 | 20 | 0.95 | 5000 | 65
PFMP8P9C | Hubbell Lighting | KIM LIGHTING | ARWX16/D/1/5K/50UV | Outdoor Luminaires | High Output | Architectural Flood and Spot Luminaires | Standard | FALSE | [9 empty] | 42341 |  |  | Yes |  | 3.1 | 14426 | 94.8 | 152.1 | 20 | 0.95 | 5000 | 65
PAPUQXPM | Hubbell Lighting | KIM LIGHTING | ARWX16/U/1/5K/50UV | Outdoor Luminaires | High Output | Architectural Flood and Spot Luminaires | Standard | FALSE | [9 empty] | 42341 |  |  | Yes |  | 3.1 | 14426 | 94.8 | 152.1 | 20 | 0.95 | 5000 | 65
PH7DQT32 | Hubbell Lighting | KIM LIGHTING | ARWX16/U/4/5K/55UV | Outdoor Luminaires | High Output | Architectural Flood and Spot Luminaires | Standard | FALSE | [9 empty] | 42341 |  |  | Yes |  | 3.1 | 14418 | 86.2 | 167.2 | 20 | 0.92 | 5000 | 65
P6B4ZWJP | Hubbell Lighting | KIM LIGHTING | ARWX16/D/4/5K/55UV | Outdoor Luminaires | High Output | Architectural Flood and Spot Luminaires | Standard | FALSE | [9 empty] | 42341 |  |  | Yes |  | 3.1 | 14418 | 86.2 | 167.2 | 20 | 0.92 | 5000 | 65
PET5Q2P7 | Hubbell Lighting | KIM LIGHTING | ARWX16/U/3/5K/50UV | Outdoor Luminaires | High Output | Architectural Flood and Spot Luminaires | Standard | FALSE | [9 empty] | 42341 |  |  | Yes |  | 3.1 | 14118 | 92.8 | 152.1 | 20 | 0.95 | 5000 | 65
PENFNG57 | Hubbell Lighting | KIM LIGHTING | ARWX16/D/3/5K/50UV | Outdoor Luminaires | High Output | Architectural Flood and Spot Luminaires | Standard | FALSE | [9 empty] | 42341 |  |  | Yes |  | 3.1 | 14118 | 92.8 | 152.1 | 20 | 0.95 | 5000 | 65
PT6XN445 | Hubbell Lighting | KIM LIGHTING | ARWX16/U/4/5K/50UV | Outdoor Luminaires | High Output | Architectural Flood and Spot Luminaires | Standard | FALSE | [9 empty] | 42341 |  |  | Yes |  | 3.1 | 13405 | 88.1 | 152.1 | 20 | 0.95 | 5000 | 65
P66SG3C4 | Hubbell Lighting | KIM LIGHTING | ARWX16/D/4/5K/50UV | Outdoor Luminaires | High Output | Architectural Flood and Spot Luminaires | Standard | FALSE | [9 empty] | 42341 |  |  | Yes |  | 3.1 | 13405 | 88.1 | 152.1 | 20 | 0.95 | 5000 | 65
PNSWJQT1 | Hubbell Lighting | KIM LIGHTING | ARWX16/D/2/5K/45UV | Outdoor Luminaires | High Output | Architectural Flood and Spot Luminaires | Standard | FALSE | [9 empty] | 42341 |  |  | Yes |  | 3.1 | 13323 | 96.8 | 137.5 | 20 | 0.94 | 5000 | 65
PHV49ZG4 | Hubbell Lighting | KIM LIGHTING | ARWX16/U/2/5K/45UV | Outdoor Luminaires | High Output | Architectural Flood and Spot Luminaires | Standard | FALSE | [9 empty] | 42341 |  |  | Yes |  | 3.1 | 13323 | 96.8 | 137.5 | 20 | 0.94 | 5000 | 65
PZED47HY | Hubbell Lighting | KIM LIGHTING | ARWX16/D/1/5K/45UV | Outdoor Luminaires | High Output | Architectural Flood and Spot Luminaires | Standard | FALSE | [9 empty] | 42341 |  |  | Yes |  | 3.1 | 13230 | 96.2 | 137.5 | 20 | 0.94 | 5000 | 65
PAVCE35B | Hubbell Lighting | KIM LIGHTING | ARWX16/U/1/5K/45UV | Outdoor Luminaires | High Output | Architectural Flood and Spot Luminaires | Standard | FALSE | [9 empty] | 42341 |  |  | Yes |  | 3.1 | 13230 | 96.2 | 137.5 | 20 | 0.94 | 5000 | 65
PUN5RM95 | Hubbell Lighting | KIM LIGHTING | ARWX16/D/3/5K/45UV | Outdoor Luminaires | High Output | Architectural Flood and Spot Luminaires | Standard | FALSE | [9 empty] | 42341 |  |  | Yes |  | 3.1 | 12945 | 94.1 | 137.5 | 20 | 0.94 | 5000 | 65
P25DSFW9 | Hubbell Lighting | KIM LIGHTING | ARWX16/U/3/5K/45UV | Outdoor Luminaires | High Output | Architectural Flood and Spot Luminaires | Standard | FALSE | [9 empty] | 42341 |  |  | Yes |  | 3.1 | 12945 | 94.1 | 137.5 | 20 | 0.94 | 5000 | 65
PKEQPG8B | Hubbell Lighting | KIM LIGHTING | ARWX16/D/4/5K/45UV | Outdoor Luminaires | High Output | Architectural Flood and Spot Luminaires | Standard | FALSE | [9 empty] | 42341 |  |  | Yes |  | 3.1 | 12294 | 89.4 | 137.5 | 20 | 0.94 | 5000 | 65
PG3Y9R3U | Hubbell Lighting | KIM LIGHTING | ARWX16/U/4/5K/45UV | Outdoor Luminaires | High Output | Architectural Flood and Spot Luminaires | Standard | FALSE | [9 empty] | 42341 |  |  | Yes |  | 3.1 | 12294 | 89.4 | 137.5 | 20 | 0.94 | 5000 | 65
PTP37V5J | Hubbell Lighting | KIM LIGHTING | ARWX16/U/2/5K/40UV | Outdoor Luminaires | High Output | Architectural Flood and Spot Luminaires | Standard | FALSE | [9 empty] | 42341 |  |  | Yes |  | 3.1 | 12068 | 97.6 | 123.6 | 20 | 0.92 | 5000 | 65
PMWRUM6N | Hubbell Lighting | KIM LIGHTING | ARWX16/D/2/5K/40UV | Outdoor Luminaires | High Output | Architectural Flood and Spot Luminaires | Standard | FALSE | [9 empty] | 42341 |  |  | Yes |  | 3.1 | 12068 | 97.6 | 123.6 | 20 | 0.92 | 5000 | 65
PQGAS2DE | Hubbell Lighting | KIM LIGHTING | ARWX16/D/1/5K/40UV | Outdoor Luminaires | High Output | Architectural Flood and Spot Luminaires | Standard | FALSE | [9 empty] | 42341 |  |  | Yes |  | 3.1 | 11984 | 96.9 | 123.6 | 20 | 0.92 | 5000 | 65
PJ9EYH75 | Hubbell Lighting | KIM LIGHTING | ARWX16/U/1/5K/40UV | Outdoor Luminaires | High Output | Architectural Flood and Spot Luminaires | Standard | FALSE | [9 empty] | 42341 |  |  | Yes |  | 3.1 | 11984 | 96.9 | 123.6 | 20 | 0.92 | 5000 | 65
PYDF222D | Hubbell Lighting | KIM LIGHTING | ARWX16/U/3/5K/40UV | Outdoor Luminaires | High Output | Architectural Flood and Spot Luminaires | Standard | FALSE | [9 empty] | 42341 |  |  | Yes |  | 3.1 | 11701 | 94.6 | 123.6 | 20 | 0.92 | 5000 | 65
P547N382 | Hubbell Lighting | KIM LIGHTING | ARWX16/D/3/5K/40UV | Outdoor Luminaires | High Output | Architectural Flood and Spot Luminaires | Standard | FALSE | [9 empty] | 42341 |  |  | Yes |  | 3.1 | 11701 | 94.6 | 123.6 | 20 | 0.92 | 5000 | 65
PSFTNZ2C | Hubbell Lighting | KIM LIGHTING | ARWX16/D/4/5K/40UV | Outdoor Luminaires | High Output | Architectural Flood and Spot Luminaires | Standard | FALSE | [9 empty] | 42341 |  |  | Yes |  | 3.1 | 11136 | 90 | 123.6 | 20 | 0.92 | 5000 | 65
P4GXWVJD | Hubbell Lighting | KIM LIGHTING | ARWX16/U/4/5K/40UV | Outdoor Luminaires | High Output | Architectural Flood and Spot Luminaires | Standard | FALSE | [9 empty] | 42341 |  |  | Yes |  | 3.1 | 11136 | 90 | 123.6 | 20 | 0.92 | 5000 | 65
PRP5VMMA | Hubbell Lighting | KIM LIGHTING | ARWX16/U/2/5K/35UV | Outdoor Luminaires | High Output | Architectural Flood and Spot Luminaires | Standard | FALSE | [9 empty] | 42341 |  |  | Yes |  | 3.1 | 10799 | 99.1 | 108.9 | 20 | 0.92 | 5000 | 65
P6KX5D38 | Hubbell Lighting | KIM LIGHTING | ARWX16/D/2/5K/35UV | Outdoor Luminaires | High Output | Architectural Flood and Spot Luminaires | Standard | FALSE | [9 empty] | 42341 |  |  | Yes |  | 3.1 | 10799 | 99.1 | 108.9 | 20 | 0.92 | 5000 | 65
PD3YFBRQ | Hubbell Lighting | KIM LIGHTING | ARWX16/U/1/5K/35UV | Outdoor Luminaires | High Output | Architectural Flood and Spot Luminaires | Standard | FALSE | [9 empty] | 42341 |  |  | Yes |  | 3.1 | 10724 | 98.4 | 108.9 | 20 | 0.92 | 5000 | 65
PAA7PW5A | Hubbell Lighting | KIM LIGHTING | ARWX16/D/1/5K/35UV | Outdoor Luminaires | High Output | Architectural Flood and Spot Luminaires | Standard | FALSE | [9 empty] | 42341 |  |  | Yes |  | 3.1 | 10724 | 98.4 | 108.9 | 20 | 0.92 | 5000 | 65
PY54G7FZ | Hubbell Lighting | KIM LIGHTING | ARWX16/U/3/5K/35UV | Outdoor Luminaires | High Output | Architectural Flood and Spot Luminaires | Standard | FALSE | [9 empty] | 42341 |  |  | Yes |  | 3.1 | 10442 | 95.8 | 108.9 | 20 | 0.92 | 5000 | 65
PNDZNU8F | Hubbell Lighting | KIM LIGHTING | ARWX16/D/3/5K/35UV | Outdoor Luminaires | High Output | Architectural Flood and Spot Luminaires | Standard | FALSE | [9 empty] | 42341 |  |  | Yes |  | 3.1 | 10442 | 95.8 | 108.9 | 20 | 0.92 | 5000 | 65
PMPF43M8 | Hubbell Lighting | KIM LIGHTING | ARWX16/D/2/4K/35UV | Outdoor Luminaires | Mid Output | Architectural Flood and Spot Luminaires | Standard | FALSE | [9 empty] | 42341 |  |  | Yes |  | 3.1 | 10648 | 98.1 | 108.5 | 20 | 0.92 | 4000 | 70
PS9ESMSV | Hubbell Lighting | KIM LIGHTING | ARWX16/U/4/4K/35UV | Outdoor Luminaires | Mid Output | Architectural Flood and Spot Luminaires | Standard | FALSE | [9 empty] | 42341 |  |  | Yes |  | 3.1 | 9826 | 89.7 | 109.5 | 20 | 0.92 | 4000 | 70
P4WKKDSM | Hubbell Lighting | KIM LIGHTING | ARWX16/D/4/4K/35UV | Outdoor Luminaires | Mid Output | Architectural Flood and Spot Luminaires | Standard | FALSE | [9 empty] | 42341 |  |  | Yes |  | 3.1 | 9826 | 89.7 | 109.5 | 20 | 0.92 | 4000 | 70
P7MRHKHU | Hubbell Lighting | KIM LIGHTING | ARWX16/D/1/4K/60UV | Outdoor Luminaires | High Output | Architectural Flood and Spot Luminaires | Standard | FALSE | [9 empty] | 42341 |  |  | Yes |  | 3.1 | 16188 | 89 | 181.8 | 20 | 0.93 | 4000 | 70
PW5NDFSF | Hubbell Lighting | KIM LIGHTING | ARWX16/D/2/4K/55UV | Outdoor Luminaires | High Output | Architectural Flood and Spot Luminaires | Standard | FALSE | [9 empty] | 42341 |  |  | Yes |  | 3.1 | 15238 | 91.1 | 167.2 | 20 | 0.92 | 4000 | 70
P8DP9QTJ | Hubbell Lighting | KIM LIGHTING | ARWX16/U/2/4K/55UV | Outdoor Luminaires | High Output | Architectural Flood and Spot Luminaires | Standard | FALSE | [9 empty] | 42341 |  |  | Yes |  | 3.1 | 15238 | 91.1 | 167.2 | 20 | 0.92 | 4000 | 70
PG24ZQD9 | Hubbell Lighting | KIM LIGHTING | ARWX16/U/1/4K/55UV | Outdoor Luminaires | High Output | Architectural Flood and Spot Luminaires | Standard | FALSE | [9 empty] | 42341 |  |  | Yes |  | 3.1 | 15132 | 90.5 | 167.2 | 20 | 0.92 | 4000 | 70
P2KGX5SH | Hubbell Lighting | KIM LIGHTING | ARWX16/D/1/4K/55UV | Outdoor Luminaires | High Output | Architectural Flood and Spot Luminaires | Standard | FALSE | [9 empty] | 42341 |  |  | Yes |  | 3.1 | 15132 | 90.5 | 167.2 | 20 | 0.92 | 4000 | 70
PVAQXF4F | Hubbell Lighting | KIM LIGHTING | ARWX16/D/3/4K/55UV | Outdoor Luminaires | High Output | Architectural Flood and Spot Luminaires | Standard | FALSE | [9 empty] | 42341 |  |  | Yes |  | 3.1 | 14816 | 88.6 | 167.2 | 20 | 0.92 | 4000 | 70
PQPE3E58 | Hubbell Lighting | KIM LIGHTING | ARWX16/U/3/4K/55UV | Outdoor Luminaires | High Output | Architectural Flood and Spot Luminaires | Standard | FALSE | [9 empty] | 42341 |  |  | Yes |  | 3.1 | 14816 | 88.6 | 167.2 | 20 | 0.92 | 4000 | 70
PB241564 | Hubbell Lighting | KIM LIGHTING | ARWX16/U/2/4K/50UV | Outdoor Luminaires | High Output | Architectural Flood and Spot Luminaires | Standard | FALSE | [9 empty] | 42341 |  |  | Yes |  | 3.1 | 14167 | 93.1 | 152.1 | 20 | 0.95 | 4000 | 70
P4CCD3PJ | Hubbell Lighting | KIM LIGHTING | ARWX16/D/2/4K/50UV | Outdoor Luminaires | High Output | Architectural Flood and Spot Luminaires | Standard | FALSE | [9 empty] | 42341 |  |  | Yes |  | 3.1 | 14167 | 93.1 | 152.1 | 20 | 0.95 | 4000 | 70
PQJU6GKG | Hubbell Lighting | KIM LIGHTING | ARWX16/D/1/4K/50UV | Outdoor Luminaires | High Output | Architectural Flood and Spot Luminaires | Standard | FALSE | [9 empty] | 42341 |  |  | Yes |  | 3.1 | 14068 | 92.4 | 152.1 | 20 | 0.95 | 4000 | 70
PKSK59B4 | Hubbell Lighting | KIM LIGHTING | ARWX16/U/1/4K/50UV | Outdoor Luminaires | High Output | Architectural Flood and Spot Luminaires | Standard | FALSE | [9 empty] | 42341 |  |  | Yes |  | 3.1 | 14068 | 92.4 | 152.1 | 20 | 0.95 | 4000 | 70
PU7CK85Y | Hubbell Lighting | KIM LIGHTING | ARWX16/U/4/4K/55UV | Outdoor Luminaires | High Output | Architectural Flood and Spot Luminaires | Standard | FALSE | [9 empty] | 42341 |  |  | Yes |  | 3.1 | 14061 | 84 | 167.2 | 20 | 0.92 | 4000 | 70
PK992PUC | Hubbell Lighting | KIM LIGHTING | ARWX16/D/4/4K/55UV | Outdoor Luminaires | High Output | Architectural Flood and Spot Luminaires | Standard | FALSE | [9 empty] | 42341 |  |  | Yes |  | 3.1 | 14061 | 84 | 167.2 | 20 | 0.92 | 4000 | 70
PVHZB9MX | Hubbell Lighting | KIM LIGHTING | ARWX16/D/3/4K/50UV | Outdoor Luminaires | High Output | Architectural Flood and Spot Luminaires | Standard | FALSE | [9 empty] | 42341 |  |  | Yes |  | 3.1 | 13768 | 90.5 | 152.1 | 20 | 0.95 | 4000 | 70
PSK4XVX4 | Hubbell Lighting | KIM LIGHTING | ARWX16/U/3/4K/50UV | Outdoor Luminaires | High Output | Architectural Flood and Spot Luminaires | Standard | FALSE | [9 empty] | 42341 |  |  | Yes |  | 3.1 | 13768 | 90.5 | 152.1 | 20 | 0.95 | 4000 | 70
PKYGC6A4 | Hubbell Lighting | KIM LIGHTING | ARWX16/D/2/4K/45UV | Outdoor Luminaires | High Output | Architectural Flood and Spot Luminaires | Standard | FALSE | [9 empty] | 42341 |  |  | Yes |  | 3.1 | 13136 | 95.5 | 137.5 | 20 | 0.94 | 4000 | 70
P2TU7WGM | Hubbell Lighting | KIM LIGHTING | ARWX16/U/2/4K/45UV | Outdoor Luminaires | High Output | Architectural Flood and Spot Luminaires | Standard | FALSE | [9 empty] | 42341 |  |  | Yes |  | 3.1 | 13136 | 95.5 | 137.5 | 20 | 0.94 | 4000 | 70
P65B74GW | Hubbell Lighting | KIM LIGHTING | ARWX16/U/4/4K/50UV | Outdoor Luminaires | High Output | Architectural Flood and Spot Luminaires | Standard | FALSE | [9 empty] | 42341 |  |  | Yes |  | 3.1 | 13073 | 90 | 152.1 | 20 | 0.95 | 4000 | 70
P61Y3DA1 | Hubbell Lighting | KIM LIGHTING | ARWX16/D/4/4K/50UV | Outdoor Luminaires | High Output | Architectural Flood and Spot Luminaires | Standard | FALSE | [9 empty] | 42341 |  |  | Yes |  | 3.1 | 13073 | 90 | 152.1 | 20 | 0.95 | 4000 | 70
PZJTSR22 | Hubbell Lighting | KIM LIGHTING | ARWX16/U/1/4K/45UV | Outdoor Luminaires | High Output | Architectural Flood and Spot Luminaires | Standard | FALSE | [9 empty] | 42341 |  |  | Yes |  | 3.1 | 13045 | 94.8 | 137.5 | 20 | 0.94 | 4000 | 70
PUEH6V37 | Hubbell Lighting | KIM LIGHTING | ARWX16/D/1/4K/45UV | Outdoor Luminaires | High Output | Architectural Flood and Spot Luminaires | Standard | FALSE | [9 empty] | 42341 |  |  | Yes |  | 3.1 | 13045 | 94.8 | 137.5 | 20 | 0.94 | 4000 | 70
PTGRTH12 | Hubbell Lighting | KIM LIGHTING | ARWX16/U/3/4K/45UV | Outdoor Luminaires | High Output | Architectural Flood and Spot Luminaires | Standard | FALSE | [9 empty] | 42341 |  |  | Yes |  | 3.1 | 12764 | 92.8 | 137.5 | 20 | 0.94 | 4000 | 70
PSFMYJ8N | Hubbell Lighting | KIM LIGHTING | ARWX16/D/3/4K/45UV | Outdoor Luminaires | High Output | Architectural Flood and Spot Luminaires | Standard | FALSE | [9 empty] | 42341 |  |  | Yes |  | 3.1 | 12764 | 92.8 | 137.5 | 20 | 0.94 | 4000 | 70
PS6RZ9EJ | Hubbell Lighting | KIM LIGHTING | ARWX16/U/4/4K/45UV | Outdoor Luminaires | High Output | Architectural Flood and Spot Luminaires | Standard | FALSE | [9 empty] | 42341 |  |  | Yes |  | 3.1 | 12122 | 88.1 | 137.5 | 20 | 0.94 | 4000 | 70
P5JKGUGZ | Hubbell Lighting | KIM LIGHTING | ARWX16/D/4/4K/45UV | Outdoor Luminaires | High Output | Architectural Flood and Spot Luminaires | Standard | FALSE | [9 empty] | 42341 |  |  | Yes |  | 3.1 | 12122 | 88.1 | 137.5 | 20 | 0.94 | 4000 | 70
PYNFUQKG | Hubbell Lighting | KIM LIGHTING | ARWX16/U/2/4K/40UV | Outdoor Luminaires | High Output | Architectural Flood and Spot Luminaires | Standard | FALSE | [9 empty] | 42341 |  |  | Yes |  | 3.1 | 11899 | 96.2 | 123.6 | 20 | 0.93 | 4000 | 70
PJ76V8RA | Hubbell Lighting | KIM LIGHTING | ARWX16/D/2/4K/40UV | Outdoor Luminaires | High Output | Architectural Flood and Spot Luminaires | Standard | FALSE | [9 empty] | 42341 |  |  | Yes |  | 3.1 | 11899 | 96.2 | 123.6 | 20 | 0.93 | 4000 | 70
PTMBTSED | Hubbell Lighting | KIM LIGHTING | ARWX16/D/1/4K/40UV | Outdoor Luminaires | High Output | Architectural Flood and Spot Luminaires | Standard | FALSE | [9 empty] | 42341 |  |  | Yes |  | 3.1 | 11817 | 95.6 | 123.6 | 20 | 0.93 | 4000 | 70
PF3R42EN | Hubbell Lighting | KIM LIGHTING | ARWX16/U/1/4K/40UV | Outdoor Luminaires | High Output | Architectural Flood and Spot Luminaires | Standard | FALSE | [9 empty] | 42341 |  |  | Yes |  | 3.1 | 11817 | 95.6 | 123.6 | 20 | 0.93 | 4000 | 70
PER1GMXS | Hubbell Lighting | KIM LIGHTING | ARWX16/D/3/4K/40UV | Outdoor Luminaires | High Output | Architectural Flood and Spot Luminaires | Standard | FALSE | [9 empty] | 42341 |  |  | Yes |  | 3.1 | 11537 | 93.3 | 123.6 | 20 | 0.93 | 4000 | 70
P23JJ4MK | Hubbell Lighting | KIM LIGHTING | ARWX16/U/3/4K/40UV | Outdoor Luminaires | High Output | Architectural Flood and Spot Luminaires | Standard | FALSE | [9 empty] | 42341 |  |  | Yes |  | 3.1 | 11537 | 93.3 | 123.6 | 20 | 0.93 | 4000 | 70
PBXC9XRW | Hubbell Lighting | KIM LIGHTING | ARWX16/D/4/4K/40UV | Outdoor Luminaires | High Output | Architectural Flood and Spot Luminaires | Standard | FALSE | [9 empty] | 42341 |  |  | Yes |  | 3.1 | 10980 | 88.8 | 123.6 | 20 | 0.93 | 4000 | 70
PATG5Q3F | Hubbell Lighting | KIM LIGHTING | ARWX16/U/4/4K/40UV | Outdoor Luminaires | High Output | Architectural Flood and Spot Luminaires | Standard | FALSE | [9 empty] | 42341 |  |  | Yes |  | 3.1 | 10980 | 88.8 | 123.6 | 20 | 0.93 | 4000 | 70
PW1TXXAR | Hubbell Lighting | KIM LIGHTING | ARWX16/U/2/4K/35UV | Outdoor Luminaires | High Output | Architectural Flood and Spot Luminaires | Standard | FALSE | [9 empty] | 42341 |  |  | Yes |  | 3.1 | 10648 | 98.1 | 108.5 | 20 | 0.92 | 4000 | 70
PUA6YYVC | Hubbell Lighting | KIM LIGHTING | ARWX16/U/1/4K/35UV | Outdoor Luminaires | High Output | Architectural Flood and Spot Luminaires | Standard | FALSE | [9 empty] | 42341 |  |  | Yes |  | 3.1 | 10574 | 97.4 | 108.5 | 20 | 0.92 | 4000 | 70
PH7GDUGB | Hubbell Lighting | KIM LIGHTING | ARWX16/D/1/4K/35UV | Outdoor Luminaires | High Output | Architectural Flood and Spot Luminaires | Standard | FALSE | [9 empty] | 42341 |  |  | Yes |  | 3.1 | 10574 | 97.4 | 108.5 | 20 | 0.92 | 4000 | 70
PW72EFSZ | Hubbell Lighting | KIM LIGHTING | ARWX16/U/3/4K/35UV | Outdoor Luminaires | High Output | Architectural Flood and Spot Luminaires | Standard | FALSE | [9 empty] | 42341 |  |  | Yes |  | 3.1 | 10296 | 94.4 | 109 | 20 | 0.92 | 4000 | 70
P3FJ1UZP | Hubbell Lighting | KIM LIGHTING | ARWX16/D/3/4K/35UV | Outdoor Luminaires | High Output | Architectural Flood and Spot Luminaires | Standard | FALSE | [9 empty] | 42341 |  |  | Yes |  | 3.1 | 10296 | 94.4 | 109 | 20 | 0.92 | 4000 | 70
P7A7NCG6 | Hubbell Lighting | KIM LIGHTING | ARWX09/D/1/4K/70UV | Outdoor Luminaires | Mid Output | Architectural Flood and Spot Luminaires | Standard | FALSE | [9 empty] | 42341 |  |  | Yes |  | 3.1 | 10902 | 92.2 | 118.4 | 20 | 0.95 | 3900 | 70
P6P9UE6S | Hubbell Lighting | KIM LIGHTING | ARWX09/U/1/4K/70UV | Outdoor Luminaires | Mid Output | Architectural Flood and Spot Luminaires | Standard | FALSE | [9 empty] | 42341 |  |  | Yes |  | 3.1 | 10902 | 92.2 | 118.4 | 20 | 0.95 | 3900 | 70
PSKBKAAP | Hubbell Lighting | KIM LIGHTING | ARWX09/D/3/4K/70UV | Outdoor Luminaires | Mid Output | Architectural Flood and Spot Luminaires | Standard | FALSE | [9 empty] | 42341 |  |  | Yes |  | 3.1 | 10392 | 87.7 | 118.4 | 20 | 0.95 | 3900 | 70
P4MTD4PS | Hubbell Lighting | KIM LIGHTING | ARWX09/U/3/4K/70UV | Outdoor Luminaires | Mid Output | Architectural Flood and Spot Luminaires | Standard | FALSE | [9 empty] | 42341 |  |  | Yes |  | 3.1 | 10392 | 87.7 | 118.4 | 20 | 0.95 | 3900 | 70
PJJ7Q29H | Hubbell Lighting | KIM LIGHTING | ARWX09/D/4/4K/70UV | Outdoor Luminaires | Mid Output | Architectural Flood and Spot Luminaires | Standard | FALSE | [9 empty] | 42341 |  |  | Yes |  | 3.1 | 10324 | 87.1 | 118.4 | 20 | 0.95 | 3900 | 70
P2GQ8M3U | Hubbell Lighting | KIM LIGHTING | ARWX09/U/4/4K/70UV | Outdoor Luminaires | Mid Output | Architectural Flood and Spot Luminaires | Standard | FALSE | [9 empty] | 42341 |  |  | Yes |  | 3.1 | 10324 | 87.1 | 118.4 | 20 | 0.95 | 3900 | 70
PBN7XAMB | Hubbell Lighting | KIM LIGHTING | ARWX09/D/2/4K/70UV | Outdoor Luminaires | Mid Output | Architectural Flood and Spot Luminaires | Standard | FALSE | [9 empty] | 42341 |  |  | Yes |  | 3.1 | 10319 | 87.1 | 118.4 | 20 | 0.95 | 3900 | 70
P15PXVZU | Hubbell Lighting | KIM LIGHTING | ARWX09/U/2/4K/70UV | Outdoor Luminaires | Mid Output | Architectural Flood and Spot Luminaires | Standard | FALSE | [9 empty] | 42341 |  |  | Yes |  | 3.1 | 10319 | 87.1 | 118.4 | 20 | 0.95 | 3900 | 70
PCXMYH43 | Hubbell Lighting | KIM LIGHTING | ARWX09/D/1/4K/65UV | Outdoor Luminaires | Mid Output | Architectural Flood and Spot Luminaires | Standard | FALSE | [9 empty] | 42341 |  |  | Yes |  | 3.1 | 10266 | 93.6 | 109.6 | 20 | 0.95 | 3900 | 70
P8WS3CQU | Hubbell Lighting | KIM LIGHTING | ARWX09/U/1/4K/65UV | Outdoor Luminaires | Mid Output | Architectural Flood and Spot Luminaires | Standard | FALSE | [9 empty] | 42341 |  |  | Yes |  | 3.1 | 10266 | 93.6 | 109.6 | 20 | 0.95 | 3900 | 70
PRSJB9XC | Hubbell Lighting | KIM LIGHTING | ARWX09/D/3/4K/65UV | Outdoor Luminaires | Mid Output | Architectural Flood and Spot Luminaires | Standard | FALSE | [9 empty] | 42341 |  |  | Yes |  | 3.1 | 9785 | 89.2 | 109.6 | 20 | 0.95 | 3900 | 70
PR67K42K | Hubbell Lighting | KIM LIGHTING | ARWX09/U/3/4K/65UV | Outdoor Luminaires | Mid Output | Architectural Flood and Spot Luminaires | Standard | FALSE | [9 empty] | 42341 |  |  | Yes |  | 3.1 | 9785 | 89.2 | 109.6 | 20 | 0.95 | 3900 | 70
PPJJZHSV | Hubbell Lighting | KIM LIGHTING | ARWX09/U/4/4K/65UV | Outdoor Luminaires | Mid Output | Architectural Flood and Spot Luminaires | Standard | FALSE | [9 empty] | 42341 |  |  | Yes |  | 3.1 | 9722 | 88.7 | 109.6 | 20 | 0.95 | 3900 | 70
PAEZWSMQ | Hubbell Lighting | KIM LIGHTING | ARWX09/D/4/4K/65UV | Outdoor Luminaires | Mid Output | Architectural Flood and Spot Luminaires | Standard | FALSE | [9 empty] | 42341 |  |  | Yes |  | 3.1 | 9722 | 88.7 | 109.6 | 20 | 0.95 | 3900 | 70
P58344UB | Hubbell Lighting | KIM LIGHTING | ARWX09/U/2/4K/65UV | Outdoor Luminaires | Mid Output | Architectural Flood and Spot Luminaires | Standard | FALSE | [9 empty] | 42341 |  |  | Yes |  | 3.1 | 9717 | 88.6 | 109.6 | 20 | 0.95 | 3900 | 70
P3KJAXMH | Hubbell Lighting | KIM LIGHTING | ARWX09/D/2/4K/65UV | Outdoor Luminaires | Mid Output | Architectural Flood and Spot Luminaires | Standard | FALSE | [9 empty] | 42341 |  |  | Yes |  | 3.1 | 9717 | 88.6 | 109.6 | 20 | 0.95 | 3900 | 70
PHASTPJU | Hubbell Lighting | KIM LIGHTING | ARWX09/U/1/4K/60UV | Outdoor Luminaires | Mid Output | Architectural Flood and Spot Luminaires | Standard | FALSE | [9 empty] | 42341 |  |  | Yes |  | 3.1 | 9680 | 95.5 | 101.3 | 20 | 0.94 | 3900 | 70
PH9N2FT6 | Hubbell Lighting | KIM LIGHTING | ARWX09/D/1/4K/60UV | Outdoor Luminaires | Mid Output | Architectural Flood and Spot Luminaires | Standard | FALSE | [9 empty] | 42341 |  |  | Yes |  | 3.1 | 9680 | 95.5 | 101.3 | 20 | 0.94 | 3900 | 70
PYZKH7TW | Hubbell Lighting | KIM LIGHTING | ARWX09/U/3/4K/60UV | Outdoor Luminaires | Mid Output | Architectural Flood and Spot Luminaires | Standard | FALSE | [9 empty] | 42341 |  |  | Yes |  | 3.1 | 9227 | 91 | 101.3 | 20 | 0.94 | 3900 | 70
PGKBSCN7 | Hubbell Lighting | KIM LIGHTING | ARWX09/D/3/4K/60UV | Outdoor Luminaires | Mid Output | Architectural Flood and Spot Luminaires | Standard | FALSE | [9 empty] | 42341 |  |  | Yes |  | 3.1 | 9227 | 91 | 101.3 | 20 | 0.94 | 3900 | 70
PX1HGS8U | Hubbell Lighting | KIM LIGHTING | ARWX09/U/4/4K/60UV | Outdoor Luminaires | Mid Output | Architectural Flood and Spot Luminaires | Standard | FALSE | [9 empty] | 42341 |  |  | Yes |  | 3.1 | 9167 | 90.4 | 101.3 | 20 | 0.94 | 3900 | 70
PVMZFSB8 | Hubbell Lighting | KIM LIGHTING | ARWX09/D/4/4K/60UV | Outdoor Luminaires | Mid Output | Architectural Flood and Spot Luminaires | Standard | FALSE | [9 empty] | 42341 |  |  | Yes |  | 3.1 | 9167 | 90.4 | 101.3 | 20 | 0.94 | 3900 | 70
P9SADZ11 | Hubbell Lighting | KIM LIGHTING | ARWX09/D/2/4K/60UV | Outdoor Luminaires | Mid Output | Architectural Flood and Spot Luminaires | Standard | FALSE | [9 empty] | 42341 |  |  | Yes |  | 3.1 | 9163 | 90.4 | 101.3 | 20 | 0.94 | 3900 | 70
P6DFJF63 | Hubbell Lighting | KIM LIGHTING | ARWX09/U/2/4K/60UV | Outdoor Luminaires | Mid Output | Architectural Flood and Spot Luminaires | Standard | FALSE | [9 empty] | 42341 |  |  | Yes |  | 3.1 | 9163 | 90.4 | 101.3 | 20 | 0.94 | 3900 | 70
PFRV3S4U | Hubbell Lighting | KIM LIGHTING | ARWX09/U/1/4K/55UV | Outdoor Luminaires | Mid Output | Architectural Flood and Spot Luminaires | Standard | FALSE | [9 empty] | 42341 |  |  | Yes |  | 3.1 | 9049 | 96.5 | 93.7 | 20 | 0.93 | 3900 | 70
PDXMD93E | Hubbell Lighting | KIM LIGHTING | ARWX09/D/1/4K/55UV | Outdoor Luminaires | Mid Output | Architectural Flood and Spot Luminaires | Standard | FALSE | [9 empty] | 42341 |  |  | Yes |  | 3.1 | 9049 | 96.5 | 93.7 | 20 | 0.93 | 3900 | 70
P6HW3CE4 | Hubbell Lighting | KIM LIGHTING | ARWX09/D/3/4K/55UV | Outdoor Luminaires | Mid Output | Architectural Flood and Spot Luminaires | Standard | FALSE | [9 empty] | 42341 |  |  | Yes |  | 3.1 | 8625 | 92 | 93.7 | 20 | 0.93 | 3900 | 70
P1UQFTQP | Hubbell Lighting | KIM LIGHTING | ARWX09/U/3/4K/55UV | Outdoor Luminaires | Mid Output | Architectural Flood and Spot Luminaires | Standard | FALSE | [9 empty] | 42341 |  |  | Yes |  | 3.1 | 8625 | 92 | 93.7 | 20 | 0.93 | 3900 | 70
PZW2TUQ3 | Hubbell Lighting | KIM LIGHTING | ARWX09/D/4/4K/55UV | Outdoor Luminaires | Mid Output | Architectural Flood and Spot Luminaires | Standard | FALSE | [9 empty] | 42341 |  |  | Yes |  | 3.1 | 8569 | 91.4 | 93.7 | 20 | 0.93 | 3900 | 70
P7S2PS9S | Hubbell Lighting | KIM LIGHTING | ARWX09/U/4/4K/55UV | Outdoor Luminaires | Mid Output | Architectural Flood and Spot Luminaires | Standard | FALSE | [9 empty] | 42341 |  |  | Yes |  | 3.1 | 8569 | 91.4 | 93.7 | 20 | 0.93 | 3900 | 70
P6CZSNB6 | Hubbell Lighting | KIM LIGHTING | ARWX09/U/2/4K/55UV | Outdoor Luminaires | Mid Output | Architectural Flood and Spot Luminaires | Standard | FALSE | [9 empty] | 42341 |  |  | Yes |  | 3.1 | 8565 | 91.4 | 93.7 | 20 | 0.93 | 3900 | 70
P4BFHP1E | Hubbell Lighting | KIM LIGHTING | ARWX09/D/2/4K/55UV | Outdoor Luminaires | Mid Output | Architectural Flood and Spot Luminaires | Standard | FALSE | [9 empty] | 42341 |  |  | Yes |  | 3.1 | 8565 | 91.4 | 93.7 | 20 | 0.93 | 3900 | 70
PS1YS46Z | Hubbell Lighting | KIM LIGHTING | ARWX09/D/1/4K/50UV | Outdoor Luminaires | Mid Output | Architectural Flood and Spot Luminaires | Standard | FALSE | [9 empty] | 42341 |  |  | Yes |  | 3.1 | 8413 | 98.2 | 85.6 | 20 | 0.96 | 3900 | 70
PQFPHMT8 | Hubbell Lighting | KIM LIGHTING | ARWX09/U/1/4K/50UV | Outdoor Luminaires | Mid Output | Architectural Flood and Spot Luminaires | Standard | FALSE | [9 empty] | 42341 |  |  | Yes |  | 3.1 | 8413 | 98.2 | 85.6 | 20 | 0.96 | 3900 | 70
PKBNZB1P | Hubbell Lighting | KIM LIGHTING | ARWX09/U/3/4K/50UV | Outdoor Luminaires | Mid Output | Architectural Flood and Spot Luminaires | Standard | FALSE | [9 empty] | 42341 |  |  | Yes |  | 3.1 | 8091 | 94.5 | 85.6 | 20 | 0.96 | 3900 | 70
P3MYUGXJ | Hubbell Lighting | KIM LIGHTING | ARWX09/D/3/4K/50UV | Outdoor Luminaires | Mid Output | Architectural Flood and Spot Luminaires | Standard | FALSE | [9 empty] | 42341 |  |  | Yes |  | 3.1 | 8091 | 94.5 | 85.6 | 20 | 0.96 | 3900 | 70
PF67Z5TD | Hubbell Lighting | KIM LIGHTING | ARWX09/U/4/4K/50UV | Outdoor Luminaires | Mid Output | Architectural Flood and Spot Luminaires | Standard | FALSE | [9 empty] | 42341 |  |  | Yes |  | 3.1 | 7967 | 93 | 85.6 | 20 | 0.96 | 3900 | 70
PB5RQCJU | Hubbell Lighting | KIM LIGHTING | ARWX09/D/4/4K/50UV | Outdoor Luminaires | Mid Output | Architectural Flood and Spot Luminaires | Standard | FALSE | [9 empty] | 42341 |  |  | Yes |  | 3.1 | 7967 | 93 | 85.6 | 20 | 0.96 | 3900 | 70
PYUUTT72 | Hubbell Lighting | KIM LIGHTING | ARWX09/U/2/4K/50UV | Outdoor Luminaires | Mid Output | Architectural Flood and Spot Luminaires | Standard | FALSE | [9 empty] | 42341 |  |  | Yes |  | 3.1 | 7963 | 93 | 85.6 | 20 | 0.96 | 3900 | 70
P616WQDZ | Hubbell Lighting | KIM LIGHTING | ARWX09/D/2/4K/50UV | Outdoor Luminaires | Mid Output | Architectural Flood and Spot Luminaires | Standard | FALSE | [9 empty] | 42341 |  |  | Yes |  | 3.1 | 7963 | 93 | 85.6 | 20 | 0.96 | 3900 | 70
P6WPG8XD | Hubbell Lighting | KIM LIGHTING | ARWX09/U/1/4K/45UV | Outdoor Luminaires | Mid Output | Architectural Flood and Spot Luminaires | Standard | FALSE | [9 empty] | 42341 |  |  | Yes |  | 3.1 | 7709 | 99.3 | 77.6 | 20 | 0.95 | 3900 | 70
P4WX8K4G | Hubbell Lighting | KIM LIGHTING | ARWX09/D/1/4K/45UV | Outdoor Luminaires | Mid Output | Architectural Flood and Spot Luminaires | Standard | FALSE | [9 empty] | 42341 |  |  | Yes |  | 3.1 | 7709 | 99.3 | 77.6 | 20 | 0.95 | 3900 | 70
PGQ9JZR2 | Hubbell Lighting | KIM LIGHTING | ARWX09/D/3/4K/45UV | Outdoor Luminaires | Mid Output | Architectural Flood and Spot Luminaires | Standard | FALSE | [9 empty] | 42341 |  |  | Yes |  | 3.1 | 7348 | 94.6 | 77.6 | 20 | 0.95 | 3900 | 70
P4BY7KES | Hubbell Lighting | KIM LIGHTING | ARWX09/U/3/4K/45UV | Outdoor Luminaires | Mid Output | Architectural Flood and Spot Luminaires | Standard | FALSE | [9 empty] | 42341 |  |  | Yes |  | 3.1 | 7348 | 94.6 | 77.6 | 20 | 0.95 | 3900 | 70
PSTUFWWD | Hubbell Lighting | KIM LIGHTING | ARWX09/D/4/4K/45UV | Outdoor Luminaires | Mid Output | Architectural Flood and Spot Luminaires | Standard | FALSE | [9 empty] | 42341 |  |  | Yes |  | 3.1 | 7300 | 94 | 77.6 | 20 | 0.95 | 3900 | 70
P7JD2PRV | Hubbell Lighting | KIM LIGHTING | ARWX09/U/4/4K/45UV | Outdoor Luminaires | Mid Output | Architectural Flood and Spot Luminaires | Standard | FALSE | [9 empty] | 42341 |  |  | Yes |  | 3.1 | 7300 | 94 | 77.6 | 20 | 0.95 | 3900 | 70
PKGW7B3G | Hubbell Lighting | KIM LIGHTING | ARWX09/D/2/4K/45UV | Outdoor Luminaires | Mid Output | Architectural Flood and Spot Luminaires | Standard | FALSE | [9 empty] | 42341 |  |  | Yes |  | 3.1 | 7297 | 94 | 77.6 | 20 | 0.95 | 3900 | 70
PAYHJPBP | Hubbell Lighting | KIM LIGHTING | ARWX09/U/2/4K/45UV | Outdoor Luminaires | Mid Output | Architectural Flood and Spot Luminaires | Standard | FALSE | [9 empty] | 42341 |  |  | Yes |  | 3.1 | 7297 | 94 | 77.6 | 20 | 0.95 | 3900 | 70
PKZPTXVC | Hubbell Lighting | KIM LIGHTING | ARWX09/D/1/4K/40UV | Outdoor Luminaires | Mid Output | Architectural Flood and Spot Luminaires | Standard | FALSE | [9 empty] | 42341 |  |  | Yes |  | 3.1 | 6983 | 100.4 | 69.5 | 20 | 0.94 | 3900 | 70
PAHWB48H | Hubbell Lighting | KIM LIGHTING | ARWX09/U/1/4K/40UV | Outdoor Luminaires | Mid Output | Architectural Flood and Spot Luminaires | Standard | FALSE | [9 empty] | 42341 |  |  | Yes |  | 3.1 | 6983 | 100.4 | 69.5 | 20 | 0.94 | 3900 | 70
PZ5EB4GC | Hubbell Lighting | KIM LIGHTING | ARWX09/U/3/4K/40UV | Outdoor Luminaires | Mid Output | Architectural Flood and Spot Luminaires | Standard | FALSE | [9 empty] | 42341 |  |  | Yes |  | 3.1 | 6656 | 95.7 | 69.5 | 20 | 0.94 | 3900 | 70
PFGMGH84 | Hubbell Lighting | KIM LIGHTING | ARWX09/D/3/4K/40UV | Outdoor Luminaires | Mid Output | Architectural Flood and Spot Luminaires | Standard | FALSE | [9 empty] | 42341 |  |  | Yes |  | 3.1 | 6656 | 95.7 | 69.5 | 20 | 0.94 | 3900 | 70
PPW9EYMM | Hubbell Lighting | KIM LIGHTING | ARWX09/D/4/4K/40UV | Outdoor Luminaires | Mid Output | Architectural Flood and Spot Luminaires | Standard | FALSE | [9 empty] | 42341 |  |  | Yes |  | 3.1 | 6613 | 95.1 | 69.5 | 20 | 0.94 | 3900 | 70
PE95YEH6 | Hubbell Lighting | KIM LIGHTING | ARWX09/U/4/4K/40UV | Outdoor Luminaires | Mid Output | Architectural Flood and Spot Luminaires | Standard | FALSE | [9 empty] | 42341 |  |  | Yes |  | 3.1 | 6613 | 95.1 | 69.5 | 20 | 0.94 | 3900 | 70
PCG57GTA | Hubbell Lighting | KIM LIGHTING | ARWX09/U/2/4K/40UV | Outdoor Luminaires | Mid Output | Architectural Flood and Spot Luminaires | Standard | FALSE | [9 empty] | 42341 |  |  | Yes |  | 3.1 | 6610 | 95.1 | 69.5 | 20 | 0.94 | 3900 | 70
PBG2MXWC | Hubbell Lighting | KIM LIGHTING | ARWX09/D/2/4K/40UV | Outdoor Luminaires | Mid Output | Architectural Flood and Spot Luminaires | Standard | FALSE | [9 empty] | 42341 |  |  | Yes |  | 3.1 | 6610 | 95.1 | 69.5 | 20 | 0.94 | 3900 | 70
PKUDQ494 | Hubbell Lighting | KIM LIGHTING | ARWX09/D/1/4K/35UV | Outdoor Luminaires | Mid Output | Architectural Flood and Spot Luminaires | Standard | FALSE | [9 empty] | 42341 |  |  | Yes |  | 3.1 | 6249 | 101.9 | 61.3 | 20 | 0.93 | 3900 | 70
PBYYBQU7 | Hubbell Lighting | KIM LIGHTING | ARWX09/U/1/4K/35UV | Outdoor Luminaires | Mid Output | Architectural Flood and Spot Luminaires | Standard | FALSE | [9 empty] | 42341 |  |  | Yes |  | 3.1 | 6249 | 101.9 | 61.3 | 20 | 0.93 | 3900 | 70
PUBEMZA9 | Hubbell Lighting | KIM LIGHTING | ARWX09/U/3/4K/35UV | Outdoor Luminaires | Mid Output | Architectural Flood and Spot Luminaires | Standard | FALSE | [9 empty] | 42341 |  |  | Yes |  | 3.1 | 5956 | 98.7 | 61.3 | 20 | 0.93 | 3900 | 70
P4ARE936 | Hubbell Lighting | KIM LIGHTING | ARWX09/D/3/4K/35UV | Outdoor Luminaires | Mid Output | Architectural Flood and Spot Luminaires | Standard | FALSE | [9 empty] | 42341 |  |  | Yes |  | 3.1 | 5956 | 98.7 | 61.3 | 20 | 0.93 | 3900 | 70
PPNGZR7F | Hubbell Lighting | KIM LIGHTING | ARWX09/U/4/4K/35UV | Outdoor Luminaires | Mid Output | Architectural Flood and Spot Luminaires | Standard | FALSE | [9 empty] | 42341 |  |  | Yes |  | 3.1 | 5917 | 98.1 | 61.3 | 20 | 0.93 | 3900 | 70
P5YAEXVN | Hubbell Lighting | KIM LIGHTING | ARWX09/D/4/4K/35UV | Outdoor Luminaires | Mid Output | Architectural Flood and Spot Luminaires | Standard | FALSE | [9 empty] | 42341 |  |  | Yes |  | 3.1 | 5917 | 98.1 | 61.3 | 20 | 0.93 | 3900 | 70
P6STEKDZ | Hubbell Lighting | KIM LIGHTING | ARWX09/D/2/4K/35UV | Outdoor Luminaires | Mid Output | Architectural Flood and Spot Luminaires | Standard | FALSE | [9 empty] | 42341 |  |  | Yes |  | 3.1 | 5915 | 96.4 | 61.3 | 20 | 0.93 | 3900 | 70
P2G3CPBN | Hubbell Lighting | KIM LIGHTING | ARWX09/U/2/4K/35UV | Outdoor Luminaires | Mid Output | Architectural Flood and Spot Luminaires | Standard | FALSE | [9 empty] | 42341 |  |  | Yes |  | 3.1 | 5915 | 96.4 | 61.3 | 20 | 0.93 | 3900 | 70
PFCR4UWD | Hubbell Lighting | KIM LIGHTING | ARWX09/U/1/3K/70UV | Outdoor Luminaires | Mid Output | Architectural Flood and Spot Luminaires | Standard | FALSE | [9 empty] | 42341 |  |  | Yes |  | 3.1 | 9850 | 83.1926 | 118.4 | 20 | 0.95 | 3000 | 80
P2AKF786 | Hubbell Lighting | KIM LIGHTING | ARWX09/D/1/3K/70UV | Outdoor Luminaires | Mid Output | Architectural Flood and Spot Luminaires | Standard | FALSE | [9 empty] | 42341 |  |  | Yes |  | 3.1 | 9850 | 83.1926 | 118.4 | 20 | 0.95 | 3000 | 80
PJAXQKE9 | Hubbell Lighting | KIM LIGHTING | ARWX16/U/2/3K/35UV | Outdoor Luminaires | Mid Output | Architectural Flood and Spot Luminaires | Standard | FALSE | [9 empty] | 42341 |  |  | Yes |  | 3.1 | 9787 | 89.8 | 108.9 | 20 | 0.92 | 3000 | 80
P2YGV5PW | Hubbell Lighting | KIM LIGHTING | ARWX16/D/2/3K/35UV | Outdoor Luminaires | Mid Output | Architectural Flood and Spot Luminaires | Standard | FALSE | [9 empty] | 42341 |  |  | Yes |  | 3.1 | 9787 | 89.8 | 108.9 | 20 | 0.92 | 3000 | 80
PAYFAGFU | Hubbell Lighting | KIM LIGHTING | ARWX16/D/3/3K/35UV | Outdoor Luminaires | Mid Output | Architectural Flood and Spot Luminaires | Standard | FALSE | [9 empty] | 42341 |  |  | Yes |  | 3.1 | 9463 | 86.8 | 108.9 | 20 | 0.92 | 3000 | 80
P7TAVKKP | Hubbell Lighting | KIM LIGHTING | ARWX16/U/3/3K/35UV | Outdoor Luminaires | Mid Output | Architectural Flood and Spot Luminaires | Standard | FALSE | [9 empty] | 42341 |  |  | Yes |  | 3.1 | 9463 | 86.8 | 108.9 | 20 | 0.92 | 3000 | 80
PT3TPUA5 | Hubbell Lighting | KIM LIGHTING | ARWX09/D/3/3K/70UV | Outdoor Luminaires | Mid Output | Architectural Flood and Spot Luminaires | Standard | FALSE | [9 empty] | 42341 |  |  | Yes |  | 3.1 | 9389 | 79.299 | 118.4 | 20 | 0.95 | 3000 | 80
PQRY3HAN | Hubbell Lighting | KIM LIGHTING | ARWX09/U/3/3K/70UV | Outdoor Luminaires | Mid Output | Architectural Flood and Spot Luminaires | Standard | FALSE | [9 empty] | 42341 |  |  | Yes |  | 3.1 | 9389 | 79.299 | 118.4 | 20 | 0.95 | 3000 | 80
PJSX2PGS | Hubbell Lighting | KIM LIGHTING | ARWX09/D/2/3K/70UV | Outdoor Luminaires | Mid Output | Architectural Flood and Spot Luminaires | Standard | FALSE | [9 empty] | 42341 |  |  | Yes |  | 3.1 | 9323 | 78.7416 | 118.4 | 20 | 0.95 | 3000 | 80
P7GFYNT4 | Hubbell Lighting | KIM LIGHTING | ARWX09/U/2/3K/70UV | Outdoor Luminaires | Mid Output | Architectural Flood and Spot Luminaires | Standard | FALSE | [9 empty] | 42341 |  |  | Yes |  | 3.1 | 9323 | 78.7416 | 118.4 | 20 | 0.95 | 3000 | 80
PS38VATP | Hubbell Lighting | KIM LIGHTING | ARWX09/D/1/3K/65UV | Outdoor Luminaires | Mid Output | Architectural Flood and Spot Luminaires | Standard | FALSE | [9 empty] | 42341 |  |  | Yes |  | 3.1 | 9297 | 84.8266 | 109.6 | 20 | 0.95 | 3000 | 80
P1TF2KT2 | Hubbell Lighting | KIM LIGHTING | ARWX09/U/1/3K/65UV | Outdoor Luminaires | Mid Output | Architectural Flood and Spot Luminaires | Standard | FALSE | [9 empty] | 42341 |  |  | Yes |  | 3.1 | 9297 | 84.8266 | 109.6 | 20 | 0.95 | 3000 | 80
PV3JWPPZ | Hubbell Lighting | KIM LIGHTING | ARWX16/D/4/3K/35UV | Outdoor Luminaires | Mid Output | Architectural Flood and Spot Luminaires | Standard | FALSE | [9 empty] | 42341 |  |  | Yes |  | 3.1 | 9031 | 82.4 | 109.5 | 20 | 0.92 | 3000 | 80
PHKDH35Z | Hubbell Lighting | KIM LIGHTING | ARWX16/U/4/3K/35UV | Outdoor Luminaires | Mid Output | Architectural Flood and Spot Luminaires | Standard | FALSE | [9 empty] | 42341 |  |  | Yes |  | 3.1 | 9031 | 82.4 | 109.5 | 20 | 0.92 | 3000 | 80
PC6DSFP3 | Hubbell Lighting | KIM LIGHTING | ARWX09/U/4/3K/70UV | Outdoor Luminaires | Mid Output | Architectural Flood and Spot Luminaires | Standard | FALSE | [9 empty] | 42341 |  |  | Yes |  | 3.1 | 9025 | 72.1 | 119.8 | 20 | 0.95 | 3000 | 80
PYJKH85C | Hubbell Lighting | KIM LIGHTING | ARWX09/U/3/3K/65UV | Outdoor Luminaires | Mid Output | Architectural Flood and Spot Luminaires | Standard | FALSE | [9 empty] | 42341 |  |  | Yes |  | 3.1 | 8861 | 80.8485 | 109.6 | 20 | 0.95 | 3000 | 80
PXGUYBX1 | Hubbell Lighting | KIM LIGHTING | ARWX09/D/3/3K/65UV | Outdoor Luminaires | Mid Output | Architectural Flood and Spot Luminaires | Standard | FALSE | [9 empty] | 42341 |  |  | Yes |  | 3.1 | 8861 | 80.8485 | 109.6 | 20 | 0.95 | 3000 | 80
P236HF4P | Hubbell Lighting | KIM LIGHTING | ARWX09/D/4/3K/65UV | Outdoor Luminaires | Mid Output | Architectural Flood and Spot Luminaires | Standard | FALSE | [9 empty] | 42341 |  |  | Yes |  | 3.1 | 8804 | 80.3285 | 109.6 | 20 | 0.95 | 3000 | 80
P1VUSGXS | Hubbell Lighting | KIM LIGHTING | ARWX09/U/4/3K/65UV | Outdoor Luminaires | Mid Output | Architectural Flood and Spot Luminaires | Standard | FALSE | [9 empty] | 42341 |  |  | Yes |  | 3.1 | 8804 | 80.3285 | 109.6 | 20 | 0.95 | 3000 | 80
PR7YWN1J | Hubbell Lighting | KIM LIGHTING | ARWX09/U/2/3K/65UV | Outdoor Luminaires | Mid Output | Architectural Flood and Spot Luminaires | Standard | FALSE | [9 empty] | 42341 |  |  | Yes |  | 3.1 | 8800 | 80.292 | 109.6 | 20 | 0.95 | 3000 | 80
PP4KJCBK | Hubbell Lighting | KIM LIGHTING | ARWX09/D/2/3K/65UV | Outdoor Luminaires | Mid Output | Architectural Flood and Spot Luminaires | Standard | FALSE | [9 empty] | 42341 |  |  | Yes |  | 3.1 | 8800 | 80.292 | 109.6 | 20 | 0.95 | 3000 | 80
PAEZSVT6 | Hubbell Lighting | KIM LIGHTING | ARWX09/U/1/3K/60UV | Outdoor Luminaires | Mid Output | Architectural Flood and Spot Luminaires | Standard | FALSE | [9 empty] | 42341 |  |  | Yes |  | 3.1 | 8767 | 86.5449 | 101.3 | 20 | 0.94 | 3000 | 80
P74ABBEC | Hubbell Lighting | KIM LIGHTING | ARWX09/D/1/3K/60UV | Outdoor Luminaires | Mid Output | Architectural Flood and Spot Luminaires | Standard | FALSE | [9 empty] | 42341 |  |  | Yes |  | 3.1 | 8767 | 86.5449 | 101.3 | 20 | 0.94 | 3000 | 80
PSJ7DZJ4 | Hubbell Lighting | KIM LIGHTING | ARWX09/U/3/3K/60UV | Outdoor Luminaires | Mid Output | Architectural Flood and Spot Luminaires | Standard | FALSE | [9 empty] | 42341 |  |  | Yes |  | 3.1 | 8356 | 82.4877 | 101.3 | 20 | 0.94 | 3000 | 80
P14QVFM7 | Hubbell Lighting | KIM LIGHTING | ARWX09/D/3/3K/60UV | Outdoor Luminaires | Mid Output | Architectural Flood and Spot Luminaires | Standard | FALSE | [9 empty] | 42341 |  |  | Yes |  | 3.1 | 8356 | 82.4877 | 101.3 | 20 | 0.94 | 3000 | 80
PJJ7G199 | Hubbell Lighting | KIM LIGHTING | ARWX09/U/4/3K/60UV | Outdoor Luminaires | Mid Output | Architectural Flood and Spot Luminaires | Standard | FALSE | [9 empty] | 42341 |  |  | Yes |  | 3.1 | 8302 | 81.9546 | 101.3 | 20 | 0.94 | 3000 | 80
P539BHFE | Hubbell Lighting | KIM LIGHTING | ARWX09/D/4/3K/60UV | Outdoor Luminaires | Mid Output | Architectural Flood and Spot Luminaires | Standard | FALSE | [9 empty] | 42341 |  |  | Yes |  | 3.1 | 8302 | 81.9546 | 101.3 | 20 | 0.94 | 3000 | 80
PS1PEX66 | Hubbell Lighting | KIM LIGHTING | ARWX09/D/2/3K/60UV | Outdoor Luminaires | Mid Output | Architectural Flood and Spot Luminaires | Standard | FALSE | [9 empty] | 42341 |  |  | Yes |  | 3.1 | 8298 | 81.9151 | 101.3 | 20 | 0.94 | 3000 | 80
PCPB9WT9 | Hubbell Lighting | KIM LIGHTING | ARWX09/U/2/3K/60UV | Outdoor Luminaires | Mid Output | Architectural Flood and Spot Luminaires | Standard | FALSE | [9 empty] | 42341 |  |  | Yes |  | 3.1 | 8298 | 81.9151 | 101.3 | 20 | 0.94 | 3000 | 80
PP7CWYET | Hubbell Lighting | KIM LIGHTING | ARWX09/D/1/3K/55UV | Outdoor Luminaires | Mid Output | Architectural Flood and Spot Luminaires | Standard | FALSE | [9 empty] | 42341 |  |  | Yes |  | 3.1 | 8195 | 87.46 | 93.7 | 20 | 0.93 | 3000 | 80
P1AEGSN9 | Hubbell Lighting | KIM LIGHTING | ARWX09/U/1/3K/55UV | Outdoor Luminaires | Mid Output | Architectural Flood and Spot Luminaires | Standard | FALSE | [9 empty] | 42341 |  |  | Yes |  | 3.1 | 8195 | 87.46 | 93.7 | 20 | 0.93 | 3000 | 80
PN3EY7GJ | Hubbell Lighting | KIM LIGHTING | ARWX09/D/3/3K/55UV | Outdoor Luminaires | Mid Output | Architectural Flood and Spot Luminaires | Standard | FALSE | [9 empty] | 42341 |  |  | Yes |  | 3.1 | 7811 | 83.3618 | 93.7 | 20 | 0.93 | 3000 | 80
PF6K8R45 | Hubbell Lighting | KIM LIGHTING | ARWX09/U/3/3K/55UV | Outdoor Luminaires | Mid Output | Architectural Flood and Spot Luminaires | Standard | FALSE | [9 empty] | 42341 |  |  | Yes |  | 3.1 | 7811 | 83.3618 | 93.7 | 20 | 0.93 | 3000 | 80
PSY8DM9E | Hubbell Lighting | KIM LIGHTING | ARWX09/D/4/3K/55UV | Outdoor Luminaires | Mid Output | Architectural Flood and Spot Luminaires | Standard | FALSE | [9 empty] | 42341 |  |  | Yes |  | 3.1 | 7760 | 82.8175 | 93.7 | 20 | 0.93 | 3000 | 80
PH93DWPN | Hubbell Lighting | KIM LIGHTING | ARWX09/U/4/3K/55UV | Outdoor Luminaires | Mid Output | Architectural Flood and Spot Luminaires | Standard | FALSE | [9 empty] | 42341 |  |  | Yes |  | 3.1 | 7760 | 82.8175 | 93.7 | 20 | 0.93 | 3000 | 80
PM67UN24 | Hubbell Lighting | KIM LIGHTING | ARWX09/D/2/3K/55UV | Outdoor Luminaires | Mid Output | Architectural Flood and Spot Luminaires | Standard | FALSE | [9 empty] | 42341 |  |  | Yes |  | 3.1 | 7757 | 82.7855 | 93.7 | 20 | 0.93 | 3000 | 80
PC2A8K4Z | Hubbell Lighting | KIM LIGHTING | ARWX09/U/2/3K/55UV | Outdoor Luminaires | Mid Output | Architectural Flood and Spot Luminaires | Standard | FALSE | [9 empty] | 42341 |  |  | Yes |  | 3.1 | 7757 | 82.7855 | 93.7 | 20 | 0.93 | 3000 | 80
PNEEMUFQ | Hubbell Lighting | KIM LIGHTING | ARWX09/U/1/3K/50UV | Outdoor Luminaires | Mid Output | Architectural Flood and Spot Luminaires | Standard | FALSE | [9 empty] | 42341 |  |  | Yes |  | 3.1 | 7619 | 89.007 | 85.6 | 20 | 0.96 | 3000 | 80
P67FBERQ | Hubbell Lighting | KIM LIGHTING | ARWX09/D/1/3K/50UV | Outdoor Luminaires | Mid Output | Architectural Flood and Spot Luminaires | Standard | FALSE | [9 empty] | 42341 |  |  | Yes |  | 3.1 | 7619 | 89.007 | 85.6 | 20 | 0.96 | 3000 | 80
PZWXWCNK | Hubbell Lighting | KIM LIGHTING | ARWX09/U/3/3K/50UV | Outdoor Luminaires | Mid Output | Architectural Flood and Spot Luminaires | Standard | FALSE | [9 empty] | 42341 |  |  | Yes |  | 3.1 | 7262 | 84.8364 | 85.6 | 20 | 0.96 | 3000 | 80
PGGJSYTG | Hubbell Lighting | KIM LIGHTING | ARWX09/D/3/3K/50UV | Outdoor Luminaires | Mid Output | Architectural Flood and Spot Luminaires | Standard | FALSE | [9 empty] | 42341 |  |  | Yes |  | 3.1 | 7262 | 84.8364 | 85.6 | 20 | 0.96 | 3000 | 80
PV9M8Q75 | Hubbell Lighting | KIM LIGHTING | ARWX09/U/2/3K/50UV | Outdoor Luminaires | Mid Output | Architectural Flood and Spot Luminaires | Standard | FALSE | [9 empty] | 42341 |  |  | Yes |  | 3.1 | 7211 | 84.2407 | 85.6 | 20 | 0.96 | 3000 | 80
PC4JZ8NV | Hubbell Lighting | KIM LIGHTING | ARWX09/D/2/3K/50UV | Outdoor Luminaires | Mid Output | Architectural Flood and Spot Luminaires | Standard | FALSE | [9 empty] | 42341 |  |  | Yes |  | 3.1 | 7211 | 84.2407 | 85.6 | 20 | 0.96 | 3000 | 80
PDJGKG15 | Hubbell Lighting | KIM LIGHTING | ARWX09/U/4/3K/50UV | Outdoor Luminaires | Mid Output | Architectural Flood and Spot Luminaires | Standard | FALSE | [9 empty] | 42341 |  |  | Yes |  | 3.1 | 7206 | 81 | 84.8 | 20 | 0.96 | 3000 | 80
P417P55N | Hubbell Lighting | KIM LIGHTING | ARWX09/D/4/3K/50UV | Outdoor Luminaires | Mid Output | Architectural Flood and Spot Luminaires | Standard | FALSE | [9 empty] | 42341 |  |  | Yes |  | 3.1 | 7206 | 81 | 84.8 | 20 | 0.96 | 3000 | 80
PV94Y5N8 | Hubbell Lighting | KIM LIGHTING | ARWX09/U/1/3K/45UV | Outdoor Luminaires | Mid Output | Architectural Flood and Spot Luminaires | Standard | FALSE | [9 empty] | 42341 |  |  | Yes |  | 3.1 | 6965 | 89.7 | 77.6 | 20 | 0.95 | 3000 | 80
PCYK7PWA | Hubbell Lighting | KIM LIGHTING | ARWX09/D/1/3K/45UV | Outdoor Luminaires | Mid Output | Architectural Flood and Spot Luminaires | Standard | FALSE | [9 empty] | 42341 |  |  | Yes |  | 3.1 | 6965 | 89.7 | 77.6 | 20 | 0.95 | 3000 | 80
PYSX8J78 | Hubbell Lighting | KIM LIGHTING | ARWX09/D/3/3K/45UV | Outdoor Luminaires | Mid Output | Architectural Flood and Spot Luminaires | Standard | FALSE | [9 empty] | 42341 |  |  | Yes |  | 3.1 | 6639 | 85.5 | 77.6 | 20 | 0.95 | 3000 | 80
PEB6S5VU | Hubbell Lighting | KIM LIGHTING | ARWX09/U/3/3K/45UV | Outdoor Luminaires | Mid Output | Architectural Flood and Spot Luminaires | Standard | FALSE | [9 empty] | 42341 |  |  | Yes |  | 3.1 | 6639 | 85.5 | 77.6 | 20 | 0.95 | 3000 | 80
PHF6E62U | Hubbell Lighting | KIM LIGHTING | ARWX09/U/4/3K/45UV | Outdoor Luminaires | Mid Output | Architectural Flood and Spot Luminaires | Standard | FALSE | [9 empty] | 42341 |  |  | Yes |  | 3.1 | 6596 | 85 | 77.6 | 20 | 0.95 | 3000 | 80
PEQZNNKM | Hubbell Lighting | KIM LIGHTING | ARWX09/D/4/3K/45UV | Outdoor Luminaires | Mid Output | Architectural Flood and Spot Luminaires | Standard | FALSE | [9 empty] | 42341 |  |  | Yes |  | 3.1 | 6596 | 85 | 77.6 | 20 | 0.95 | 3000 | 80
PS2JDZBD | Hubbell Lighting | KIM LIGHTING | ARWX09/D/2/3K/45UV | Outdoor Luminaires | Mid Output | Architectural Flood and Spot Luminaires | Standard | FALSE | [9 empty] | 42341 |  |  | Yes |  | 3.1 | 6592 | 84.9 | 77.6 | 20 | 0.95 | 3000 | 80
P4DFH8RM | Hubbell Lighting | KIM LIGHTING | ARWX09/U/2/3K/45UV | Outdoor Luminaires | Mid Output | Architectural Flood and Spot Luminaires | Standard | FALSE | [9 empty] | 42341 |  |  | Yes |  | 3.1 | 6592 | 84.9 | 77.6 | 20 | 0.95 | 3000 | 80
PQV4SR7K | Hubbell Lighting | KIM LIGHTING | ARWX09/U/1/3K/40UV | Outdoor Luminaires | Mid Output | Architectural Flood and Spot Luminaires | Standard | FALSE | [9 empty] | 42341 |  |  | Yes |  | 3.1 | 6309 | 90.7 | 69.5 | 20 | 0.94 | 3000 | 80
PB6F25UV | Hubbell Lighting | KIM LIGHTING | ARWX09/D/1/3K/40UV | Outdoor Luminaires | Mid Output | Architectural Flood and Spot Luminaires | Standard | FALSE | [9 empty] | 42341 |  |  | Yes |  | 3.1 | 6309 | 90.7 | 69.5 | 20 | 0.94 | 3000 | 80
PTXM7H4S | Hubbell Lighting | KIM LIGHTING | ARWX09/D/3/3K/40UV | Outdoor Luminaires | Mid Output | Architectural Flood and Spot Luminaires | Standard | FALSE | [9 empty] | 42341 |  |  | Yes |  | 3.1 | 6013 | 86.5 | 69.5 | 20 | 0.94 | 3000 | 80
PJYZA5YA | Hubbell Lighting | KIM LIGHTING | ARWX09/U/3/3K/40UV | Outdoor Luminaires | Mid Output | Architectural Flood and Spot Luminaires | Standard | FALSE | [9 empty] | 42341 |  |  | Yes |  | 3.1 | 6013 | 86.5 | 69.5 | 20 | 0.94 | 3000 | 80
PT2X7CG7 | Hubbell Lighting | KIM LIGHTING | ARWX09/U/4/3K/40UV | Outdoor Luminaires | Mid Output | Architectural Flood and Spot Luminaires | Standard | FALSE | [9 empty] | 42341 |  |  | Yes |  | 3.1 | 5974 | 85.9 | 69.5 | 20 | 0.94 | 3000 | 80
P18Y5K3B | Hubbell Lighting | KIM LIGHTING | ARWX09/D/4/3K/40UV | Outdoor Luminaires | Mid Output | Architectural Flood and Spot Luminaires | Standard | FALSE | [9 empty] | 42341 |  |  | Yes |  | 3.1 | 5974 | 85.9 | 69.5 | 20 | 0.94 | 3000 | 80
PVBFNFT7 | Hubbell Lighting | KIM LIGHTING | ARWX09/U/2/3K/40UV | Outdoor Luminaires | Mid Output | Architectural Flood and Spot Luminaires | Standard | FALSE | [9 empty] | 42341 |  |  | Yes |  | 3.1 | 5971 | 85.9 | 69.5 | 20 | 0.94 | 3000 | 80
P7KN3FGD | Hubbell Lighting | KIM LIGHTING | ARWX09/D/2/3K/40UV | Outdoor Luminaires | Mid Output | Architectural Flood and Spot Luminaires | Standard | FALSE | [9 empty] | 42341 |  |  | Yes |  | 3.1 | 5971 | 85.9 | 69.5 | 20 | 0.94 | 3000 | 80
PNFGT7UQ | Hubbell Lighting | KIM LIGHTING | ARWX09/U/1/3K/35UV | Outdoor Luminaires | Mid Output | Architectural Flood and Spot Luminaires | Standard | FALSE | [9 empty] | 42341 |  |  | Yes |  | 3.1 | 5645 | 92 | 61.3 | 20 | 0.93 | 3000 | 80
PHGRRFD1 | Hubbell Lighting | KIM LIGHTING | ARWX09/D/1/3K/35UV | Outdoor Luminaires | Mid Output | Architectural Flood and Spot Luminaires | Standard | FALSE | [9 empty] | 42341 |  |  | Yes |  | 3.1 | 5645 | 92 | 61.3 | 20 | 0.93 | 3000 | 80
PXHQU5ZX | Hubbell Lighting | KIM LIGHTING | ARWX09/D/3/3K/35UV | Outdoor Luminaires | Mid Output | Architectural Flood and Spot Luminaires | Standard | FALSE | [9 empty] | 42341 |  |  | Yes |  | 3.1 | 5381 | 88.84 | 60.9 | 20 | 0.93 | 3000 | 80
PUXGQ7KC | Hubbell Lighting | KIM LIGHTING | ARWX09/U/3/3K/35UV | Outdoor Luminaires | Mid Output | Architectural Flood and Spot Luminaires | Standard | FALSE | [9 empty] | 42341 |  |  | Yes |  | 3.1 | 5381 | 88.84 | 60.9 | 20 | 0.93 | 3000 | 80
PSHBHU9E | Hubbell Lighting | KIM LIGHTING | ARWX09/D/2/3K/35UV | Outdoor Luminaires | Mid Output | Architectural Flood and Spot Luminaires | Standard | FALSE | [9 empty] | 42341 |  |  | Yes |  | 3.1 | 5344 | 87.1 | 61.2 | 20 | 0.93 | 3000 | 80
PE1HK4RT | Hubbell Lighting | KIM LIGHTING | ARWX09/U/2/3K/35UV | Outdoor Luminaires | Mid Output | Architectural Flood and Spot Luminaires | Standard | FALSE | [9 empty] | 42341 |  |  | Yes |  | 3.1 | 5344 | 87.1 | 61.2 | 20 | 0.93 | 3000 | 80