P8NUTM1Y | Hubbell Lighting | KIM LIGHTING | ARWX09/U/4/3K/35UV | Outdoor Luminaires | Mid Output | Architectural Flood and Spot Luminaires | Standard | FALSE | [9 empty] | 42341 |  |  | Yes |  | 3.1 | 5286 | 86.7 | 61 | 20 | 0.93 | 3000 | 80
PNCYES2E | Hubbell Lighting | KIM LIGHTING | ARWX16/D/2/3K/50UV | Outdoor Luminaires | High Output | Architectural Flood and Spot Luminaires | Standard | FALSE | [9 empty] | 42341 |  |  | Yes |  | 3.1 | 13174 | 86.6 | 152.1 | 20 | 0.95 | 3000 | 80
P4HPEEDX | Hubbell Lighting | KIM LIGHTING | ARWX16/U/2/3K/50UV | Outdoor Luminaires | High Output | Architectural Flood and Spot Luminaires | Standard | FALSE | [9 empty] | 42341 |  |  | Yes |  | 3.1 | 13174 | 86.6 | 152.1 | 20 | 0.95 | 3000 | 80
PTE5GQZ5 | Hubbell Lighting | KIM LIGHTING | ARWX16/U/1/3K/50UV | Outdoor Luminaires | High Output | Architectural Flood and Spot Luminaires | Standard | FALSE | [9 empty] | 42341 |  |  | Yes |  | 3.1 | 13082 | 86 | 152.1 | 20 | 0.95 | 3000 | 80
P6TDXXY6 | Hubbell Lighting | KIM LIGHTING | ARWX16/D/1/3K/50UV | Outdoor Luminaires | High Output | Architectural Flood and Spot Luminaires | Standard | FALSE | [9 empty] | 42341 |  |  | Yes |  | 3.1 | 13082 | 86 | 152.1 | 20 | 0.95 | 3000 | 80
PYB13RK9 | Hubbell Lighting | KIM LIGHTING | ARWX16/D/3/3K/50UV | Outdoor Luminaires | High Output | Architectural Flood and Spot Luminaires | Standard | FALSE | [9 empty] | 42341 |  |  | Yes |  | 3.1 | 12803 | 84.1 | 152.1 | 20 | 0.95 | 3000 | 80
P9WM467G | Hubbell Lighting | KIM LIGHTING | ARWX16/U/3/3K/50UV | Outdoor Luminaires | High Output | Architectural Flood and Spot Luminaires | Standard | FALSE | [9 empty] | 42341 |  |  | Yes |  | 3.1 | 12803 | 84.1 | 152.1 | 20 | 0.95 | 3000 | 80
PZ337XXE | Hubbell Lighting | KIM LIGHTING | ARWX16/U/4/3K/50UV | Outdoor Luminaires | High Output | Architectural Flood and Spot Luminaires | Standard | FALSE | [9 empty] | 42341 |  |  | Yes |  | 3.1 | 12156 | 79.9 | 152.1 | 20 | 0.95 | 3000 | 80
PX4CGCRW | Hubbell Lighting | KIM LIGHTING | ARWX16/U/2/3K/45UV | Outdoor Luminaires | High Output | Architectural Flood and Spot Luminaires | Standard | FALSE | [9 empty] | 42341 |  |  | Yes |  | 3.1 | 12074 | 87.8 | 137.5 | 20 | 0.94 | 3000 | 80
PPXZ3E41 | Hubbell Lighting | KIM LIGHTING | ARWX16/D/2/3K/45UV | Outdoor Luminaires | High Output | Architectural Flood and Spot Luminaires | Standard | FALSE | [9 empty] | 42341 |  |  | Yes |  | 3.1 | 12074 | 87.8 | 137.5 | 20 | 0.94 | 3000 | 80
PXF1BTBK | Hubbell Lighting | KIM LIGHTING | ARWX16/D/1/3K/45UV | Outdoor Luminaires | High Output | Architectural Flood and Spot Luminaires | Standard | FALSE | [9 empty] | 42341 |  |  | Yes |  | 3.1 | 11990 | 87.2 | 137.5 | 20 | 0.94 | 3000 | 80
PEDET3QG | Hubbell Lighting | KIM LIGHTING | ARWX16/U/1/3K/45UV | Outdoor Luminaires | High Output | Architectural Flood and Spot Luminaires | Standard | FALSE | [9 empty] | 42341 |  |  | Yes |  | 3.1 | 11990 | 87.2 | 137.5 | 20 | 0.94 | 3000 | 80
PGJ758G2 | Hubbell Lighting | KIM LIGHTING | ARWX16/U/3/3K/45UV | Outdoor Luminaires | High Output | Architectural Flood and Spot Luminaires | Standard | FALSE | [9 empty] | 42341 |  |  | Yes |  | 3.1 | 11731 | 85.3 | 137.5 | 20 | 0.94 | 3000 | 80
PFVNJER5 | Hubbell Lighting | KIM LIGHTING | ARWX16/D/3/3K/45UV | Outdoor Luminaires | High Output | Architectural Flood and Spot Luminaires | Standard | FALSE | [9 empty] | 42341 |  |  | Yes |  | 3.1 | 11731 | 85.3 | 137.5 | 20 | 0.94 | 3000 | 80
PBDXU7MK | Hubbell Lighting | KIM LIGHTING | ARWX16/D/4/3K/45UV | Outdoor Luminaires | High Output | Architectural Flood and Spot Luminaires | Standard | FALSE | [9 empty] | 42341 |  |  | Yes |  | 3.1 | 11141 | 81 | 137.5 | 20 | 0.94 | 3000 | 80
P8TR8FWS | Hubbell Lighting | KIM LIGHTING | ARWX16/U/4/3K/45UV | Outdoor Luminaires | High Output | Architectural Flood and Spot Luminaires | Standard | FALSE | [9 empty] | 42341 |  |  | Yes |  | 3.1 | 11141 | 81 | 137.5 | 20 | 0.94 | 3000 | 80
PW26EUHH | Hubbell Lighting | KIM LIGHTING | ARWX16/U/2/3K/40UV | Outdoor Luminaires | High Output | Architectural Flood and Spot Luminaires | Standard | FALSE | [9 empty] | 42341 |  |  | Yes |  | 3.1 | 10936 | 88.4 | 123.6 | 20 | 0.92 | 3000 | 80
P7JJFA9J | Hubbell Lighting | KIM LIGHTING | ARWX16/D/2/3K/40UV | Outdoor Luminaires | High Output | Architectural Flood and Spot Luminaires | Standard | FALSE | [9 empty] | 42341 |  |  | Yes |  | 3.1 | 10936 | 88.4 | 123.6 | 20 | 0.92 | 3000 | 80
PTJSMVJB | Hubbell Lighting | KIM LIGHTING | ARWX16/U/1/3K/40UV | Outdoor Luminaires | High Output | Architectural Flood and Spot Luminaires | Standard | FALSE | [9 empty] | 42341 |  |  | Yes |  | 3.1 | 10860 | 87.8 | 123.6 | 20 | 0.92 | 3000 | 80
P6F4CHPC | Hubbell Lighting | KIM LIGHTING | ARWX16/D/1/3K/40UV | Outdoor Luminaires | High Output | Architectural Flood and Spot Luminaires | Standard | FALSE | [9 empty] | 42341 |  |  | Yes |  | 3.1 | 10860 | 87.8 | 123.6 | 20 | 0.92 | 3000 | 80
PW662TK8 | Hubbell Lighting | KIM LIGHTING | ARWX16/U/3/3K/40UV | Outdoor Luminaires | High Output | Architectural Flood and Spot Luminaires | Standard | FALSE | [9 empty] | 42341 |  |  | Yes |  | 3.1 | 10604 | 85.7 | 123.6 | 20 | 0.92 | 3000 | 80
PAKFVDNC | Hubbell Lighting | KIM LIGHTING | ARWX16/D/3/3K/40UV | Outdoor Luminaires | High Output | Architectural Flood and Spot Luminaires | Standard | FALSE | [9 empty] | 42341 |  |  | Yes |  | 3.1 | 10604 | 85.7 | 123.6 | 20 | 0.92 | 3000 | 80
PRES55MX | Hubbell Lighting | KIM LIGHTING | ARWX16/D/4/3K/40UV | Outdoor Luminaires | High Output | Architectural Flood and Spot Luminaires | Standard | FALSE | [9 empty] | 42341 |  |  | Yes |  | 3.1 | 10092 | 81.6 | 123.6 | 20 | 0.92 | 3000 | 80
PGB8M514 | Hubbell Lighting | KIM LIGHTING | ARWX16/U/4/3K/40UV | Outdoor Luminaires | High Output | Architectural Flood and Spot Luminaires | Standard | FALSE | [9 empty] | 42341 |  |  | Yes |  | 3.1 | 10092 | 81.6 | 123.6 | 20 | 0.92 | 3000 | 80
PVX63MNA | Hubbell Lighting | KIM LIGHTING | ARWX16/D/1/3K/35UV | Outdoor Luminaires | High Output | Architectural Flood and Spot Luminaires | Standard | FALSE | [9 empty] | 42341 |  |  | Yes |  | 3.1 | 9719 | 89.2 | 108.9 | 20 | 0.92 | 3000 | 80
PS6QN4SK | Hubbell Lighting | KIM LIGHTING | ARWX16/U/1/3K/35UV | Outdoor Luminaires | High Output | Architectural Flood and Spot Luminaires | Standard | FALSE | [9 empty] | 42341 |  |  | Yes |  | 3.1 | 9719 | 89.2 | 108.9 | 20 | 0.92 | 3000 | 80
PD5D984N | ENCORE LED LLC | Encore LED | ENC-FL-36-55 | Outdoor Luminaires | Low Output | Architectural Flood and Spot Luminaires | Standard | TRUE | 2772.8 | 78.35 | 35.39 | 20.3 | 0.9823 | 5685 | 69.2 | 5 | 50000 | 42340 |  |  | NotYetVerified |  | 3 | 2772 | 77 | 36 | 20 | 0.9 | 5500 | 69
PWW9CWEW | Shanghai CKRA Lighting Technology Co. Ltd | CKRA | CKL-HB37A-320W-3000K | Outdoor Luminaires | High Output | Architectural Flood and Spot Luminaires | Standard | TRUE | 25731.5 | 80.16 | 321 | 7.19 | 0.9701 | 3080 | 82.1 | 5 | 50000 | 42340 |  |  | No |  | 3 | 25000 | 80 | 320 | 7.19 | 0.9701 | 3000 | 80
PJ3JR3EA | ENCORE LED LLC | Encore LED | ENC-FL-50-41 | Outdoor Luminaires | Low Output | Architectural Flood and Spot Luminaires | Standard | TRUE | 4251.2 | 85.56 | 49.69 | 15.81 | 0.9585 | 4159 | 75.3 | 5 | 50000 | 42340 |  |  | NotYetVerified |  | 3 | 4250 | 85 | 50 |  |  | 4100 | 75
PYZZE1AH | Shanghai CKRA Lighting Technology Co. Ltd | CKRA | CKL-HB37A-320W-5000K | Outdoor Luminaires | High Output | Architectural Flood and Spot Luminaires | Standard | FALSE | [9 empty] | 42340 |  |  | No |  | 3 | 25000 | 80 | 320 | 7.19 | 0.9701 | 5000 | 80
PRBT2FZN | Shanghai CKRA Lighting Technology Co. Ltd | CKRA | CKL-HB37A-320W-4000K | Outdoor Luminaires | High Output | Architectural Flood and Spot Luminaires | Standard | FALSE | [9 empty] | 42340 |  |  | No |  | 3 | 25000 | 80 | 320 | 7.19 | 0.9701 | 4000 | 80
PTEBF1FD | ENCORE LED LLC | Encore LED | ENC-FL-50-55 | Outdoor Luminaires | Low Output | Architectural Flood and Spot Luminaires | Standard | FALSE | [9 empty] | 42340 | Not Yet Verified | Not Yet Verified | NotYetVerified |  | 3 | 4500 | 90 | 50 |  |  | 5500 | 68
PFJV6JNW | ENCORE LED LLC | Encore LED | ENC-FL-50-50 | Outdoor Luminaires | Low Output | Architectural Flood and Spot Luminaires | Standard | FALSE | [9 empty] | 42340 | Not Yet Verified | Not Yet Verified | NotYetVerified |  | 3 | 4500 | 90 | 50 |  |  | 5000 | 75
PBYCBJZR | ENCORE LED LLC | Encore LED | ENC-FL-50-45 | Outdoor Luminaires | Low Output | Architectural Flood and Spot Luminaires | Standard | FALSE | [9 empty] | 42340 | Not Yet Verified | Not Yet Verified | NotYetVerified |  | 3 | 4500 | 90 | 50 |  |  | 4500 | 75
PB98GAXM | PACLIGHTS LLC | PacLights | FFL100 | Outdoor Luminaires | Mid Output | Architectural Flood and Spot Luminaires | Standard | TRUE | 9305.23 | 91.15 | 103.424 | 20.86 | 0.963 | 5278 | 83.4 | 5 | 50000 | 42339 |  |  | NotYetVerified |  | 3 |  |  | 100 |  |  | 5000 | 70
P8351P47 | PACLIGHTS LLC | PacLights | FFL200 | Outdoor Luminaires | High Output | Architectural Flood and Spot Luminaires | Standard | TRUE | 19289.52 | 97.353 | 198.14 | 14.5 | 0.9442 | 4950 | 81.3 | 5 | 50000 | 42339 |  |  | NotYetVerified |  | 3 |  |  | 200 |  | 0.95 | 5000 | 70
PB65PH65 | PACLIGHTS LLC | PacLights | FFL150 | Outdoor Luminaires | High Output | Architectural Flood and Spot Luminaires | Standard | TRUE | 14824.68 | 97.288 | 152.38 | 14.24 | 0.927 | 5134 | 82.3 | 5 | 50000 | 42339 |  |  | NotYetVerified |  | 3 |  |  | 150 |  |  | 5000 | 70
PD3W51AM | PACLIGHTS LLC | PacLights | FFL50 | Outdoor Luminaires | Low Output | Architectural Flood and Spot Luminaires | Standard | TRUE | 4633.779 | 90.86 | 51 | 20.86 | 0.927 | 5144 | 83.3 | 5 | 50000 | 42339 |  |  | NotYetVerified |  | 3 |  |  | 50 |  | 0.95 | 5000 | 70
PUFW9B6K | PACLIGHTS LLC | PacLights | FFL20-3000K | Outdoor Luminaires | Low Output | Architectural Flood and Spot Luminaires | Standard | TRUE | 1760.2 | 83.26 | 21.14 | 20.96 | 0.911 | 3086 | 81 | 5 | 50000 | 42339 |  |  | NotYetVerified |  | 3 |  | 90 | 20 |  | 0.95 | 3000 | 70
PBRGD1TM | PACLIGHTS LLC | PacLights | FFL30-3000K | Outdoor Luminaires | Low Output | Architectural Flood and Spot Luminaires | Standard | TRUE | 2564.6 | 85.15 | 30.12 | 23.05 | 0.909 | 3075 | 81 | 5 | 50000 | 42339 |  |  | NotYetVerified |  | 3 |  | 90 | 30 |  | 0.95 | 3000 | 70
P7PA9S7E | PACLIGHTS LLC | PacLights | FFL10 | Outdoor Luminaires | Low Output | Architectural Flood and Spot Luminaires | Standard | TRUE | 908.653 | 85.16 | 10.67 | 18.53 | 0.906 | 5072 | 83.2 | 5 | 50000 | 42339 |  |  | NotYetVerified |  | 3 |  | 90 | 10 |  | 0.95 | 5000 | 70
PEQQ866B | RC Lighting | RC Lighting | FFLED80[All Mounting Options][All Colors][/PC/PC2/PCS/PCS2] RCL | Outdoor Luminaires | Mid Output | Architectural Flood and Spot Luminaires | Premium | FALSE | [9 empty] | 42339 |  |  | Yes |  | 3 | 9672 | 109 | 88.8 | 19.5 | 0.898 | 5084 | 72
P368QN58 | RC Lighting | RC Lighting | FFLED80[All Mounting Options][4x4][All Colors][/PC/PC2/PCS/PCS2] RCL | Outdoor Luminaires | Mid Output | Architectural Flood and Spot Luminaires | Standard | FALSE | [9 empty] | 42339 |  |  | Yes |  | 3 | 7866 | 91 | 87 | 22.1 | 0.88 | 4919 | 72
PQYVQR23 | RC Lighting | RC Lighting | FFLED80[All Mounting Options][5x5][All Colors][/PC/PC2/PCS/PCS2] RCL | Outdoor Luminaires | Mid Output | Architectural Flood and Spot Luminaires | Standard | FALSE | [9 empty] | 42339 |  |  | Yes |  | 3 | 7860 | 91 | 86.7 | 22 | 0.877 | 4897 | 71
PZ6PAH1B | RC Lighting | RC Lighting | FFLED80[All Mounting Options]N[All Colors][/PC/PC2/PCS/PCS2] RCL | Outdoor Luminaires | Mid Output | Architectural Flood and Spot Luminaires | Premium | FALSE | [9 empty] | 42339 |  |  | Yes |  | 3 | 9157 | 104.1 | 88 | 19.3 | 0.9 | 4046 | 72
PVB55BQX | RC Lighting | RC Lighting | FFLED80[All Mounting Options]N[4x4][All Colors][/PC/PC2/PCS/PCS2] RCL | Outdoor Luminaires | Mid Output | Architectural Flood and Spot Luminaires | Standard | FALSE | [9 empty] | 42339 |  |  | Yes |  | 3 | 7986 | 91 | 88 | 20.6 | 0.9 | 3994 | 72
P95SB576 | RC Lighting | RC Lighting | FFLED80[All Mounting Options]N[5x5][All Colors][/PC/PC2/PCS/PCS2] RCL | Outdoor Luminaires | Mid Output | Architectural Flood and Spot Luminaires | Standard | FALSE | [9 empty] | 42339 |  |  | Yes |  | 3 | 7572 | 86 | 88 | 20.6 | 0.895 | 3970 | 71
P3YK8RND | RC Lighting | RC Lighting | FFLED80[All Mounting Options]Y[All Colors][/PC/PC2/PCS/PCS2] RCL | Outdoor Luminaires | Mid Output | Architectural Flood and Spot Luminaires | Standard | FALSE | [9 empty] | 42339 |  |  | Yes |  | 3 | 8591 | 98.3 | 87.4 | 20.4 | 0.896 | 3160 | 71
P5FAFC7V | RC Lighting | RC Lighting | FFLED80[All Mounting Options]Y[4x4][All Colors][/PC/PC2/PCS/PCS2] RCL | Outdoor Luminaires | Mid Output | Architectural Flood and Spot Luminaires | Standard | FALSE | [9 empty] | 42339 |  |  | Yes |  | 3 | 7456 | 84.8 | 88 | 19.6 | 0.899 | 3119 | 71
PB96S433 | RC Lighting | RC Lighting | FFLED80[All Mounting Options]Y[5x5][All Colors][/PC/PC2/PCS/PCS2] RCL | Outdoor Luminaires | Mid Output | Architectural Flood and Spot Luminaires | Standard | FALSE | [9 empty] | 42339 |  |  | Yes |  | 3 | 6952 | 79.1 | 88 | 19.7 | 0.898 | 3108 | 71
PWZNW3WY | PACLIGHTS LLC | PacLights | FFL30-5000K | Outdoor Luminaires | Low Output | Architectural Flood and Spot Luminaires | Standard | FALSE | [9 empty] | 42339 |  |  | NotYetVerified |  | 3 | 2700 | 90 | 30 |  | 0.95 | 5000 | 70
PFJCRGUC | PACLIGHTS LLC | PacLights | FFL20-5000K | Outdoor Luminaires | Low Output | Architectural Flood and Spot Luminaires | Standard | FALSE | [9 empty] | 42339 |  |  | NotYetVerified |  | 3 | 1800 | 90 | 20 |  | 0.95 | 5000 | 70
P3XSE547 | XUYANG GROUP (SHENZHEN) GLOBAL BUSINESS SERVICE LTD. | XY | ZD-30W-000-27 | Outdoor Luminaires | Low Output | Architectural Flood and Spot Luminaires | Standard | TRUE | 2714 | 92.79 | 29.25 | 16.02 | 0.9483 | 2787 | 82.4 | 5 | 50000 | 42338 |  |  | No |  | 3 | 2714 | 92.79 | 29.25 | 16.02 | 0.9483 | 2700 | 82.4
PUAYQBWZ | Topaz Lighting Corp. | Topaz | F-FL-44WLED-67 | Outdoor Luminaires | Low Output | Architectural Flood and Spot Luminaires | Standard | TRUE | 3535.9 | 84 | 42.01 | 21 | 0.92 | 5146 | 83 | 5 | 50000 | 42338 |  |  | NotYetVerified |  | 3 | 3535.9 | 84 | 42.01 | 21 | 0.92 | 5146 | 83
PACPUEKN | Topaz Lighting Corp. | Topaz | F-FL-22WLED-67 | Outdoor Luminaires | Low Output | Architectural Flood and Spot Luminaires | Standard | TRUE | 1555.32 | 74 | 20.91 | 21 | 0.92 | 5114 | 75 | 5 | 50000 | 42338 |  |  | NotYetVerified |  | 3 | 1555.32 | 74 | 20.91 | 21 | 0.92 | 5114 | 75
PJDHA5TA | Cree Inc. | E-Conolight | E-CF2L21N2X | Outdoor Luminaires | Low Output | Architectural Flood and Spot Luminaires | Standard | TRUE | 1646 | 83.3 | 19.76 | 9 | 0.885 | 3958 | 75 | 5 | 50000 | 42338 |  |  | No |  | 3 | 1600 | 83 | 20 | 9 | 0.885 | 4000 | 75
PYBZUD6S | Cree Inc. | E-Conolight | E-CF3L03N2X | Outdoor Luminaires | Low Output | Architectural Flood and Spot Luminaires | Standard | TRUE | 2850.7 | 101.81 | 28 | 21.94 | 0.872 | 3989 | 84 | 5 | 76000 | 42338 |  |  | No |  | 3 | 2850 | 101.8 | 28 | 21.9 | 0.87 | 4000 | 84
PYT3XCTD | XUYANG GROUP (SHENZHEN) GLOBAL BUSINESS SERVICE LTD. | XY | ZD-30W-000-50 | Outdoor Luminaires | Low Output | Architectural Flood and Spot Luminaires | Standard | FALSE | [9 empty] | 42338 |  |  | No |  | 3 | 2853 | 96.84 | 29.46 | 15.79 | 0.9418 | 5000 | 83.7
PH26BNT9 | XUYANG GROUP (SHENZHEN) GLOBAL BUSINESS SERVICE LTD. | XY | ZD-30W-000-41 | Outdoor Luminaires | Low Output | Architectural Flood and Spot Luminaires | Standard | FALSE | [9 empty] | 42338 |  |  | No |  | 3 | 2714 | 92.79 | 29.25 | 16.02 | 0.9483 | 4100 | 82.4
PXCJQZN4 | XUYANG GROUP (SHENZHEN) GLOBAL BUSINESS SERVICE LTD. | XY | ZD-30W-000-30 | Outdoor Luminaires | Low Output | Architectural Flood and Spot Luminaires | Standard | FALSE | [9 empty] | 42338 |  |  | No |  | 3 | 2714 | 92.79 | 29.25 | 16.02 | 0.9483 | 3000 | 82.4
PMV1WZB4 | Cree Inc. | E-Conolight | E-CF3L03C2X | Outdoor Luminaires | Low Output | Architectural Flood and Spot Luminaires | Standard | FALSE | [9 empty] | 42338 |  |  | No |  | 3 | 2950 | 104.6 | 28.5 | 20 | 0.87 | 5000 | 84
PAWJ36VK | Torshare Ltd | TORSHARE | APL01-10W(3000K) [120V Only] | Outdoor Luminaires | Low Output | Architectural Flood and Spot Luminaires | Standard | TRUE | 1089.8 | 110.66 | 9.848 | 16.91 | 0.9838 | 2969 | 82.7 | 5 | 50000 | 42333 |  |  | No |  | 4 | 1089.8 | 110.66 | 9.848 | 16.91 | 0.9838 | 3000 | 82.7
P9U8ANXS | Torshare Ltd | TORSHARE | APL01-10W(5700K) [120V Only] | Outdoor Luminaires | Low Output | Architectural Flood and Spot Luminaires | Standard | FALSE | [9 empty] | 42333 |  |  | No |  | 4 | 1188 | 121.1 | 9.81 | 16.8 | 0.9847 | 5700 | 81.3
PSBBS4KS | Torshare Ltd | TORSHARE | APL01-10W(5000K) [120V Only] | Outdoor Luminaires | Low Output | Architectural Flood and Spot Luminaires | Standard | FALSE | [9 empty] | 42333 |  |  | No |  | 4 | 1089.8 | 110.66 | 9.848 | 16.91 | 0.9838 | 5000 | 82.7
P5CEK674 | Torshare Ltd | TORSHARE | APL01-10W(4500K) [120V Only] | Outdoor Luminaires | Low Output | Architectural Flood and Spot Luminaires | Standard | FALSE | [9 empty] | 42333 |  |  | No |  | 4 | 1089.8 | 110.66 | 9.848 | 16.91 | 0.9838 | 4500 | 82.7
PUM7QYYG | Torshare Ltd | TORSHARE | APL01-10W(4000K) [120V Only] | Outdoor Luminaires | Low Output | Architectural Flood and Spot Luminaires | Standard | FALSE | [9 empty] | 42333 |  |  | No |  | 4 | 1089.8 | 110.66 | 9.848 | 16.91 | 0.9838 | 4000 | 82.7
PKT2U4ZT | Torshare Ltd | TORSHARE | APL01-10W(3500K) [120V Only] | Outdoor Luminaires | Low Output | Architectural Flood and Spot Luminaires | Standard | FALSE | [9 empty] | 42333 |  |  | No |  | 4 | 1089.8 | 110.66 | 9.848 | 16.91 | 0.9838 | 3500 | 82.7
PRWCT4C9M | Lumingen Technologies Ltd. |  | SLD-PK-0300 | Outdoor Luminaires | Very High Output | Architectural Flood and Spot Luminaires | Standard | TRUE | 31083.75 | 115.78 | 268.45 | 16.15 | 0.9136 | 4791 | 72.4 | 5 | 162000 | 42332 |  |  | No |  | 3 | 31090 | 115.81 | 268.45 | 8.31 | 0.9927 | 4791 | 72.4
PYMRZ2KF | Eaton (formerly Cooper Lighting) | Streetworks | GAN-AE-02-LED-[Voltages include 120 thru 277V and 347V]-5MQ-[All Color]-[All Wall Mounting]-700-[Options include 2L 3 HA P 4 L90 R90 MS/DIM-Lxx MS/x-Lxx DIMRF-[LW or LN] MT TH and LCF] | Outdoor Luminaires | Mid Output | Architectural Flood and Spot Luminaires | Standard | FALSE | [9 empty] | 42331 |  |  | Yes |  | 3 | 8062.01 | 72.75 | 110.82 | 12.24 | 0.976 | 4000 | 73
PY7N69MF | Eaton (formerly Cooper Lighting) | Streetworks | GAN-AE-02-LED-[Voltages include 120 thru 277V and 347V]-5MQ-[All Color]-[All Pole/Arm Mounting]-700-[Options include 2L 3 HA P 4 L90 R90 MS/DIM-Lxx MS/x-Lxx DIMRF-[LW or LN] MT TH and LCF] | Outdoor Luminaires | Mid Output | Architectural Flood and Spot Luminaires | Standard | FALSE | [9 empty] | 42331 |  |  | Yes |  | 3 | 8062.01 | 72.75 | 110.82 | 12.24 | 0.976 | 4000 | 73
PJFRYYWR | Eaton (formerly Cooper Lighting) | Mcgraw-Edison | GLEON-AE-02-LED-[Voltages include 120 thru 277V and 347V]-5MQ-[All Color]-[All Pole/Arm Mounting]-700-[Options include 2L HA P R L90 R90 MS/DIM-Lxx MS/x-Lxx DIMRF-[LW or LN] MT TH and LCF] | Outdoor Luminaires | Mid Output | Architectural Flood and Spot Luminaires | Standard | FALSE | [9 empty] | 42331 |  |  | Yes |  | 3 | 8062.01 | 72.75 | 110.82 | 12.24 | 0.976 | 4000 | 73
PE37NBM7 | Eaton (formerly Cooper Lighting) | Mcgraw-Edison | GLEON-AE-02-LED-[Voltages include 120 thru 277V and 347V]-5MQ-[All Color]-[All Wall Mounting]-700-[Options include 2L HA P R L90 R90 MS/DIM-Lxx MS/x-Lxx DIMRF-[LW or LN] MT TH and LCF] | Outdoor Luminaires | Mid Output | Architectural Flood and Spot Luminaires | Standard | FALSE | [9 empty] | 42331 |  |  | Yes |  | 3 | 8062.01 | 72.75 | 110.82 | 12.24 | 0.976 | 4000 | 73
PHGAHGS9 | Eaton (formerly Cooper Lighting) | Streetworks | GAN-AE-02-LED-[Voltages include 120 thru 277V and 347V]-T2R-[All Color]-[All Wall Mounting]-700-[Options include 2L 3 HA P 4 L90 R90 MS/DIM-Lxx MS/x-Lxx DIMRF-[LW or LN] MT TH and LCF] | Outdoor Luminaires | Mid Output | Architectural Flood and Spot Luminaires | Standard | FALSE | [9 empty] | 42331 |  |  | Yes |  | 3 | 7995 | 72.75 | 109.9 | 12.24 | 0.976 | 4000 | 73
PGECFUAJ | Eaton (formerly Cooper Lighting) | Streetworks | GAN-AE-02-LED-[Voltages include 120 thru 277V and 347V]-T2R-[All Color]-[All Pole/Arm Mounting]-700-[Options include 2L 3 HA P 4 L90 R90 MS/DIM-Lxx MS/x-Lxx DIMRF-[LW or LN] MT TH and LCF] | Outdoor Luminaires | Mid Output | Architectural Flood and Spot Luminaires | Standard | FALSE | [9 empty] | 42331 |  |  | Yes |  | 3 | 7995 | 72.75 | 109.9 | 12.24 | 0.976 | 4000 | 73
PBXJX92K | Eaton (formerly Cooper Lighting) | Mcgraw-Edison | GLEON-AE-02-LED-[Voltages include 120 thru 277V and 347V]-T2R-[All Color]-[All Wall Mounting]-700-[Options include 2L HA P R L90 R90 MS/DIM-Lxx MS/x-Lxx DIMRF-[LW or LN] MT TH and LCF] | Outdoor Luminaires | Mid Output | Architectural Flood and Spot Luminaires | Standard | FALSE | [9 empty] | 42331 |  |  | Yes |  | 3 | 7995 | 72.75 | 109.9 | 12.24 | 0.976 | 4000 | 73
P5K6BYX9 | Eaton (formerly Cooper Lighting) | Mcgraw-Edison | GLEON-AE-02-LED-[Voltages include 120 thru 277V and 347V]-T2R-[All Color]-[All Pole/Arm Mounting]-700-[Options include 2L HA P R L90 R90 MS/DIM-Lxx MS/x-Lxx DIMRF-[LW or LN] MT TH and LCF] | Outdoor Luminaires | Mid Output | Architectural Flood and Spot Luminaires | Standard | FALSE | [9 empty] | 42331 |  |  | Yes |  | 3 | 7995 | 72.75 | 109.9 | 12.24 | 0.976 | 4000 | 73
PX9YKTU3 | Eaton (formerly Cooper Lighting) | Mcgraw-Edison | GLEON-AE-02-LED-[Voltages include 120 thru 277V and 347V]-5NQ-[All Color]-[All Pole/Arm Mounting]-700-[Options include 2L HA P R L90 R90 MS/DIM-Lxx MS/x-Lxx DIMRF-[LW or LN] MT TH and LCF] | Outdoor Luminaires | Mid Output | Architectural Flood and Spot Luminaires | Standard | FALSE | [9 empty] | 42331 |  |  | Yes |  | 3 | 7916.01 | 72.75 | 108.81 | 12.24 | 0.976 | 4000 | 73
PQKBPAZ1 | Eaton (formerly Cooper Lighting) | Mcgraw-Edison | GLEON-AE-02-LED-[Voltages include 120 thru 277V and 347V]-5NQ-[All Color]-[All Wall Mounting]-700-[Options include 2L HA P R L90 R90 MS/DIM-Lxx MS/x-Lxx DIMRF-[LW or LN] MT TH and LCF] | Outdoor Luminaires | Mid Output | Architectural Flood and Spot Luminaires | Standard | FALSE | [9 empty] | 42331 |  |  | Yes |  | 3 | 7916.01 | 72.75 | 108.81 | 12.24 | 0.976 | 4000 | 73
PJR3HB25 | Eaton (formerly Cooper Lighting) | Streetworks | GAN-AE-02-LED-[Voltages include 120 thru 277V and 347V]-5NQ-[All Color]-[All Wall Mounting]-700-[Options include 2L 3 HA P 4 L90 R90 MS/DIM-Lxx MS/x-Lxx DIMRF-[LW or LN] MT TH and LCF] | Outdoor Luminaires | Mid Output | Architectural Flood and Spot Luminaires | Standard | FALSE | [9 empty] | 42331 |  |  | Yes |  | 3 | 7916.01 | 72.75 | 108.81 | 12.24 | 0.976 | 4000 | 73
PF8N3XTM | Eaton (formerly Cooper Lighting) | Streetworks | GAN-AE-02-LED-[Voltages include 120 thru 277V and 347V]-5NQ-[All Color]-[All Pole/Arm Mounting]-700-[Options include 2L 3 HA P 4 L90 R90 MS/DIM-Lxx MS/x-Lxx DIMRF-[LW or LN] MT TH and LCF] | Outdoor Luminaires | Mid Output | Architectural Flood and Spot Luminaires | Standard | FALSE | [9 empty] | 42331 |  |  | Yes |  | 3 | 7916.01 | 72.75 | 108.81 | 12.24 | 0.976 | 4000 | 73
PWNAXPXT | Eaton (formerly Cooper Lighting) | Streetworks | GAN-AE-02-LED-[Voltages include 120 thru 277V and 347V]-AFL-[All Color]-[All Wall Mounting]-700-[Options include 2L 3 HA P 4 L90 R90 MS/DIM-Lxx MS/x-Lxx DIMRF-[LW or LN] MT TH and LCF] | Outdoor Luminaires | Mid Output | Architectural Flood and Spot Luminaires | Standard | FALSE | [9 empty] | 42331 |  |  | Yes |  | 3 | 7873.01 | 72.75 | 108.22 | 12.24 | 0.976 | 4000 | 73
PUEC133Q | Eaton (formerly Cooper Lighting) | Mcgraw-Edison | GLEON-AE-02-LED-[Voltages include 120 thru 277V and 347V]-AFL-[All Color]-[All Pole/Arm Mounting]-700-[Options include 2L HA P R L90 R90 MS/DIM-Lxx MS/x-Lxx DIMRF-[LW or LN] MT TH and LCF] | Outdoor Luminaires | Mid Output | Architectural Flood and Spot Luminaires | Standard | FALSE | [9 empty] | 42331 |  |  | Yes |  | 3 | 7873.01 | 72.75 | 108.22 | 12.24 | 0.976 | 4000 | 73
PEZ1QGAX | Eaton (formerly Cooper Lighting) | Streetworks | GAN-AE-02-LED-[Voltages include 120 thru 277V and 347V]-AFL-[All Color]-[All Pole/Arm Mounting]-700-[Options include 2L 3 HA P 4 L90 R90 MS/DIM-Lxx MS/x-Lxx DIMRF-[LW or LN] MT TH and LCF] | Outdoor Luminaires | Mid Output | Architectural Flood and Spot Luminaires | Standard | FALSE | [9 empty] | 42331 |  |  | Yes |  | 3 | 7873.01 | 72.75 | 108.22 | 12.24 | 0.976 | 4000 | 73
PB5MCN4S | Eaton (formerly Cooper Lighting) | Mcgraw-Edison | GLEON-AE-02-LED-[Voltages include 120 thru 277V and 347V]-AFL-[All Color]-[All Wall Mounting]-700-[Options include 2L HA P R L90 R90 MS/DIM-Lxx MS/x-Lxx DIMRF-[LW or LN] MT TH and LCF] | Outdoor Luminaires | Mid Output | Architectural Flood and Spot Luminaires | Standard | FALSE | [9 empty] | 42331 |  |  | Yes |  | 3 | 7873.01 | 72.75 | 108.22 | 12.24 | 0.976 | 4000 | 73
PZ5SB9V2 | Eaton (formerly Cooper Lighting) | Streetworks | GAN-AE-02-LED-[Voltages include 120 thru 277V and 347V]-T3R-[All Color]-[All Wall Mounting]-700-[Options include 2L 3 HA P 4 L90 R90 MS/DIM-Lxx MS/x-Lxx DIMRF-[LW or LN] MT TH and LCF] | Outdoor Luminaires | Mid Output | Architectural Flood and Spot Luminaires | Standard | FALSE | [9 empty] | 42331 |  |  | Yes |  | 3 | 7846.01 | 72.75 | 107.85 | 12.24 | 0.976 | 4000 | 73
PS33K3PQ | Eaton (formerly Cooper Lighting) | Mcgraw-Edison | GLEON-AE-02-LED-[Voltages include 120 thru 277V and 347V]-T3R-[All Color]-[All Pole/Arm Mounting]-700-[Options include 2L HA P R L90 R90 MS/DIM-Lxx MS/x-Lxx DIMRF-[LW or LN] MT TH and LCF] | Outdoor Luminaires | Mid Output | Architectural Flood and Spot Luminaires | Standard | FALSE | [9 empty] | 42331 |  |  | Yes |  | 3 | 7846.01 | 72.75 | 107.85 | 12.24 | 0.976 | 4000 | 73
PRQXNTY9 | Eaton (formerly Cooper Lighting) | Mcgraw-Edison | GLEON-AE-02-LED-[Voltages include 120 thru 277V and 347V]-T3R-[All Color]-[All Wall Mounting]-700-[Options include 2L HA P R L90 R90 MS/DIM-Lxx MS/x-Lxx DIMRF-[LW or LN] MT TH and LCF] | Outdoor Luminaires | Mid Output | Architectural Flood and Spot Luminaires | Standard | FALSE | [9 empty] | 42331 |  |  | Yes |  | 3 | 7846.01 | 72.75 | 107.85 | 12.24 | 0.976 | 4000 | 73
PQCSFCBW | Eaton (formerly Cooper Lighting) | Streetworks | GAN-AE-02-LED-[Voltages include 120 thru 277V and 347V]-T3R-[All Color]-[All Pole/Arm Mounting]-700-[Options include 2L 3 HA P 4 L90 R90 MS/DIM-Lxx MS/x-Lxx DIMRF-[LW or LN] MT TH and LCF] | Outdoor Luminaires | Mid Output | Architectural Flood and Spot Luminaires | Standard | FALSE | [9 empty] | 42331 |  |  | Yes |  | 3 | 7846.01 | 72.75 | 107.85 | 12.24 | 0.976 | 4000 | 73
PGKDFD7X | Eaton (formerly Cooper Lighting) | Streetworks | GAN-AE-02-LED-[Voltages include 120 thru 277V and 347V]-T4FT-[All Color]-[All Wall Mounting]-700-[Options include 2L 3 HA P 4 L90 R90 MS/DIM-Lxx MS/x-Lxx DIMRF-[LW or LN] MT TH and LCF] | Outdoor Luminaires | Mid Output | Architectural Flood and Spot Luminaires | Standard | FALSE | [9 empty] | 42331 |  |  | Yes |  | 3 | 7720.01 | 72.75 | 106.12 | 12.24 | 0.976 | 4000 | 73
PEHRXKR1 | Eaton (formerly Cooper Lighting) | Mcgraw-Edison | GLEON-AE-02-LED-[Voltages include 120 thru 277V and 347V]-T4FT-[All Color]-[All Wall Mounting]-700-[Options include 2L HA P R L90 R90 MS/DIM-Lxx MS/x-Lxx DIMRF-[LW or LN] MT TH and LCF] | Outdoor Luminaires | Mid Output | Architectural Flood and Spot Luminaires | Standard | FALSE | [9 empty] | 42331 |  |  | Yes |  | 3 | 7720.01 | 72.75 | 106.12 | 12.24 | 0.976 | 4000 | 73
PC253Q1E | Eaton (formerly Cooper Lighting) | Streetworks | GAN-AE-02-LED-[Voltages include 120 thru 277V and 347V]-T4FT-[All Color]-[All Pole/Arm Mounting]-700-[Options include 2L 3 HA P 4 L90 R90 MS/DIM-Lxx MS/x-Lxx DIMRF-[LW or LN] MT TH and LCF] | Outdoor Luminaires | Mid Output | Architectural Flood and Spot Luminaires | Standard | FALSE | [9 empty] | 42331 |  |  | Yes |  | 3 | 7720.01 | 72.75 | 106.12 | 12.24 | 0.976 | 4000 | 73
P9R2RQWV | Eaton (formerly Cooper Lighting) | Mcgraw-Edison | GLEON-AE-02-LED-[Voltages include 120 thru 277V and 347V]-T4FT-[All Color]-[All Pole/Arm Mounting]-700-[Options include 2L HA P R L90 R90 MS/DIM-Lxx MS/x-Lxx DIMRF-[LW or LN] MT TH and LCF] | Outdoor Luminaires | Mid Output | Architectural Flood and Spot Luminaires | Standard | FALSE | [9 empty] | 42331 |  |  | Yes |  | 3 | 7720.01 | 72.75 | 106.12 | 12.24 | 0.976 | 4000 | 73
PZN9T2JT | Eaton (formerly Cooper Lighting) | Mcgraw-Edison | GLEON-AE-02-LED-[Voltages include 120 thru 277V and 347V]-T3-[All Color]-[All Pole/Arm Mounting]-700-[Options include 2L HA P R L90 R90 MS/DIM-Lxx MS/x-Lxx DIMRF-[LW or LN] MT TH and LCF] | Outdoor Luminaires | Mid Output | Architectural Flood and Spot Luminaires | Standard | FALSE | [9 empty] | 42331 |  |  | Yes |  | 3 | 7676.01 | 72.75 | 105.51 | 12.24 | 0.976 | 4000 | 73
PH49X6AG | Eaton (formerly Cooper Lighting) | Streetworks | GAN-AE-02-LED-[Voltages include 120 thru 277V and 347V]-T3-[All Color]-[All Wall Mounting]-700-[Options include 2L 3 HA P 4 L90 R90 MS/DIM-Lxx MS/x-Lxx DIMRF-[LW or LN] MT TH and LCF] | Outdoor Luminaires | Mid Output | Architectural Flood and Spot Luminaires | Standard | FALSE | [9 empty] | 42331 |  |  | Yes |  | 3 | 7676.01 | 72.75 | 105.51 | 12.24 | 0.976 | 4000 | 73
PCB6YHFJ | Eaton (formerly Cooper Lighting) | Streetworks | GAN-AE-02-LED-[Voltages include 120 thru 277V and 347V]-T3-[All Color]-[All Pole/Arm Mounting]-700-[Options include 2L 3 HA P 4 L90 R90 MS/DIM-Lxx MS/x-Lxx DIMRF-[LW or LN] MT TH and LCF] | Outdoor Luminaires | Mid Output | Architectural Flood and Spot Luminaires | Standard | FALSE | [9 empty] | 42331 |  |  | Yes |  | 3 | 7676.01 | 72.75 | 105.51 | 12.24 | 0.976 | 4000 | 73
P92RH2QN | Eaton (formerly Cooper Lighting) | Mcgraw-Edison | GLEON-AE-02-LED-[Voltages include 120 thru 277V and 347V]-T3-[All Color]-[All Wall Mounting]-700-[Options include 2L HA P R L90 R90 MS/DIM-Lxx MS/x-Lxx DIMRF-[LW or LN] MT TH and LCF] | Outdoor Luminaires | Mid Output | Architectural Flood and Spot Luminaires | Standard | FALSE | [9 empty] | 42331 |  |  | Yes |  | 3 | 7676.01 | 72.75 | 105.51 | 12.24 | 0.976 | 4000 | 73
PGKFXUYG | Eaton (formerly Cooper Lighting) | Streetworks | GAN-AE-02-LED-[Voltages include 120 thru 277V and 347V]-T2-[All Color]-[All Wall Mounting]-700-[Options include 2L 3 HA P 4 L90 R90 MS/DIM-Lxx MS/x-Lxx DIMRF-[LW or LN] MT TH and LCF] | Outdoor Luminaires | Mid Output | Architectural Flood and Spot Luminaires | Standard | FALSE | [9 empty] | 42331 |  |  | Yes |  | 3 | 7531.01 | 72.75 | 103.52 | 12.24 | 0.976 | 4000 | 73
PCBCA5YJ | Eaton (formerly Cooper Lighting) | Streetworks | GAN-AE-02-LED-[Voltages include 120 thru 277V and 347V]-T2-[All Color]-[All Pole/Arm Mounting]-700-[Options include 2L 3 HA P 4 L90 R90 MS/DIM-Lxx MS/x-Lxx DIMRF-[LW or LN] MT TH and LCF] | Outdoor Luminaires | Mid Output | Architectural Flood and Spot Luminaires | Standard | FALSE | [9 empty] | 42331 |  |  | Yes |  | 3 | 7531.01 | 72.75 | 103.52 | 12.24 | 0.976 | 4000 | 73
P8MY1MBZ | Eaton (formerly Cooper Lighting) | Mcgraw-Edison | GLEON-AE-02-LED-[Voltages include 120 thru 277V and 347V]-T2-[All Color]-[All Wall Mounting]-700-[Options include 2L HA P R L90 R90 MS/DIM-Lxx MS/x-Lxx DIMRF-[LW or LN] MT TH and LCF] | Outdoor Luminaires | Mid Output | Architectural Flood and Spot Luminaires | Standard | FALSE | [9 empty] | 42331 |  |  | Yes |  | 3 | 7531.01 | 72.75 | 103.52 | 12.24 | 0.976 | 4000 | 73
P6PQVDJ5 | Eaton (formerly Cooper Lighting) | Mcgraw-Edison | GLEON-AE-02-LED-[Voltages include 120 thru 277V and 347V]-T2-[All Color]-[All Pole/Arm Mounting]-700-[Options include 2L HA P R L90 R90 MS/DIM-Lxx MS/x-Lxx DIMRF-[LW or LN] MT TH and LCF] | Outdoor Luminaires | Mid Output | Architectural Flood and Spot Luminaires | Standard | FALSE | [9 empty] | 42331 |  |  | Yes |  | 3 | 7531.01 | 72.75 | 103.52 | 12.24 | 0.976 | 4000 | 73
PY5WTJZA | Eaton (formerly Cooper Lighting) | Mcgraw-Edison | GLEON-AE-05-LED-[Voltages include 120 thru 277V and 347V]-5MQ-[All Color]-[All Pole/Arm Mounting]-700-[Options include 2L HA P R L90 R90 MS/DIM-Lxx MS/x-Lxx DIMRF-[LW or LN] MT TH and LCF] | Outdoor Luminaires | High Output | Architectural Flood and Spot Luminaires | Standard | FALSE | [9 empty] | 42331 |  |  | Yes |  | 3 | 19691.99 | 177.9 | 110.69 | 7.88 | 0.9955 | 4000 | 73
PT5EYFHE | Eaton (formerly Cooper Lighting) | Mcgraw-Edison | GLEON-AE-05-LED-[Voltages include 120 thru 277V and 347V]-5MQ-[All Color]-[All Wall Mounting]-700-[Options include 2L HA P R L90 R90 MS/DIM-Lxx MS/x-Lxx DIMRF-[LW or LN] MT TH and LCF] | Outdoor Luminaires | High Output | Architectural Flood and Spot Luminaires | Standard | FALSE | [9 empty] | 42331 |  |  | Yes |  | 3 | 19691.99 | 177.9 | 110.69 | 7.88 | 0.9955 | 4000 | 73
PSGRHUBM | Eaton (formerly Cooper Lighting) | Streetworks | GAN-AE-05-LED-[Voltages include 120 thru 277V and 347V]-5MQ-[All Color]-[All Pole/Arm Mounting]-700-[Options include 2L 3 HA P 4 L90 R90 MS/DIM-Lxx MS/x-Lxx DIMRF-[LW or LN] MT TH and LCF] | Outdoor Luminaires | High Output | Architectural Flood and Spot Luminaires | Standard | FALSE | [9 empty] | 42331 |  |  | Yes |  | 3 | 19691.99 | 177.9 | 110.69 | 7.88 | 0.9955 | 4000 | 73
PHTG2CGU | Eaton (formerly Cooper Lighting) | Streetworks | GAN-AE-05-LED-[Voltages include 120 thru 277V and 347V]-5MQ-[All Color]-[All Wall Mounting]-700-[Options include 2L 3 HA P 4 L90 R90 MS/DIM-Lxx MS/x-Lxx DIMRF-[LW or LN] MT TH and LCF] | Outdoor Luminaires | High Output | Architectural Flood and Spot Luminaires | Standard | FALSE | [9 empty] | 42331 |  |  | Yes |  | 3 | 19691.99 | 177.9 | 110.69 | 7.88 | 0.9955 | 4000 | 73
PXDTM76G | Eaton (formerly Cooper Lighting) | Mcgraw-Edison | GLEON-AE-05-LED-[Voltages include 120 thru 277V and 347V]-T2R-[All Color]-[All Pole/Arm Mounting]-700-[Options include 2L HA P R L90 R90 MS/DIM-Lxx MS/x-Lxx DIMRF-[LW or LN] MT TH and LCF] | Outdoor Luminaires | High Output | Architectural Flood and Spot Luminaires | Standard | FALSE | [9 empty] | 42331 |  |  | Yes |  | 3 | 19528.99 | 177.9 | 109.78 | 7.88 | 0.9955 | 4000 | 73
PRM7CM3D | Eaton (formerly Cooper Lighting) | Streetworks | GAN-AE-05-LED-[Voltages include 120 thru 277V and 347V]-T2R-[All Color]-[All Pole/Arm Mounting]-700-[Options include 2L 3 HA P 4 L90 R90 MS/DIM-Lxx MS/x-Lxx DIMRF-[LW or LN] MT TH and LCF] | Outdoor Luminaires | High Output | Architectural Flood and Spot Luminaires | Standard | FALSE | [9 empty] | 42331 |  |  | Yes |  | 3 | 19528.99 | 177.9 | 109.78 | 7.88 | 0.9955 | 4000 | 73
PJQHJZGS | Eaton (formerly Cooper Lighting) | Mcgraw-Edison | GLEON-AE-05-LED-[Voltages include 120 thru 277V and 347V]-T2R-[All Color]-[All Wall Mounting]-700-[Options include 2L HA P R L90 R90 MS/DIM-Lxx MS/x-Lxx DIMRF-[LW or LN] MT TH and LCF] | Outdoor Luminaires | High Output | Architectural Flood and Spot Luminaires | Standard | FALSE | [9 empty] | 42331 |  |  | Yes |  | 3 | 19528.99 | 177.9 | 109.78 | 7.88 | 0.9955 | 4000 | 73
P16NVHT9 | Eaton (formerly Cooper Lighting) | Streetworks | GAN-AE-05-LED-[Voltages include 120 thru 277V and 347V]-T2R-[All Color]-[All Wall Mounting]-700-[Options include 2L 3 HA P 4 L90 R90 MS/DIM-Lxx MS/x-Lxx DIMRF-[LW or LN] MT TH and LCF] | Outdoor Luminaires | High Output | Architectural Flood and Spot Luminaires | Standard | FALSE | [9 empty] | 42331 |  |  | Yes |  | 3 | 19528.99 | 177.9 | 109.78 | 7.88 | 0.9955 | 4000 | 73
PVGQ2ZMF | Eaton (formerly Cooper Lighting) | Mcgraw-Edison | GLEON-AE-05-LED-[Voltages include 120 thru 277V and 347V]-5NQ-[All Color]-[All Wall Mounting]-700-[Options include 2L HA P R L90 R90 MS/DIM-Lxx MS/x-Lxx DIMRF-[LW or LN] MT TH and LCF] | Outdoor Luminaires | High Output | Architectural Flood and Spot Luminaires | Standard | FALSE | [9 empty] | 42331 |  |  | Yes |  | 3 | 19336 | 177.9 | 108.69 | 7.88 | 0.9955 | 4000 | 73
PBUAJZGE | Eaton (formerly Cooper Lighting) | Streetworks | GAN-AE-05-LED-[Voltages include 120 thru 277V and 347V]-5NQ-[All Color]-[All Wall Mounting]-700-[Options include 2L 3 HA P 4 L90 R90 MS/DIM-Lxx MS/x-Lxx DIMRF-[LW or LN] MT TH and LCF] | Outdoor Luminaires | High Output | Architectural Flood and Spot Luminaires | Standard | FALSE | [9 empty] | 42331 |  |  | Yes |  | 3 | 19336 | 177.9 | 108.69 | 7.88 | 0.9955 | 4000 | 73
PA82R48M | Eaton (formerly Cooper Lighting) | Mcgraw-Edison | GLEON-AE-05-LED-[Voltages include 120 thru 277V and 347V]-5NQ-[All Color]-[All Pole/Arm Mounting]-700-[Options include 2L HA P R L90 R90 MS/DIM-Lxx MS/x-Lxx DIMRF-[LW or LN] MT TH and LCF] | Outdoor Luminaires | High Output | Architectural Flood and Spot Luminaires | Standard | FALSE | [9 empty] | 42331 |  |  | Yes |  | 3 | 19336 | 177.9 | 108.69 | 7.88 | 0.9955 | 4000 | 73
P9ZWZP4R | Eaton (formerly Cooper Lighting) | Streetworks | GAN-AE-05-LED-[Voltages include 120 thru 277V and 347V]-5NQ-[All Color]-[All Pole/Arm Mounting]-700-[Options include 2L 3 HA P 4 L90 R90 MS/DIM-Lxx MS/x-Lxx DIMRF-[LW or LN] MT TH and LCF] | Outdoor Luminaires | High Output | Architectural Flood and Spot Luminaires | Standard | FALSE | [9 empty] | 42331 |  |  | Yes |  | 3 | 19336 | 177.9 | 108.69 | 7.88 | 0.9955 | 4000 | 73
PZYZ5SAK | Eaton (formerly Cooper Lighting) | Streetworks | GAN-AE-05-LED-[Voltages include 120 thru 277V and 347V]-AFL-[All Color]-[All Pole/Arm Mounting]-700-[Options include 2L 3 HA P 4 L90 R90 MS/DIM-Lxx MS/x-Lxx DIMRF-[LW or LN] MT TH and LCF] | Outdoor Luminaires | High Output | Architectural Flood and Spot Luminaires | Standard | FALSE | [9 empty] | 42331 |  |  | Yes |  | 3 | 19231 | 177.9 | 108.1 | 7.88 | 0.9955 | 4000 | 73
PZSDUPKA | Eaton (formerly Cooper Lighting) | Mcgraw-Edison | GLEON-AE-05-LED-[Voltages include 120 thru 277V and 347V]-AFL-[All Color]-[All Pole/Arm Mounting]-700-[Options include 2L HA P R L90 R90 MS/DIM-Lxx MS/x-Lxx DIMRF-[LW or LN] MT TH and LCF] | Outdoor Luminaires | High Output | Architectural Flood and Spot Luminaires | Standard | FALSE | [9 empty] | 42331 |  |  | Yes |  | 3 | 19231 | 177.9 | 108.1 | 7.88 | 0.9955 | 4000 | 73
PA5T5GJ3 | Eaton (formerly Cooper Lighting) | Streetworks | GAN-AE-05-LED-[Voltages include 120 thru 277V and 347V]-AFL-[All Color]-[All Wall Mounting]-700-[Options include 2L 3 HA P 4 L90 R90 MS/DIM-Lxx MS/x-Lxx DIMRF-[LW or LN] MT TH and LCF] | Outdoor Luminaires | High Output | Architectural Flood and Spot Luminaires | Standard | FALSE | [9 empty] | 42331 |  |  | Yes |  | 3 | 19231 | 177.9 | 108.1 | 7.88 | 0.9955 | 4000 | 73
P1VY3KDZ | Eaton (formerly Cooper Lighting) | Mcgraw-Edison | GLEON-AE-05-LED-[Voltages include 120 thru 277V and 347V]-AFL-[All Color]-[All Wall Mounting]-700-[Options include 2L HA P R L90 R90 MS/DIM-Lxx MS/x-Lxx DIMRF-[LW or LN] MT TH and LCF] | Outdoor Luminaires | High Output | Architectural Flood and Spot Luminaires | Standard | FALSE | [9 empty] | 42331 |  |  | Yes |  | 3 | 19231 | 177.9 | 108.1 | 7.88 | 0.9955 | 4000 | 73
PXFTN3XU | Eaton (formerly Cooper Lighting) | Streetworks | GAN-AE-05-LED-[Voltages include 120 thru 277V and 347V]-T3R-[All Color]-[All Wall Mounting]-700-[Options include 2L 3 HA P 4 L90 R90 MS/DIM-Lxx MS/x-Lxx DIMRF-[LW or LN] MT TH and LCF] | Outdoor Luminaires | High Output | Architectural Flood and Spot Luminaires | Standard | FALSE | [9 empty] | 42331 |  |  | Yes |  | 3 | 19166 | 177.9 | 107.73 | 7.88 | 0.9955 | 4000 | 73
PQDYEEUK | Eaton (formerly Cooper Lighting) | Mcgraw-Edison | GLEON-AE-05-LED-[Voltages include 120 thru 277V and 347V]-T3R-[All Color]-[All Pole/Arm Mounting]-700-[Options include 2L HA P R L90 R90 MS/DIM-Lxx MS/x-Lxx DIMRF-[LW or LN] MT TH and LCF] | Outdoor Luminaires | High Output | Architectural Flood and Spot Luminaires | Standard | FALSE | [9 empty] | 42331 |  |  | Yes |  | 3 | 19166 | 177.9 | 107.73 | 7.88 | 0.9955 | 4000 | 73
PNXGKEHR | Eaton (formerly Cooper Lighting) | Mcgraw-Edison | GLEON-AE-05-LED-[Voltages include 120 thru 277V and 347V]-T3R-[All Color]-[All Wall Mounting]-700-[Options include 2L HA P R L90 R90 MS/DIM-Lxx MS/x-Lxx DIMRF-[LW or LN] MT TH and LCF] | Outdoor Luminaires | High Output | Architectural Flood and Spot Luminaires | Standard | FALSE | [9 empty] | 42331 |  |  | Yes |  | 3 | 19166 | 177.9 | 107.73 | 7.88 | 0.9955 | 4000 | 73
P1K8VTZM | Eaton (formerly Cooper Lighting) | Streetworks | GAN-AE-05-LED-[Voltages include 120 thru 277V and 347V]-T3R-[All Color]-[All Pole/Arm Mounting]-700-[Options include 2L 3 HA P 4 L90 R90 MS/DIM-Lxx MS/x-Lxx DIMRF-[LW or LN] MT TH and LCF] | Outdoor Luminaires | High Output | Architectural Flood and Spot Luminaires | Standard | FALSE | [9 empty] | 42331 |  |  | Yes |  | 3 | 19166 | 177.9 | 107.73 | 7.88 | 0.9955 | 4000 | 73
PPCPTYMJ | Eaton (formerly Cooper Lighting) | Mcgraw-Edison | GLEON-AE-05-LED-[Voltages include 120 thru 277V and 347V]-T4FT-[All Color]-[All Pole/Arm Mounting]-700-[Options include 2L HA P R L90 R90 MS/DIM-Lxx MS/x-Lxx DIMRF-[LW or LN] MT TH and LCF] | Outdoor Luminaires | High Output | Architectural Flood and Spot Luminaires | Standard | FALSE | [9 empty] | 42331 |  |  | Yes |  | 3 | 18857.99 | 177.9 | 106 | 7.88 | 0.9955 | 4000 | 73
PN4JEBX6 | Eaton (formerly Cooper Lighting) | Streetworks | GAN-AE-05-LED-[Voltages include 120 thru 277V and 347V]-T4FT-[All Color]-[All Pole/Arm Mounting]-700-[Options include 2L 3 HA P 4 L90 R90 MS/DIM-Lxx MS/x-Lxx DIMRF-[LW or LN] MT TH and LCF] | Outdoor Luminaires | High Output | Architectural Flood and Spot Luminaires | Standard | FALSE | [9 empty] | 42331 |  |  | Yes |  | 3 | 18857.99 | 177.9 | 106 | 7.88 | 0.9955 | 4000 | 73
P8PASZTG | Eaton (formerly Cooper Lighting) | Mcgraw-Edison | GLEON-AE-05-LED-[Voltages include 120 thru 277V and 347V]-T4FT-[All Color]-[All Wall Mounting]-700-[Options include 2L HA P R L90 R90 MS/DIM-Lxx MS/x-Lxx DIMRF-[LW or LN] MT TH and LCF] | Outdoor Luminaires | High Output | Architectural Flood and Spot Luminaires | Standard | FALSE | [9 empty] | 42331 |  |  | Yes |  | 3 | 18857.99 | 177.9 | 106 | 7.88 | 0.9955 | 4000 | 73
P6HGNFEV | Eaton (formerly Cooper Lighting) | Streetworks | GAN-AE-05-LED-[Voltages include 120 thru 277V and 347V]-T4FT-[All Color]-[All Wall Mounting]-700-[Options include 2L 3 HA P 4 L90 R90 MS/DIM-Lxx MS/x-Lxx DIMRF-[LW or LN] MT TH and LCF] | Outdoor Luminaires | High Output | Architectural Flood and Spot Luminaires | Standard | FALSE | [9 empty] | 42331 |  |  | Yes |  | 3 | 18857.99 | 177.9 | 106 | 7.88 | 0.9955 | 4000 | 73
PWTDYV5J | Eaton (formerly Cooper Lighting) | Streetworks | GAN-AE-05-LED-[Voltages include 120 thru 277V and 347V]-T3-[All Color]-[All Pole/Arm Mounting]-700-[Options include 2L 3 HA P 4 L90 R90 MS/DIM-Lxx MS/x-Lxx DIMRF-[LW or LN] MT TH and LCF] | Outdoor Luminaires | High Output | Architectural Flood and Spot Luminaires | Standard | FALSE | [9 empty] | 42331 |  |  | Yes |  | 3 | 18750 | 177.9 | 105.4 | 7.88 | 0.9955 | 4000 | 73
PUE8G6AS | Eaton (formerly Cooper Lighting) | Mcgraw-Edison | GLEON-AE-05-LED-[Voltages include 120 thru 277V and 347V]-T3-[All Color]-[All Pole/Arm Mounting]-700-[Options include 2L HA P R L90 R90 MS/DIM-Lxx MS/x-Lxx DIMRF-[LW or LN] MT TH and LCF] | Outdoor Luminaires | High Output | Architectural Flood and Spot Luminaires | Standard | FALSE | [9 empty] | 42331 |  |  | Yes |  | 3 | 18750 | 177.9 | 105.4 | 7.88 | 0.9955 | 4000 | 73
PN4QHPV1 | Eaton (formerly Cooper Lighting) | Streetworks | GAN-AE-05-LED-[Voltages include 120 thru 277V and 347V]-T3-[All Color]-[All Wall Mounting]-700-[Options include 2L 3 HA P 4 L90 R90 MS/DIM-Lxx MS/x-Lxx DIMRF-[LW or LN] MT TH and LCF] | Outdoor Luminaires | High Output | Architectural Flood and Spot Luminaires | Standard | FALSE | [9 empty] | 42331 |  |  | Yes |  | 3 | 18750 | 177.9 | 105.4 | 7.88 | 0.9955 | 4000 | 73
PCSN23KN | Eaton (formerly Cooper Lighting) | Mcgraw-Edison | GLEON-AE-05-LED-[Voltages include 120 thru 277V and 347V]-T3-[All Color]-[All Wall Mounting]-700-[Options include 2L HA P R L90 R90 MS/DIM-Lxx MS/x-Lxx DIMRF-[LW or LN] MT TH and LCF] | Outdoor Luminaires | High Output | Architectural Flood and Spot Luminaires | Standard | FALSE | [9 empty] | 42331 |  |  | Yes |  | 3 | 18750 | 177.9 | 105.4 | 7.88 | 0.9955 | 4000 | 73
PRZU6DCW | Eaton (formerly Cooper Lighting) | Mcgraw-Edison | GLEON-AE-05-LED-[Voltages include 120 thru 277V and 347V]-T2-[All Color]-[All Pole/Arm Mounting]-700-[Options include 2L HA P R L90 R90 MS/DIM-Lxx MS/x-Lxx DIMRF-[LW or LN] MT TH and LCF] | Outdoor Luminaires | High Output | Architectural Flood and Spot Luminaires | Standard | FALSE | [9 empty] | 42331 |  |  | Yes |  | 3 | 18395.01 | 177.9 | 103.4 | 7.88 | 0.9955 | 4000 | 73
PQKURCEN | Eaton (formerly Cooper Lighting) | Streetworks | GAN-AE-05-LED-[Voltages include 120 thru 277V and 347V]-T2-[All Color]-[All Wall Mounting]-700-[Options include 2L 3 HA P 4 L90 R90 MS/DIM-Lxx MS/x-Lxx DIMRF-[LW or LN] MT TH and LCF] | Outdoor Luminaires | High Output | Architectural Flood and Spot Luminaires | Standard | FALSE | [9 empty] | 42331 |  |  | Yes |  | 3 | 18395.01 | 177.9 | 103.4 | 7.88 | 0.9955 | 4000 | 73
PCXQ8JBA | Eaton (formerly Cooper Lighting) | Mcgraw-Edison | GLEON-AE-05-LED-[Voltages include 120 thru 277V and 347V]-T2-[All Color]-[All Wall Mounting]-700-[Options include 2L HA P R L90 R90 MS/DIM-Lxx MS/x-Lxx DIMRF-[LW or LN] MT TH and LCF] | Outdoor Luminaires | High Output | Architectural Flood and Spot Luminaires | Standard | FALSE | [9 empty] | 42331 |  |  | Yes |  | 3 | 18395.01 | 177.9 | 103.4 | 7.88 | 0.9955 | 4000 | 73
PBKPBMT3 | Eaton (formerly Cooper Lighting) | Streetworks | GAN-AE-05-LED-[Voltages include 120 thru 277V and 347V]-T2-[All Color]-[All Pole/Arm Mounting]-700-[Options include 2L 3 HA P 4 L90 R90 MS/DIM-Lxx MS/x-Lxx DIMRF-[LW or LN] MT TH and LCF] | Outdoor Luminaires | High Output | Architectural Flood and Spot Luminaires | Standard | FALSE | [9 empty] | 42331 |  |  | Yes |  | 3 | 18395.01 | 177.9 | 103.4 | 7.88 | 0.9955 | 4000 | 73
PV2K5T6X | Eaton (formerly Cooper Lighting) | Mcgraw-Edison | GLEON-AE-03-LED-[Voltages include 120 thru 277V and 347V]-5MQ-[All Color]-[All Wall Mounting]-530-[Options include 2L HA P R L90 R90 MS/DIM-Lxx MS/x-Lxx DIMRF-[LW or LN] MT TH and LCF] | Outdoor Luminaires | Mid Output | Architectural Flood and Spot Luminaires | Standard | FALSE | [9 empty] | 42331 |  |  | Yes |  | 3 | 9609.99 | 81.5 | 117.91 | 7.735 | 0.9955 | 4000 | 73
PEUVJBXH | Eaton (formerly Cooper Lighting) | Streetworks | GAN-AE-03-LED-[Voltages include 120 thru 277V and 347V]-5MQ-[All Color]-[All Wall Mounting]-530-[Options include 2L 3 HA P 4 L90 R90 MS/DIM-Lxx MS/x-Lxx DIMRF-[LW or LN] MT TH and LCF] | Outdoor Luminaires | Mid Output | Architectural Flood and Spot Luminaires | Standard | FALSE | [9 empty] | 42331 |  |  | Yes |  | 3 | 9609.99 | 81.5 | 117.91 | 7.735 | 0.9955 | 4000 | 73
PBJ3MM4J | Eaton (formerly Cooper Lighting) | Mcgraw-Edison | GLEON-AE-03-LED-[Voltages include 120 thru 277V and 347V]-5MQ-[All Color]-[All Pole/Arm Mounting]-530-[Options include 2L HA P R L90 R90 MS/DIM-Lxx MS/x-Lxx DIMRF-[LW or LN] MT TH and LCF] | Outdoor Luminaires | Mid Output | Architectural Flood and Spot Luminaires | Standard | FALSE | [9 empty] | 42331 |  |  | Yes |  | 3 | 9609.99 | 81.5 | 117.91 | 7.735 | 0.9955 | 4000 | 73
P5H52BDF | Eaton (formerly Cooper Lighting) | Streetworks | GAN-AE-03-LED-[Voltages include 120 thru 277V and 347V]-5MQ-[All Color]-[All Pole/Arm Mounting]-530-[Options include 2L 3 HA P 4 L90 R90 MS/DIM-Lxx MS/x-Lxx DIMRF-[LW or LN] MT TH and LCF] | Outdoor Luminaires | Mid Output | Architectural Flood and Spot Luminaires | Standard | FALSE | [9 empty] | 42331 |  |  | Yes |  | 3 | 9609.99 | 81.5 | 117.91 | 7.735 | 0.9955 | 4000 | 73
PV54SUUY | Eaton (formerly Cooper Lighting) | Mcgraw-Edison | GLEON-AE-03-LED-[Voltages include 120 thru 277V and 347V]-T2R-[All Color]-[All Wall Mounting]-530-[Options include 2L HA P R L90 R90 MS/DIM-Lxx MS/x-Lxx DIMRF-[LW or LN] MT TH and LCF] | Outdoor Luminaires | Mid Output | Architectural Flood and Spot Luminaires | Standard | FALSE | [9 empty] | 42331 |  |  | Yes |  | 3 | 9531 | 81.5 | 116.94 | 7.735 | 0.9955 | 4000 | 73
PTTFMAJB | Eaton (formerly Cooper Lighting) | Mcgraw-Edison | GLEON-AE-03-LED-[Voltages include 120 thru 277V and 347V]-T2R-[All Color]-[All Pole/Arm Mounting]-530-[Options include 2L HA P R L90 R90 MS/DIM-Lxx MS/x-Lxx DIMRF-[LW or LN] MT TH and LCF] | Outdoor Luminaires | Mid Output | Architectural Flood and Spot Luminaires | Standard | FALSE | [9 empty] | 42331 |  |  | Yes |  | 3 | 9531 | 81.5 | 116.94 | 7.735 | 0.9955 | 4000 | 73
PJ7MQBTH | Eaton (formerly Cooper Lighting) | Streetworks | GAN-AE-03-LED-[Voltages include 120 thru 277V and 347V]-T2R-[All Color]-[All Pole/Arm Mounting]-530-[Options include 2L 3 HA P 4 L90 R90 MS/DIM-Lxx MS/x-Lxx DIMRF-[LW or LN] MT TH and LCF] | Outdoor Luminaires | Mid Output | Architectural Flood and Spot Luminaires | Standard | FALSE | [9 empty] | 42331 |  |  | Yes |  | 3 | 9531 | 81.5 | 116.94 | 7.735 | 0.9955 | 4000 | 73
P1KP3GZB | Eaton (formerly Cooper Lighting) | Streetworks | GAN-AE-03-LED-[Voltages include 120 thru 277V and 347V]-T2R-[All Color]-[All Wall Mounting]-530-[Options include 2L 3 HA P 4 L90 R90 MS/DIM-Lxx MS/x-Lxx DIMRF-[LW or LN] MT TH and LCF] | Outdoor Luminaires | Mid Output | Architectural Flood and Spot Luminaires | Standard | FALSE | [9 empty] | 42331 |  |  | Yes |  | 3 | 9531 | 81.5 | 116.94 | 7.735 | 0.9955 | 4000 | 73
PS3W1XZ3 | Eaton (formerly Cooper Lighting) | Streetworks | GAN-AE-03-LED-[Voltages include 120 thru 277V and 347V]-5NQ-[All Color]-[All Pole/Arm Mounting]-530-[Options include 2L 3 HA P 4 L90 R90 MS/DIM-Lxx MS/x-Lxx DIMRF-[LW or LN] MT TH and LCF] | Outdoor Luminaires | Mid Output | Architectural Flood and Spot Luminaires | Standard | FALSE | [9 empty] | 42331 |  |  | Yes |  | 3 | 9437 | 81.5 | 115.79 | 7.735 | 0.9955 | 4000 | 73
PGWTTHQ4 | Eaton (formerly Cooper Lighting) | Mcgraw-Edison | GLEON-AE-03-LED-[Voltages include 120 thru 277V and 347V]-5NQ-[All Color]-[All Pole/Arm Mounting]-530-[Options include 2L HA P R L90 R90 MS/DIM-Lxx MS/x-Lxx DIMRF-[LW or LN] MT TH and LCF] | Outdoor Luminaires | Mid Output | Architectural Flood and Spot Luminaires | Standard | FALSE | [9 empty] | 42331 |  |  | Yes |  | 3 | 9437 | 81.5 | 115.79 | 7.735 | 0.9955 | 4000 | 73
PGEB194V | Eaton (formerly Cooper Lighting) | Mcgraw-Edison | GLEON-AE-03-LED-[Voltages include 120 thru 277V and 347V]-5NQ-[All Color]-[All Wall Mounting]-530-[Options include 2L HA P R L90 R90 MS/DIM-Lxx MS/x-Lxx DIMRF-[LW or LN] MT TH and LCF] | Outdoor Luminaires | Mid Output | Architectural Flood and Spot Luminaires | Standard | FALSE | [9 empty] | 42331 |  |  | Yes |  | 3 | 9437 | 81.5 | 115.79 | 7.735 | 0.9955 | 4000 | 73
P39BKBHW | Eaton (formerly Cooper Lighting) | Streetworks | GAN-AE-03-LED-[Voltages include 120 thru 277V and 347V]-5NQ-[All Color]-[All Wall Mounting]-530-[Options include 2L 3 HA P 4 L90 R90 MS/DIM-Lxx MS/x-Lxx DIMRF-[LW or LN] MT TH and LCF] | Outdoor Luminaires | Mid Output | Architectural Flood and Spot Luminaires | Standard | FALSE | [9 empty] | 42331 |  |  | Yes |  | 3 | 9437 | 81.5 | 115.79 | 7.735 | 0.9955 | 4000 | 73
PZ1YFVT2 | Eaton (formerly Cooper Lighting) | Streetworks | GAN-AE-03-LED-[Voltages include 120 thru 277V and 347V]-AFL-[All Color]-[All Pole/Arm Mounting]-530-[Options include 2L 3 HA P 4 L90 R90 MS/DIM-Lxx MS/x-Lxx DIMRF-[LW or LN] MT TH and LCF] | Outdoor Luminaires | Mid Output | Architectural Flood and Spot Luminaires | Standard | FALSE | [9 empty] | 42331 |  |  | Yes |  | 3 | 9385.01 | 81.5 | 115.15 | 7.735 | 0.9955 | 4000 | 73
PP4E4WRH | Eaton (formerly Cooper Lighting) | Mcgraw-Edison | GLEON-AE-03-LED-[Voltages include 120 thru 277V and 347V]-AFL-[All Color]-[All Pole/Arm Mounting]-530-[Options include 2L HA P R L90 R90 MS/DIM-Lxx MS/x-Lxx DIMRF-[LW or LN] MT TH and LCF] | Outdoor Luminaires | Mid Output | Architectural Flood and Spot Luminaires | Standard | FALSE | [9 empty] | 42331 |  |  | Yes |  | 3 | 9385.01 | 81.5 | 115.15 | 7.735 | 0.9955 | 4000 | 73
PBEBR4ZR | Eaton (formerly Cooper Lighting) | Mcgraw-Edison | GLEON-AE-03-LED-[Voltages include 120 thru 277V and 347V]-AFL-[All Color]-[All Wall Mounting]-530-[Options include 2L HA P R L90 R90 MS/DIM-Lxx MS/x-Lxx DIMRF-[LW or LN] MT TH and LCF] | Outdoor Luminaires | Mid Output | Architectural Flood and Spot Luminaires | Standard | FALSE | [9 empty] | 42331 |  |  | Yes |  | 3 | 9385.01 | 81.5 | 115.15 | 7.735 | 0.9955 | 4000 | 73
P22ZE7AQ | Eaton (formerly Cooper Lighting) | Streetworks | GAN-AE-03-LED-[Voltages include 120 thru 277V and 347V]-AFL-[All Color]-[All Wall Mounting]-530-[Options include 2L 3 HA P 4 L90 R90 MS/DIM-Lxx MS/x-Lxx DIMRF-[LW or LN] MT TH and LCF] | Outdoor Luminaires | Mid Output | Architectural Flood and Spot Luminaires | Standard | FALSE | [9 empty] | 42331 |  |  | Yes |  | 3 | 9385.01 | 81.5 | 115.15 | 7.735 | 0.9955 | 4000 | 73
PK2G38S3 | Eaton (formerly Cooper Lighting) | Streetworks | GAN-AE-03-LED-[Voltages include 120 thru 277V and 347V]-T3R-[All Color]-[All Wall Mounting]-530-[Options include 2L 3 HA P 4 L90 R90 MS/DIM-Lxx MS/x-Lxx DIMRF-[LW or LN] MT TH and LCF] | Outdoor Luminaires | Mid Output | Architectural Flood and Spot Luminaires | Standard | FALSE | [9 empty] | 42331 |  |  | Yes |  | 3 | 9354.01 | 81.5 | 114.77 | 7.735 | 0.9955 | 4000 | 73
PHKFFHCD | Eaton (formerly Cooper Lighting) | Mcgraw-Edison | GLEON-AE-03-LED-[Voltages include 120 thru 277V and 347V]-T3R-[All Color]-[All Wall Mounting]-530-[Options include 2L HA P R L90 R90 MS/DIM-Lxx MS/x-Lxx DIMRF-[LW or LN] MT TH and LCF] | Outdoor Luminaires | Mid Output | Architectural Flood and Spot Luminaires | Standard | FALSE | [9 empty] | 42331 |  |  | Yes |  | 3 | 9354.01 | 81.5 | 114.77 | 7.735 | 0.9955 | 4000 | 73
PBAC5ATR | Eaton (formerly Cooper Lighting) | Streetworks | GAN-AE-03-LED-[Voltages include 120 thru 277V and 347V]-T3R-[All Color]-[All Pole/Arm Mounting]-530-[Options include 2L 3 HA P 4 L90 R90 MS/DIM-Lxx MS/x-Lxx DIMRF-[LW or LN] MT TH and LCF] | Outdoor Luminaires | Mid Output | Architectural Flood and Spot Luminaires | Standard | FALSE | [9 empty] | 42331 |  |  | Yes |  | 3 | 9354.01 | 81.5 | 114.77 | 7.735 | 0.9955 | 4000 | 73
P8UMGDZD | Eaton (formerly Cooper Lighting) | Mcgraw-Edison | GLEON-AE-03-LED-[Voltages include 120 thru 277V and 347V]-T3R-[All Color]-[All Pole/Arm Mounting]-530-[Options include 2L HA P R L90 R90 MS/DIM-Lxx MS/x-Lxx DIMRF-[LW or LN] MT TH and LCF] | Outdoor Luminaires | Mid Output | Architectural Flood and Spot Luminaires | Standard | FALSE | [9 empty] | 42331 |  |  | Yes |  | 3 | 9354.01 | 81.5 | 114.77 | 7.735 | 0.9955 | 4000 | 73
PTF9V333 | Eaton (formerly Cooper Lighting) | Streetworks | GAN-AE-03-LED-[Voltages include 120 thru 277V and 347V]-T4FT-[All Color]-[All Pole/Arm Mounting]-530-[Options include 2L 3 HA P 4 L90 R90 MS/DIM-Lxx MS/x-Lxx DIMRF-[LW or LN] MT TH and LCF] | Outdoor Luminaires | Mid Output | Architectural Flood and Spot Luminaires | Standard | FALSE | [9 empty] | 42331 |  |  | Yes |  | 3 | 9203 | 81.5 | 112.92 | 7.735 | 0.9955 | 4000 | 73
PQKFBE86 | Eaton (formerly Cooper Lighting) | Mcgraw-Edison | GLEON-AE-03-LED-[Voltages include 120 thru 277V and 347V]-T4FT-[All Color]-[All Pole/Arm Mounting]-530-[Options include 2L HA P R L90 R90 MS/DIM-Lxx MS/x-Lxx DIMRF-[LW or LN] MT TH and LCF] | Outdoor Luminaires | Mid Output | Architectural Flood and Spot Luminaires | Standard | FALSE | [9 empty] | 42331 |  |  | Yes |  | 3 | 9203 | 81.5 | 112.92 | 7.735 | 0.9955 | 4000 | 73
PHS953RE | Eaton (formerly Cooper Lighting) | Mcgraw-Edison | GLEON-AE-03-LED-[Voltages include 120 thru 277V and 347V]-T4FT-[All Color]-[All Wall Mounting]-530-[Options include 2L HA P R L90 R90 MS/DIM-Lxx MS/x-Lxx DIMRF-[LW or LN] MT TH and LCF] | Outdoor Luminaires | Mid Output | Architectural Flood and Spot Luminaires | Standard | FALSE | [9 empty] | 42331 |  |  | Yes |  | 3 | 9203 | 81.5 | 112.92 | 7.735 | 0.9955 | 4000 | 73
P3C16P7G | Eaton (formerly Cooper Lighting) | Streetworks | GAN-AE-03-LED-[Voltages include 120 thru 277V and 347V]-T4FT-[All Color]-[All Wall Mounting]-530-[Options include 2L 3 HA P 4 L90 R90 MS/DIM-Lxx MS/x-Lxx DIMRF-[LW or LN] MT TH and LCF] | Outdoor Luminaires | Mid Output | Architectural Flood and Spot Luminaires | Standard | FALSE | [9 empty] | 42331 |  |  | Yes |  | 3 | 9203 | 81.5 | 112.92 | 7.735 | 0.9955 | 4000 | 73
PNNJ1JY4 | Eaton (formerly Cooper Lighting) | Streetworks | GAN-AE-03-LED-[Voltages include 120 thru 277V and 347V]-T3-[All Color]-[All Pole/Arm Mounting]-530-[Options include 2L 3 HA P 4 L90 R90 MS/DIM-Lxx MS/x-Lxx DIMRF-[LW or LN] MT TH and LCF] | Outdoor Luminaires | Mid Output | Architectural Flood and Spot Luminaires | Standard | FALSE | [9 empty] | 42331 |  |  | Yes |  | 3 | 9150 | 81.5 | 112.27 | 7.735 | 0.9955 | 4000 | 73
PGG61G21 | Eaton (formerly Cooper Lighting) | Mcgraw-Edison | GLEON-AE-03-LED-[Voltages include 120 thru 277V and 347V]-T3-[All Color]-[All Pole/Arm Mounting]-530-[Options include 2L HA P R L90 R90 MS/DIM-Lxx MS/x-Lxx DIMRF-[LW or LN] MT TH and LCF] | Outdoor Luminaires | Mid Output | Architectural Flood and Spot Luminaires | Standard | FALSE | [9 empty] | 42331 |  |  | Yes |  | 3 | 9150 | 81.5 | 112.27 | 7.735 | 0.9955 | 4000 | 73
PD8V18VN | Eaton (formerly Cooper Lighting) | Streetworks | GAN-AE-03-LED-[Voltages include 120 thru 277V and 347V]-T3-[All Color]-[All Wall Mounting]-530-[Options include 2L 3 HA P 4 L90 R90 MS/DIM-Lxx MS/x-Lxx DIMRF-[LW or LN] MT TH and LCF] | Outdoor Luminaires | Mid Output | Architectural Flood and Spot Luminaires | Standard | FALSE | [9 empty] | 42331 |  |  | Yes |  | 3 | 9150 | 81.5 | 112.27 | 7.735 | 0.9955 | 4000 | 73
PBM3TFB1 | Eaton (formerly Cooper Lighting) | Mcgraw-Edison | GLEON-AE-03-LED-[Voltages include 120 thru 277V and 347V]-T3-[All Color]-[All Wall Mounting]-530-[Options include 2L HA P R L90 R90 MS/DIM-Lxx MS/x-Lxx DIMRF-[LW or LN] MT TH and LCF] | Outdoor Luminaires | Mid Output | Architectural Flood and Spot Luminaires | Standard | FALSE | [9 empty] | 42331 |  |  | Yes |  | 3 | 9150 | 81.5 | 112.27 | 7.735 | 0.9955 | 4000 | 73
PY73KV99 | Eaton (formerly Cooper Lighting) | Mcgraw-Edison | GLEON-AE-03-LED-[Voltages include 120 thru 277V and 347V]-T2-[All Color]-[All Wall Mounting]-530-[Options include 2L HA P R L90 R90 MS/DIM-Lxx MS/x-Lxx DIMRF-[LW or LN] MT TH and LCF] | Outdoor Luminaires | Mid Output | Architectural Flood and Spot Luminaires | Standard | FALSE | [9 empty] | 42331 |  |  | Yes |  | 3 | 8977.99 | 81.5 | 110.16 | 7.735 | 0.9955 | 4000 | 73
PFAFY3VQ | Eaton (formerly Cooper Lighting) | Mcgraw-Edison | GLEON-AE-03-LED-[Voltages include 120 thru 277V and 347V]-T2-[All Color]-[All Pole/Arm Mounting]-530-[Options include 2L HA P R L90 R90 MS/DIM-Lxx MS/x-Lxx DIMRF-[LW or LN] MT TH and LCF] | Outdoor Luminaires | Mid Output | Architectural Flood and Spot Luminaires | Standard | FALSE | [9 empty] | 42331 |  |  | Yes |  | 3 | 8977.99 | 81.5 | 110.16 | 7.735 | 0.9955 | 4000 | 73
P3NGH8RS | Eaton (formerly Cooper Lighting) | Streetworks | GAN-AE-03-LED-[Voltages include 120 thru 277V and 347V]-T2-[All Color]-[All Pole/Arm Mounting]-530-[Options include 2L 3 HA P 4 L90 R90 MS/DIM-Lxx MS/x-Lxx DIMRF-[LW or LN] MT TH and LCF] | Outdoor Luminaires | Mid Output | Architectural Flood and Spot Luminaires | Standard | FALSE | [9 empty] | 42331 |  |  | Yes |  | 3 | 8977.99 | 81.5 | 110.16 | 7.735 | 0.9955 | 4000 | 73
P1S4HP9V | Eaton (formerly Cooper Lighting) | Streetworks | GAN-AE-03-LED-[Voltages include 120 thru 277V and 347V]-T2-[All Color]-[All Wall Mounting]-530-[Options include 2L 3 HA P 4 L90 R90 MS/DIM-Lxx MS/x-Lxx DIMRF-[LW or LN] MT TH and LCF] | Outdoor Luminaires | Mid Output | Architectural Flood and Spot Luminaires | Standard | FALSE | [9 empty] | 42331 |  |  | Yes |  | 3 | 8977.99 | 81.5 | 110.16 | 7.735 | 0.9955 | 4000 | 73
PS94KQZS | Eaton (formerly Cooper Lighting) | Streetworks | GAN-AE-07-LED-[Voltages include 120 thru 277V and 347V]-5MQ-[All Color]-[All Pole/Arm Mounting]-530-[Options include 2L 3 HA P 4 L90 R90 MS/DIM-Lxx MS/x-Lxx DIMRF-[LW or LN] MT TH and LCF] | Outdoor Luminaires | High Output | Architectural Flood and Spot Luminaires | Standard | FALSE | [9 empty] | 42331 |  |  | Yes |  | 3 | 22266 | 187.6 | 118.69 | 7.735 | 0.9955 | 4000 | 73
PQKAMHKN | Eaton (formerly Cooper Lighting) | Mcgraw-Edison | GLEON-AE-07-LED-[Voltages include 120 thru 277V and 347V]-5MQ-[All Color]-[All Wall Mounting]-530-[Options include 2L HA P R L90 R90 MS/DIM-Lxx MS/x-Lxx DIMRF-[LW or LN] MT TH and LCF] | Outdoor Luminaires | High Output | Architectural Flood and Spot Luminaires | Standard | FALSE | [9 empty] | 42331 |  |  | Yes |  | 3 | 22266 | 187.6 | 118.69 | 7.735 | 0.9955 | 4000 | 73
PMFH71XG | Eaton (formerly Cooper Lighting) | Streetworks | GAN-AE-07-LED-[Voltages include 120 thru 277V and 347V]-5MQ-[All Color]-[All Wall Mounting]-530-[Options include 2L 3 HA P 4 L90 R90 MS/DIM-Lxx MS/x-Lxx DIMRF-[LW or LN] MT TH and LCF] | Outdoor Luminaires | High Output | Architectural Flood and Spot Luminaires | Standard | FALSE | [9 empty] | 42331 |  |  | Yes |  | 3 | 22266 | 187.6 | 118.69 | 7.735 | 0.9955 | 4000 | 73
PDAHJ2U9 | Eaton (formerly Cooper Lighting) | Mcgraw-Edison | GLEON-AE-07-LED-[Voltages include 120 thru 277V and 347V]-5MQ-[All Color]-[All Pole/Arm Mounting]-530-[Options include 2L HA P R L90 R90 MS/DIM-Lxx MS/x-Lxx DIMRF-[LW or LN] MT TH and LCF] | Outdoor Luminaires | High Output | Architectural Flood and Spot Luminaires | Standard | FALSE | [9 empty] | 42331 |  |  | Yes |  | 3 | 22266 | 187.6 | 118.69 | 7.735 | 0.9955 | 4000 | 73
PQVN24RB | Eaton (formerly Cooper Lighting) | Mcgraw-Edison | GLEON-AE-07-LED-[Voltages include 120 thru 277V and 347V]-T2R-[All Color]-[All Wall Mounting]-530-[Options include 2L HA P R L90 R90 MS/DIM-Lxx MS/x-Lxx DIMRF-[LW or LN] MT TH and LCF] | Outdoor Luminaires | High Output | Architectural Flood and Spot Luminaires | Standard | FALSE | [9 empty] | 42331 |  |  | Yes |  | 3 | 22081.99 | 187.6 | 117.71 | 7.735 | 0.9955 | 4000 | 73
PH3A98P3 | Eaton (formerly Cooper Lighting) | Streetworks | GAN-AE-07-LED-[Voltages include 120 thru 277V and 347V]-T2R-[All Color]-[All Wall Mounting]-530-[Options include 2L 3 HA P 4 L90 R90 MS/DIM-Lxx MS/x-Lxx DIMRF-[LW or LN] MT TH and LCF] | Outdoor Luminaires | High Output | Architectural Flood and Spot Luminaires | Standard | FALSE | [9 empty] | 42331 |  |  | Yes |  | 3 | 22081.99 | 187.6 | 117.71 | 7.735 | 0.9955 | 4000 | 73
P7CCK4PK | Eaton (formerly Cooper Lighting) | Streetworks | GAN-AE-07-LED-[Voltages include 120 thru 277V and 347V]-T2R-[All Color]-[All Pole/Arm Mounting]-530-[Options include 2L 3 HA P 4 L90 R90 MS/DIM-Lxx MS/x-Lxx DIMRF-[LW or LN] MT TH and LCF] | Outdoor Luminaires | High Output | Architectural Flood and Spot Luminaires | Standard | FALSE | [9 empty] | 42331 |  |  | Yes |  | 3 | 22081.99 | 187.6 | 117.71 | 7.735 | 0.9955 | 4000 | 73
P2KDFNSW | Eaton (formerly Cooper Lighting) | Mcgraw-Edison | GLEON-AE-07-LED-[Voltages include 120 thru 277V and 347V]-T2R-[All Color]-[All Pole/Arm Mounting]-530-[Options include 2L HA P R L90 R90 MS/DIM-Lxx MS/x-Lxx DIMRF-[LW or LN] MT TH and LCF] | Outdoor Luminaires | High Output | Architectural Flood and Spot Luminaires | Standard | FALSE | [9 empty] | 42331 |  |  | Yes |  | 3 | 22081.99 | 187.6 | 117.71 | 7.735 | 0.9955 | 4000 | 73
PSKJX7FN | Eaton (formerly Cooper Lighting) | Mcgraw-Edison | GLEON-AE-07-LED-[Voltages include 120 thru 277V and 347V]-5NQ-[All Color]-[All Pole/Arm Mounting]-530-[Options include 2L HA P R L90 R90 MS/DIM-Lxx MS/x-Lxx DIMRF-[LW or LN] MT TH and LCF] | Outdoor Luminaires | High Output | Architectural Flood and Spot Luminaires | Standard | FALSE | [9 empty] | 42331 |  |  | Yes |  | 3 | 21863 | 187.6 | 116.54 | 7.735 | 0.9955 | 4000 | 73
P9K7PMJS | Eaton (formerly Cooper Lighting) | Mcgraw-Edison | GLEON-AE-07-LED-[Voltages include 120 thru 277V and 347V]-5NQ-[All Color]-[All Wall Mounting]-530-[Options include 2L HA P R L90 R90 MS/DIM-Lxx MS/x-Lxx DIMRF-[LW or LN] MT TH and LCF] | Outdoor Luminaires | High Output | Architectural Flood and Spot Luminaires | Standard | FALSE | [9 empty] | 42331 |  |  | Yes |  | 3 | 21863 | 187.6 | 116.54 | 7.735 | 0.9955 | 4000 | 73
P92M3Q2Q | Eaton (formerly Cooper Lighting) | Streetworks | GAN-AE-07-LED-[Voltages include 120 thru 277V and 347V]-5NQ-[All Color]-[All Wall Mounting]-530-[Options include 2L 3 HA P 4 L90 R90 MS/DIM-Lxx MS/x-Lxx DIMRF-[LW or LN] MT TH and LCF] | Outdoor Luminaires | High Output | Architectural Flood and Spot Luminaires | Standard | FALSE | [9 empty] | 42331 |  |  | Yes |  | 3 | 21863 | 187.6 | 116.54 | 7.735 | 0.9955 | 4000 | 73
P7TDY46N | Eaton (formerly Cooper Lighting) | Streetworks | GAN-AE-07-LED-[Voltages include 120 thru 277V and 347V]-5NQ-[All Color]-[All Pole/Arm Mounting]-530-[Options include 2L 3 HA P 4 L90 R90 MS/DIM-Lxx MS/x-Lxx DIMRF-[LW or LN] MT TH and LCF] | Outdoor Luminaires | High Output | Architectural Flood and Spot Luminaires | Standard | FALSE | [9 empty] | 42331 |  |  | Yes |  | 3 | 21863 | 187.6 | 116.54 | 7.735 | 0.9955 | 4000 | 73
PX1NVB92 | Eaton (formerly Cooper Lighting) | Streetworks | GAN-AE-07-LED-[Voltages include 120 thru 277V and 347V]-AFL-[All Color]-[All Pole/Arm Mounting]-530-[Options include 2L 3 HA P 4 L90 R90 MS/DIM-Lxx MS/x-Lxx DIMRF-[LW or LN] MT TH and LCF] | Outdoor Luminaires | High Output | Architectural Flood and Spot Luminaires | Standard | FALSE | [9 empty] | 42331 |  |  | Yes |  | 3 | 21745 | 187.6 | 115.91 | 7.735 | 0.9955 | 4000 | 73
PVP67FZV | Eaton (formerly Cooper Lighting) | Mcgraw-Edison | GLEON-AE-07-LED-[Voltages include 120 thru 277V and 347V]-AFL-[All Color]-[All Pole/Arm Mounting]-530-[Options include 2L HA P R L90 R90 MS/DIM-Lxx MS/x-Lxx DIMRF-[LW or LN] MT TH and LCF] | Outdoor Luminaires | High Output | Architectural Flood and Spot Luminaires | Standard | FALSE | [9 empty] | 42331 |  |  | Yes |  | 3 | 21745 | 187.6 | 115.91 | 7.735 | 0.9955 | 4000 | 73
P7S2DS29 | Eaton (formerly Cooper Lighting) | Mcgraw-Edison | GLEON-AE-07-LED-[Voltages include 120 thru 277V and 347V]-AFL-[All Color]-[All Wall Mounting]-530-[Options include 2L HA P R L90 R90 MS/DIM-Lxx MS/x-Lxx DIMRF-[LW or LN] MT TH and LCF] | Outdoor Luminaires | High Output | Architectural Flood and Spot Luminaires | Standard | FALSE | [9 empty] | 42331 |  |  | Yes |  | 3 | 21745 | 187.6 | 115.91 | 7.735 | 0.9955 | 4000 | 73
P1QRG8VU | Eaton (formerly Cooper Lighting) | Streetworks | GAN-AE-07-LED-[Voltages include 120 thru 277V and 347V]-AFL-[All Color]-[All Wall Mounting]-530-[Options include 2L 3 HA P 4 L90 R90 MS/DIM-Lxx MS/x-Lxx DIMRF-[LW or LN] MT TH and LCF] | Outdoor Luminaires | High Output | Architectural Flood and Spot Luminaires | Standard | FALSE | [9 empty] | 42331 |  |  | Yes |  | 3 | 21745 | 187.6 | 115.91 | 7.735 | 0.9955 | 4000 | 73
PFWME2QS | Eaton (formerly Cooper Lighting) | Mcgraw-Edison | GLEON-AE-07-LED-[Voltages include 120 thru 277V and 347V]-T3R-[All Color]-[All Wall Mounting]-530-[Options include 2L HA P R L90 R90 MS/DIM-Lxx MS/x-Lxx DIMRF-[LW or LN] MT TH and LCF] | Outdoor Luminaires | High Output | Architectural Flood and Spot Luminaires | Standard | FALSE | [9 empty] | 42331 |  |  | Yes |  | 3 | 21670.99 | 187.6 | 115.52 | 7.735 | 0.9955 | 4000 | 73
PDFXFUVF | Eaton (formerly Cooper Lighting) | Streetworks | GAN-AE-07-LED-[Voltages include 120 thru 277V and 347V]-T3R-[All Color]-[All Wall Mounting]-530-[Options include 2L 3 HA P 4 L90 R90 MS/DIM-Lxx MS/x-Lxx DIMRF-[LW or LN] MT TH and LCF] | Outdoor Luminaires | High Output | Architectural Flood and Spot Luminaires | Standard | FALSE | [9 empty] | 42331 |  |  | Yes |  | 3 | 21670.99 | 187.6 | 115.52 | 7.735 | 0.9955 | 4000 | 73
PC3DWYPH | Eaton (formerly Cooper Lighting) | Mcgraw-Edison | GLEON-AE-07-LED-[Voltages include 120 thru 277V and 347V]-T3R-[All Color]-[All Pole/Arm Mounting]-530-[Options include 2L HA P R L90 R90 MS/DIM-Lxx MS/x-Lxx DIMRF-[LW or LN] MT TH and LCF] | Outdoor Luminaires | High Output | Architectural Flood and Spot Luminaires | Standard | FALSE | [9 empty] | 42331 |  |  | Yes |  | 3 | 21670.99 | 187.6 | 115.52 | 7.735 | 0.9955 | 4000 | 73
P2PWARHZ | Eaton (formerly Cooper Lighting) | Streetworks | GAN-AE-07-LED-[Voltages include 120 thru 277V and 347V]-T3R-[All Color]-[All Pole/Arm Mounting]-530-[Options include 2L 3 HA P 4 L90 R90 MS/DIM-Lxx MS/x-Lxx DIMRF-[LW or LN] MT TH and LCF] | Outdoor Luminaires | High Output | Architectural Flood and Spot Luminaires | Standard | FALSE | [9 empty] | 42331 |  |  | Yes |  | 3 | 21670.99 | 187.6 | 115.52 | 7.735 | 0.9955 | 4000 | 73
PKYUDMVM | Eaton (formerly Cooper Lighting) | Mcgraw-Edison | GLEON-AE-07-LED-[Voltages include 120 thru 277V and 347V]-T4FT-[All Color]-[All Wall Mounting]-530-[Options include 2L HA P R L90 R90 MS/DIM-Lxx MS/x-Lxx DIMRF-[LW or LN] MT TH and LCF] | Outdoor Luminaires | High Output | Architectural Flood and Spot Luminaires | Standard | FALSE | [9 empty] | 42331 |  |  | Yes |  | 3 | 21323 | 187.6 | 113.66 | 7.735 | 0.9955 | 4000 | 73
PKX3V183 | Eaton (formerly Cooper Lighting) | Streetworks | GAN-AE-07-LED-[Voltages include 120 thru 277V and 347V]-T4FT-[All Color]-[All Wall Mounting]-530-[Options include 2L 3 HA P 4 L90 R90 MS/DIM-Lxx MS/x-Lxx DIMRF-[LW or LN] MT TH and LCF] | Outdoor Luminaires | High Output | Architectural Flood and Spot Luminaires | Standard | FALSE | [9 empty] | 42331 |  |  | Yes |  | 3 | 21323 | 187.6 | 113.66 | 7.735 | 0.9955 | 4000 | 73
P5TBW8EU | Eaton (formerly Cooper Lighting) | Streetworks | GAN-AE-07-LED-[Voltages include 120 thru 277V and 347V]-T4FT-[All Color]-[All Pole/Arm Mounting]-530-[Options include 2L 3 HA P 4 L90 R90 MS/DIM-Lxx MS/x-Lxx DIMRF-[LW or LN] MT TH and LCF] | Outdoor Luminaires | High Output | Architectural Flood and Spot Luminaires | Standard | FALSE | [9 empty] | 42331 |  |  | Yes |  | 3 | 21323 | 187.6 | 113.66 | 7.735 | 0.9955 | 4000 | 73
P3VWCETF | Eaton (formerly Cooper Lighting) | Mcgraw-Edison | GLEON-AE-07-LED-[Voltages include 120 thru 277V and 347V]-T4FT-[All Color]-[All Pole/Arm Mounting]-530-[Options include 2L HA P R L90 R90 MS/DIM-Lxx MS/x-Lxx DIMRF-[LW or LN] MT TH and LCF] | Outdoor Luminaires | High Output | Architectural Flood and Spot Luminaires | Standard | FALSE | [9 empty] | 42331 |  |  | Yes |  | 3 | 21323 | 187.6 | 113.66 | 7.735 | 0.9955 | 4000 | 73
PGGNJ3WK | Eaton (formerly Cooper Lighting) | Streetworks | GAN-AE-07-LED-[Voltages include 120 thru 277V and 347V]-T3-[All Color]-[All Wall Mounting]-530-[Options include 2L 3 HA P 4 L90 R90 MS/DIM-Lxx MS/x-Lxx DIMRF-[LW or LN] MT TH and LCF] | Outdoor Luminaires | High Output | Architectural Flood and Spot Luminaires | Standard | FALSE | [9 empty] | 42331 |  |  | Yes |  | 3 | 21199.99 | 187.6 | 113.01 | 7.735 | 0.9955 | 4000 | 73
PET2YBTH | Eaton (formerly Cooper Lighting) | Streetworks | GAN-AE-07-LED-[Voltages include 120 thru 277V and 347V]-T3-[All Color]-[All Pole/Arm Mounting]-530-[Options include 2L 3 HA P 4 L90 R90 MS/DIM-Lxx MS/x-Lxx DIMRF-[LW or LN] MT TH and LCF] | Outdoor Luminaires | High Output | Architectural Flood and Spot Luminaires | Standard | FALSE | [9 empty] | 42331 |  |  | Yes |  | 3 | 21199.99 | 187.6 | 113.01 | 7.735 | 0.9955 | 4000 | 73
PD2PJ3NA | Eaton (formerly Cooper Lighting) | Mcgraw-Edison | GLEON-AE-07-LED-[Voltages include 120 thru 277V and 347V]-T3-[All Color]-[All Wall Mounting]-530-[Options include 2L HA P R L90 R90 MS/DIM-Lxx MS/x-Lxx DIMRF-[LW or LN] MT TH and LCF] | Outdoor Luminaires | High Output | Architectural Flood and Spot Luminaires | Standard | FALSE | [9 empty] | 42331 |  |  | Yes |  | 3 | 21199.99 | 187.6 | 113.01 | 7.735 | 0.9955 | 4000 | 73
P66VSR1F | Eaton (formerly Cooper Lighting) | Mcgraw-Edison | GLEON-AE-07-LED-[Voltages include 120 thru 277V and 347V]-T3-[All Color]-[All Pole/Arm Mounting]-530-[Options include 2L HA P R L90 R90 MS/DIM-Lxx MS/x-Lxx DIMRF-[LW or LN] MT TH and LCF] | Outdoor Luminaires | High Output | Architectural Flood and Spot Luminaires | Standard | FALSE | [9 empty] | 42331 |  |  | Yes |  | 3 | 21199.99 | 187.6 | 113.01 | 7.735 | 0.9955 | 4000 | 73
PXJ2YH6B | Eaton (formerly Cooper Lighting) | Streetworks | GAN-AE-07-LED-[Voltages include 120 thru 277V and 347V]-T2-[All Color]-[All Wall Mounting]-530-[Options include 2L 3 HA P 4 L90 R90 MS/DIM-Lxx MS/x-Lxx DIMRF-[LW or LN] MT TH and LCF] | Outdoor Luminaires | High Output | Architectural Flood and Spot Luminaires | Standard | FALSE | [9 empty] | 42331 |  |  | Yes |  | 3 | 20800 | 187.6 | 110.87 | 7.735 | 0.9955 | 4000 | 73
PX8QW2PV | Eaton (formerly Cooper Lighting) | Mcgraw-Edison | GLEON-AE-07-LED-[Voltages include 120 thru 277V and 347V]-T2-[All Color]-[All Pole/Arm Mounting]-530-[Options include 2L HA P R L90 R90 MS/DIM-Lxx MS/x-Lxx DIMRF-[LW or LN] MT TH and LCF] | Outdoor Luminaires | High Output | Architectural Flood and Spot Luminaires | Standard | FALSE | [9 empty] | 42331 |  |  | Yes |  | 3 | 20800 | 187.6 | 110.87 | 7.735 | 0.9955 | 4000 | 73
PT5JJKHN | Eaton (formerly Cooper Lighting) | Streetworks | GAN-AE-07-LED-[Voltages include 120 thru 277V and 347V]-T2-[All Color]-[All Pole/Arm Mounting]-530-[Options include 2L 3 HA P 4 L90 R90 MS/DIM-Lxx MS/x-Lxx DIMRF-[LW or LN] MT TH and LCF] | Outdoor Luminaires | High Output | Architectural Flood and Spot Luminaires | Standard | FALSE | [9 empty] | 42331 |  |  | Yes |  | 3 | 20800 | 187.6 | 110.87 | 7.735 | 0.9955 | 4000 | 73
PEVVRXRD | Eaton (formerly Cooper Lighting) | Mcgraw-Edison | GLEON-AE-07-LED-[Voltages include 120 thru 277V and 347V]-T2-[All Color]-[All Wall Mounting]-530-[Options include 2L HA P R L90 R90 MS/DIM-Lxx MS/x-Lxx DIMRF-[LW or LN] MT TH and LCF] | Outdoor Luminaires | High Output | Architectural Flood and Spot Luminaires | Standard | FALSE | [9 empty] | 42331 |  |  | Yes |  | 3 | 20800 | 187.6 | 110.87 | 7.735 | 0.9955 | 4000 | 73
PXEFG6DR | Eaton (formerly Cooper Lighting) | Streetworks | GAN-AE-06-LED-[Voltages include 120 thru 277V and 347V]-5MQ-[All Color]-[All Wall Mounting]-530-[Options include 2L 3 HA P 4 L90 R90 MS/DIM-Lxx MS/x-Lxx DIMRF-[LW or LN] MT TH and LCF] | Outdoor Luminaires | High Output | Architectural Flood and Spot Luminaires | Standard | FALSE | [9 empty] | 42331 |  |  | Yes |  | 3 | 18828.02 | 162.5 | 115.86 | 7.735 | 0.9955 | 4000 | 73
PKUBDE49 | Eaton (formerly Cooper Lighting) | Streetworks | GAN-AE-06-LED-[Voltages include 120 thru 277V and 347V]-5MQ-[All Color]-[All Pole/Arm Mounting]-530-[Options include 2L 3 HA P 4 L90 R90 MS/DIM-Lxx MS/x-Lxx DIMRF-[LW or LN] MT TH and LCF] | Outdoor Luminaires | High Output | Architectural Flood and Spot Luminaires | Standard | FALSE | [9 empty] | 42331 |  |  | Yes |  | 3 | 18828.02 | 162.5 | 115.86 | 7.735 | 0.9955 | 4000 | 73
PDQDPWHE | Eaton (formerly Cooper Lighting) | Mcgraw-Edison | GLEON-AE-06-LED-[Voltages include 120 thru 277V and 347V]-5MQ-[All Color]-[All Pole/Arm Mounting]-530-[Options include 2L HA P R L90 R90 MS/DIM-Lxx MS/x-Lxx DIMRF-[LW or LN] MT TH and LCF] | Outdoor Luminaires | High Output | Architectural Flood and Spot Luminaires | Standard | FALSE | [9 empty] | 42331 |  |  | Yes |  | 3 | 18828.02 | 162.5 | 115.86 | 7.735 | 0.9955 | 4000 | 73
P6AX3EYN | Eaton (formerly Cooper Lighting) | Mcgraw-Edison | GLEON-AE-06-LED-[Voltages include 120 thru 277V and 347V]-5MQ-[All Color]-[All Wall Mounting]-530-[Options include 2L HA P R L90 R90 MS/DIM-Lxx MS/x-Lxx DIMRF-[LW or LN] MT TH and LCF] | Outdoor Luminaires | High Output | Architectural Flood and Spot Luminaires | Standard | FALSE | [9 empty] | 42331 |  |  | Yes |  | 3 | 18828.02 | 162.5 | 115.86 | 7.735 | 0.9955 | 4000 | 73
PZA4EXP5 | Eaton (formerly Cooper Lighting) | Mcgraw-Edison | GLEON-AE-06-LED-[Voltages include 120 thru 277V and 347V]-T2R-[All Color]-[All Pole/Arm Mounting]-530-[Options include 2L HA P R L90 R90 MS/DIM-Lxx MS/x-Lxx DIMRF-[LW or LN] MT TH and LCF] | Outdoor Luminaires | High Output | Architectural Flood and Spot Luminaires | Standard | FALSE | [9 empty] | 42331 |  |  | Yes |  | 3 | 18672 | 162.5 | 114.9 | 7.735 | 0.9955 | 4000 | 73
PYRJUUJH | Eaton (formerly Cooper Lighting) | Streetworks | GAN-AE-06-LED-[Voltages include 120 thru 277V and 347V]-T2R-[All Color]-[All Wall Mounting]-530-[Options include 2L 3 HA P 4 L90 R90 MS/DIM-Lxx MS/x-Lxx DIMRF-[LW or LN] MT TH and LCF] | Outdoor Luminaires | High Output | Architectural Flood and Spot Luminaires | Standard | FALSE | [9 empty] | 42331 |  |  | Yes |  | 3 | 18672 | 162.5 | 114.9 | 7.735 | 0.9955 | 4000 | 73
PVRX7CET | Eaton (formerly Cooper Lighting) | Streetworks | GAN-AE-06-LED-[Voltages include 120 thru 277V and 347V]-T2R-[All Color]-[All Pole/Arm Mounting]-530-[Options include 2L 3 HA P 4 L90 R90 MS/DIM-Lxx MS/x-Lxx DIMRF-[LW or LN] MT TH and LCF] | Outdoor Luminaires | High Output | Architectural Flood and Spot Luminaires | Standard | FALSE | [9 empty] | 42331 |  |  | Yes |  | 3 | 18672 | 162.5 | 114.9 | 7.735 | 0.9955 | 4000 | 73
PCQD6294 | Eaton (formerly Cooper Lighting) | Mcgraw-Edison | GLEON-AE-06-LED-[Voltages include 120 thru 277V and 347V]-T2R-[All Color]-[All Wall Mounting]-530-[Options include 2L HA P R L90 R90 MS/DIM-Lxx MS/x-Lxx DIMRF-[LW or LN] MT TH and LCF] | Outdoor Luminaires | High Output | Architectural Flood and Spot Luminaires | Standard | FALSE | [9 empty] | 42331 |  |  | Yes |  | 3 | 18672 | 162.5 | 114.9 | 7.735 | 0.9955 | 4000 | 73
PSU6PB3N | Eaton (formerly Cooper Lighting) | Mcgraw-Edison | GLEON-AE-06-LED-[Voltages include 120 thru 277V and 347V]-5NQ-[All Color]-[All Wall Mounting]-530-[Options include 2L HA P R L90 R90 MS/DIM-Lxx MS/x-Lxx DIMRF-[LW or LN] MT TH and LCF] | Outdoor Luminaires | High Output | Architectural Flood and Spot Luminaires | Standard | FALSE | [9 empty] | 42331 |  |  | Yes |  | 3 | 18486.99 | 162.5 | 113.77 | 7.735 | 0.9955 | 4000 | 73
PRJU9AM4 | Eaton (formerly Cooper Lighting) | Streetworks | GAN-AE-06-LED-[Voltages include 120 thru 277V and 347V]-5NQ-[All Color]-[All Wall Mounting]-530-[Options include 2L 3 HA P 4 L90 R90 MS/DIM-Lxx MS/x-Lxx DIMRF-[LW or LN] MT TH and LCF] | Outdoor Luminaires | High Output | Architectural Flood and Spot Luminaires | Standard | FALSE | [9 empty] | 42331 |  |  | Yes |  | 3 | 18486.99 | 162.5 | 113.77 | 7.735 | 0.9955 | 4000 | 73
PC23N9BH | Eaton (formerly Cooper Lighting) | Streetworks | GAN-AE-06-LED-[Voltages include 120 thru 277V and 347V]-5NQ-[All Color]-[All Pole/Arm Mounting]-530-[Options include 2L 3 HA P 4 L90 R90 MS/DIM-Lxx MS/x-Lxx DIMRF-[LW or LN] MT TH and LCF] | Outdoor Luminaires | High Output | Architectural Flood and Spot Luminaires | Standard | FALSE | [9 empty] | 42331 |  |  | Yes |  | 3 | 18486.99 | 162.5 | 113.77 | 7.735 | 0.9955 | 4000 | 73
P4QZ5QM2 | Eaton (formerly Cooper Lighting) | Mcgraw-Edison | GLEON-AE-06-LED-[Voltages include 120 thru 277V and 347V]-5NQ-[All Color]-[All Pole/Arm Mounting]-530-[Options include 2L HA P R L90 R90 MS/DIM-Lxx MS/x-Lxx DIMRF-[LW or LN] MT TH and LCF] | Outdoor Luminaires | High Output | Architectural Flood and Spot Luminaires | Standard | FALSE | [9 empty] | 42331 |  |  | Yes |  | 3 | 18486.99 | 162.5 | 113.77 | 7.735 | 0.9955 | 4000 | 73
PWFSBWUH | Eaton (formerly Cooper Lighting) | Streetworks | GAN-AE-06-LED-[Voltages include 120 thru 277V and 347V]-AFL-[All Color]-[All Pole/Arm Mounting]-530-[Options include 2L 3 HA P 4 L90 R90 MS/DIM-Lxx MS/x-Lxx DIMRF-[LW or LN] MT TH and LCF] | Outdoor Luminaires | High Output | Architectural Flood and Spot Luminaires | Standard | FALSE | [9 empty] | 42331 |  |  | Yes |  | 3 | 18387 | 162.5 | 113.15 | 7.735 | 0.9955 | 4000 | 73
PSZ6A642 | Eaton (formerly Cooper Lighting) | Mcgraw-Edison | GLEON-AE-06-LED-[Voltages include 120 thru 277V and 347V]-AFL-[All Color]-[All Wall Mounting]-530-[Options include 2L HA P R L90 R90 MS/DIM-Lxx MS/x-Lxx DIMRF-[LW or LN] MT TH and LCF] | Outdoor Luminaires | High Output | Architectural Flood and Spot Luminaires | Standard | FALSE | [9 empty] | 42331 |  |  | Yes |  | 3 | 18387 | 162.5 | 113.15 | 7.735 | 0.9955 | 4000 | 73
PQ7319V6 | Eaton (formerly Cooper Lighting) | Streetworks | GAN-AE-06-LED-[Voltages include 120 thru 277V and 347V]-AFL-[All Color]-[All Wall Mounting]-530-[Options include 2L 3 HA P 4 L90 R90 MS/DIM-Lxx MS/x-Lxx DIMRF-[LW or LN] MT TH and LCF] | Outdoor Luminaires | High Output | Architectural Flood and Spot Luminaires | Standard | FALSE | [9 empty] | 42331 |  |  | Yes |  | 3 | 18387 | 162.5 | 113.15 | 7.735 | 0.9955 | 4000 | 73
P6R8PN65 | Eaton (formerly Cooper Lighting) | Mcgraw-Edison | GLEON-AE-06-LED-[Voltages include 120 thru 277V and 347V]-AFL-[All Color]-[All Pole/Arm Mounting]-530-[Options include 2L HA P R L90 R90 MS/DIM-Lxx MS/x-Lxx DIMRF-[LW or LN] MT TH and LCF] | Outdoor Luminaires | High Output | Architectural Flood and Spot Luminaires | Standard | FALSE | [9 empty] | 42331 |  |  | Yes |  | 3 | 18387 | 162.5 | 113.15 | 7.735 | 0.9955 | 4000 | 73
PJS7TH7T | Eaton (formerly Cooper Lighting) | Mcgraw-Edison | GLEON-AE-06-LED-[Voltages include 120 thru 277V and 347V]-T3R-[All Color]-[All Pole/Arm Mounting]-530-[Options include 2L HA P R L90 R90 MS/DIM-Lxx MS/x-Lxx DIMRF-[LW or LN] MT TH and LCF] | Outdoor Luminaires | High Output | Architectural Flood and Spot Luminaires | Standard | FALSE | [9 empty] | 42331 |  |  | Yes |  | 3 | 18324.99 | 162.5 | 112.77 | 7.735 | 0.9955 | 4000 | 73
PC2UKRZE | Eaton (formerly Cooper Lighting) | Streetworks | GAN-AE-06-LED-[Voltages include 120 thru 277V and 347V]-T3R-[All Color]-[All Pole/Arm Mounting]-530-[Options include 2L 3 HA P 4 L90 R90 MS/DIM-Lxx MS/x-Lxx DIMRF-[LW or LN] MT TH and LCF] | Outdoor Luminaires | High Output | Architectural Flood and Spot Luminaires | Standard | FALSE | [9 empty] | 42331 |  |  | Yes |  | 3 | 18324.99 | 162.5 | 112.77 | 7.735 | 0.9955 | 4000 | 73
P8HM5BYB | Eaton (formerly Cooper Lighting) | Streetworks | GAN-AE-06-LED-[Voltages include 120 thru 277V and 347V]-T3R-[All Color]-[All Wall Mounting]-530-[Options include 2L 3 HA P 4 L90 R90 MS/DIM-Lxx MS/x-Lxx DIMRF-[LW or LN] MT TH and LCF] | Outdoor Luminaires | High Output | Architectural Flood and Spot Luminaires | Standard | FALSE | [9 empty] | 42331 |  |  | Yes |  | 3 | 18324.99 | 162.5 | 112.77 | 7.735 | 0.9955 | 4000 | 73
P6FJDJR2 | Eaton (formerly Cooper Lighting) | Mcgraw-Edison | GLEON-AE-06-LED-[Voltages include 120 thru 277V and 347V]-T3R-[All Color]-[All Wall Mounting]-530-[Options include 2L HA P R L90 R90 MS/DIM-Lxx MS/x-Lxx DIMRF-[LW or LN] MT TH and LCF] | Outdoor Luminaires | High Output | Architectural Flood and Spot Luminaires | Standard | FALSE | [9 empty] | 42331 |  |  | Yes |  | 3 | 18324.99 | 162.5 | 112.77 | 7.735 | 0.9955 | 4000 | 73
PWGRTUK4 | Eaton (formerly Cooper Lighting) | Streetworks | GAN-AE-06-LED-[Voltages include 120 thru 277V and 347V]-T4FT-[All Color]-[All Wall Mounting]-530-[Options include 2L 3 HA P 4 L90 R90 MS/DIM-Lxx MS/x-Lxx DIMRF-[LW or LN] MT TH and LCF] | Outdoor Luminaires | High Output | Architectural Flood and Spot Luminaires | Standard | FALSE | [9 empty] | 42331 |  |  | Yes |  | 3 | 18030 | 162.5 | 110.95 | 7.735 | 0.9955 | 4000 | 73
PKA9CHTP | Eaton (formerly Cooper Lighting) | Streetworks | GAN-AE-06-LED-[Voltages include 120 thru 277V and 347V]-T4FT-[All Color]-[All Pole/Arm Mounting]-530-[Options include 2L 3 HA P 4 L90 R90 MS/DIM-Lxx MS/x-Lxx DIMRF-[LW or LN] MT TH and LCF] | Outdoor Luminaires | High Output | Architectural Flood and Spot Luminaires | Standard | FALSE | [9 empty] | 42331 |  |  | Yes |  | 3 | 18030 | 162.5 | 110.95 | 7.735 | 0.9955 | 4000 | 73
PEHUARAN | Eaton (formerly Cooper Lighting) | Mcgraw-Edison | GLEON-AE-06-LED-[Voltages include 120 thru 277V and 347V]-T4FT-[All Color]-[All Pole/Arm Mounting]-530-[Options include 2L HA P R L90 R90 MS/DIM-Lxx MS/x-Lxx DIMRF-[LW or LN] MT TH and LCF] | Outdoor Luminaires | High Output | Architectural Flood and Spot Luminaires | Standard | FALSE | [9 empty] | 42331 |  |  | Yes |  | 3 | 18030 | 162.5 | 110.95 | 7.735 | 0.9955 | 4000 | 73
P9AUUAFN | Eaton (formerly Cooper Lighting) | Mcgraw-Edison | GLEON-AE-06-LED-[Voltages include 120 thru 277V and 347V]-T4FT-[All Color]-[All Wall Mounting]-530-[Options include 2L HA P R L90 R90 MS/DIM-Lxx MS/x-Lxx DIMRF-[LW or LN] MT TH and LCF] | Outdoor Luminaires | High Output | Architectural Flood and Spot Luminaires | Standard | FALSE | [9 empty] | 42331 |  |  | Yes |  | 3 | 18030 | 162.5 | 110.95 | 7.735 | 0.9955 | 4000 | 73
PUYY3MV1 | Eaton (formerly Cooper Lighting) | Mcgraw-Edison | GLEON-AE-06-LED-[Voltages include 120 thru 277V and 347V]-T3-[All Color]-[All Wall Mounting]-530-[Options include 2L HA P R L90 R90 MS/DIM-Lxx MS/x-Lxx DIMRF-[LW or LN] MT TH and LCF] | Outdoor Luminaires | High Output | Architectural Flood and Spot Luminaires | Standard | FALSE | [9 empty] | 42331 |  |  | Yes |  | 3 | 17926.01 | 162.5 | 110.31 | 7.735 | 0.9955 | 4000 | 73
PQMVR72S | Eaton (formerly Cooper Lighting) | Mcgraw-Edison | GLEON-AE-06-LED-[Voltages include 120 thru 277V and 347V]-T3-[All Color]-[All Pole/Arm Mounting]-530-[Options include 2L HA P R L90 R90 MS/DIM-Lxx MS/x-Lxx DIMRF-[LW or LN] MT TH and LCF] | Outdoor Luminaires | High Output | Architectural Flood and Spot Luminaires | Standard | FALSE | [9 empty] | 42331 |  |  | Yes |  | 3 | 17926.01 | 162.5 | 110.31 | 7.735 | 0.9955 | 4000 | 73
PN3N6MEX | Eaton (formerly Cooper Lighting) | Streetworks | GAN-AE-06-LED-[Voltages include 120 thru 277V and 347V]-T3-[All Color]-[All Pole/Arm Mounting]-530-[Options include 2L 3 HA P 4 L90 R90 MS/DIM-Lxx MS/x-Lxx DIMRF-[LW or LN] MT TH and LCF] | Outdoor Luminaires | High Output | Architectural Flood and Spot Luminaires | Standard | FALSE | [9 empty] | 42331 |  |  | Yes |  | 3 | 17926.01 | 162.5 | 110.31 | 7.735 | 0.9955 | 4000 | 73
PHS1NKDR | Eaton (formerly Cooper Lighting) | Streetworks | GAN-AE-06-LED-[Voltages include 120 thru 277V and 347V]-T3-[All Color]-[All Wall Mounting]-530-[Options include 2L 3 HA P 4 L90 R90 MS/DIM-Lxx MS/x-Lxx DIMRF-[LW or LN] MT TH and LCF] | Outdoor Luminaires | High Output | Architectural Flood and Spot Luminaires | Standard | FALSE | [9 empty] | 42331 |  |  | Yes |  | 3 | 17926.01 | 162.5 | 110.31 | 7.735 | 0.9955 | 4000 | 73
PZM24K9Q | Eaton (formerly Cooper Lighting) | Streetworks | GAN-AE-06-LED-[Voltages include 120 thru 277V and 347V]-T2-[All Color]-[All Pole/Arm Mounting]-530-[Options include 2L 3 HA P 4 L90 R90 MS/DIM-Lxx MS/x-Lxx DIMRF-[LW or LN] MT TH and LCF] | Outdoor Luminaires | High Output | Architectural Flood and Spot Luminaires | Standard | FALSE | [9 empty] | 42331 |  |  | Yes |  | 3 | 17588 | 162.5 | 108.23 | 7.735 | 0.9955 | 4000 | 73
PYM5Z1DH | Eaton (formerly Cooper Lighting) | Mcgraw-Edison | GLEON-AE-06-LED-[Voltages include 120 thru 277V and 347V]-T2-[All Color]-[All Wall Mounting]-530-[Options include 2L HA P R L90 R90 MS/DIM-Lxx MS/x-Lxx DIMRF-[LW or LN] MT TH and LCF] | Outdoor Luminaires | High Output | Architectural Flood and Spot Luminaires | Standard | FALSE | [9 empty] | 42331 |  |  | Yes |  | 3 | 17588 | 162.5 | 108.23 | 7.735 | 0.9955 | 4000 | 73
PEE574Z7 | Eaton (formerly Cooper Lighting) | Mcgraw-Edison | GLEON-AE-06-LED-[Voltages include 120 thru 277V and 347V]-T2-[All Color]-[All Pole/Arm Mounting]-530-[Options include 2L HA P R L90 R90 MS/DIM-Lxx MS/x-Lxx DIMRF-[LW or LN] MT TH and LCF] | Outdoor Luminaires | High Output | Architectural Flood and Spot Luminaires | Standard | FALSE | [9 empty] | 42331 |  |  | Yes |  | 3 | 17588 | 162.5 | 108.23 | 7.735 | 0.9955 | 4000 | 73
P56WXZ77 | Eaton (formerly Cooper Lighting) | Streetworks | GAN-AE-06-LED-[Voltages include 120 thru 277V and 347V]-T2-[All Color]-[All Wall Mounting]-530-[Options include 2L 3 HA P 4 L90 R90 MS/DIM-Lxx MS/x-Lxx DIMRF-[LW or LN] MT TH and LCF] | Outdoor Luminaires | High Output | Architectural Flood and Spot Luminaires | Standard | FALSE | [9 empty] | 42331 |  |  | Yes |  | 3 | 17588 | 162.5 | 108.23 | 7.735 | 0.9955 | 4000 | 73
PZFJHCAD | Eaton (formerly Cooper Lighting) | Mcgraw-Edison | GLEON-AE-09-LED-[Voltages include 120 thru 277V 347V and 480V]-5MQ-[All Color]-[All Wall Mounting]-530-[Options include 2L HA P R L90 R90 MS/DIM-Lxx MS/x-Lxx DIMRF-[LW or LN] MT TH and LCF] | Outdoor Luminaires | High Output | Architectural Flood and Spot Luminaires | Standard | FALSE | [9 empty] | 42331 |  |  | Yes |  | 3 | 28142.01 | 118.39 | 237.7 | 6.64 | 0.9975 | 4000 | 73
PTRBAUQJ | Eaton (formerly Cooper Lighting) | Streetworks | GAN-AE-09-LED-[Voltages include 120 thru 277V 347V and 480V]-5MQ-[All Color]-[All Pole/Arm Mounting]-530-[Options include 2L 3 HA P 4 L90 R90 MS/DIM-Lxx MS/x-Lxx DIMRF-[LW or LN] MT TH and LCF] | Outdoor Luminaires | High Output | Architectural Flood and Spot Luminaires | Standard | FALSE | [9 empty] | 42331 |  |  | Yes |  | 3 | 28142.01 | 118.39 | 237.7 | 6.64 | 0.9975 | 4000 | 73
PG2WJSQ9 | Eaton (formerly Cooper Lighting) | Mcgraw-Edison | GLEON-AE-09-LED-[Voltages include 120 thru 277V 347V and 480V]-5MQ-[All Color]-[All Pole/Arm Mounting]-530-[Options include 2L HA P R L90 R90 MS/DIM-Lxx MS/x-Lxx DIMRF-[LW or LN] MT TH and LCF] | Outdoor Luminaires | High Output | Architectural Flood and Spot Luminaires | Standard | FALSE | [9 empty] | 42331 |  |  | Yes |  | 3 | 28142.01 | 118.39 | 237.7 | 6.64 | 0.9975 | 4000 | 73
P2GJ8XSG | Eaton (formerly Cooper Lighting) | Streetworks | GAN-AE-09-LED-[Voltages include 120 thru 277V 347V and 480V]-5MQ-[All Color]-[All Wall Mounting]-530-[Options include 2L 3 HA P 4 L90 R90 MS/DIM-Lxx MS/x-Lxx DIMRF-[LW or LN] MT TH and LCF] | Outdoor Luminaires | High Output | Architectural Flood and Spot Luminaires | Standard | FALSE | [9 empty] | 42331 |  |  | Yes |  | 3 | 28142.01 | 118.39 | 237.7 | 6.64 | 0.9975 | 4000 | 73
PNX9D8ZG | Eaton (formerly Cooper Lighting) | Streetworks | GAN-AE-09-LED-[Voltages include 120 thru 277V 347V and 480V]-T2R-[All Color]-[All Pole/Arm Mounting]-530-[Options include 2L 3 HA P 4 L90 R90 MS/DIM-Lxx MS/x-Lxx DIMRF-[LW or LN] MT TH and LCF] | Outdoor Luminaires | High Output | Architectural Flood and Spot Luminaires | Standard | FALSE | [9 empty] | 42331 |  |  | Yes |  | 3 | 27909 | 117.41 | 237.7 | 6.64 | 0.9975 | 4000 | 73
PAXXCNEQ | Eaton (formerly Cooper Lighting) | Mcgraw-Edison | GLEON-AE-09-LED-[Voltages include 120 thru 277V 347V and 480V]-T2R-[All Color]-[All Wall Mounting]-530-[Options include 2L HA P R L90 R90 MS/DIM-Lxx MS/x-Lxx DIMRF-[LW or LN] MT TH and LCF] | Outdoor Luminaires | High Output | Architectural Flood and Spot Luminaires | Standard | FALSE | [9 empty] | 42331 |  |  | Yes |  | 3 | 27909 | 117.41 | 237.7 | 6.64 | 0.9975 | 4000 | 73
P5BSB1M3 | Eaton (formerly Cooper Lighting) | Streetworks | GAN-AE-09-LED-[Voltages include 120 thru 277V 347V and 480V]-T2R-[All Color]-[All Wall Mounting]-530-[Options include 2L 3 HA P 4 L90 R90 MS/DIM-Lxx MS/x-Lxx DIMRF-[LW or LN] MT TH and LCF] | Outdoor Luminaires | High Output | Architectural Flood and Spot Luminaires | Standard | FALSE | [9 empty] | 42331 |  |  | Yes |  | 3 | 27909 | 117.41 | 237.7 | 6.64 | 0.9975 | 4000 | 73
P27JF4DV | Eaton (formerly Cooper Lighting) | Mcgraw-Edison | GLEON-AE-09-LED-[Voltages include 120 thru 277V 347V and 480V]-T2R-[All Color]-[All Pole/Arm Mounting]-530-[Options include 2L HA P R L90 R90 MS/DIM-Lxx MS/x-Lxx DIMRF-[LW or LN] MT TH and LCF] | Outdoor Luminaires | High Output | Architectural Flood and Spot Luminaires | Standard | FALSE | [9 empty] | 42331 |  |  | Yes |  | 3 | 27909 | 117.41 | 237.7 | 6.64 | 0.9975 | 4000 | 73
PWP2ZW51 | Eaton (formerly Cooper Lighting) | Mcgraw-Edison | GLEON-AE-09-LED-[Voltages include 120 thru 277V 347V and 480V]-5NQ-[All Color]-[All Pole/Arm Mounting]-530-[Options include 2L HA P R L90 R90 MS/DIM-Lxx MS/x-Lxx DIMRF-[LW or LN] MT TH and LCF] | Outdoor Luminaires | High Output | Architectural Flood and Spot Luminaires | Standard | FALSE | [9 empty] | 42331 |  |  | Yes |  | 3 | 27634 | 116.26 | 237.7 | 6.64 | 0.9975 | 4000 | 73
PVH2ACGC | Eaton (formerly Cooper Lighting) | Streetworks | GAN-AE-09-LED-[Voltages include 120 thru 277V 347V and 480V]-5NQ-[All Color]-[All Wall Mounting]-530-[Options include 2L 3 HA P 4 L90 R90 MS/DIM-Lxx MS/x-Lxx DIMRF-[LW or LN] MT TH and LCF] | Outdoor Luminaires | High Output | Architectural Flood and Spot Luminaires | Standard | FALSE | [9 empty] | 42331 |  |  | Yes |  | 3 | 27634 | 116.26 | 237.7 | 6.64 | 0.9975 | 4000 | 73
PMAP3PDW | Eaton (formerly Cooper Lighting) | Streetworks | GAN-AE-09-LED-[Voltages include 120 thru 277V 347V and 480V]-5NQ-[All Color]-[All Pole/Arm Mounting]-530-[Options include 2L 3 HA P 4 L90 R90 MS/DIM-Lxx MS/x-Lxx DIMRF-[LW or LN] MT TH and LCF] | Outdoor Luminaires | High Output | Architectural Flood and Spot Luminaires | Standard | FALSE | [9 empty] | 42331 |  |  | Yes |  | 3 | 27634 | 116.26 | 237.7 | 6.64 | 0.9975 | 4000 | 73
PEDMFX2S | Eaton (formerly Cooper Lighting) | Mcgraw-Edison | GLEON-AE-09-LED-[Voltages include 120 thru 277V 347V and 480V]-5NQ-[All Color]-[All Wall Mounting]-530-[Options include 2L HA P R L90 R90 MS/DIM-Lxx MS/x-Lxx DIMRF-[LW or LN] MT TH and LCF] | Outdoor Luminaires | High Output | Architectural Flood and Spot Luminaires | Standard | FALSE | [9 empty] | 42331 |  |  | Yes |  | 3 | 27634 | 116.26 | 237.7 | 6.64 | 0.9975 | 4000 | 73
PWVFHEAB | Eaton (formerly Cooper Lighting) | Streetworks | GAN-AE-09-LED-[Voltages include 120 thru 277V 347V and 480V]-AFL-[All Color]-[All Wall Mounting]-530-[Options include 2L 3 HA P 4 L90 R90 MS/DIM-Lxx MS/x-Lxx DIMRF-[LW or LN] MT TH and LCF] | Outdoor Luminaires | High Output | Architectural Flood and Spot Luminaires | Standard | FALSE | [9 empty] | 42331 |  |  | Yes |  | 3 | 27484 | 115.62 | 237.7 | 6.64 | 0.9975 | 4000 | 73
PRR7CA48 | Eaton (formerly Cooper Lighting) | Mcgraw-Edison | GLEON-AE-09-LED-[Voltages include 120 thru 277V 347V and 480V]-AFL-[All Color]-[All Wall Mounting]-530-[Options include 2L HA P R L90 R90 MS/DIM-Lxx MS/x-Lxx DIMRF-[LW or LN] MT TH and LCF] | Outdoor Luminaires | High Output | Architectural Flood and Spot Luminaires | Standard | FALSE | [9 empty] | 42331 |  |  | Yes |  | 3 | 27484 | 115.62 | 237.7 | 6.64 | 0.9975 | 4000 | 73
PGACSDUK | Eaton (formerly Cooper Lighting) | Streetworks | GAN-AE-09-LED-[Voltages include 120 thru 277V 347V and 480V]-AFL-[All Color]-[All Pole/Arm Mounting]-530-[Options include 2L 3 HA P 4 L90 R90 MS/DIM-Lxx MS/x-Lxx DIMRF-[LW or LN] MT TH and LCF] | Outdoor Luminaires | High Output | Architectural Flood and Spot Luminaires | Standard | FALSE | [9 empty] | 42331 |  |  | Yes |  | 3 | 27484 | 115.62 | 237.7 | 6.64 | 0.9975 | 4000 | 73
P146QBCX | Eaton (formerly Cooper Lighting) | Mcgraw-Edison | GLEON-AE-09-LED-[Voltages include 120 thru 277V 347V and 480V]-AFL-[All Color]-[All Pole/Arm Mounting]-530-[Options include 2L HA P R L90 R90 MS/DIM-Lxx MS/x-Lxx DIMRF-[LW or LN] MT TH and LCF] | Outdoor Luminaires | High Output | Architectural Flood and Spot Luminaires | Standard | FALSE | [9 empty] | 42331 |  |  | Yes |  | 3 | 27484 | 115.62 | 237.7 | 6.64 | 0.9975 | 4000 | 73
PXUTJAJ3 | Eaton (formerly Cooper Lighting) | Streetworks | GAN-AE-09-LED-[Voltages include 120 thru 277V 347V and 480V]-T3R-[All Color]-[All Wall Mounting]-530-[Options include 2L 3 HA P 4 L90 R90 MS/DIM-Lxx MS/x-Lxx DIMRF-[LW or LN] MT TH and LCF] | Outdoor Luminaires | High Output | Architectural Flood and Spot Luminaires | Standard | FALSE | [9 empty] | 42331 |  |  | Yes |  | 3 | 27390 | 115.23 | 237.7 | 6.64 | 0.9975 | 4000 | 73
PWM6V8WZ | Eaton (formerly Cooper Lighting) | Streetworks | GAN-AE-09-LED-[Voltages include 120 thru 277V 347V and 480V]-T3R-[All Color]-[All Pole/Arm Mounting]-530-[Options include 2L 3 HA P 4 L90 R90 MS/DIM-Lxx MS/x-Lxx DIMRF-[LW or LN] MT TH and LCF] | Outdoor Luminaires | High Output | Architectural Flood and Spot Luminaires | Standard | FALSE | [9 empty] | 42331 |  |  | Yes |  | 3 | 27390 | 115.23 | 237.7 | 6.64 | 0.9975 | 4000 | 73
P9AFS67G | Eaton (formerly Cooper Lighting) | Mcgraw-Edison | GLEON-AE-09-LED-[Voltages include 120 thru 277V 347V and 480V]-T3R-[All Color]-[All Wall Mounting]-530-[Options include 2L HA P R L90 R90 MS/DIM-Lxx MS/x-Lxx DIMRF-[LW or LN] MT TH and LCF] | Outdoor Luminaires | High Output | Architectural Flood and Spot Luminaires | Standard | FALSE | [9 empty] | 42331 |  |  | Yes |  | 3 | 27390 | 115.23 | 237.7 | 6.64 | 0.9975 | 4000 | 73
P2ME2YHE | Eaton (formerly Cooper Lighting) | Mcgraw-Edison | GLEON-AE-09-LED-[Voltages include 120 thru 277V 347V and 480V]-T3R-[All Color]-[All Pole/Arm Mounting]-530-[Options include 2L HA P R L90 R90 MS/DIM-Lxx MS/x-Lxx DIMRF-[LW or LN] MT TH and LCF] | Outdoor Luminaires | High Output | Architectural Flood and Spot Luminaires | Standard | FALSE | [9 empty] | 42331 |  |  | Yes |  | 3 | 27390 | 115.23 | 237.7 | 6.64 | 0.9975 | 4000 | 73
PY2N798W | Eaton (formerly Cooper Lighting) | Mcgraw-Edison | GLEON-AE-09-LED-[Voltages include 120 thru 277V 347V and 480V]-T4FT-[All Color]-[All Pole/Arm Mounting]-530-[Options include 2L HA P R L90 R90 MS/DIM-Lxx MS/x-Lxx DIMRF-[LW or LN] MT TH and LCF] | Outdoor Luminaires | High Output | Architectural Flood and Spot Luminaires | Standard | FALSE | [9 empty] | 42331 |  |  | Yes |  | 3 | 26950.01 | 113.38 | 237.7 | 6.64 | 0.9975 | 4000 | 73
PNUXZT38 | Eaton (formerly Cooper Lighting) | Streetworks | GAN-AE-09-LED-[Voltages include 120 thru 277V 347V and 480V]-T4FT-[All Color]-[All Wall Mounting]-530-[Options include 2L 3 HA P 4 L90 R90 MS/DIM-Lxx MS/x-Lxx DIMRF-[LW or LN] MT TH and LCF] | Outdoor Luminaires | High Output | Architectural Flood and Spot Luminaires | Standard | FALSE | [9 empty] | 42331 |  |  | Yes |  | 3 | 26950.01 | 113.38 | 237.7 | 6.64 | 0.9975 | 4000 | 73
PKYRBKS7 | Eaton (formerly Cooper Lighting) | Streetworks | GAN-AE-09-LED-[Voltages include 120 thru 277V 347V and 480V]-T4FT-[All Color]-[All Pole/Arm Mounting]-530-[Options include 2L 3 HA P 4 L90 R90 MS/DIM-Lxx MS/x-Lxx DIMRF-[LW or LN] MT TH and LCF] | Outdoor Luminaires | High Output | Architectural Flood and Spot Luminaires | Standard | FALSE | [9 empty] | 42331 |  |  | Yes |  | 3 | 26950.01 | 113.38 | 237.7 | 6.64 | 0.9975 | 4000 | 73
P7NSVCNE | Eaton (formerly Cooper Lighting) | Mcgraw-Edison | GLEON-AE-09-LED-[Voltages include 120 thru 277V 347V and 480V]-T4FT-[All Color]-[All Wall Mounting]-530-[Options include 2L HA P R L90 R90 MS/DIM-Lxx MS/x-Lxx DIMRF-[LW or LN] MT TH and LCF] | Outdoor Luminaires | High Output | Architectural Flood and Spot Luminaires | Standard | FALSE | [9 empty] | 42331 |  |  | Yes |  | 3 | 26950.01 | 113.38 | 237.7 | 6.64 | 0.9975 | 4000 | 73
PFNH8RWC | Eaton (formerly Cooper Lighting) | Streetworks | GAN-AE-09-LED-[Voltages include 120 thru 277V 347V and 480V]-T3-[All Color]-[All Wall Mounting]-530-[Options include 2L 3 HA P 4 L90 R90 MS/DIM-Lxx MS/x-Lxx DIMRF-[LW or LN] MT TH and LCF] | Outdoor Luminaires | High Output | Architectural Flood and Spot Luminaires | Standard | FALSE | [9 empty] | 42331 |  |  | Yes |  | 3 | 26795.01 | 112.73 | 237.7 | 6.64 | 0.9975 | 4000 | 73
PCKV1RUK | Eaton (formerly Cooper Lighting) | Mcgraw-Edison | GLEON-AE-09-LED-[Voltages include 120 thru 277V 347V and 480V]-T3-[All Color]-[All Pole/Arm Mounting]-530-[Options include 2L HA P R L90 R90 MS/DIM-Lxx MS/x-Lxx DIMRF-[LW or LN] MT TH and LCF] | Outdoor Luminaires | High Output | Architectural Flood and Spot Luminaires | Standard | FALSE | [9 empty] | 42331 |  |  | Yes |  | 3 | 26795.01 | 112.73 | 237.7 | 6.64 | 0.9975 | 4000 | 73
P5PFRFH3 | Eaton (formerly Cooper Lighting) | Mcgraw-Edison | GLEON-AE-09-LED-[Voltages include 120 thru 277V 347V and 480V]-T3-[All Color]-[All Wall Mounting]-530-[Options include 2L HA P R L90 R90 MS/DIM-Lxx MS/x-Lxx DIMRF-[LW or LN] MT TH and LCF] | Outdoor Luminaires | High Output | Architectural Flood and Spot Luminaires | Standard | FALSE | [9 empty] | 42331 |  |  | Yes |  | 3 | 26795.01 | 112.73 | 237.7 | 6.64 | 0.9975 | 4000 | 73
P3FNNWPS | Eaton (formerly Cooper Lighting) | Streetworks | GAN-AE-09-LED-[Voltages include 120 thru 277V 347V and 480V]-T3-[All Color]-[All Pole/Arm Mounting]-530-[Options include 2L 3 HA P 4 L90 R90 MS/DIM-Lxx MS/x-Lxx DIMRF-[LW or LN] MT TH and LCF] | Outdoor Luminaires | High Output | Architectural Flood and Spot Luminaires | Standard | FALSE | [9 empty] | 42331 |  |  | Yes |  | 3 | 26795.01 | 112.73 | 237.7 | 6.64 | 0.9975 | 4000 | 73
PYJ5N6P9 | Eaton (formerly Cooper Lighting) | Streetworks | GAN-AE-09-LED-[Voltages include 120 thru 277V 347V and 480V]-T2-[All Color]-[All Wall Mounting]-530-[Options include 2L 3 HA P 4 L90 R90 MS/DIM-Lxx MS/x-Lxx DIMRF-[LW or LN] MT TH and LCF] | Outdoor Luminaires | High Output | Architectural Flood and Spot Luminaires | Standard | FALSE | [9 empty] | 42331 |  |  | Yes |  | 3 | 26289 | 110.6 | 237.7 | 6.64 | 0.9975 | 4000 | 73
PPXFED1U | Eaton (formerly Cooper Lighting) | Mcgraw-Edison | GLEON-AE-09-LED-[Voltages include 120 thru 277V 347V and 480V]-T2-[All Color]-[All Pole/Arm Mounting]-530-[Options include 2L HA P R L90 R90 MS/DIM-Lxx MS/x-Lxx DIMRF-[LW or LN] MT TH and LCF] | Outdoor Luminaires | High Output | Architectural Flood and Spot Luminaires | Standard | FALSE | [9 empty] | 42331 |  |  | Yes |  | 3 | 26289 | 110.6 | 237.7 | 6.64 | 0.9975 | 4000 | 73
P7T3RR53 | Eaton (formerly Cooper Lighting) | Streetworks | GAN-AE-09-LED-[Voltages include 120 thru 277V 347V and 480V]-T2-[All Color]-[All Pole/Arm Mounting]-530-[Options include 2L 3 HA P 4 L90 R90 MS/DIM-Lxx MS/x-Lxx DIMRF-[LW or LN] MT TH and LCF] | Outdoor Luminaires | High Output | Architectural Flood and Spot Luminaires | Standard | FALSE | [9 empty] | 42331 |  |  | Yes |  | 3 | 26289 | 110.6 | 237.7 | 6.64 | 0.9975 | 4000 | 73
P7SN8S11 | Eaton (formerly Cooper Lighting) | Mcgraw-Edison | GLEON-AE-09-LED-[Voltages include 120 thru 277V 347V and 480V]-T2-[All Color]-[All Wall Mounting]-530-[Options include 2L HA P R L90 R90 MS/DIM-Lxx MS/x-Lxx DIMRF-[LW or LN] MT TH and LCF] | Outdoor Luminaires | High Output | Architectural Flood and Spot Luminaires | Standard | FALSE | [9 empty] | 42331 |  |  | Yes |  | 3 | 26289 | 110.6 | 237.7 | 6.64 | 0.9975 | 4000 | 73
PTN4NWHR | Eaton (formerly Cooper Lighting) | Mcgraw-Edison | GLEON-AE-08-LED-[Voltages include 120 thru 277V 347V and 480V]-5MQ-[All Color]-[All Wall Mounting]-530-[Options include 2L HA P R L90 R90 MS/DIM-Lxx MS/x-Lxx DIMRF-[LW or LN] MT TH and LCF] | Outdoor Luminaires | High Output | Architectural Flood and Spot Luminaires | Standard | FALSE | [9 empty] | 42331 |  |  | Yes |  | 3 | 25229 | 118.61 | 212.7 | 6.64 | 0.9975 | 4000 | 73
PTDB2DV9 | Eaton (formerly Cooper Lighting) | Mcgraw-Edison | GLEON-AE-08-LED-[Voltages include 120 thru 277V 347V and 480V]-5MQ-[All Color]-[All Pole/Arm Mounting]-530-[Options include 2L HA P R L90 R90 MS/DIM-Lxx MS/x-Lxx DIMRF-[LW or LN] MT TH and LCF] | Outdoor Luminaires | High Output | Architectural Flood and Spot Luminaires | Standard | FALSE | [9 empty] | 42331 |  |  | Yes |  | 3 | 25229 | 118.61 | 212.7 | 6.64 | 0.9975 | 4000 | 73
P8EQF8JW | Eaton (formerly Cooper Lighting) | Streetworks | GAN-AE-08-LED-[Voltages include 120 thru 277V 347V and 480V]-5MQ-[All Color]-[All Pole/Arm Mounting]-530-[Options include 2L 3 HA P 4 L90 R90 MS/DIM-Lxx MS/x-Lxx DIMRF-[LW or LN] MT TH and LCF] | Outdoor Luminaires | High Output | Architectural Flood and Spot Luminaires | Standard | FALSE | [9 empty] | 42331 |  |  | Yes |  | 3 | 25229 | 118.61 | 212.7 | 6.64 | 0.9975 | 4000 | 73
P83ZMY9K | Eaton (formerly Cooper Lighting) | Streetworks | GAN-AE-08-LED-[Voltages include 120 thru 277V 347V and 480V]-5MQ-[All Color]-[All Wall Mounting]-530-[Options include 2L 3 HA P 4 L90 R90 MS/DIM-Lxx MS/x-Lxx DIMRF-[LW or LN] MT TH and LCF] | Outdoor Luminaires | High Output | Architectural Flood and Spot Luminaires | Standard | FALSE | [9 empty] | 42331 |  |  | Yes |  | 3 | 25229 | 118.61 | 212.7 | 6.64 | 0.9975 | 4000 | 73
PVAY6J1G | Eaton (formerly Cooper Lighting) | Streetworks | GAN-AE-08-LED-[Voltages include 120 thru 277V 347V and 480V]-T2R-[All Color]-[All Pole/Arm Mounting]-530-[Options include 2L 3 HA P 4 L90 R90 MS/DIM-Lxx MS/x-Lxx DIMRF-[LW or LN] MT TH and LCF] | Outdoor Luminaires | High Output | Architectural Flood and Spot Luminaires | Standard | FALSE | [9 empty] | 42331 |  |  | Yes |  | 3 | 25020 | 117.63 | 212.7 | 6.64 | 0.9975 | 4000 | 73
PFGQHQ9H | Eaton (formerly Cooper Lighting) | Streetworks | GAN-AE-08-LED-[Voltages include 120 thru 277V 347V and 480V]-T2R-[All Color]-[All Wall Mounting]-530-[Options include 2L 3 HA P 4 L90 R90 MS/DIM-Lxx MS/x-Lxx DIMRF-[LW or LN] MT TH and LCF] | Outdoor Luminaires | High Output | Architectural Flood and Spot Luminaires | Standard | FALSE | [9 empty] | 42331 |  |  | Yes |  | 3 | 25020 | 117.63 | 212.7 | 6.64 | 0.9975 | 4000 | 73
P73YS6ZE | Eaton (formerly Cooper Lighting) | Mcgraw-Edison | GLEON-AE-08-LED-[Voltages include 120 thru 277V 347V and 480V]-T2R-[All Color]-[All Wall Mounting]-530-[Options include 2L HA P R L90 R90 MS/DIM-Lxx MS/x-Lxx DIMRF-[LW or LN] MT TH and LCF] | Outdoor Luminaires | High Output | Architectural Flood and Spot Luminaires | Standard | FALSE | [9 empty] | 42331 |  |  | Yes |  | 3 | 25020 | 117.63 | 212.7 | 6.64 | 0.9975 | 4000 | 73
P1SDH9QQ | Eaton (formerly Cooper Lighting) | Mcgraw-Edison | GLEON-AE-08-LED-[Voltages include 120 thru 277V 347V and 480V]-T2R-[All Color]-[All Pole/Arm Mounting]-530-[Options include 2L HA P R L90 R90 MS/DIM-Lxx MS/x-Lxx DIMRF-[LW or LN] MT TH and LCF] | Outdoor Luminaires | High Output | Architectural Flood and Spot Luminaires | Standard | FALSE | [9 empty] | 42331 |  |  | Yes |  | 3 | 25020 | 117.63 | 212.7 | 6.64 | 0.9975 | 4000 | 73
PX5DE6RF | Eaton (formerly Cooper Lighting) | Streetworks | GAN-AE-08-LED-[Voltages include 120 thru 277V 347V and 480V]-5NQ-[All Color]-[All Wall Mounting]-530-[Options include 2L 3 HA P 4 L90 R90 MS/DIM-Lxx MS/x-Lxx DIMRF-[LW or LN] MT TH and LCF] | Outdoor Luminaires | High Output | Architectural Flood and Spot Luminaires | Standard | FALSE | [9 empty] | 42331 |  |  | Yes |  | 3 | 24773.01 | 116.47 | 212.7 | 6.64 | 0.9975 | 4000 | 73
PBWSKXNS | Eaton (formerly Cooper Lighting) | Mcgraw-Edison | GLEON-AE-08-LED-[Voltages include 120 thru 277V 347V and 480V]-5NQ-[All Color]-[All Wall Mounting]-530-[Options include 2L HA P R L90 R90 MS/DIM-Lxx MS/x-Lxx DIMRF-[LW or LN] MT TH and LCF] | Outdoor Luminaires | High Output | Architectural Flood and Spot Luminaires | Standard | FALSE | [9 empty] | 42331 |  |  | Yes |  | 3 | 24773.01 | 116.47 | 212.7 | 6.64 | 0.9975 | 4000 | 73
PAJU74NP | Eaton (formerly Cooper Lighting) | Mcgraw-Edison | GLEON-AE-08-LED-[Voltages include 120 thru 277V 347V and 480V]-5NQ-[All Color]-[All Pole/Arm Mounting]-530-[Options include 2L HA P R L90 R90 MS/DIM-Lxx MS/x-Lxx DIMRF-[LW or LN] MT TH and LCF] | Outdoor Luminaires | High Output | Architectural Flood and Spot Luminaires | Standard | FALSE | [9 empty] | 42331 |  |  | Yes |  | 3 | 24773.01 | 116.47 | 212.7 | 6.64 | 0.9975 | 4000 | 73
P4545HJ6 | Eaton (formerly Cooper Lighting) | Streetworks | GAN-AE-08-LED-[Voltages include 120 thru 277V 347V and 480V]-5NQ-[All Color]-[All Pole/Arm Mounting]-530-[Options include 2L 3 HA P 4 L90 R90 MS/DIM-Lxx MS/x-Lxx DIMRF-[LW or LN] MT TH and LCF] | Outdoor Luminaires | High Output | Architectural Flood and Spot Luminaires | Standard | FALSE | [9 empty] | 42331 |  |  | Yes |  | 3 | 24773.01 | 116.47 | 212.7 | 6.64 | 0.9975 | 4000 | 73
PP94EY2C | Eaton (formerly Cooper Lighting) | Streetworks | GAN-AE-08-LED-[Voltages include 120 thru 277V 347V and 480V]-AFL-[All Color]-[All Wall Mounting]-530-[Options include 2L 3 HA P 4 L90 R90 MS/DIM-Lxx MS/x-Lxx DIMRF-[LW or LN] MT TH and LCF] | Outdoor Luminaires | High Output | Architectural Flood and Spot Luminaires | Standard | FALSE | [9 empty] | 42331 |  |  | Yes |  | 3 | 24638 | 115.83 | 212.7 | 6.64 | 0.9975 | 4000 | 73
PCNNRDSA | Eaton (formerly Cooper Lighting) | Streetworks | GAN-AE-08-LED-[Voltages include 120 thru 277V 347V and 480V]-AFL-[All Color]-[All Pole/Arm Mounting]-530-[Options include 2L 3 HA P 4 L90 R90 MS/DIM-Lxx MS/x-Lxx DIMRF-[LW or LN] MT TH and LCF] | Outdoor Luminaires | High Output | Architectural Flood and Spot Luminaires | Standard | FALSE | [9 empty] | 42331 |  |  | Yes |  | 3 | 24638 | 115.83 | 212.7 | 6.64 | 0.9975 | 4000 | 73
PBBPW6WN | Eaton (formerly Cooper Lighting) | Mcgraw-Edison | GLEON-AE-08-LED-[Voltages include 120 thru 277V 347V and 480V]-AFL-[All Color]-[All Pole/Arm Mounting]-530-[Options include 2L HA P R L90 R90 MS/DIM-Lxx MS/x-Lxx DIMRF-[LW or LN] MT TH and LCF] | Outdoor Luminaires | High Output | Architectural Flood and Spot Luminaires | Standard | FALSE | [9 empty] | 42331 |  |  | Yes |  | 3 | 24638 | 115.83 | 212.7 | 6.64 | 0.9975 | 4000 | 73
P95XNHJX | Eaton (formerly Cooper Lighting) | Mcgraw-Edison | GLEON-AE-08-LED-[Voltages include 120 thru 277V 347V and 480V]-AFL-[All Color]-[All Wall Mounting]-530-[Options include 2L HA P R L90 R90 MS/DIM-Lxx MS/x-Lxx DIMRF-[LW or LN] MT TH and LCF] | Outdoor Luminaires | High Output | Architectural Flood and Spot Luminaires | Standard | FALSE | [9 empty] | 42331 |  |  | Yes |  | 3 | 24638 | 115.83 | 212.7 | 6.64 | 0.9975 | 4000 | 73
PQ21BUGG | Eaton (formerly Cooper Lighting) | Streetworks | GAN-AE-08-LED-[Voltages include 120 thru 277V 347V and 480V]-T3R-[All Color]-[All Pole/Arm Mounting]-530-[Options include 2L 3 HA P 4 L90 R90 MS/DIM-Lxx MS/x-Lxx DIMRF-[LW or LN] MT TH and LCF] | Outdoor Luminaires | High Output | Architectural Flood and Spot Luminaires | Standard | FALSE | [9 empty] | 42331 |  |  | Yes |  | 3 | 24554.99 | 115.44 | 212.7 | 6.64 | 0.9975 | 4000 | 73
PKM4TDDP | Eaton (formerly Cooper Lighting) | Mcgraw-Edison | GLEON-AE-08-LED-[Voltages include 120 thru 277V 347V and 480V]-T3R-[All Color]-[All Wall Mounting]-530-[Options include 2L HA P R L90 R90 MS/DIM-Lxx MS/x-Lxx DIMRF-[LW or LN] MT TH and LCF] | Outdoor Luminaires | High Output | Architectural Flood and Spot Luminaires | Standard | FALSE | [9 empty] | 42331 |  |  | Yes |  | 3 | 24554.99 | 115.44 | 212.7 | 6.64 | 0.9975 | 4000 | 73
PAQH479U | Eaton (formerly Cooper Lighting) | Streetworks | GAN-AE-08-LED-[Voltages include 120 thru 277V 347V and 480V]-T3R-[All Color]-[All Wall Mounting]-530-[Options include 2L 3 HA P 4 L90 R90 MS/DIM-Lxx MS/x-Lxx DIMRF-[LW or LN] MT TH and LCF] | Outdoor Luminaires | High Output | Architectural Flood and Spot Luminaires | Standard | FALSE | [9 empty] | 42331 |  |  | Yes |  | 3 | 24554.99 | 115.44 | 212.7 | 6.64 | 0.9975 | 4000 | 73
P36N75HH | Eaton (formerly Cooper Lighting) | Mcgraw-Edison | GLEON-AE-08-LED-[Voltages include 120 thru 277V 347V and 480V]-T3R-[All Color]-[All Pole/Arm Mounting]-530-[Options include 2L HA P R L90 R90 MS/DIM-Lxx MS/x-Lxx DIMRF-[LW or LN] MT TH and LCF] | Outdoor Luminaires | High Output | Architectural Flood and Spot Luminaires | Standard | FALSE | [9 empty] | 42331 |  |  | Yes |  | 3 | 24554.99 | 115.44 | 212.7 | 6.64 | 0.9975 | 4000 | 73
PGZF84WM | Eaton (formerly Cooper Lighting) | Mcgraw-Edison | GLEON-AE-08-LED-[Voltages include 120 thru 277V 347V and 480V]-T4FT-[All Color]-[All Pole/Arm Mounting]-530-[Options include 2L HA P R L90 R90 MS/DIM-Lxx MS/x-Lxx DIMRF-[LW or LN] MT TH and LCF] | Outdoor Luminaires | High Output | Architectural Flood and Spot Luminaires | Standard | FALSE | [9 empty] | 42331 |  |  | Yes |  | 3 | 24160.01 | 113.59 | 212.7 | 6.64 | 0.9975 | 4000 | 73
PGMP2PJ6 | Eaton (formerly Cooper Lighting) | Streetworks | GAN-AE-08-LED-[Voltages include 120 thru 277V 347V and 480V]-T4FT-[All Color]-[All Wall Mounting]-530-[Options include 2L 3 HA P 4 L90 R90 MS/DIM-Lxx MS/x-Lxx DIMRF-[LW or LN] MT TH and LCF] | Outdoor Luminaires | High Output | Architectural Flood and Spot Luminaires | Standard | FALSE | [9 empty] | 42331 |  |  | Yes |  | 3 | 24160.01 | 113.59 | 212.7 | 6.64 | 0.9975 | 4000 | 73
PG3A53NA | Eaton (formerly Cooper Lighting) | Mcgraw-Edison | GLEON-AE-08-LED-[Voltages include 120 thru 277V 347V and 480V]-T4FT-[All Color]-[All Wall Mounting]-530-[Options include 2L HA P R L90 R90 MS/DIM-Lxx MS/x-Lxx DIMRF-[LW or LN] MT TH and LCF] | Outdoor Luminaires | High Output | Architectural Flood and Spot Luminaires | Standard | FALSE | [9 empty] | 42331 |  |  | Yes |  | 3 | 24160.01 | 113.59 | 212.7 | 6.64 | 0.9975 | 4000 | 73
P2YB6F2S | Eaton (formerly Cooper Lighting) | Streetworks | GAN-AE-08-LED-[Voltages include 120 thru 277V 347V and 480V]-T4FT-[All Color]-[All Pole/Arm Mounting]-530-[Options include 2L 3 HA P 4 L90 R90 MS/DIM-Lxx MS/x-Lxx DIMRF-[LW or LN] MT TH and LCF] | Outdoor Luminaires | High Output | Architectural Flood and Spot Luminaires | Standard | FALSE | [9 empty] | 42331 |  |  | Yes |  | 3 | 24160.01 | 113.59 | 212.7 | 6.64 | 0.9975 | 4000 | 73
PVM5TU38 | Eaton (formerly Cooper Lighting) | Mcgraw-Edison | GLEON-AE-08-LED-[Voltages include 120 thru 277V 347V and 480V]-T3-[All Color]-[All Pole/Arm Mounting]-530-[Options include 2L HA P R L90 R90 MS/DIM-Lxx MS/x-Lxx DIMRF-[LW or LN] MT TH and LCF] | Outdoor Luminaires | High Output | Architectural Flood and Spot Luminaires | Standard | FALSE | [9 empty] | 42331 |  |  | Yes |  | 3 | 24021 | 112.93 | 212.7 | 6.64 | 0.9975 | 4000 | 73
PSS6RDT1 | Eaton (formerly Cooper Lighting) | Mcgraw-Edison | GLEON-AE-08-LED-[Voltages include 120 thru 277V 347V and 480V]-T3-[All Color]-[All Wall Mounting]-530-[Options include 2L HA P R L90 R90 MS/DIM-Lxx MS/x-Lxx DIMRF-[LW or LN] MT TH and LCF] | Outdoor Luminaires | High Output | Architectural Flood and Spot Luminaires | Standard | FALSE | [9 empty] | 42331 |  |  | Yes |  | 3 | 24021 | 112.93 | 212.7 | 6.64 | 0.9975 | 4000 | 73
PRBSN462 | Eaton (formerly Cooper Lighting) | Streetworks | GAN-AE-08-LED-[Voltages include 120 thru 277V 347V and 480V]-T3-[All Color]-[All Wall Mounting]-530-[Options include 2L 3 HA P 4 L90 R90 MS/DIM-Lxx MS/x-Lxx DIMRF-[LW or LN] MT TH and LCF] | Outdoor Luminaires | High Output | Architectural Flood and Spot Luminaires | Standard | FALSE | [9 empty] | 42331 |  |  | Yes |  | 3 | 24021 | 112.93 | 212.7 | 6.64 | 0.9975 | 4000 | 73
PAX9GW6K | Eaton (formerly Cooper Lighting) | Streetworks | GAN-AE-08-LED-[Voltages include 120 thru 277V 347V and 480V]-T3-[All Color]-[All Pole/Arm Mounting]-530-[Options include 2L 3 HA P 4 L90 R90 MS/DIM-Lxx MS/x-Lxx DIMRF-[LW or LN] MT TH and LCF] | Outdoor Luminaires | High Output | Architectural Flood and Spot Luminaires | Standard | FALSE | [9 empty] | 42331 |  |  | Yes |  | 3 | 24021 | 112.93 | 212.7 | 6.64 | 0.9975 | 4000 | 73
PRYH59YC | Eaton (formerly Cooper Lighting) | Streetworks | GAN-AE-08-LED-[Voltages include 120 thru 277V 347V and 480V]-T2-[All Color]-[All Pole/Arm Mounting]-530-[Options include 2L 3 HA P 4 L90 R90 MS/DIM-Lxx MS/x-Lxx DIMRF-[LW or LN] MT TH and LCF] | Outdoor Luminaires | High Output | Architectural Flood and Spot Luminaires | Standard | FALSE | [9 empty] | 42331 |  |  | Yes |  | 3 | 23567 | 110.8 | 212.7 | 6.64 | 0.9975 | 4000 | 73
PEK9CAN9 | Eaton (formerly Cooper Lighting) | Mcgraw-Edison | GLEON-AE-08-LED-[Voltages include 120 thru 277V 347V and 480V]-T2-[All Color]-[All Pole/Arm Mounting]-530-[Options include 2L HA P R L90 R90 MS/DIM-Lxx MS/x-Lxx DIMRF-[LW or LN] MT TH and LCF] | Outdoor Luminaires | High Output | Architectural Flood and Spot Luminaires | Standard | FALSE | [9 empty] | 42331 |  |  | Yes |  | 3 | 23567 | 110.8 | 212.7 | 6.64 | 0.9975 | 4000 | 73
PDDSYK68 | Eaton (formerly Cooper Lighting) | Streetworks | GAN-AE-08-LED-[Voltages include 120 thru 277V 347V and 480V]-T2-[All Color]-[All Wall Mounting]-530-[Options include 2L 3 HA P 4 L90 R90 MS/DIM-Lxx MS/x-Lxx DIMRF-[LW or LN] MT TH and LCF] | Outdoor Luminaires | High Output | Architectural Flood and Spot Luminaires | Standard | FALSE | [9 empty] | 42331 |  |  | Yes |  | 3 | 23567 | 110.8 | 212.7 | 6.64 | 0.9975 | 4000 | 73
P8HK6BWD | Eaton (formerly Cooper Lighting) | Mcgraw-Edison | GLEON-AE-08-LED-[Voltages include 120 thru 277V 347V and 480V]-T2-[All Color]-[All Wall Mounting]-530-[Options include 2L HA P R L90 R90 MS/DIM-Lxx MS/x-Lxx DIMRF-[LW or LN] MT TH and LCF] | Outdoor Luminaires | High Output | Architectural Flood and Spot Luminaires | Standard | FALSE | [9 empty] | 42331 |  |  | Yes |  | 3 | 23567 | 110.8 | 212.7 | 6.64 | 0.9975 | 4000 | 73
PJURBZJ3 | Eaton (formerly Cooper Lighting) | Mcgraw-Edison | GLEON-AE-04-LED-[Voltages include 120 thru 277V 347V and 480V]-5MQ-[All Color]-[All Pole/Arm Mounting]-530-[Options include 2L HA P R L90 R90 MS/DIM-Lxx MS/x-Lxx DIMRF-[LW or LN] MT TH and LCF] | Outdoor Luminaires | High Output | Architectural Flood and Spot Luminaires | Standard | FALSE | [9 empty] | 42331 |  |  | Yes |  | 3 | 12697.99 | 106.6 | 119.12 | 6.64 | 0.9975 | 4000 | 73
P7YDRN34 | Eaton (formerly Cooper Lighting) | Mcgraw-Edison | GLEON-AE-04-LED-[Voltages include 120 thru 277V 347V and 480V]-5MQ-[All Color]-[All Wall Mounting]-530-[Options include 2L HA P R L90 R90 MS/DIM-Lxx MS/x-Lxx DIMRF-[LW or LN] MT TH and LCF] | Outdoor Luminaires | High Output | Architectural Flood and Spot Luminaires | Standard | FALSE | [9 empty] | 42331 |  |  | Yes |  | 3 | 12697.99 | 106.6 | 119.12 | 6.64 | 0.9975 | 4000 | 73
P6YRJ383 | Eaton (formerly Cooper Lighting) | Streetworks | GAN-AE-04-LED-[Voltages include 120 thru 277V 347V and 480V]-5MQ-[All Color]-[All Wall Mounting]-530-[Options include 2L 3 HA P 4 L90 R90 MS/DIM-Lxx MS/x-Lxx DIMRF-[LW or LN] MT TH and LCF] | Outdoor Luminaires | High Output | Architectural Flood and Spot Luminaires | Standard | FALSE | [9 empty] | 42331 |  |  | Yes |  | 3 | 12697.99 | 106.6 | 119.12 | 6.64 | 0.9975 | 4000 | 73
P5ATMXME | Eaton (formerly Cooper Lighting) | Streetworks | GAN-AE-04-LED-[Voltages include 120 thru 277V 347V and 480V]-5MQ-[All Color]-[All Pole/Arm Mounting]-530-[Options include 2L 3 HA P 4 L90 R90 MS/DIM-Lxx MS/x-Lxx DIMRF-[LW or LN] MT TH and LCF] | Outdoor Luminaires | High Output | Architectural Flood and Spot Luminaires | Standard | FALSE | [9 empty] | 42331 |  |  | Yes |  | 3 | 12697.99 | 106.6 | 119.12 | 6.64 | 0.9975 | 4000 | 73
PP4X2CT4 | Eaton (formerly Cooper Lighting) | Mcgraw-Edison | GLEON-AE-04-LED-[Voltages include 120 thru 277V 347V and 480V]-T2R-[All Color]-[All Wall Mounting]-530-[Options include 2L HA P R L90 R90 MS/DIM-Lxx MS/x-Lxx DIMRF-[LW or LN] MT TH and LCF] | Outdoor Luminaires | High Output | Architectural Flood and Spot Luminaires | Standard | FALSE | [9 empty] | 42331 |  |  | Yes |  | 3 | 12593 | 106.6 | 118.13 | 6.64 | 0.9975 | 4000 | 73
PHY7325K | Eaton (formerly Cooper Lighting) | Streetworks | GAN-AE-04-LED-[Voltages include 120 thru 277V 347V and 480V]-T2R-[All Color]-[All Wall Mounting]-530-[Options include 2L 3 HA P 4 L90 R90 MS/DIM-Lxx MS/x-Lxx DIMRF-[LW or LN] MT TH and LCF] | Outdoor Luminaires | High Output | Architectural Flood and Spot Luminaires | Standard | FALSE | [9 empty] | 42331 |  |  | Yes |  | 3 | 12593 | 106.6 | 118.13 | 6.64 | 0.9975 | 4000 | 73
PGAJ5KEA | Eaton (formerly Cooper Lighting) | Mcgraw-Edison | GLEON-AE-04-LED-[Voltages include 120 thru 277V 347V and 480V]-T2R-[All Color]-[All Pole/Arm Mounting]-530-[Options include 2L HA P R L90 R90 MS/DIM-Lxx MS/x-Lxx DIMRF-[LW or LN] MT TH and LCF] | Outdoor Luminaires | High Output | Architectural Flood and Spot Luminaires | Standard | FALSE | [9 empty] | 42331 |  |  | Yes |  | 3 | 12593 | 106.6 | 118.13 | 6.64 | 0.9975 | 4000 | 73
P2N5H1R5 | Eaton (formerly Cooper Lighting) | Streetworks | GAN-AE-04-LED-[Voltages include 120 thru 277V 347V and 480V]-T2R-[All Color]-[All Pole/Arm Mounting]-530-[Options include 2L 3 HA P 4 L90 R90 MS/DIM-Lxx MS/x-Lxx DIMRF-[LW or LN] MT TH and LCF] | Outdoor Luminaires | High Output | Architectural Flood and Spot Luminaires | Standard | FALSE | [9 empty] | 42331 |  |  | Yes |  | 3 | 12593 | 106.6 | 118.13 | 6.64 | 0.9975 | 4000 | 73
PYG3ZYBD | Eaton (formerly Cooper Lighting) | Streetworks | GAN-AE-04-LED-[Voltages include 120 thru 277V 347V and 480V]-5NQ-[All Color]-[All Pole/Arm Mounting]-530-[Options include 2L 3 HA P 4 L90 R90 MS/DIM-Lxx MS/x-Lxx DIMRF-[LW or LN] MT TH and LCF] | Outdoor Luminaires | High Output | Architectural Flood and Spot Luminaires | Standard | FALSE | [9 empty] | 42331 |  |  | Yes |  | 3 | 12469 | 106.6 | 116.97 | 6.64 | 0.9975 | 4000 | 73
PS6QD9HG | Eaton (formerly Cooper Lighting) | Mcgraw-Edison | GLEON-AE-04-LED-[Voltages include 120 thru 277V 347V and 480V]-5NQ-[All Color]-[All Wall Mounting]-530-[Options include 2L HA P R L90 R90 MS/DIM-Lxx MS/x-Lxx DIMRF-[LW or LN] MT TH and LCF] | Outdoor Luminaires | High Output | Architectural Flood and Spot Luminaires | Standard | FALSE | [9 empty] | 42331 |  |  | Yes |  | 3 | 12469 | 106.6 | 116.97 | 6.64 | 0.9975 | 4000 | 73
PNW5UQY7 | Eaton (formerly Cooper Lighting) | Streetworks | GAN-AE-04-LED-[Voltages include 120 thru 277V 347V and 480V]-5NQ-[All Color]-[All Wall Mounting]-530-[Options include 2L 3 HA P 4 L90 R90 MS/DIM-Lxx MS/x-Lxx DIMRF-[LW or LN] MT TH and LCF] | Outdoor Luminaires | High Output | Architectural Flood and Spot Luminaires | Standard | FALSE | [9 empty] | 42331 |  |  | Yes |  | 3 | 12469 | 106.6 | 116.97 | 6.64 | 0.9975 | 4000 | 73
P2B5MD15 | Eaton (formerly Cooper Lighting) | Mcgraw-Edison | GLEON-AE-04-LED-[Voltages include 120 thru 277V 347V and 480V]-5NQ-[All Color]-[All Pole/Arm Mounting]-530-[Options include 2L HA P R L90 R90 MS/DIM-Lxx MS/x-Lxx DIMRF-[LW or LN] MT TH and LCF] | Outdoor Luminaires | High Output | Architectural Flood and Spot Luminaires | Standard | FALSE | [9 empty] | 42331 |  |  | Yes |  | 3 | 12469 | 106.6 | 116.97 | 6.64 | 0.9975 | 4000 | 73
PR75JUNF | Eaton (formerly Cooper Lighting) | Mcgraw-Edison | GLEON-AE-04-LED-[Voltages include 120 thru 277V 347V and 480V]-AFL-[All Color]-[All Pole/Arm Mounting]-530-[Options include 2L HA P R L90 R90 MS/DIM-Lxx MS/x-Lxx DIMRF-[LW or LN] MT TH and LCF] | Outdoor Luminaires | High Output | Architectural Flood and Spot Luminaires | Standard | FALSE | [9 empty] | 42331 |  |  | Yes |  | 3 | 12401.01 | 106.6 | 116.33 | 6.64 | 0.9975 | 4000 | 73
PPJJWU3D | Eaton (formerly Cooper Lighting) | Mcgraw-Edison | GLEON-AE-04-LED-[Voltages include 120 thru 277V 347V and 480V]-AFL-[All Color]-[All Wall Mounting]-530-[Options include 2L HA P R L90 R90 MS/DIM-Lxx MS/x-Lxx DIMRF-[LW or LN] MT TH and LCF] | Outdoor Luminaires | High Output | Architectural Flood and Spot Luminaires | Standard | FALSE | [9 empty] | 42331 |  |  | Yes |  | 3 | 12401.01 | 106.6 | 116.33 | 6.64 | 0.9975 | 4000 | 73
PJJJVJJR | Eaton (formerly Cooper Lighting) | Streetworks | GAN-AE-04-LED-[Voltages include 120 thru 277V 347V and 480V]-AFL-[All Color]-[All Wall Mounting]-530-[Options include 2L 3 HA P 4 L90 R90 MS/DIM-Lxx MS/x-Lxx DIMRF-[LW or LN] MT TH and LCF] | Outdoor Luminaires | High Output | Architectural Flood and Spot Luminaires | Standard | FALSE | [9 empty] | 42331 |  |  | Yes |  | 3 | 12401.01 | 106.6 | 116.33 | 6.64 | 0.9975 | 4000 | 73
PCYUXSUU | Eaton (formerly Cooper Lighting) | Streetworks | GAN-AE-04-LED-[Voltages include 120 thru 277V 347V and 480V]-AFL-[All Color]-[All Pole/Arm Mounting]-530-[Options include 2L 3 HA P 4 L90 R90 MS/DIM-Lxx MS/x-Lxx DIMRF-[LW or LN] MT TH and LCF] | Outdoor Luminaires | High Output | Architectural Flood and Spot Luminaires | Standard | FALSE | [9 empty] | 42331 |  |  | Yes |  | 3 | 12401.01 | 106.6 | 116.33 | 6.64 | 0.9975 | 4000 | 73
PU5K1GSG | Eaton (formerly Cooper Lighting) | Mcgraw-Edison | GLEON-AE-04-LED-[Voltages include 120 thru 277V 347V and 480V]-T3R-[All Color]-[All Wall Mounting]-530-[Options include 2L HA P R L90 R90 MS/DIM-Lxx MS/x-Lxx DIMRF-[LW or LN] MT TH and LCF] | Outdoor Luminaires | High Output | Architectural Flood and Spot Luminaires | Standard | FALSE | [9 empty] | 42331 |  |  | Yes |  | 3 | 12358.99 | 106.6 | 115.94 | 6.64 | 0.9975 | 4000 | 73
PKT6354B | Eaton (formerly Cooper Lighting) | Mcgraw-Edison | GLEON-AE-04-LED-[Voltages include 120 thru 277V 347V and 480V]-T3R-[All Color]-[All Pole/Arm Mounting]-530-[Options include 2L HA P R L90 R90 MS/DIM-Lxx MS/x-Lxx DIMRF-[LW or LN] MT TH and LCF] | Outdoor Luminaires | High Output | Architectural Flood and Spot Luminaires | Standard | FALSE | [9 empty] | 42331 |  |  | Yes |  | 3 | 12358.99 | 106.6 | 115.94 | 6.64 | 0.9975 | 4000 | 73
PHWT74UA | Eaton (formerly Cooper Lighting) | Streetworks | GAN-AE-04-LED-[Voltages include 120 thru 277V 347V and 480V]-T3R-[All Color]-[All Wall Mounting]-530-[Options include 2L 3 HA P 4 L90 R90 MS/DIM-Lxx MS/x-Lxx DIMRF-[LW or LN] MT TH and LCF] | Outdoor Luminaires | High Output | Architectural Flood and Spot Luminaires | Standard | FALSE | [9 empty] | 42331 |  |  | Yes |  | 3 | 12358.99 | 106.6 | 115.94 | 6.64 | 0.9975 | 4000 | 73
P3HD9QJ3 | Eaton (formerly Cooper Lighting) | Streetworks | GAN-AE-04-LED-[Voltages include 120 thru 277V 347V and 480V]-T3R-[All Color]-[All Pole/Arm Mounting]-530-[Options include 2L 3 HA P 4 L90 R90 MS/DIM-Lxx MS/x-Lxx DIMRF-[LW or LN] MT TH and LCF] | Outdoor Luminaires | High Output | Architectural Flood and Spot Luminaires | Standard | FALSE | [9 empty] | 42331 |  |  | Yes |  | 3 | 12358.99 | 106.6 | 115.94 | 6.64 | 0.9975 | 4000 | 73
PSAGUTY2 | Eaton (formerly Cooper Lighting) | Mcgraw-Edison | GLEON-AE-04-LED-[Voltages include 120 thru 277V 347V and 480V]-T4FT-[All Color]-[All Pole/Arm Mounting]-530-[Options include 2L HA P R L90 R90 MS/DIM-Lxx MS/x-Lxx DIMRF-[LW or LN] MT TH and LCF] | Outdoor Luminaires | High Output | Architectural Flood and Spot Luminaires | Standard | FALSE | [9 empty] | 42331 |  |  | Yes |  | 3 | 12160.99 | 106.6 | 114.08 | 6.64 | 0.9975 | 4000 | 73
PQKPGKBF | Eaton (formerly Cooper Lighting) | Streetworks | GAN-AE-04-LED-[Voltages include 120 thru 277V 347V and 480V]-T4FT-[All Color]-[All Pole/Arm Mounting]-530-[Options include 2L 3 HA P 4 L90 R90 MS/DIM-Lxx MS/x-Lxx DIMRF-[LW or LN] MT TH and LCF] | Outdoor Luminaires | High Output | Architectural Flood and Spot Luminaires | Standard | FALSE | [9 empty] | 42331 |  |  | Yes |  | 3 | 12160.99 | 106.6 | 114.08 | 6.64 | 0.9975 | 4000 | 73
PM7P92ZV | Eaton (formerly Cooper Lighting) | Mcgraw-Edison | GLEON-AE-04-LED-[Voltages include 120 thru 277V 347V and 480V]-T4FT-[All Color]-[All Wall Mounting]-530-[Options include 2L HA P R L90 R90 MS/DIM-Lxx MS/x-Lxx DIMRF-[LW or LN] MT TH and LCF] | Outdoor Luminaires | High Output | Architectural Flood and Spot Luminaires | Standard | FALSE | [9 empty] | 42331 |  |  | Yes |  | 3 | 12160.99 | 106.6 | 114.08 | 6.64 | 0.9975 | 4000 | 73
PKA1R63D | Eaton (formerly Cooper Lighting) | Streetworks | GAN-AE-04-LED-[Voltages include 120 thru 277V 347V and 480V]-T4FT-[All Color]-[All Wall Mounting]-530-[Options include 2L 3 HA P 4 L90 R90 MS/DIM-Lxx MS/x-Lxx DIMRF-[LW or LN] MT TH and LCF] | Outdoor Luminaires | High Output | Architectural Flood and Spot Luminaires | Standard | FALSE | [9 empty] | 42331 |  |  | Yes |  | 3 | 12160.99 | 106.6 | 114.08 | 6.64 | 0.9975 | 4000 | 73
PVY9X8AG | Eaton (formerly Cooper Lighting) | Streetworks | GAN-AE-04-LED-[Voltages include 120 thru 277V 347V and 480V]-T3-[All Color]-[All Pole/Arm Mounting]-530-[Options include 2L 3 HA P 4 L90 R90 MS/DIM-Lxx MS/x-Lxx DIMRF-[LW or LN] MT TH and LCF] | Outdoor Luminaires | High Output | Architectural Flood and Spot Luminaires | Standard | FALSE | [9 empty] | 42331 |  |  | Yes |  | 3 | 12091.01 | 106.6 | 113.42 | 6.64 | 0.9975 | 4000 | 73
PVPH9M66 | Eaton (formerly Cooper Lighting) | Mcgraw-Edison | GLEON-AE-04-LED-[Voltages include 120 thru 277V 347V and 480V]-T3-[All Color]-[All Pole/Arm Mounting]-530-[Options include 2L HA P R L90 R90 MS/DIM-Lxx MS/x-Lxx DIMRF-[LW or LN] MT TH and LCF] | Outdoor Luminaires | High Output | Architectural Flood and Spot Luminaires | Standard | FALSE | [9 empty] | 42331 |  |  | Yes |  | 3 | 12091.01 | 106.6 | 113.42 | 6.64 | 0.9975 | 4000 | 73
PG22GGEX | Eaton (formerly Cooper Lighting) | Mcgraw-Edison | GLEON-AE-04-LED-[Voltages include 120 thru 277V 347V and 480V]-T3-[All Color]-[All Wall Mounting]-530-[Options include 2L HA P R L90 R90 MS/DIM-Lxx MS/x-Lxx DIMRF-[LW or LN] MT TH and LCF] | Outdoor Luminaires | High Output | Architectural Flood and Spot Luminaires | Standard | FALSE | [9 empty] | 42331 |  |  | Yes |  | 3 | 12091.01 | 106.6 | 113.42 | 6.64 | 0.9975 | 4000 | 73
P9TR6M1F | Eaton (formerly Cooper Lighting) | Streetworks | GAN-AE-04-LED-[Voltages include 120 thru 277V 347V and 480V]-T3-[All Color]-[All Wall Mounting]-530-[Options include 2L 3 HA P 4 L90 R90 MS/DIM-Lxx MS/x-Lxx DIMRF-[LW or LN] MT TH and LCF] | Outdoor Luminaires | High Output | Architectural Flood and Spot Luminaires | Standard | FALSE | [9 empty] | 42331 |  |  | Yes |  | 3 | 12091.01 | 106.6 | 113.42 | 6.64 | 0.9975 | 4000 | 73
PZXRQT38 | Eaton (formerly Cooper Lighting) | Streetworks | GAN-AE-04-LED-[Voltages include 120 thru 277V 347V and 480V]-T2-[All Color]-[All Wall Mounting]-530-[Options include 2L 3 HA P 4 L90 R90 MS/DIM-Lxx MS/x-Lxx DIMRF-[LW or LN] MT TH and LCF] | Outdoor Luminaires | High Output | Architectural Flood and Spot Luminaires | Standard | FALSE | [9 empty] | 42331 |  |  | Yes |  | 3 | 11862 | 106.6 | 111.28 | 6.64 | 0.9975 | 4000 | 73
PXXEM65M | Eaton (formerly Cooper Lighting) | Mcgraw-Edison | GLEON-AE-04-LED-[Voltages include 120 thru 277V 347V and 480V]-T2-[All Color]-[All Wall Mounting]-530-[Options include 2L HA P R L90 R90 MS/DIM-Lxx MS/x-Lxx DIMRF-[LW or LN] MT TH and LCF] | Outdoor Luminaires | High Output | Architectural Flood and Spot Luminaires | Standard | FALSE | [9 empty] | 42331 |  |  | Yes |  | 3 | 11862 | 106.6 | 111.28 | 6.64 | 0.9975 | 4000 | 73
PR5RY6MC | Eaton (formerly Cooper Lighting) | Mcgraw-Edison | GLEON-AE-04-LED-[Voltages include 120 thru 277V 347V and 480V]-T2-[All Color]-[All Pole/Arm Mounting]-530-[Options include 2L HA P R L90 R90 MS/DIM-Lxx MS/x-Lxx DIMRF-[LW or LN] MT TH and LCF] | Outdoor Luminaires | High Output | Architectural Flood and Spot Luminaires | Standard | FALSE | [9 empty] | 42331 |  |  | Yes |  | 3 | 11862 | 106.6 | 111.28 | 6.64 | 0.9975 | 4000 | 73
PMEP88B2 | Eaton (formerly Cooper Lighting) | Streetworks | GAN-AE-04-LED-[Voltages include 120 thru 277V 347V and 480V]-T2-[All Color]-[All Pole/Arm Mounting]-530-[Options include 2L 3 HA P 4 L90 R90 MS/DIM-Lxx MS/x-Lxx DIMRF-[LW or LN] MT TH and LCF] | Outdoor Luminaires | High Output | Architectural Flood and Spot Luminaires | Standard | FALSE | [9 empty] | 42331 |  |  | Yes |  | 3 | 11862 | 106.6 | 111.28 | 6.64 | 0.9975 | 4000 | 73
PJVHQERF | Eaton (formerly Cooper Lighting) | Mcgraw-Edison | GLEON-AE-10-LED-[Voltages include 120 thru 277V 347V and 480V]-5MQ-[All Color]-[All Wall Mounting]-700-[Options include 2L HA P R L90 R90 MS/DIM-Lxx MS/x-Lxx DIMRF-[LW or LN] MT TH and LCF] | Outdoor Luminaires | Very High Output | Architectural Flood and Spot Luminaires | Standard | FALSE | [9 empty] | 42331 |  |  | Yes |  | 3 | 38999.01 | 111.19 | 350.75 | 6.435 | 0.9975 | 4000 | 73
PFAG3U4X | Eaton (formerly Cooper Lighting) | Streetworks | GAN-AE-10-LED-[Voltages include 120 thru 277V 347V and 480V]-5MQ-[All Color]-[All Pole/Arm Mounting]-700-[Options include 2L 3 HA P 4 L90 R90 MS/DIM-Lxx MS/x-Lxx DIMRF-[LW or LN] MT TH and LCF] | Outdoor Luminaires | Very High Output | Architectural Flood and Spot Luminaires | Standard | FALSE | [9 empty] | 42331 |  |  | Yes |  | 3 | 38999.01 | 111.19 | 350.75 | 6.435 | 0.9975 | 4000 | 73
P2X39STA | Eaton (formerly Cooper Lighting) | Streetworks | GAN-AE-10-LED-[Voltages include 120 thru 277V 347V and 480V]-5MQ-[All Color]-[All Wall Mounting]-700-[Options include 2L 3 HA P 4 L90 R90 MS/DIM-Lxx MS/x-Lxx DIMRF-[LW or LN] MT TH and LCF] | Outdoor Luminaires | Very High Output | Architectural Flood and Spot Luminaires | Standard | FALSE | [9 empty] | 42331 |  |  | Yes |  | 3 | 38999.01 | 111.19 | 350.75 | 6.435 | 0.9975 | 4000 | 73
P1NBRKVX | Eaton (formerly Cooper Lighting) | Mcgraw-Edison | GLEON-AE-10-LED-[Voltages include 120 thru 277V 347V and 480V]-5MQ-[All Color]-[All Pole/Arm Mounting]-700-[Options include 2L HA P R L90 R90 MS/DIM-Lxx MS/x-Lxx DIMRF-[LW or LN] MT TH and LCF] | Outdoor Luminaires | Very High Output | Architectural Flood and Spot Luminaires | Standard | FALSE | [9 empty] | 42331 |  |  | Yes |  | 3 | 38999.01 | 111.19 | 350.75 | 6.435 | 0.9975 | 4000 | 73
PN9BTTUK | Eaton (formerly Cooper Lighting) | Mcgraw-Edison | GLEON-AE-10-LED-[Voltages include 120 thru 277V 347V and 480V]-T2R-[All Color]-[All Pole/Arm Mounting]-700-[Options include 2L HA P R L90 R90 MS/DIM-Lxx MS/x-Lxx DIMRF-[LW or LN] MT TH and LCF] | Outdoor Luminaires | Very High Output | Architectural Flood and Spot Luminaires | Standard | FALSE | [9 empty] | 42331 |  |  | Yes |  | 3 | 38675.99 | 110.27 | 350.75 | 6.435 | 0.9975 | 4000 | 73
PGZWEUQ8 | Eaton (formerly Cooper Lighting) | Streetworks | GAN-AE-10-LED-[Voltages include 120 thru 277V 347V and 480V]-T2R-[All Color]-[All Pole/Arm Mounting]-700-[Options include 2L 3 HA P 4 L90 R90 MS/DIM-Lxx MS/x-Lxx DIMRF-[LW or LN] MT TH and LCF] | Outdoor Luminaires | Very High Output | Architectural Flood and Spot Luminaires | Standard | FALSE | [9 empty] | 42331 |  |  | Yes |  | 3 | 38675.99 | 110.27 | 350.75 | 6.435 | 0.9975 | 4000 | 73
PF9QTU9K | Eaton (formerly Cooper Lighting) | Mcgraw-Edison | GLEON-AE-10-LED-[Voltages include 120 thru 277V 347V and 480V]-T2R-[All Color]-[All Wall Mounting]-700-[Options include 2L HA P R L90 R90 MS/DIM-Lxx MS/x-Lxx DIMRF-[LW or LN] MT TH and LCF] | Outdoor Luminaires | Very High Output | Architectural Flood and Spot Luminaires | Standard | FALSE | [9 empty] | 42331 |  |  | Yes |  | 3 | 38675.99 | 110.27 | 350.75 | 6.435 | 0.9975 | 4000 | 73
PA26TYB9 | Eaton (formerly Cooper Lighting) | Streetworks | GAN-AE-10-LED-[Voltages include 120 thru 277V 347V and 480V]-T2R-[All Color]-[All Wall Mounting]-700-[Options include 2L 3 HA P 4 L90 R90 MS/DIM-Lxx MS/x-Lxx DIMRF-[LW or LN] MT TH and LCF] | Outdoor Luminaires | Very High Output | Architectural Flood and Spot Luminaires | Standard | FALSE | [9 empty] | 42331 |  |  | Yes |  | 3 | 38675.99 | 110.27 | 350.75 | 6.435 | 0.9975 | 4000 | 73
PZ5QGS3M | Eaton (formerly Cooper Lighting) | Mcgraw-Edison | GLEON-AE-10-LED-[Voltages include 120 thru 277V 347V and 480V]-5NQ-[All Color]-[All Wall Mounting]-700-[Options include 2L HA P R L90 R90 MS/DIM-Lxx MS/x-Lxx DIMRF-[LW or LN] MT TH and LCF] | Outdoor Luminaires | Very High Output | Architectural Flood and Spot Luminaires | Standard | FALSE | [9 empty] | 42331 |  |  | Yes |  | 3 | 38294 | 109.18 | 350.75 | 6.435 | 0.9975 | 4000 | 73
PQAVQ518 | Eaton (formerly Cooper Lighting) | Streetworks | GAN-AE-10-LED-[Voltages include 120 thru 277V 347V and 480V]-5NQ-[All Color]-[All Pole/Arm Mounting]-700-[Options include 2L 3 HA P 4 L90 R90 MS/DIM-Lxx MS/x-Lxx DIMRF-[LW or LN] MT TH and LCF] | Outdoor Luminaires | Very High Output | Architectural Flood and Spot Luminaires | Standard | FALSE | [9 empty] | 42331 |  |  | Yes |  | 3 | 38294 | 109.18 | 350.75 | 6.435 | 0.9975 | 4000 | 73
PDKTRZJF | Eaton (formerly Cooper Lighting) | Mcgraw-Edison | GLEON-AE-10-LED-[Voltages include 120 thru 277V 347V and 480V]-5NQ-[All Color]-[All Pole/Arm Mounting]-700-[Options include 2L HA P R L90 R90 MS/DIM-Lxx MS/x-Lxx DIMRF-[LW or LN] MT TH and LCF] | Outdoor Luminaires | Very High Output | Architectural Flood and Spot Luminaires | Standard | FALSE | [9 empty] | 42331 |  |  | Yes |  | 3 | 38294 | 109.18 | 350.75 | 6.435 | 0.9975 | 4000 | 73
P8QVWCGP | Eaton (formerly Cooper Lighting) | Streetworks | GAN-AE-10-LED-[Voltages include 120 thru 277V 347V and 480V]-5NQ-[All Color]-[All Wall Mounting]-700-[Options include 2L 3 HA P 4 L90 R90 MS/DIM-Lxx MS/x-Lxx DIMRF-[LW or LN] MT TH and LCF] | Outdoor Luminaires | Very High Output | Architectural Flood and Spot Luminaires | Standard | FALSE | [9 empty] | 42331 |  |  | Yes |  | 3 | 38294 | 109.18 | 350.75 | 6.435 | 0.9975 | 4000 | 73
PWMQ2VZC | Eaton (formerly Cooper Lighting) | Streetworks | GAN-AE-10-LED-[Voltages include 120 thru 277V 347V and 480V]-AFL-[All Color]-[All Pole/Arm Mounting]-700-[Options include 2L 3 HA P 4 L90 R90 MS/DIM-Lxx MS/x-Lxx DIMRF-[LW or LN] MT TH and LCF] | Outdoor Luminaires | Very High Output | Architectural Flood and Spot Luminaires | Standard | FALSE | [9 empty] | 42331 |  |  | Yes |  | 3 | 38085.99 | 108.58 | 350.75 | 6.435 | 0.9975 | 4000 | 73
PHB3HY7Q | Eaton (formerly Cooper Lighting) | Streetworks | GAN-AE-10-LED-[Voltages include 120 thru 277V 347V and 480V]-AFL-[All Color]-[All Wall Mounting]-700-[Options include 2L 3 HA P 4 L90 R90 MS/DIM-Lxx MS/x-Lxx DIMRF-[LW or LN] MT TH and LCF] | Outdoor Luminaires | Very High Output | Architectural Flood and Spot Luminaires | Standard | FALSE | [9 empty] | 42331 |  |  | Yes |  | 3 | 38085.99 | 108.58 | 350.75 | 6.435 | 0.9975 | 4000 | 73
PA5ZC64B | Eaton (formerly Cooper Lighting) | Mcgraw-Edison | GLEON-AE-10-LED-[Voltages include 120 thru 277V 347V and 480V]-AFL-[All Color]-[All Pole/Arm Mounting]-700-[Options include 2L HA P R L90 R90 MS/DIM-Lxx MS/x-Lxx DIMRF-[LW or LN] MT TH and LCF] | Outdoor Luminaires | Very High Output | Architectural Flood and Spot Luminaires | Standard | FALSE | [9 empty] | 42331 |  |  | Yes |  | 3 | 38085.99 | 108.58 | 350.75 | 6.435 | 0.9975 | 4000 | 73
P3M4XFR2 | Eaton (formerly Cooper Lighting) | Mcgraw-Edison | GLEON-AE-10-LED-[Voltages include 120 thru 277V 347V and 480V]-AFL-[All Color]-[All Wall Mounting]-700-[Options include 2L HA P R L90 R90 MS/DIM-Lxx MS/x-Lxx DIMRF-[LW or LN] MT TH and LCF] | Outdoor Luminaires | Very High Output | Architectural Flood and Spot Luminaires | Standard | FALSE | [9 empty] | 42331 |  |  | Yes |  | 3 | 38085.99 | 108.58 | 350.75 | 6.435 | 0.9975 | 4000 | 73
PRB9Q61Q | Eaton (formerly Cooper Lighting) | Streetworks | GAN-AE-10-LED-[Voltages include 120 thru 277V 347V and 480V]-T3R-[All Color]-[All Pole/Arm Mounting]-700-[Options include 2L 3 HA P 4 L90 R90 MS/DIM-Lxx MS/x-Lxx DIMRF-[LW or LN] MT TH and LCF] | Outdoor Luminaires | Very High Output | Architectural Flood and Spot Luminaires | Standard | FALSE | [9 empty] | 42331 |  |  | Yes |  | 3 | 37957 | 108.22 | 350.75 | 6.435 | 0.9975 | 4000 | 73
PR6C48F9 | Eaton (formerly Cooper Lighting) | Mcgraw-Edison | GLEON-AE-10-LED-[Voltages include 120 thru 277V 347V and 480V]-T3R-[All Color]-[All Wall Mounting]-700-[Options include 2L HA P R L90 R90 MS/DIM-Lxx MS/x-Lxx DIMRF-[LW or LN] MT TH and LCF] | Outdoor Luminaires | Very High Output | Architectural Flood and Spot Luminaires | Standard | FALSE | [9 empty] | 42331 |  |  | Yes |  | 3 | 37957 | 108.22 | 350.75 | 6.435 | 0.9975 | 4000 | 73
PAK8R99N | Eaton (formerly Cooper Lighting) | Streetworks | GAN-AE-10-LED-[Voltages include 120 thru 277V 347V and 480V]-T3R-[All Color]-[All Wall Mounting]-700-[Options include 2L 3 HA P 4 L90 R90 MS/DIM-Lxx MS/x-Lxx DIMRF-[LW or LN] MT TH and LCF] | Outdoor Luminaires | Very High Output | Architectural Flood and Spot Luminaires | Standard | FALSE | [9 empty] | 42331 |  |  | Yes |  | 3 | 37957 | 108.22 | 350.75 | 6.435 | 0.9975 | 4000 | 73
P61QJ5AY | Eaton (formerly Cooper Lighting) | Mcgraw-Edison | GLEON-AE-10-LED-[Voltages include 120 thru 277V 347V and 480V]-T3R-[All Color]-[All Pole/Arm Mounting]-700-[Options include 2L HA P R L90 R90 MS/DIM-Lxx MS/x-Lxx DIMRF-[LW or LN] MT TH and LCF] | Outdoor Luminaires | Very High Output | Architectural Flood and Spot Luminaires | Standard | FALSE | [9 empty] | 42331 |  |  | Yes |  | 3 | 37957 | 108.22 | 350.75 | 6.435 | 0.9975 | 4000 | 73
PYU83WSF | Eaton (formerly Cooper Lighting) | Mcgraw-Edison | GLEON-AE-10-LED-[Voltages include 120 thru 277V 347V and 480V]-T4FT-[All Color]-[All Wall Mounting]-700-[Options include 2L HA P R L90 R90 MS/DIM-Lxx MS/x-Lxx DIMRF-[LW or LN] MT TH and LCF] | Outdoor Luminaires | Very High Output | Architectural Flood and Spot Luminaires | Standard | FALSE | [9 empty] | 42331 |  |  | Yes |  | 3 | 37347 | 106.48 | 350.75 | 6.435 | 0.9975 | 4000 | 73
PT827C7M | Eaton (formerly Cooper Lighting) | Streetworks | GAN-AE-10-LED-[Voltages include 120 thru 277V 347V and 480V]-T4FT-[All Color]-[All Wall Mounting]-700-[Options include 2L 3 HA P 4 L90 R90 MS/DIM-Lxx MS/x-Lxx DIMRF-[LW or LN] MT TH and LCF] | Outdoor Luminaires | Very High Output | Architectural Flood and Spot Luminaires | Standard | FALSE | [9 empty] | 42331 |  |  | Yes |  | 3 | 37347 | 106.48 | 350.75 | 6.435 | 0.9975 | 4000 | 73
PP6XQGSY | Eaton (formerly Cooper Lighting) | Streetworks | GAN-AE-10-LED-[Voltages include 120 thru 277V 347V and 480V]-T4FT-[All Color]-[All Pole/Arm Mounting]-700-[Options include 2L 3 HA P 4 L90 R90 MS/DIM-Lxx MS/x-Lxx DIMRF-[LW or LN] MT TH and LCF] | Outdoor Luminaires | Very High Output | Architectural Flood and Spot Luminaires | Standard | FALSE | [9 empty] | 42331 |  |  | Yes |  | 3 | 37347 | 106.48 | 350.75 | 6.435 | 0.9975 | 4000 | 73
P5MNHP3Y | Eaton (formerly Cooper Lighting) | Mcgraw-Edison | GLEON-AE-10-LED-[Voltages include 120 thru 277V 347V and 480V]-T4FT-[All Color]-[All Pole/Arm Mounting]-700-[Options include 2L HA P R L90 R90 MS/DIM-Lxx MS/x-Lxx DIMRF-[LW or LN] MT TH and LCF] | Outdoor Luminaires | Very High Output | Architectural Flood and Spot Luminaires | Standard | FALSE | [9 empty] | 42331 |  |  | Yes |  | 3 | 37347 | 106.48 | 350.75 | 6.435 | 0.9975 | 4000 | 73
PUYXB74W | Eaton (formerly Cooper Lighting) | Streetworks | GAN-AE-10-LED-[Voltages include 120 thru 277V 347V and 480V]-T3-[All Color]-[All Wall Mounting]-700-[Options include 2L 3 HA P 4 L90 R90 MS/DIM-Lxx MS/x-Lxx DIMRF-[LW or LN] MT TH and LCF] | Outdoor Luminaires | Very High Output | Architectural Flood and Spot Luminaires | Standard | FALSE | [9 empty] | 42331 |  |  | Yes |  | 3 | 37132 | 105.86 | 350.75 | 6.435 | 0.9975 | 4000 | 73
PQWU5HGF | Eaton (formerly Cooper Lighting) | Mcgraw-Edison | GLEON-AE-10-LED-[Voltages include 120 thru 277V 347V and 480V]-T3-[All Color]-[All Pole/Arm Mounting]-700-[Options include 2L HA P R L90 R90 MS/DIM-Lxx MS/x-Lxx DIMRF-[LW or LN] MT TH and LCF] | Outdoor Luminaires | Very High Output | Architectural Flood and Spot Luminaires | Standard | FALSE | [9 empty] | 42331 |  |  | Yes |  | 3 | 37132 | 105.86 | 350.75 | 6.435 | 0.9975 | 4000 | 73
PQKB8AWJ | Eaton (formerly Cooper Lighting) | Mcgraw-Edison | GLEON-AE-10-LED-[Voltages include 120 thru 277V 347V and 480V]-T3-[All Color]-[All Wall Mounting]-700-[Options include 2L HA P R L90 R90 MS/DIM-Lxx MS/x-Lxx DIMRF-[LW or LN] MT TH and LCF] | Outdoor Luminaires | Very High Output | Architectural Flood and Spot Luminaires | Standard | FALSE | [9 empty] | 42331 |  |  | Yes |  | 3 | 37132 | 105.86 | 350.75 | 6.435 | 0.9975 | 4000 | 73
PKNPJS36 | Eaton (formerly Cooper Lighting) | Streetworks | GAN-AE-10-LED-[Voltages include 120 thru 277V 347V and 480V]-T3-[All Color]-[All Pole/Arm Mounting]-700-[Options include 2L 3 HA P 4 L90 R90 MS/DIM-Lxx MS/x-Lxx DIMRF-[LW or LN] MT TH and LCF] | Outdoor Luminaires | Very High Output | Architectural Flood and Spot Luminaires | Standard | FALSE | [9 empty] | 42331 |  |  | Yes |  | 3 | 37132 | 105.86 | 350.75 | 6.435 | 0.9975 | 4000 | 73
PTM8RAE4 | Eaton (formerly Cooper Lighting) | Streetworks | GAN-AE-10-LED-[Voltages include 120 thru 277V 347V and 480V]-T2-[All Color]-[All Pole/Arm Mounting]-700-[Options include 2L 3 HA P 4 L90 R90 MS/DIM-Lxx MS/x-Lxx DIMRF-[LW or LN] MT TH and LCF] | Outdoor Luminaires | Very High Output | Architectural Flood and Spot Luminaires | Standard | FALSE | [9 empty] | 42331 |  |  | Yes |  | 3 | 36430 | 103.86 | 350.75 | 6.435 | 0.9975 | 4000 | 73
PQPPFGF1 | Eaton (formerly Cooper Lighting) | Streetworks | GAN-AE-10-LED-[Voltages include 120 thru 277V 347V and 480V]-T2-[All Color]-[All Wall Mounting]-700-[Options include 2L 3 HA P 4 L90 R90 MS/DIM-Lxx MS/x-Lxx DIMRF-[LW or LN] MT TH and LCF] | Outdoor Luminaires | Very High Output | Architectural Flood and Spot Luminaires | Standard | FALSE | [9 empty] | 42331 |  |  | Yes |  | 3 | 36430 | 103.86 | 350.75 | 6.435 | 0.9975 | 4000 | 73
PHY6SX5B | Eaton (formerly Cooper Lighting) | Mcgraw-Edison | GLEON-AE-10-LED-[Voltages include 120 thru 277V 347V and 480V]-T2-[All Color]-[All Wall Mounting]-700-[Options include 2L HA P R L90 R90 MS/DIM-Lxx MS/x-Lxx DIMRF-[LW or LN] MT TH and LCF] | Outdoor Luminaires | Very High Output | Architectural Flood and Spot Luminaires | Standard | FALSE | [9 empty] | 42331 |  |  | Yes |  | 3 | 36430 | 103.86 | 350.75 | 6.435 | 0.9975 | 4000 | 73
P7X4ZP8F | Eaton (formerly Cooper Lighting) | Mcgraw-Edison | GLEON-AE-10-LED-[Voltages include 120 thru 277V 347V and 480V]-T2-[All Color]-[All Pole/Arm Mounting]-700-[Options include 2L HA P R L90 R90 MS/DIM-Lxx MS/x-Lxx DIMRF-[LW or LN] MT TH and LCF] | Outdoor Luminaires | Very High Output | Architectural Flood and Spot Luminaires | Standard | FALSE | [9 empty] | 42331 |  |  | Yes |  | 3 | 36430 | 103.86 | 350.75 | 6.435 | 0.9975 | 4000 | 73
PUZPV845 | Eaton (formerly Cooper Lighting) | Mcgraw-Edison | GLEON-AE-09-LED-[Voltages include 120 thru 277V 347V and 480V]-5MQ-[All Color]-[All Pole/Arm Mounting]-700-[Options include 2L HA P R L90 R90 MS/DIM-Lxx MS/x-Lxx DIMRF-[LW or LN] MT TH and LCF] | Outdoor Luminaires | Very High Output | Architectural Flood and Spot Luminaires | Standard | FALSE | [9 empty] | 42331 |  |  | Yes |  | 3 | 35224 | 111.31 | 316.45 | 6.435 | 0.9975 | 4000 | 73
PTH929E2 | Eaton (formerly Cooper Lighting) | Mcgraw-Edison | GLEON-AE-09-LED-[Voltages include 120 thru 277V 347V and 480V]-5MQ-[All Color]-[All Wall Mounting]-700-[Options include 2L HA P R L90 R90 MS/DIM-Lxx MS/x-Lxx DIMRF-[LW or LN] MT TH and LCF] | Outdoor Luminaires | Very High Output | Architectural Flood and Spot Luminaires | Standard | FALSE | [9 empty] | 42331 |  |  | Yes |  | 3 | 35224 | 111.31 | 316.45 | 6.435 | 0.9975 | 4000 | 73
PQTTMYUT | Eaton (formerly Cooper Lighting) | Streetworks | GAN-AE-09-LED-[Voltages include 120 thru 277V 347V and 480V]-5MQ-[All Color]-[All Wall Mounting]-700-[Options include 2L 3 HA P 4 L90 R90 MS/DIM-Lxx MS/x-Lxx DIMRF-[LW or LN] MT TH and LCF] | Outdoor Luminaires | Very High Output | Architectural Flood and Spot Luminaires | Standard | FALSE | [9 empty] | 42331 |  |  | Yes |  | 3 | 35224 | 111.31 | 316.45 | 6.435 | 0.9975 | 4000 | 73
PE6WMM83 | Eaton (formerly Cooper Lighting) | Streetworks | GAN-AE-09-LED-[Voltages include 120 thru 277V 347V and 480V]-5MQ-[All Color]-[All Pole/Arm Mounting]-700-[Options include 2L 3 HA P 4 L90 R90 MS/DIM-Lxx MS/x-Lxx DIMRF-[LW or LN] MT TH and LCF] | Outdoor Luminaires | Very High Output | Architectural Flood and Spot Luminaires | Standard | FALSE | [9 empty] | 42331 |  |  | Yes |  | 3 | 35224 | 111.31 | 316.45 | 6.435 | 0.9975 | 4000 | 73
PXRQTWHT | Eaton (formerly Cooper Lighting) | Streetworks | GAN-AE-09-LED-[Voltages include 120 thru 277V 347V and 480V]-T2R-[All Color]-[All Wall Mounting]-700-[Options include 2L 3 HA P 4 L90 R90 MS/DIM-Lxx MS/x-Lxx DIMRF-[LW or LN] MT TH and LCF] | Outdoor Luminaires | Very High Output | Architectural Flood and Spot Luminaires | Standard | FALSE | [9 empty] | 42331 |  |  | Yes |  | 3 | 34931.99 | 110.39 | 316.45 | 6.435 | 0.9975 | 4000 | 73
PW76F97G | Eaton (formerly Cooper Lighting) | Mcgraw-Edison | GLEON-AE-09-LED-[Voltages include 120 thru 277V 347V and 480V]-T2R-[All Color]-[All Wall Mounting]-700-[Options include 2L HA P R L90 R90 MS/DIM-Lxx MS/x-Lxx DIMRF-[LW or LN] MT TH and LCF] | Outdoor Luminaires | Very High Output | Architectural Flood and Spot Luminaires | Standard | FALSE | [9 empty] | 42331 |  |  | Yes |  | 3 | 34931.99 | 110.39 | 316.45 | 6.435 | 0.9975 | 4000 | 73
PGUM63DS | Eaton (formerly Cooper Lighting) | Streetworks | GAN-AE-09-LED-[Voltages include 120 thru 277V 347V and 480V]-T2R-[All Color]-[All Pole/Arm Mounting]-700-[Options include 2L 3 HA P 4 L90 R90 MS/DIM-Lxx MS/x-Lxx DIMRF-[LW or LN] MT TH and LCF] | Outdoor Luminaires | Very High Output | Architectural Flood and Spot Luminaires | Standard | FALSE | [9 empty] | 42331 |  |  | Yes |  | 3 | 34931.99 | 110.39 | 316.45 | 6.435 | 0.9975 | 4000 | 73
P8517C9N | Eaton (formerly Cooper Lighting) | Mcgraw-Edison | GLEON-AE-09-LED-[Voltages include 120 thru 277V 347V and 480V]-T2R-[All Color]-[All Pole/Arm Mounting]-700-[Options include 2L HA P R L90 R90 MS/DIM-Lxx MS/x-Lxx DIMRF-[LW or LN] MT TH and LCF] | Outdoor Luminaires | Very High Output | Architectural Flood and Spot Luminaires | Standard | FALSE | [9 empty] | 42331 |  |  | Yes |  | 3 | 34931.99 | 110.39 | 316.45 | 6.435 | 0.9975 | 4000 | 73
PW2DH5XQ | Eaton (formerly Cooper Lighting) | Mcgraw-Edison | GLEON-AE-09-LED-[Voltages include 120 thru 277V 347V and 480V]-5NQ-[All Color]-[All Pole/Arm Mounting]-700-[Options include 2L HA P R L90 R90 MS/DIM-Lxx MS/x-Lxx DIMRF-[LW or LN] MT TH and LCF] | Outdoor Luminaires | Very High Output | Architectural Flood and Spot Luminaires | Standard | FALSE | [9 empty] | 42331 |  |  | Yes |  | 3 | 34587 | 109.3 | 316.45 | 6.435 | 0.9975 | 4000 | 73
PQP165M5 | Eaton (formerly Cooper Lighting) | Mcgraw-Edison | GLEON-AE-09-LED-[Voltages include 120 thru 277V 347V and 480V]-5NQ-[All Color]-[All Wall Mounting]-700-[Options include 2L HA P R L90 R90 MS/DIM-Lxx MS/x-Lxx DIMRF-[LW or LN] MT TH and LCF] | Outdoor Luminaires | Very High Output | Architectural Flood and Spot Luminaires | Standard | FALSE | [9 empty] | 42331 |  |  | Yes |  | 3 | 34587 | 109.3 | 316.45 | 6.435 | 0.9975 | 4000 | 73
PF18ARAU | Eaton (formerly Cooper Lighting) | Streetworks | GAN-AE-09-LED-[Voltages include 120 thru 277V 347V and 480V]-5NQ-[All Color]-[All Pole/Arm Mounting]-700-[Options include 2L 3 HA P 4 L90 R90 MS/DIM-Lxx MS/x-Lxx DIMRF-[LW or LN] MT TH and LCF] | Outdoor Luminaires | Very High Output | Architectural Flood and Spot Luminaires | Standard | FALSE | [9 empty] | 42331 |  |  | Yes |  | 3 | 34587 | 109.3 | 316.45 | 6.435 | 0.9975 | 4000 | 73
P1M423H7 | Eaton (formerly Cooper Lighting) | Streetworks | GAN-AE-09-LED-[Voltages include 120 thru 277V 347V and 480V]-5NQ-[All Color]-[All Wall Mounting]-700-[Options include 2L 3 HA P 4 L90 R90 MS/DIM-Lxx MS/x-Lxx DIMRF-[LW or LN] MT TH and LCF] | Outdoor Luminaires | Very High Output | Architectural Flood and Spot Luminaires | Standard | FALSE | [9 empty] | 42331 |  |  | Yes |  | 3 | 34587 | 109.3 | 316.45 | 6.435 | 0.9975 | 4000 | 73
PVCN3X21 | Eaton (formerly Cooper Lighting) | Mcgraw-Edison | GLEON-AE-09-LED-[Voltages include 120 thru 277V 347V and 480V]-AFL-[All Color]-[All Wall Mounting]-700-[Options include 2L HA P R L90 R90 MS/DIM-Lxx MS/x-Lxx DIMRF-[LW or LN] MT TH and LCF] | Outdoor Luminaires | Very High Output | Architectural Flood and Spot Luminaires | Standard | FALSE | [9 empty] | 42331 |  |  | Yes |  | 3 | 34399 | 108.7 | 316.45 | 6.435 | 0.9975 | 4000 | 73
PU7Z5FSU | Eaton (formerly Cooper Lighting) | Streetworks | GAN-AE-09-LED-[Voltages include 120 thru 277V 347V and 480V]-AFL-[All Color]-[All Wall Mounting]-700-[Options include 2L 3 HA P 4 L90 R90 MS/DIM-Lxx MS/x-Lxx DIMRF-[LW or LN] MT TH and LCF] | Outdoor Luminaires | Very High Output | Architectural Flood and Spot Luminaires | Standard | FALSE | [9 empty] | 42331 |  |  | Yes |  | 3 | 34399 | 108.7 | 316.45 | 6.435 | 0.9975 | 4000 | 73
PCXPUKDA | Eaton (formerly Cooper Lighting) | Mcgraw-Edison | GLEON-AE-09-LED-[Voltages include 120 thru 277V 347V and 480V]-AFL-[All Color]-[All Pole/Arm Mounting]-700-[Options include 2L HA P R L90 R90 MS/DIM-Lxx MS/x-Lxx DIMRF-[LW or LN] MT TH and LCF] | Outdoor Luminaires | Very High Output | Architectural Flood and Spot Luminaires | Standard | FALSE | [9 empty] | 42331 |  |  | Yes |  | 3 | 34399 | 108.7 | 316.45 | 6.435 | 0.9975 | 4000 | 73
P88ZYHNV | Eaton (formerly Cooper Lighting) | Streetworks | GAN-AE-09-LED-[Voltages include 120 thru 277V 347V and 480V]-AFL-[All Color]-[All Pole/Arm Mounting]-700-[Options include 2L 3 HA P 4 L90 R90 MS/DIM-Lxx MS/x-Lxx DIMRF-[LW or LN] MT TH and LCF] | Outdoor Luminaires | Very High Output | Architectural Flood and Spot Luminaires | Standard | FALSE | [9 empty] | 42331 |  |  | Yes |  | 3 | 34399 | 108.7 | 316.45 | 6.435 | 0.9975 | 4000 | 73
PAT4JDUS | Eaton (formerly Cooper Lighting) | Streetworks | GAN-AE-09-LED-[Voltages include 120 thru 277V 347V and 480V]-T3R-[All Color]-[All Wall Mounting]-700-[Options include 2L 3 HA P 4 L90 R90 MS/DIM-Lxx MS/x-Lxx DIMRF-[LW or LN] MT TH and LCF] | Outdoor Luminaires | Very High Output | Architectural Flood and Spot Luminaires | Standard | FALSE | [9 empty] | 42331 |  |  | Yes |  | 3 | 34283.01 | 108.34 | 316.45 | 6.435 | 0.9975 | 4000 | 73
PAMYK25T | Eaton (formerly Cooper Lighting) | Streetworks | GAN-AE-09-LED-[Voltages include 120 thru 277V 347V and 480V]-T3R-[All Color]-[All Pole/Arm Mounting]-700-[Options include 2L 3 HA P 4 L90 R90 MS/DIM-Lxx MS/x-Lxx DIMRF-[LW or LN] MT TH and LCF] | Outdoor Luminaires | Very High Output | Architectural Flood and Spot Luminaires | Standard | FALSE | [9 empty] | 42331 |  |  | Yes |  | 3 | 34283.01 | 108.34 | 316.45 | 6.435 | 0.9975 | 4000 | 73
P3Z554C7 | Eaton (formerly Cooper Lighting) | Mcgraw-Edison | GLEON-AE-09-LED-[Voltages include 120 thru 277V 347V and 480V]-T3R-[All Color]-[All Wall Mounting]-700-[Options include 2L HA P R L90 R90 MS/DIM-Lxx MS/x-Lxx DIMRF-[LW or LN] MT TH and LCF] | Outdoor Luminaires | Very High Output | Architectural Flood and Spot Luminaires | Standard | FALSE | [9 empty] | 42331 |  |  | Yes |  | 3 | 34283.01 | 108.34 | 316.45 | 6.435 | 0.9975 | 4000 | 73
P1VDAHY5 | Eaton (formerly Cooper Lighting) | Mcgraw-Edison | GLEON-AE-09-LED-[Voltages include 120 thru 277V 347V and 480V]-T3R-[All Color]-[All Pole/Arm Mounting]-700-[Options include 2L HA P R L90 R90 MS/DIM-Lxx MS/x-Lxx DIMRF-[LW or LN] MT TH and LCF] | Outdoor Luminaires | Very High Output | Architectural Flood and Spot Luminaires | Standard | FALSE | [9 empty] | 42331 |  |  | Yes |  | 3 | 34283.01 | 108.34 | 316.45 | 6.435 | 0.9975 | 4000 | 73
PV262RPG | Eaton (formerly Cooper Lighting) | Mcgraw-Edison | GLEON-AE-09-LED-[Voltages include 120 thru 277V 347V and 480V]-T4FT-[All Color]-[All Wall Mounting]-700-[Options include 2L HA P R L90 R90 MS/DIM-Lxx MS/x-Lxx DIMRF-[LW or LN] MT TH and LCF] | Outdoor Luminaires | Very High Output | Architectural Flood and Spot Luminaires | Standard | FALSE | [9 empty] | 42331 |  |  | Yes |  | 3 | 33732.01 | 106.6 | 316.45 | 6.435 | 0.9975 | 4000 | 73
PNNWKYUB | Eaton (formerly Cooper Lighting) | Streetworks | GAN-AE-09-LED-[Voltages include 120 thru 277V 347V and 480V]-T4FT-[All Color]-[All Pole/Arm Mounting]-700-[Options include 2L 3 HA P 4 L90 R90 MS/DIM-Lxx MS/x-Lxx DIMRF-[LW or LN] MT TH and LCF] | Outdoor Luminaires | Very High Output | Architectural Flood and Spot Luminaires | Standard | FALSE | [9 empty] | 42331 |  |  | Yes |  | 3 | 33732.01 | 106.6 | 316.45 | 6.435 | 0.9975 | 4000 | 73
P6QYXCVR | Eaton (formerly Cooper Lighting) | Streetworks | GAN-AE-09-LED-[Voltages include 120 thru 277V 347V and 480V]-T4FT-[All Color]-[All Wall Mounting]-700-[Options include 2L 3 HA P 4 L90 R90 MS/DIM-Lxx MS/x-Lxx DIMRF-[LW or LN] MT TH and LCF] | Outdoor Luminaires | Very High Output | Architectural Flood and Spot Luminaires | Standard | FALSE | [9 empty] | 42331 |  |  | Yes |  | 3 | 33732.01 | 106.6 | 316.45 | 6.435 | 0.9975 | 4000 | 73
P2S16US3 | Eaton (formerly Cooper Lighting) | Mcgraw-Edison | GLEON-AE-09-LED-[Voltages include 120 thru 277V 347V and 480V]-T4FT-[All Color]-[All Pole/Arm Mounting]-700-[Options include 2L HA P R L90 R90 MS/DIM-Lxx MS/x-Lxx DIMRF-[LW or LN] MT TH and LCF] | Outdoor Luminaires | Very High Output | Architectural Flood and Spot Luminaires | Standard | FALSE | [9 empty] | 42331 |  |  | Yes |  | 3 | 33732.01 | 106.6 | 316.45 | 6.435 | 0.9975 | 4000 | 73
PZ5SQ5F2 | Eaton (formerly Cooper Lighting) | Streetworks | GAN-AE-09-LED-[Voltages include 120 thru 277V 347V and 480V]-T3-[All Color]-[All Wall Mounting]-700-[Options include 2L 3 HA P 4 L90 R90 MS/DIM-Lxx MS/x-Lxx DIMRF-[LW or LN] MT TH and LCF] | Outdoor Luminaires | Very High Output | Architectural Flood and Spot Luminaires | Standard | FALSE | [9 empty] | 42331 |  |  | Yes |  | 3 | 33536.98 | 105.98 | 316.45 | 6.435 | 0.9975 | 4000 | 73
PEBKQZSM | Eaton (formerly Cooper Lighting) | Streetworks | GAN-AE-09-LED-[Voltages include 120 thru 277V 347V and 480V]-T3-[All Color]-[All Pole/Arm Mounting]-700-[Options include 2L 3 HA P 4 L90 R90 MS/DIM-Lxx MS/x-Lxx DIMRF-[LW or LN] MT TH and LCF] | Outdoor Luminaires | Very High Output | Architectural Flood and Spot Luminaires | Standard | FALSE | [9 empty] | 42331 |  |  | Yes |  | 3 | 33536.98 | 105.98 | 316.45 | 6.435 | 0.9975 | 4000 | 73
P6F12Z6X | Eaton (formerly Cooper Lighting) | Mcgraw-Edison | GLEON-AE-09-LED-[Voltages include 120 thru 277V 347V and 480V]-T3-[All Color]-[All Pole/Arm Mounting]-700-[Options include 2L HA P R L90 R90 MS/DIM-Lxx MS/x-Lxx DIMRF-[LW or LN] MT TH and LCF] | Outdoor Luminaires | Very High Output | Architectural Flood and Spot Luminaires | Standard | FALSE | [9 empty] | 42331 |  |  | Yes |  | 3 | 33536.98 | 105.98 | 316.45 | 6.435 | 0.9975 | 4000 | 73
P13A84MR | Eaton (formerly Cooper Lighting) | Mcgraw-Edison | GLEON-AE-09-LED-[Voltages include 120 thru 277V 347V and 480V]-T3-[All Color]-[All Wall Mounting]-700-[Options include 2L HA P R L90 R90 MS/DIM-Lxx MS/x-Lxx DIMRF-[LW or LN] MT TH and LCF] | Outdoor Luminaires | Very High Output | Architectural Flood and Spot Luminaires | Standard | FALSE | [9 empty] | 42331 |  |  | Yes |  | 3 | 33536.98 | 105.98 | 316.45 | 6.435 | 0.9975 | 4000 | 73
PW59JG6Y | Eaton (formerly Cooper Lighting) | Streetworks | GAN-AE-09-LED-[Voltages include 120 thru 277V 347V and 480V]-T2-[All Color]-[All Pole/Arm Mounting]-700-[Options include 2L 3 HA P 4 L90 R90 MS/DIM-Lxx MS/x-Lxx DIMRF-[LW or LN] MT TH and LCF] | Outdoor Luminaires | Very High Output | Architectural Flood and Spot Luminaires | Standard | FALSE | [9 empty] | 42331 |  |  | Yes |  | 3 | 32904 | 103.98 | 316.45 | 6.435 | 0.9975 | 4000 | 73
PU8GXK1Y | Eaton (formerly Cooper Lighting) | Streetworks | GAN-AE-09-LED-[Voltages include 120 thru 277V 347V and 480V]-T2-[All Color]-[All Wall Mounting]-700-[Options include 2L 3 HA P 4 L90 R90 MS/DIM-Lxx MS/x-Lxx DIMRF-[LW or LN] MT TH and LCF] | Outdoor Luminaires | Very High Output | Architectural Flood and Spot Luminaires | Standard | FALSE | [9 empty] | 42331 |  |  | Yes |  | 3 | 32904 | 103.98 | 316.45 | 6.435 | 0.9975 | 4000 | 73
PT8U1K12 | Eaton (formerly Cooper Lighting) | Mcgraw-Edison | GLEON-AE-09-LED-[Voltages include 120 thru 277V 347V and 480V]-T2-[All Color]-[All Wall Mounting]-700-[Options include 2L HA P R L90 R90 MS/DIM-Lxx MS/x-Lxx DIMRF-[LW or LN] MT TH and LCF] | Outdoor Luminaires | Very High Output | Architectural Flood and Spot Luminaires | Standard | FALSE | [9 empty] | 42331 |  |  | Yes |  | 3 | 32904 | 103.98 | 316.45 | 6.435 | 0.9975 | 4000 | 73
P1T247C4 | Eaton (formerly Cooper Lighting) | Mcgraw-Edison | GLEON-AE-09-LED-[Voltages include 120 thru 277V 347V and 480V]-T2-[All Color]-[All Pole/Arm Mounting]-700-[Options include 2L HA P R L90 R90 MS/DIM-Lxx MS/x-Lxx DIMRF-[LW or LN] MT TH and LCF] | Outdoor Luminaires | Very High Output | Architectural Flood and Spot Luminaires | Standard | FALSE | [9 empty] | 42331 |  |  | Yes |  | 3 | 32904 | 103.98 | 316.45 | 6.435 | 0.9975 | 4000 | 73
PJUFF678 | Eaton (formerly Cooper Lighting) | Streetworks | GAN-AE-07-LED-[Voltages include 120 thru 277V 347V and 480V]-5MQ-[All Color]-[All Wall Mounting]-700-[Options include 2L 3 HA P 4 L90 R90 MS/DIM-Lxx MS/x-Lxx DIMRF-[LW or LN] MT TH and LCF] | Outdoor Luminaires | High Output | Architectural Flood and Spot Luminaires | Standard | FALSE | [9 empty] | 42331 |  |  | Yes |  | 3 | 27868.99 | 113.7 | 245.1 | 6.435 | 0.9975 | 4000 | 73
PJBHGYFQ | Eaton (formerly Cooper Lighting) | Mcgraw-Edison | GLEON-AE-07-LED-[Voltages include 120 thru 277V 347V and 480V]-5MQ-[All Color]-[All Wall Mounting]-700-[Options include 2L HA P R L90 R90 MS/DIM-Lxx MS/x-Lxx DIMRF-[LW or LN] MT TH and LCF] | Outdoor Luminaires | High Output | Architectural Flood and Spot Luminaires | Standard | FALSE | [9 empty] | 42331 |  |  | Yes |  | 3 | 27868.99 | 113.7 | 245.1 | 6.435 | 0.9975 | 4000 | 73
P7MCCPRE | Eaton (formerly Cooper Lighting) | Mcgraw-Edison | GLEON-AE-07-LED-[Voltages include 120 thru 277V 347V and 480V]-5MQ-[All Color]-[All Pole/Arm Mounting]-700-[Options include 2L HA P R L90 R90 MS/DIM-Lxx MS/x-Lxx DIMRF-[LW or LN] MT TH and LCF] | Outdoor Luminaires | High Output | Architectural Flood and Spot Luminaires | Standard | FALSE | [9 empty] | 42331 |  |  | Yes |  | 3 | 27868.99 | 113.7 | 245.1 | 6.435 | 0.9975 | 4000 | 73
P4K4JCM3 | Eaton (formerly Cooper Lighting) | Streetworks | GAN-AE-07-LED-[Voltages include 120 thru 277V 347V and 480V]-5MQ-[All Color]-[All Pole/Arm Mounting]-700-[Options include 2L 3 HA P 4 L90 R90 MS/DIM-Lxx MS/x-Lxx DIMRF-[LW or LN] MT TH and LCF] | Outdoor Luminaires | High Output | Architectural Flood and Spot Luminaires | Standard | FALSE | [9 empty] | 42331 |  |  | Yes |  | 3 | 27868.99 | 113.7 | 245.1 | 6.435 | 0.9975 | 4000 | 73
PRZETWN3 | Eaton (formerly Cooper Lighting) | Streetworks | GAN-AE-07-LED-[Voltages include 120 thru 277V 347V and 480V]-T2R-[All Color]-[All Wall Mounting]-700-[Options include 2L 3 HA P 4 L90 R90 MS/DIM-Lxx MS/x-Lxx DIMRF-[LW or LN] MT TH and LCF] | Outdoor Luminaires | High Output | Architectural Flood and Spot Luminaires | Standard | FALSE | [9 empty] | 42331 |  |  | Yes |  | 3 | 27638 | 112.76 | 245.1 | 6.435 | 0.9975 | 4000 | 73
PBZZUWXU | Eaton (formerly Cooper Lighting) | Streetworks | GAN-AE-07-LED-[Voltages include 120 thru 277V 347V and 480V]-T2R-[All Color]-[All Pole/Arm Mounting]-700-[Options include 2L 3 HA P 4 L90 R90 MS/DIM-Lxx MS/x-Lxx DIMRF-[LW or LN] MT TH and LCF] | Outdoor Luminaires | High Output | Architectural Flood and Spot Luminaires | Standard | FALSE | [9 empty] | 42331 |  |  | Yes |  | 3 | 27638 | 112.76 | 245.1 | 6.435 | 0.9975 | 4000 | 73
P5DXJ27K | Eaton (formerly Cooper Lighting) | Mcgraw-Edison | GLEON-AE-07-LED-[Voltages include 120 thru 277V 347V and 480V]-T2R-[All Color]-[All Wall Mounting]-700-[Options include 2L HA P R L90 R90 MS/DIM-Lxx MS/x-Lxx DIMRF-[LW or LN] MT TH and LCF] | Outdoor Luminaires | High Output | Architectural Flood and Spot Luminaires | Standard | FALSE | [9 empty] | 42331 |  |  | Yes |  | 3 | 27638 | 112.76 | 245.1 | 6.435 | 0.9975 | 4000 | 73
P557VYDC | Eaton (formerly Cooper Lighting) | Mcgraw-Edison | GLEON-AE-07-LED-[Voltages include 120 thru 277V 347V and 480V]-T2R-[All Color]-[All Pole/Arm Mounting]-700-[Options include 2L HA P R L90 R90 MS/DIM-Lxx MS/x-Lxx DIMRF-[LW or LN] MT TH and LCF] | Outdoor Luminaires | High Output | Architectural Flood and Spot Luminaires | Standard | FALSE | [9 empty] | 42331 |  |  | Yes |  | 3 | 27638 | 112.76 | 245.1 | 6.435 | 0.9975 | 4000 | 73
PYRDS3H2 | Eaton (formerly Cooper Lighting) | Mcgraw-Edison | GLEON-AE-07-LED-[Voltages include 120 thru 277V 347V and 480V]-5NQ-[All Color]-[All Wall Mounting]-700-[Options include 2L HA P R L90 R90 MS/DIM-Lxx MS/x-Lxx DIMRF-[LW or LN] MT TH and LCF] | Outdoor Luminaires | High Output | Architectural Flood and Spot Luminaires | Standard | FALSE | [9 empty] | 42331 |  |  | Yes |  | 3 | 27365 | 111.65 | 245.1 | 6.435 | 0.9975 | 4000 | 73
PQRDVMM6 | Eaton (formerly Cooper Lighting) | Streetworks | GAN-AE-07-LED-[Voltages include 120 thru 277V 347V and 480V]-5NQ-[All Color]-[All Wall Mounting]-700-[Options include 2L 3 HA P 4 L90 R90 MS/DIM-Lxx MS/x-Lxx DIMRF-[LW or LN] MT TH and LCF] | Outdoor Luminaires | High Output | Architectural Flood and Spot Luminaires | Standard | FALSE | [9 empty] | 42331 |  |  | Yes |  | 3 | 27365 | 111.65 | 245.1 | 6.435 | 0.9975 | 4000 | 73
PA9Q76WT | Eaton (formerly Cooper Lighting) | Streetworks | GAN-AE-07-LED-[Voltages include 120 thru 277V 347V and 480V]-5NQ-[All Color]-[All Pole/Arm Mounting]-700-[Options include 2L 3 HA P 4 L90 R90 MS/DIM-Lxx MS/x-Lxx DIMRF-[LW or LN] MT TH and LCF] | Outdoor Luminaires | High Output | Architectural Flood and Spot Luminaires | Standard | FALSE | [9 empty] | 42331 |  |  | Yes |  | 3 | 27365 | 111.65 | 245.1 | 6.435 | 0.9975 | 4000 | 73
P8PYYRH5 | Eaton (formerly Cooper Lighting) | Mcgraw-Edison | GLEON-AE-07-LED-[Voltages include 120 thru 277V 347V and 480V]-5NQ-[All Color]-[All Pole/Arm Mounting]-700-[Options include 2L HA P R L90 R90 MS/DIM-Lxx MS/x-Lxx DIMRF-[LW or LN] MT TH and LCF] | Outdoor Luminaires | High Output | Architectural Flood and Spot Luminaires | Standard | FALSE | [9 empty] | 42331 |  |  | Yes |  | 3 | 27365 | 111.65 | 245.1 | 6.435 | 0.9975 | 4000 | 73
PVD233P7 | Eaton (formerly Cooper Lighting) | Streetworks | GAN-AE-07-LED-[Voltages include 120 thru 277V 347V and 480V]-AFL-[All Color]-[All Pole/Arm Mounting]-700-[Options include 2L 3 HA P 4 L90 R90 MS/DIM-Lxx MS/x-Lxx DIMRF-[LW or LN] MT TH and LCF] | Outdoor Luminaires | High Output | Architectural Flood and Spot Luminaires | Standard | FALSE | [9 empty] | 42331 |  |  | Yes |  | 3 | 27215.99 | 111.04 | 245.1 | 6.435 | 0.9975 | 4000 | 73
PUX4NVEP | Eaton (formerly Cooper Lighting) | Streetworks | GAN-AE-07-LED-[Voltages include 120 thru 277V 347V and 480V]-AFL-[All Color]-[All Wall Mounting]-700-[Options include 2L 3 HA P 4 L90 R90 MS/DIM-Lxx MS/x-Lxx DIMRF-[LW or LN] MT TH and LCF] | Outdoor Luminaires | High Output | Architectural Flood and Spot Luminaires | Standard | FALSE | [9 empty] | 42331 |  |  | Yes |  | 3 | 27215.99 | 111.04 | 245.1 | 6.435 | 0.9975 | 4000 | 73
PJUDWRAQ | Eaton (formerly Cooper Lighting) | Mcgraw-Edison | GLEON-AE-07-LED-[Voltages include 120 thru 277V 347V and 480V]-AFL-[All Color]-[All Wall Mounting]-700-[Options include 2L HA P R L90 R90 MS/DIM-Lxx MS/x-Lxx DIMRF-[LW or LN] MT TH and LCF] | Outdoor Luminaires | High Output | Architectural Flood and Spot Luminaires | Standard | FALSE | [9 empty] | 42331 |  |  | Yes |  | 3 | 27215.99 | 111.04 | 245.1 | 6.435 | 0.9975 | 4000 | 73
PC38BD6U | Eaton (formerly Cooper Lighting) | Mcgraw-Edison | GLEON-AE-07-LED-[Voltages include 120 thru 277V 347V and 480V]-AFL-[All Color]-[All Pole/Arm Mounting]-700-[Options include 2L HA P R L90 R90 MS/DIM-Lxx MS/x-Lxx DIMRF-[LW or LN] MT TH and LCF] | Outdoor Luminaires | High Output | Architectural Flood and Spot Luminaires | Standard | FALSE | [9 empty] | 42331 |  |  | Yes |  | 3 | 27215.99 | 111.04 | 245.1 | 6.435 | 0.9975 | 4000 | 73
PZ8RBZ2F | Eaton (formerly Cooper Lighting) | Mcgraw-Edison | GLEON-AE-07-LED-[Voltages include 120 thru 277V 347V and 480V]-T3R-[All Color]-[All Wall Mounting]-700-[Options include 2L HA P R L90 R90 MS/DIM-Lxx MS/x-Lxx DIMRF-[LW or LN] MT TH and LCF] | Outdoor Luminaires | High Output | Architectural Flood and Spot Luminaires | Standard | FALSE | [9 empty] | 42331 |  |  | Yes |  | 3 | 27123.99 | 110.66 | 245.1 | 6.435 | 0.9975 | 4000 | 73
PM7CX2E8 | Eaton (formerly Cooper Lighting) | Streetworks | GAN-AE-07-LED-[Voltages include 120 thru 277V 347V and 480V]-T3R-[All Color]-[All Wall Mounting]-700-[Options include 2L 3 HA P 4 L90 R90 MS/DIM-Lxx MS/x-Lxx DIMRF-[LW or LN] MT TH and LCF] | Outdoor Luminaires | High Output | Architectural Flood and Spot Luminaires | Standard | FALSE | [9 empty] | 42331 |  |  | Yes |  | 3 | 27123.99 | 110.66 | 245.1 | 6.435 | 0.9975 | 4000 | 73
PJNHD3DM | Eaton (formerly Cooper Lighting) | Mcgraw-Edison | GLEON-AE-07-LED-[Voltages include 120 thru 277V 347V and 480V]-T3R-[All Color]-[All Pole/Arm Mounting]-700-[Options include 2L HA P R L90 R90 MS/DIM-Lxx MS/x-Lxx DIMRF-[LW or LN] MT TH and LCF] | Outdoor Luminaires | High Output | Architectural Flood and Spot Luminaires | Standard | FALSE | [9 empty] | 42331 |  |  | Yes |  | 3 | 27123.99 | 110.66 | 245.1 | 6.435 | 0.9975 | 4000 | 73
PANV3J29 | Eaton (formerly Cooper Lighting) | Streetworks | GAN-AE-07-LED-[Voltages include 120 thru 277V 347V and 480V]-T3R-[All Color]-[All Pole/Arm Mounting]-700-[Options include 2L 3 HA P 4 L90 R90 MS/DIM-Lxx MS/x-Lxx DIMRF-[LW or LN] MT TH and LCF] | Outdoor Luminaires | High Output | Architectural Flood and Spot Luminaires | Standard | FALSE | [9 empty] | 42331 |  |  | Yes |  | 3 | 27123.99 | 110.66 | 245.1 | 6.435 | 0.9975 | 4000 | 73
PZ8BSYP5 | Eaton (formerly Cooper Lighting) | Mcgraw-Edison | GLEON-AE-07-LED-[Voltages include 120 thru 277V 347V and 480V]-T4FT-[All Color]-[All Wall Mounting]-700-[Options include 2L HA P R L90 R90 MS/DIM-Lxx MS/x-Lxx DIMRF-[LW or LN] MT TH and LCF] | Outdoor Luminaires | High Output | Architectural Flood and Spot Luminaires | Standard | FALSE | [9 empty] | 42331 |  |  | Yes |  | 3 | 26688 | 108.89 | 245.1 | 6.435 | 0.9975 | 4000 | 73
PENEGPS3 | Eaton (formerly Cooper Lighting) | Streetworks | GAN-AE-07-LED-[Voltages include 120 thru 277V 347V and 480V]-T4FT-[All Color]-[All Wall Mounting]-700-[Options include 2L 3 HA P 4 L90 R90 MS/DIM-Lxx MS/x-Lxx DIMRF-[LW or LN] MT TH and LCF] | Outdoor Luminaires | High Output | Architectural Flood and Spot Luminaires | Standard | FALSE | [9 empty] | 42331 |  |  | Yes |  | 3 | 26688 | 108.89 | 245.1 | 6.435 | 0.9975 | 4000 | 73
P7Q96AAJ | Eaton (formerly Cooper Lighting) | Mcgraw-Edison | GLEON-AE-07-LED-[Voltages include 120 thru 277V 347V and 480V]-T4FT-[All Color]-[All Pole/Arm Mounting]-700-[Options include 2L HA P R L90 R90 MS/DIM-Lxx MS/x-Lxx DIMRF-[LW or LN] MT TH and LCF] | Outdoor Luminaires | High Output | Architectural Flood and Spot Luminaires | Standard | FALSE | [9 empty] | 42331 |  |  | Yes |  | 3 | 26688 | 108.89 | 245.1 | 6.435 | 0.9975 | 4000 | 73
P6UEPUCM | Eaton (formerly Cooper Lighting) | Streetworks | GAN-AE-07-LED-[Voltages include 120 thru 277V 347V and 480V]-T4FT-[All Color]-[All Pole/Arm Mounting]-700-[Options include 2L 3 HA P 4 L90 R90 MS/DIM-Lxx MS/x-Lxx DIMRF-[LW or LN] MT TH and LCF] | Outdoor Luminaires | High Output | Architectural Flood and Spot Luminaires | Standard | FALSE | [9 empty] | 42331 |  |  | Yes |  | 3 | 26688 | 108.89 | 245.1 | 6.435 | 0.9975 | 4000 | 73
PS9T9K3K | Eaton (formerly Cooper Lighting) | Streetworks | GAN-AE-07-LED-[Voltages include 120 thru 277V 347V and 480V]-T3-[All Color]-[All Wall Mounting]-700-[Options include 2L 3 HA P 4 L90 R90 MS/DIM-Lxx MS/x-Lxx DIMRF-[LW or LN] MT TH and LCF] | Outdoor Luminaires | High Output | Architectural Flood and Spot Luminaires | Standard | FALSE | [9 empty] | 42331 |  |  | Yes |  | 3 | 26534 | 108.26 | 245.1 | 6.435 | 0.9975 | 4000 | 73
PPDVYRJT | Eaton (formerly Cooper Lighting) | Streetworks | GAN-AE-07-LED-[Voltages include 120 thru 277V 347V and 480V]-T3-[All Color]-[All Pole/Arm Mounting]-700-[Options include 2L 3 HA P 4 L90 R90 MS/DIM-Lxx MS/x-Lxx DIMRF-[LW or LN] MT TH and LCF] | Outdoor Luminaires | High Output | Architectural Flood and Spot Luminaires | Standard | FALSE | [9 empty] | 42331 |  |  | Yes |  | 3 | 26534 | 108.26 | 245.1 | 6.435 | 0.9975 | 4000 | 73
PGPFHKPF | Eaton (formerly Cooper Lighting) | Mcgraw-Edison | GLEON-AE-07-LED-[Voltages include 120 thru 277V 347V and 480V]-T3-[All Color]-[All Wall Mounting]-700-[Options include 2L HA P R L90 R90 MS/DIM-Lxx MS/x-Lxx DIMRF-[LW or LN] MT TH and LCF] | Outdoor Luminaires | High Output | Architectural Flood and Spot Luminaires | Standard | FALSE | [9 empty] | 42331 |  |  | Yes |  | 3 | 26534 | 108.26 | 245.1 | 6.435 | 0.9975 | 4000 | 73
PEKZPDET | Eaton (formerly Cooper Lighting) | Mcgraw-Edison | GLEON-AE-07-LED-[Voltages include 120 thru 277V 347V and 480V]-T3-[All Color]-[All Pole/Arm Mounting]-700-[Options include 2L HA P R L90 R90 MS/DIM-Lxx MS/x-Lxx DIMRF-[LW or LN] MT TH and LCF] | Outdoor Luminaires | High Output | Architectural Flood and Spot Luminaires | Standard | FALSE | [9 empty] | 42331 |  |  | Yes |  | 3 | 26534 | 108.26 | 245.1 | 6.435 | 0.9975 | 4000 | 73
PZTTC39J | Eaton (formerly Cooper Lighting) | Streetworks | GAN-AE-07-LED-[Voltages include 120 thru 277V 347V and 480V]-T2-[All Color]-[All Wall Mounting]-700-[Options include 2L 3 HA P 4 L90 R90 MS/DIM-Lxx MS/x-Lxx DIMRF-[LW or LN] MT TH and LCF] | Outdoor Luminaires | High Output | Architectural Flood and Spot Luminaires | Standard | FALSE | [9 empty] | 42331 |  |  | Yes |  | 3 | 26033 | 106.21 | 245.1 | 6.435 | 0.9975 | 4000 | 73
PEBF3JCH | Eaton (formerly Cooper Lighting) | Mcgraw-Edison | GLEON-AE-07-LED-[Voltages include 120 thru 277V 347V and 480V]-T2-[All Color]-[All Wall Mounting]-700-[Options include 2L HA P R L90 R90 MS/DIM-Lxx MS/x-Lxx DIMRF-[LW or LN] MT TH and LCF] | Outdoor Luminaires | High Output | Architectural Flood and Spot Luminaires | Standard | FALSE | [9 empty] | 42331 |  |  | Yes |  | 3 | 26033 | 106.21 | 245.1 | 6.435 | 0.9975 | 4000 | 73
P7D6FRRN | Eaton (formerly Cooper Lighting) | Streetworks | GAN-AE-07-LED-[Voltages include 120 thru 277V 347V and 480V]-T2-[All Color]-[All Pole/Arm Mounting]-700-[Options include 2L 3 HA P 4 L90 R90 MS/DIM-Lxx MS/x-Lxx DIMRF-[LW or LN] MT TH and LCF] | Outdoor Luminaires | High Output | Architectural Flood and Spot Luminaires | Standard | FALSE | [9 empty] | 42331 |  |  | Yes |  | 3 | 26033 | 106.21 | 245.1 | 6.435 | 0.9975 | 4000 | 73
P4DCX9WQ | Eaton (formerly Cooper Lighting) | Mcgraw-Edison | GLEON-AE-07-LED-[Voltages include 120 thru 277V 347V and 480V]-T2-[All Color]-[All Pole/Arm Mounting]-700-[Options include 2L HA P R L90 R90 MS/DIM-Lxx MS/x-Lxx DIMRF-[LW or LN] MT TH and LCF] | Outdoor Luminaires | High Output | Architectural Flood and Spot Luminaires | Standard | FALSE | [9 empty] | 42331 |  |  | Yes |  | 3 | 26033 | 106.21 | 245.1 | 6.435 | 0.9975 | 4000 | 73
PXNYT9WR | Eaton (formerly Cooper Lighting) | Mcgraw-Edison | GLEON-AE-06-LED-[Voltages include 120 thru 277V 347V and 480V]-5MQ-[All Color]-[All Wall Mounting]-700-[Options include 2L HA P R L90 R90 MS/DIM-Lxx MS/x-Lxx DIMRF-[LW or LN] MT TH and LCF] | Outdoor Luminaires | High Output | Architectural Flood and Spot Luminaires | Standard | FALSE | [9 empty] | 42331 |  |  | Yes |  | 3 | 23565.01 | 111.52 | 211.3 | 6.435 | 0.9975 | 4000 | 73
PUT9P516 | Eaton (formerly Cooper Lighting) | Streetworks | GAN-AE-06-LED-[Voltages include 120 thru 277V 347V and 480V]-5MQ-[All Color]-[All Pole/Arm Mounting]-700-[Options include 2L 3 HA P 4 L90 R90 MS/DIM-Lxx MS/x-Lxx DIMRF-[LW or LN] MT TH and LCF] | Outdoor Luminaires | High Output | Architectural Flood and Spot Luminaires | Standard | FALSE | [9 empty] | 42331 |  |  | Yes |  | 3 | 23565.01 | 111.52 | 211.3 | 6.435 | 0.9975 | 4000 | 73
PN9YY3J1 | Eaton (formerly Cooper Lighting) | Streetworks | GAN-AE-06-LED-[Voltages include 120 thru 277V 347V and 480V]-5MQ-[All Color]-[All Wall Mounting]-700-[Options include 2L 3 HA P 4 L90 R90 MS/DIM-Lxx MS/x-Lxx DIMRF-[LW or LN] MT TH and LCF] | Outdoor Luminaires | High Output | Architectural Flood and Spot Luminaires | Standard | FALSE | [9 empty] | 42331 |  |  | Yes |  | 3 | 23565.01 | 111.52 | 211.3 | 6.435 | 0.9975 | 4000 | 73
P13JY2SU | Eaton (formerly Cooper Lighting) | Mcgraw-Edison | GLEON-AE-06-LED-[Voltages include 120 thru 277V 347V and 480V]-5MQ-[All Color]-[All Pole/Arm Mounting]-700-[Options include 2L HA P R L90 R90 MS/DIM-Lxx MS/x-Lxx DIMRF-[LW or LN] MT TH and LCF] | Outdoor Luminaires | High Output | Architectural Flood and Spot Luminaires | Standard | FALSE | [9 empty] | 42331 |  |  | Yes |  | 3 | 23565.01 | 111.52 | 211.3 | 6.435 | 0.9975 | 4000 | 73
PXEGCPPK | Eaton (formerly Cooper Lighting) | Streetworks | GAN-AE-06-LED-[Voltages include 120 thru 277V 347V and 480V]-T2R-[All Color]-[All Wall Mounting]-700-[Options include 2L 3 HA P 4 L90 R90 MS/DIM-Lxx MS/x-Lxx DIMRF-[LW or LN] MT TH and LCF] | Outdoor Luminaires | High Output | Architectural Flood and Spot Luminaires | Standard | FALSE | [9 empty] | 42331 |  |  | Yes |  | 3 | 23370.01 | 110.6 | 211.3 | 6.435 | 0.9975 | 4000 | 73
PTX8JFGW | Eaton (formerly Cooper Lighting) | Streetworks | GAN-AE-06-LED-[Voltages include 120 thru 277V 347V and 480V]-T2R-[All Color]-[All Pole/Arm Mounting]-700-[Options include 2L 3 HA P 4 L90 R90 MS/DIM-Lxx MS/x-Lxx DIMRF-[LW or LN] MT TH and LCF] | Outdoor Luminaires | High Output | Architectural Flood and Spot Luminaires | Standard | FALSE | [9 empty] | 42331 |  |  | Yes |  | 3 | 23370.01 | 110.6 | 211.3 | 6.435 | 0.9975 | 4000 | 73
PBH2AYJT | Eaton (formerly Cooper Lighting) | Mcgraw-Edison | GLEON-AE-06-LED-[Voltages include 120 thru 277V 347V and 480V]-T2R-[All Color]-[All Wall Mounting]-700-[Options include 2L HA P R L90 R90 MS/DIM-Lxx MS/x-Lxx DIMRF-[LW or LN] MT TH and LCF] | Outdoor Luminaires | High Output | Architectural Flood and Spot Luminaires | Standard | FALSE | [9 empty] | 42331 |  |  | Yes |  | 3 | 23370.01 | 110.6 | 211.3 | 6.435 | 0.9975 | 4000 | 73
PAE4HV8T | Eaton (formerly Cooper Lighting) | Mcgraw-Edison | GLEON-AE-06-LED-[Voltages include 120 thru 277V 347V and 480V]-T2R-[All Color]-[All Pole/Arm Mounting]-700-[Options include 2L HA P R L90 R90 MS/DIM-Lxx MS/x-Lxx DIMRF-[LW or LN] MT TH and LCF] | Outdoor Luminaires | High Output | Architectural Flood and Spot Luminaires | Standard | FALSE | [9 empty] | 42331 |  |  | Yes |  | 3 | 23370.01 | 110.6 | 211.3 | 6.435 | 0.9975 | 4000 | 73
PT79FPKV | Eaton (formerly Cooper Lighting) | Streetworks | GAN-AE-06-LED-[Voltages include 120 thru 277V 347V and 480V]-5NQ-[All Color]-[All Wall Mounting]-700-[Options include 2L 3 HA P 4 L90 R90 MS/DIM-Lxx MS/x-Lxx DIMRF-[LW or LN] MT TH and LCF] | Outdoor Luminaires | High Output | Architectural Flood and Spot Luminaires | Standard | FALSE | [9 empty] | 42331 |  |  | Yes |  | 3 | 23139 | 109.51 | 211.3 | 6.435 | 0.9975 | 4000 | 73
PJE5VNN9 | Eaton (formerly Cooper Lighting) | Streetworks | GAN-AE-06-LED-[Voltages include 120 thru 277V 347V and 480V]-5NQ-[All Color]-[All Pole/Arm Mounting]-700-[Options include 2L 3 HA P 4 L90 R90 MS/DIM-Lxx MS/x-Lxx DIMRF-[LW or LN] MT TH and LCF] | Outdoor Luminaires | High Output | Architectural Flood and Spot Luminaires | Standard | FALSE | [9 empty] | 42331 |  |  | Yes |  | 3 | 23139 | 109.51 | 211.3 | 6.435 | 0.9975 | 4000 | 73
PCBSMYBX | Eaton (formerly Cooper Lighting) | Mcgraw-Edison | GLEON-AE-06-LED-[Voltages include 120 thru 277V 347V and 480V]-5NQ-[All Color]-[All Pole/Arm Mounting]-700-[Options include 2L HA P R L90 R90 MS/DIM-Lxx MS/x-Lxx DIMRF-[LW or LN] MT TH and LCF] | Outdoor Luminaires | High Output | Architectural Flood and Spot Luminaires | Standard | FALSE | [9 empty] | 42331 |  |  | Yes |  | 3 | 23139 | 109.51 | 211.3 | 6.435 | 0.9975 | 4000 | 73
P91W626S | Eaton (formerly Cooper Lighting) | Mcgraw-Edison | GLEON-AE-06-LED-[Voltages include 120 thru 277V 347V and 480V]-5NQ-[All Color]-[All Wall Mounting]-700-[Options include 2L HA P R L90 R90 MS/DIM-Lxx MS/x-Lxx DIMRF-[LW or LN] MT TH and LCF] | Outdoor Luminaires | High Output | Architectural Flood and Spot Luminaires | Standard | FALSE | [9 empty] | 42331 |  |  | Yes |  | 3 | 23139 | 109.51 | 211.3 | 6.435 | 0.9975 | 4000 | 73
PXX1M74G | Eaton (formerly Cooper Lighting) | Mcgraw-Edison | GLEON-AE-06-LED-[Voltages include 120 thru 277V 347V and 480V]-AFL-[All Color]-[All Wall Mounting]-700-[Options include 2L HA P R L90 R90 MS/DIM-Lxx MS/x-Lxx DIMRF-[LW or LN] MT TH and LCF] | Outdoor Luminaires | High Output | Architectural Flood and Spot Luminaires | Standard | FALSE | [9 empty] | 42331 |  |  | Yes |  | 3 | 23013.98 | 108.92 | 211.3 | 6.435 | 0.9975 | 4000 | 73
PRUE4YPR | Eaton (formerly Cooper Lighting) | Streetworks | GAN-AE-06-LED-[Voltages include 120 thru 277V 347V and 480V]-AFL-[All Color]-[All Wall Mounting]-700-[Options include 2L 3 HA P 4 L90 R90 MS/DIM-Lxx MS/x-Lxx DIMRF-[LW or LN] MT TH and LCF] | Outdoor Luminaires | High Output | Architectural Flood and Spot Luminaires | Standard | FALSE | [9 empty] | 42331 |  |  | Yes |  | 3 | 23013.98 | 108.92 | 211.3 | 6.435 | 0.9975 | 4000 | 73
PKNTMEHP | Eaton (formerly Cooper Lighting) | Mcgraw-Edison | GLEON-AE-06-LED-[Voltages include 120 thru 277V 347V and 480V]-AFL-[All Color]-[All Pole/Arm Mounting]-700-[Options include 2L HA P R L90 R90 MS/DIM-Lxx MS/x-Lxx DIMRF-[LW or LN] MT TH and LCF] | Outdoor Luminaires | High Output | Architectural Flood and Spot Luminaires | Standard | FALSE | [9 empty] | 42331 |  |  | Yes |  | 3 | 23013.98 | 108.92 | 211.3 | 6.435 | 0.9975 | 4000 | 73
PFZZRHB7 | Eaton (formerly Cooper Lighting) | Streetworks | GAN-AE-06-LED-[Voltages include 120 thru 277V 347V and 480V]-AFL-[All Color]-[All Pole/Arm Mounting]-700-[Options include 2L 3 HA P 4 L90 R90 MS/DIM-Lxx MS/x-Lxx DIMRF-[LW or LN] MT TH and LCF] | Outdoor Luminaires | High Output | Architectural Flood and Spot Luminaires | Standard | FALSE | [9 empty] | 42331 |  |  | Yes |  | 3 | 23013.98 | 108.92 | 211.3 | 6.435 | 0.9975 | 4000 | 73
PYMV1QA5 | Eaton (formerly Cooper Lighting) | Streetworks | GAN-AE-06-LED-[Voltages include 120 thru 277V 347V and 480V]-T3R-[All Color]-[All Wall Mounting]-700-[Options include 2L 3 HA P 4 L90 R90 MS/DIM-Lxx MS/x-Lxx DIMRF-[LW or LN] MT TH and LCF] | Outdoor Luminaires | High Output | Architectural Flood and Spot Luminaires | Standard | FALSE | [9 empty] | 42331 |  |  | Yes |  | 3 | 22936 | 108.55 | 211.3 | 6.435 | 0.9975 | 4000 | 73
PHBX65KY | Eaton (formerly Cooper Lighting) | Mcgraw-Edison | GLEON-AE-06-LED-[Voltages include 120 thru 277V 347V and 480V]-T3R-[All Color]-[All Pole/Arm Mounting]-700-[Options include 2L HA P R L90 R90 MS/DIM-Lxx MS/x-Lxx DIMRF-[LW or LN] MT TH and LCF] | Outdoor Luminaires | High Output | Architectural Flood and Spot Luminaires | Standard | FALSE | [9 empty] | 42331 |  |  | Yes |  | 3 | 22936 | 108.55 | 211.3 | 6.435 | 0.9975 | 4000 | 73
PCTM8X9Y | Eaton (formerly Cooper Lighting) | Streetworks | GAN-AE-06-LED-[Voltages include 120 thru 277V 347V and 480V]-T3R-[All Color]-[All Pole/Arm Mounting]-700-[Options include 2L 3 HA P 4 L90 R90 MS/DIM-Lxx MS/x-Lxx DIMRF-[LW or LN] MT TH and LCF] | Outdoor Luminaires | High Output | Architectural Flood and Spot Luminaires | Standard | FALSE | [9 empty] | 42331 |  |  | Yes |  | 3 | 22936 | 108.55 | 211.3 | 6.435 | 0.9975 | 4000 | 73
P3CW8AMG | Eaton (formerly Cooper Lighting) | Mcgraw-Edison | GLEON-AE-06-LED-[Voltages include 120 thru 277V 347V and 480V]-T3R-[All Color]-[All Wall Mounting]-700-[Options include 2L HA P R L90 R90 MS/DIM-Lxx MS/x-Lxx DIMRF-[LW or LN] MT TH and LCF] | Outdoor Luminaires | High Output | Architectural Flood and Spot Luminaires | Standard | FALSE | [9 empty] | 42331 |  |  | Yes |  | 3 | 22936 | 108.55 | 211.3 | 6.435 | 0.9975 | 4000 | 73
PWJ8KAJQ | Eaton (formerly Cooper Lighting) | Mcgraw-Edison | GLEON-AE-06-LED-[Voltages include 120 thru 277V 347V and 480V]-T4FT-[All Color]-[All Pole/Arm Mounting]-700-[Options include 2L HA P R L90 R90 MS/DIM-Lxx MS/x-Lxx DIMRF-[LW or LN] MT TH and LCF] | Outdoor Luminaires | High Output | Architectural Flood and Spot Luminaires | Standard | FALSE | [9 empty] | 42331 |  |  | Yes |  | 3 | 22567.01 | 106.8 | 211.3 | 6.435 | 0.9975 | 4000 | 73
PPYS8538 | Eaton (formerly Cooper Lighting) | Streetworks | GAN-AE-06-LED-[Voltages include 120 thru 277V 347V and 480V]-T4FT-[All Color]-[All Wall Mounting]-700-[Options include 2L 3 HA P 4 L90 R90 MS/DIM-Lxx MS/x-Lxx DIMRF-[LW or LN] MT TH and LCF] | Outdoor Luminaires | High Output | Architectural Flood and Spot Luminaires | Standard | FALSE | [9 empty] | 42331 |  |  | Yes |  | 3 | 22567.01 | 106.8 | 211.3 | 6.435 | 0.9975 | 4000 | 73
PEVJVWW9 | Eaton (formerly Cooper Lighting) | Streetworks | GAN-AE-06-LED-[Voltages include 120 thru 277V 347V and 480V]-T4FT-[All Color]-[All Pole/Arm Mounting]-700-[Options include 2L 3 HA P 4 L90 R90 MS/DIM-Lxx MS/x-Lxx DIMRF-[LW or LN] MT TH and LCF] | Outdoor Luminaires | High Output | Architectural Flood and Spot Luminaires | Standard | FALSE | [9 empty] | 42331 |  |  | Yes |  | 3 | 22567.01 | 106.8 | 211.3 | 6.435 | 0.9975 | 4000 | 73
P4NYPPTV | Eaton (formerly Cooper Lighting) | Mcgraw-Edison | GLEON-AE-06-LED-[Voltages include 120 thru 277V 347V and 480V]-T4FT-[All Color]-[All Wall Mounting]-700-[Options include 2L HA P R L90 R90 MS/DIM-Lxx MS/x-Lxx DIMRF-[LW or LN] MT TH and LCF] | Outdoor Luminaires | High Output | Architectural Flood and Spot Luminaires | Standard | FALSE | [9 empty] | 42331 |  |  | Yes |  | 3 | 22567.01 | 106.8 | 211.3 | 6.435 | 0.9975 | 4000 | 73
PKP9ZPVP | Eaton (formerly Cooper Lighting) | Streetworks | GAN-AE-06-LED-[Voltages include 120 thru 277V 347V and 480V]-T3-[All Color]-[All Wall Mounting]-700-[Options include 2L 3 HA P 4 L90 R90 MS/DIM-Lxx MS/x-Lxx DIMRF-[LW or LN] MT TH and LCF] | Outdoor Luminaires | High Output | Architectural Flood and Spot Luminaires | Standard | FALSE | [9 empty] | 42331 |  |  | Yes |  | 3 | 22437.01 | 106.19 | 211.3 | 6.435 | 0.9975 | 4000 | 73
PK8AC9G5 | Eaton (formerly Cooper Lighting) | Mcgraw-Edison | GLEON-AE-06-LED-[Voltages include 120 thru 277V 347V and 480V]-T3-[All Color]-[All Wall Mounting]-700-[Options include 2L HA P R L90 R90 MS/DIM-Lxx MS/x-Lxx DIMRF-[LW or LN] MT TH and LCF] | Outdoor Luminaires | High Output | Architectural Flood and Spot Luminaires | Standard | FALSE | [9 empty] | 42331 |  |  | Yes |  | 3 | 22437.01 | 106.19 | 211.3 | 6.435 | 0.9975 | 4000 | 73
PFG2BBF2 | Eaton (formerly Cooper Lighting) | Mcgraw-Edison | GLEON-AE-06-LED-[Voltages include 120 thru 277V 347V and 480V]-T3-[All Color]-[All Pole/Arm Mounting]-700-[Options include 2L HA P R L90 R90 MS/DIM-Lxx MS/x-Lxx DIMRF-[LW or LN] MT TH and LCF] | Outdoor Luminaires | High Output | Architectural Flood and Spot Luminaires | Standard | FALSE | [9 empty] | 42331 |  |  | Yes |  | 3 | 22437.01 | 106.19 | 211.3 | 6.435 | 0.9975 | 4000 | 73
P3T9FB3H | Eaton (formerly Cooper Lighting) | Streetworks | GAN-AE-06-LED-[Voltages include 120 thru 277V 347V and 480V]-T3-[All Color]-[All Pole/Arm Mounting]-700-[Options include 2L 3 HA P 4 L90 R90 MS/DIM-Lxx MS/x-Lxx DIMRF-[LW or LN] MT TH and LCF] | Outdoor Luminaires | High Output | Architectural Flood and Spot Luminaires | Standard | FALSE | [9 empty] | 42331 |  |  | Yes |  | 3 | 22437.01 | 106.19 | 211.3 | 6.435 | 0.9975 | 4000 | 73
PW518TKJ | Eaton (formerly Cooper Lighting) | Mcgraw-Edison | GLEON-AE-06-LED-[Voltages include 120 thru 277V 347V and 480V]-T2-[All Color]-[All Pole/Arm Mounting]-700-[Options include 2L HA P R L90 R90 MS/DIM-Lxx MS/x-Lxx DIMRF-[LW or LN] MT TH and LCF] | Outdoor Luminaires | High Output | Architectural Flood and Spot Luminaires | Standard | FALSE | [9 empty] | 42331 |  |  | Yes |  | 3 | 22013 | 104.18 | 211.3 | 6.435 | 0.9975 | 4000 | 73
PDBDJT35 | Eaton (formerly Cooper Lighting) | Streetworks | GAN-AE-06-LED-[Voltages include 120 thru 277V 347V and 480V]-T2-[All Color]-[All Wall Mounting]-700-[Options include 2L 3 HA P 4 L90 R90 MS/DIM-Lxx MS/x-Lxx DIMRF-[LW or LN] MT TH and LCF] | Outdoor Luminaires | High Output | Architectural Flood and Spot Luminaires | Standard | FALSE | [9 empty] | 42331 |  |  | Yes |  | 3 | 22013 | 104.18 | 211.3 | 6.435 | 0.9975 | 4000 | 73
PAQR44RD | Eaton (formerly Cooper Lighting) | Streetworks | GAN-AE-06-LED-[Voltages include 120 thru 277V 347V and 480V]-T2-[All Color]-[All Pole/Arm Mounting]-700-[Options include 2L 3 HA P 4 L90 R90 MS/DIM-Lxx MS/x-Lxx DIMRF-[LW or LN] MT TH and LCF] | Outdoor Luminaires | High Output | Architectural Flood and Spot Luminaires | Standard | FALSE | [9 empty] | 42331 |  |  | Yes |  | 3 | 22013 | 104.18 | 211.3 | 6.435 | 0.9975 | 4000 | 73
P9GYE3VK | Eaton (formerly Cooper Lighting) | Mcgraw-Edison | GLEON-AE-06-LED-[Voltages include 120 thru 277V 347V and 480V]-T2-[All Color]-[All Wall Mounting]-700-[Options include 2L HA P R L90 R90 MS/DIM-Lxx MS/x-Lxx DIMRF-[LW or LN] MT TH and LCF] | Outdoor Luminaires | High Output | Architectural Flood and Spot Luminaires | Standard | FALSE | [9 empty] | 42331 |  |  | Yes |  | 3 | 22013 | 104.18 | 211.3 | 6.435 | 0.9975 | 4000 | 73
PZ82YGJC | Eaton (formerly Cooper Lighting) | Streetworks | GAN-AE-03-LED-[Voltages include 120 thru 277V 347V and 480V]-5MQ-[All Color]-[All Pole/Arm Mounting]-700-[Options include 2L 3 HA P 4 L90 R90 MS/DIM-Lxx MS/x-Lxx DIMRF-[LW or LN] MT TH and LCF] | Outdoor Luminaires | High Output | Architectural Flood and Spot Luminaires | Standard | FALSE | [9 empty] | 42331 |  |  | Yes |  | 3 | 12029 | 105.65 | 113.86 | 6.435 | 0.9975 | 4000 | 73
PPPVF9GG | Eaton (formerly Cooper Lighting) | Streetworks | GAN-AE-03-LED-[Voltages include 120 thru 277V 347V and 480V]-5MQ-[All Color]-[All Wall Mounting]-700-[Options include 2L 3 HA P 4 L90 R90 MS/DIM-Lxx MS/x-Lxx DIMRF-[LW or LN] MT TH and LCF] | Outdoor Luminaires | High Output | Architectural Flood and Spot Luminaires | Standard | FALSE | [9 empty] | 42331 |  |  | Yes |  | 3 | 12029 | 105.65 | 113.86 | 6.435 | 0.9975 | 4000 | 73
PA5QXGQF | Eaton (formerly Cooper Lighting) | Mcgraw-Edison | GLEON-AE-03-LED-[Voltages include 120 thru 277V 347V and 480V]-5MQ-[All Color]-[All Pole/Arm Mounting]-700-[Options include 2L HA P R L90 R90 MS/DIM-Lxx MS/x-Lxx DIMRF-[LW or LN] MT TH and LCF] | Outdoor Luminaires | High Output | Architectural Flood and Spot Luminaires | Standard | FALSE | [9 empty] | 42331 |  |  | Yes |  | 3 | 12029 | 105.65 | 113.86 | 6.435 | 0.9975 | 4000 | 73
P97Y11PV | Eaton (formerly Cooper Lighting) | Mcgraw-Edison | GLEON-AE-03-LED-[Voltages include 120 thru 277V 347V and 480V]-5MQ-[All Color]-[All Wall Mounting]-700-[Options include 2L HA P R L90 R90 MS/DIM-Lxx MS/x-Lxx DIMRF-[LW or LN] MT TH and LCF] | Outdoor Luminaires | High Output | Architectural Flood and Spot Luminaires | Standard | FALSE | [9 empty] | 42331 |  |  | Yes |  | 3 | 12029 | 105.65 | 113.86 | 6.435 | 0.9975 | 4000 | 73
PPHPEKE7 | Eaton (formerly Cooper Lighting) | Streetworks | GAN-AE-03-LED-[Voltages include 120 thru 277V 347V and 480V]-T2R-[All Color]-[All Pole/Arm Mounting]-700-[Options include 2L 3 HA P 4 L90 R90 MS/DIM-Lxx MS/x-Lxx DIMRF-[LW or LN] MT TH and LCF] | Outdoor Luminaires | High Output | Architectural Flood and Spot Luminaires | Standard | FALSE | [9 empty] | 42331 |  |  | Yes |  | 3 | 11929.01 | 105.65 | 112.91 | 6.435 | 0.9975 | 4000 | 73
PP3AYKVU | Eaton (formerly Cooper Lighting) | Mcgraw-Edison | GLEON-AE-03-LED-[Voltages include 120 thru 277V 347V and 480V]-T2R-[All Color]-[All Wall Mounting]-700-[Options include 2L HA P R L90 R90 MS/DIM-Lxx MS/x-Lxx DIMRF-[LW or LN] MT TH and LCF] | Outdoor Luminaires | High Output | Architectural Flood and Spot Luminaires | Standard | FALSE | [9 empty] | 42331 |  |  | Yes |  | 3 | 11929.01 | 105.65 | 112.91 | 6.435 | 0.9975 | 4000 | 73
P67BDVM9 | Eaton (formerly Cooper Lighting) | Streetworks | GAN-AE-03-LED-[Voltages include 120 thru 277V 347V and 480V]-T2R-[All Color]-[All Wall Mounting]-700-[Options include 2L 3 HA P 4 L90 R90 MS/DIM-Lxx MS/x-Lxx DIMRF-[LW or LN] MT TH and LCF] | Outdoor Luminaires | High Output | Architectural Flood and Spot Luminaires | Standard | FALSE | [9 empty] | 42331 |  |  | Yes |  | 3 | 11929.01 | 105.65 | 112.91 | 6.435 | 0.9975 | 4000 | 73
P4EWJBQB | Eaton (formerly Cooper Lighting) | Mcgraw-Edison | GLEON-AE-03-LED-[Voltages include 120 thru 277V 347V and 480V]-T2R-[All Color]-[All Pole/Arm Mounting]-700-[Options include 2L HA P R L90 R90 MS/DIM-Lxx MS/x-Lxx DIMRF-[LW or LN] MT TH and LCF] | Outdoor Luminaires | High Output | Architectural Flood and Spot Luminaires | Standard | FALSE | [9 empty] | 42331 |  |  | Yes |  | 3 | 11929.01 | 105.65 | 112.91 | 6.435 | 0.9975 | 4000 | 73
PNS9A5HJ | Eaton (formerly Cooper Lighting) | Streetworks | GAN-AE-03-LED-[Voltages include 120 thru 277V 347V and 480V]-5NQ-[All Color]-[All Pole/Arm Mounting]-700-[Options include 2L 3 HA P 4 L90 R90 MS/DIM-Lxx MS/x-Lxx DIMRF-[LW or LN] MT TH and LCF] | Outdoor Luminaires | High Output | Architectural Flood and Spot Luminaires | Standard | FALSE | [9 empty] | 42331 |  |  | Yes |  | 3 | 11810.99 | 105.65 | 111.79 | 6.435 | 0.9975 | 4000 | 73
PNP8WD8Q | Eaton (formerly Cooper Lighting) | Mcgraw-Edison | GLEON-AE-03-LED-[Voltages include 120 thru 277V 347V and 480V]-5NQ-[All Color]-[All Pole/Arm Mounting]-700-[Options include 2L HA P R L90 R90 MS/DIM-Lxx MS/x-Lxx DIMRF-[LW or LN] MT TH and LCF] | Outdoor Luminaires | High Output | Architectural Flood and Spot Luminaires | Standard | FALSE | [9 empty] | 42331 |  |  | Yes |  | 3 | 11810.99 | 105.65 | 111.79 | 6.435 | 0.9975 | 4000 | 73
PKYUXA42 | Eaton (formerly Cooper Lighting) | Mcgraw-Edison | GLEON-AE-03-LED-[Voltages include 120 thru 277V 347V and 480V]-5NQ-[All Color]-[All Wall Mounting]-700-[Options include 2L HA P R L90 R90 MS/DIM-Lxx MS/x-Lxx DIMRF-[LW or LN] MT TH and LCF] | Outdoor Luminaires | High Output | Architectural Flood and Spot Luminaires | Standard | FALSE | [9 empty] | 42331 |  |  | Yes |  | 3 | 11810.99 | 105.65 | 111.79 | 6.435 | 0.9975 | 4000 | 73
P2GY7M32 | Eaton (formerly Cooper Lighting) | Streetworks | GAN-AE-03-LED-[Voltages include 120 thru 277V 347V and 480V]-5NQ-[All Color]-[All Wall Mounting]-700-[Options include 2L 3 HA P 4 L90 R90 MS/DIM-Lxx MS/x-Lxx DIMRF-[LW or LN] MT TH and LCF] | Outdoor Luminaires | High Output | Architectural Flood and Spot Luminaires | Standard | FALSE | [9 empty] | 42331 |  |  | Yes |  | 3 | 11810.99 | 105.65 | 111.79 | 6.435 | 0.9975 | 4000 | 73
PRSMXGFH | Eaton (formerly Cooper Lighting) | Mcgraw-Edison | GLEON-AE-03-LED-[Voltages include 120 thru 277V 347V and 480V]-AFL-[All Color]-[All Wall Mounting]-700-[Options include 2L HA P R L90 R90 MS/DIM-Lxx MS/x-Lxx DIMRF-[LW or LN] MT TH and LCF] | Outdoor Luminaires | High Output | Architectural Flood and Spot Luminaires | Standard | FALSE | [9 empty] | 42331 |  |  | Yes |  | 3 | 11747 | 105.65 | 111.19 | 6.435 | 0.9975 | 4000 | 73
PF53VC73 | Eaton (formerly Cooper Lighting) | Streetworks | GAN-AE-03-LED-[Voltages include 120 thru 277V 347V and 480V]-AFL-[All Color]-[All Pole/Arm Mounting]-700-[Options include 2L 3 HA P 4 L90 R90 MS/DIM-Lxx MS/x-Lxx DIMRF-[LW or LN] MT TH and LCF] | Outdoor Luminaires | High Output | Architectural Flood and Spot Luminaires | Standard | FALSE | [9 empty] | 42331 |  |  | Yes |  | 3 | 11747 | 105.65 | 111.19 | 6.435 | 0.9975 | 4000 | 73
PEW3FKT6 | Eaton (formerly Cooper Lighting) | Streetworks | GAN-AE-03-LED-[Voltages include 120 thru 277V 347V and 480V]-AFL-[All Color]-[All Wall Mounting]-700-[Options include 2L 3 HA P 4 L90 R90 MS/DIM-Lxx MS/x-Lxx DIMRF-[LW or LN] MT TH and LCF] | Outdoor Luminaires | High Output | Architectural Flood and Spot Luminaires | Standard | FALSE | [9 empty] | 42331 |  |  | Yes |  | 3 | 11747 | 105.65 | 111.19 | 6.435 | 0.9975 | 4000 | 73
P44SCCG9 | Eaton (formerly Cooper Lighting) | Mcgraw-Edison | GLEON-AE-03-LED-[Voltages include 120 thru 277V 347V and 480V]-AFL-[All Color]-[All Pole/Arm Mounting]-700-[Options include 2L HA P R L90 R90 MS/DIM-Lxx MS/x-Lxx DIMRF-[LW or LN] MT TH and LCF] | Outdoor Luminaires | High Output | Architectural Flood and Spot Luminaires | Standard | FALSE | [9 empty] | 42331 |  |  | Yes |  | 3 | 11747 | 105.65 | 111.19 | 6.435 | 0.9975 | 4000 | 73
PX19SNCD | Eaton (formerly Cooper Lighting) | Mcgraw-Edison | GLEON-AE-03-LED-[Voltages include 120 thru 277V 347V and 480V]-T3R-[All Color]-[All Wall Mounting]-700-[Options include 2L HA P R L90 R90 MS/DIM-Lxx MS/x-Lxx DIMRF-[LW or LN] MT TH and LCF] | Outdoor Luminaires | High Output | Architectural Flood and Spot Luminaires | Standard | FALSE | [9 empty] | 42331 |  |  | Yes |  | 3 | 11707.01 | 105.65 | 110.81 | 6.435 | 0.9975 | 4000 | 73
PWMXD29R | Eaton (formerly Cooper Lighting) | Mcgraw-Edison | GLEON-AE-03-LED-[Voltages include 120 thru 277V 347V and 480V]-T3R-[All Color]-[All Pole/Arm Mounting]-700-[Options include 2L HA P R L90 R90 MS/DIM-Lxx MS/x-Lxx DIMRF-[LW or LN] MT TH and LCF] | Outdoor Luminaires | High Output | Architectural Flood and Spot Luminaires | Standard | FALSE | [9 empty] | 42331 |  |  | Yes |  | 3 | 11707.01 | 105.65 | 110.81 | 6.435 | 0.9975 | 4000 | 73
PUBNHJVV | Eaton (formerly Cooper Lighting) | Streetworks | GAN-AE-03-LED-[Voltages include 120 thru 277V 347V and 480V]-T3R-[All Color]-[All Wall Mounting]-700-[Options include 2L 3 HA P 4 L90 R90 MS/DIM-Lxx MS/x-Lxx DIMRF-[LW or LN] MT TH and LCF] | Outdoor Luminaires | High Output | Architectural Flood and Spot Luminaires | Standard | FALSE | [9 empty] | 42331 |  |  | Yes |  | 3 | 11707.01 | 105.65 | 110.81 | 6.435 | 0.9975 | 4000 | 73
PFEKCZQ7 | Eaton (formerly Cooper Lighting) | Streetworks | GAN-AE-03-LED-[Voltages include 120 thru 277V 347V and 480V]-T3R-[All Color]-[All Pole/Arm Mounting]-700-[Options include 2L 3 HA P 4 L90 R90 MS/DIM-Lxx MS/x-Lxx DIMRF-[LW or LN] MT TH and LCF] | Outdoor Luminaires | High Output | Architectural Flood and Spot Luminaires | Standard | FALSE | [9 empty] | 42331 |  |  | Yes |  | 3 | 11707.01 | 105.65 | 110.81 | 6.435 | 0.9975 | 4000 | 73
PPEU8XHU | Eaton (formerly Cooper Lighting) | Mcgraw-Edison | GLEON-AE-03-LED-[Voltages include 120 thru 277V 347V and 480V]-T4FT-[All Color]-[All Wall Mounting]-700-[Options include 2L HA P R L90 R90 MS/DIM-Lxx MS/x-Lxx DIMRF-[LW or LN] MT TH and LCF] | Outdoor Luminaires | High Output | Architectural Flood and Spot Luminaires | Standard | FALSE | [9 empty] | 42331 |  |  | Yes |  | 3 | 11519 | 105.65 | 109.03 | 6.435 | 0.9975 | 4000 | 73
PKZZW3EB | Eaton (formerly Cooper Lighting) | Mcgraw-Edison | GLEON-AE-03-LED-[Voltages include 120 thru 277V 347V and 480V]-T4FT-[All Color]-[All Pole/Arm Mounting]-700-[Options include 2L HA P R L90 R90 MS/DIM-Lxx MS/x-Lxx DIMRF-[LW or LN] MT TH and LCF] | Outdoor Luminaires | High Output | Architectural Flood and Spot Luminaires | Standard | FALSE | [9 empty] | 42331 |  |  | Yes |  | 3 | 11519 | 105.65 | 109.03 | 6.435 | 0.9975 | 4000 | 73
PBENG1SG | Eaton (formerly Cooper Lighting) | Streetworks | GAN-AE-03-LED-[Voltages include 120 thru 277V 347V and 480V]-T4FT-[All Color]-[All Pole/Arm Mounting]-700-[Options include 2L 3 HA P 4 L90 R90 MS/DIM-Lxx MS/x-Lxx DIMRF-[LW or LN] MT TH and LCF] | Outdoor Luminaires | High Output | Architectural Flood and Spot Luminaires | Standard | FALSE | [9 empty] | 42331 |  |  | Yes |  | 3 | 11519 | 105.65 | 109.03 | 6.435 | 0.9975 | 4000 | 73
P8CUZJE4 | Eaton (formerly Cooper Lighting) | Streetworks | GAN-AE-03-LED-[Voltages include 120 thru 277V 347V and 480V]-T4FT-[All Color]-[All Wall Mounting]-700-[Options include 2L 3 HA P 4 L90 R90 MS/DIM-Lxx MS/x-Lxx DIMRF-[LW or LN] MT TH and LCF] | Outdoor Luminaires | High Output | Architectural Flood and Spot Luminaires | Standard | FALSE | [9 empty] | 42331 |  |  | Yes |  | 3 | 11519 | 105.65 | 109.03 | 6.435 | 0.9975 | 4000 | 73
PSP411WM | Eaton (formerly Cooper Lighting) | Mcgraw-Edison | GLEON-AE-03-LED-[Voltages include 120 thru 277V 347V and 480V]-T3-[All Color]-[All Wall Mounting]-700-[Options include 2L HA P R L90 R90 MS/DIM-Lxx MS/x-Lxx DIMRF-[LW or LN] MT TH and LCF] | Outdoor Luminaires | High Output | Architectural Flood and Spot Luminaires | Standard | FALSE | [9 empty] | 42331 |  |  | Yes |  | 3 | 11453 | 105.65 | 108.41 | 6.435 | 0.9975 | 4000 | 73
PPMHH1ZG | Eaton (formerly Cooper Lighting) | Mcgraw-Edison | GLEON-AE-03-LED-[Voltages include 120 thru 277V 347V and 480V]-T3-[All Color]-[All Pole/Arm Mounting]-700-[Options include 2L HA P R L90 R90 MS/DIM-Lxx MS/x-Lxx DIMRF-[LW or LN] MT TH and LCF] | Outdoor Luminaires | High Output | Architectural Flood and Spot Luminaires | Standard | FALSE | [9 empty] | 42331 |  |  | Yes |  | 3 | 11453 | 105.65 | 108.41 | 6.435 | 0.9975 | 4000 | 73
PPGP5HNA | Eaton (formerly Cooper Lighting) | Streetworks | GAN-AE-03-LED-[Voltages include 120 thru 277V 347V and 480V]-T3-[All Color]-[All Wall Mounting]-700-[Options include 2L 3 HA P 4 L90 R90 MS/DIM-Lxx MS/x-Lxx DIMRF-[LW or LN] MT TH and LCF] | Outdoor Luminaires | High Output | Architectural Flood and Spot Luminaires | Standard | FALSE | [9 empty] | 42331 |  |  | Yes |  | 3 | 11453 | 105.65 | 108.41 | 6.435 | 0.9975 | 4000 | 73
PCT6WX71 | Eaton (formerly Cooper Lighting) | Streetworks | GAN-AE-03-LED-[Voltages include 120 thru 277V 347V and 480V]-T3-[All Color]-[All Pole/Arm Mounting]-700-[Options include 2L 3 HA P 4 L90 R90 MS/DIM-Lxx MS/x-Lxx DIMRF-[LW or LN] MT TH and LCF] | Outdoor Luminaires | High Output | Architectural Flood and Spot Luminaires | Standard | FALSE | [9 empty] | 42331 |  |  | Yes |  | 3 | 11453 | 105.65 | 108.41 | 6.435 | 0.9975 | 4000 | 73
PWWKM6Q5 | Eaton (formerly Cooper Lighting) | Mcgraw-Edison | GLEON-AE-03-LED-[Voltages include 120 thru 277V 347V and 480V]-T2-[All Color]-[All Pole/Arm Mounting]-700-[Options include 2L HA P R L90 R90 MS/DIM-Lxx MS/x-Lxx DIMRF-[LW or LN] MT TH and LCF] | Outdoor Luminaires | High Output | Architectural Flood and Spot Luminaires | Standard | FALSE | [9 empty] | 42331 |  |  | Yes |  | 3 | 11237 | 105.65 | 106.36 | 6.435 | 0.9975 | 4000 | 73
PRYVUDQB | Eaton (formerly Cooper Lighting) | Streetworks | GAN-AE-03-LED-[Voltages include 120 thru 277V 347V and 480V]-T2-[All Color]-[All Wall Mounting]-700-[Options include 2L 3 HA P 4 L90 R90 MS/DIM-Lxx MS/x-Lxx DIMRF-[LW or LN] MT TH and LCF] | Outdoor Luminaires | High Output | Architectural Flood and Spot Luminaires | Standard | FALSE | [9 empty] | 42331 |  |  | Yes |  | 3 | 11237 | 105.65 | 106.36 | 6.435 | 0.9975 | 4000 | 73
P8V53WXD | Eaton (formerly Cooper Lighting) | Streetworks | GAN-AE-03-LED-[Voltages include 120 thru 277V 347V and 480V]-T2-[All Color]-[All Pole/Arm Mounting]-700-[Options include 2L 3 HA P 4 L90 R90 MS/DIM-Lxx MS/x-Lxx DIMRF-[LW or LN] MT TH and LCF] | Outdoor Luminaires | High Output | Architectural Flood and Spot Luminaires | Standard | FALSE | [9 empty] | 42331 |  |  | Yes |  | 3 | 11237 | 105.65 | 106.36 | 6.435 | 0.9975 | 4000 | 73
P6AP4PZ6 | Eaton (formerly Cooper Lighting) | Mcgraw-Edison | GLEON-AE-03-LED-[Voltages include 120 thru 277V 347V and 480V]-T2-[All Color]-[All Wall Mounting]-700-[Options include 2L HA P R L90 R90 MS/DIM-Lxx MS/x-Lxx DIMRF-[LW or LN] MT TH and LCF] | Outdoor Luminaires | High Output | Architectural Flood and Spot Luminaires | Standard | FALSE | [9 empty] | 42331 |  |  | Yes |  | 3 | 11237 | 105.65 | 106.36 | 6.435 | 0.9975 | 4000 | 73
PN81DXWS | Eaton (formerly Cooper Lighting) | Streetworks | GAN-AE-10-LED-[Voltages include 120 thru 277V 347V and 480V]-5MQ-[All Color]-[All Wall Mounting]-530-[Options include 2L 3 HA P 4 L90 R90 MS/DIM-Lxx MS/x-Lxx DIMRF-[LW or LN] MT TH and LCF] | Outdoor Luminaires | Very High Output | Architectural Flood and Spot Luminaires | Standard | FALSE | [9 empty] | 42331 |  |  | Yes |  | 3 | 31158 | 118.61 | 262.7 | 5.92 | 0.998 | 4000 | 73
PA39MZPF | Eaton (formerly Cooper Lighting) | Mcgraw-Edison | GLEON-AE-10-LED-[Voltages include 120 thru 277V 347V and 480V]-5MQ-[All Color]-[All Wall Mounting]-530-[Options include 2L HA P R L90 R90 MS/DIM-Lxx MS/x-Lxx DIMRF-[LW or LN] MT TH and LCF] | Outdoor Luminaires | Very High Output | Architectural Flood and Spot Luminaires | Standard | FALSE | [9 empty] | 42331 |  |  | Yes |  | 3 | 31158 | 118.61 | 262.7 | 5.92 | 0.998 | 4000 | 73
P7AMMF3B | Eaton (formerly Cooper Lighting) | Streetworks | GAN-AE-10-LED-[Voltages include 120 thru 277V 347V and 480V]-5MQ-[All Color]-[All Pole/Arm Mounting]-530-[Options include 2L 3 HA P 4 L90 R90 MS/DIM-Lxx MS/x-Lxx DIMRF-[LW or LN] MT TH and LCF] | Outdoor Luminaires | Very High Output | Architectural Flood and Spot Luminaires | Standard | FALSE | [9 empty] | 42331 |  |  | Yes |  | 3 | 31158 | 118.61 | 262.7 | 5.92 | 0.998 | 4000 | 73
P5PRMST4 | Eaton (formerly Cooper Lighting) | Mcgraw-Edison | GLEON-AE-10-LED-[Voltages include 120 thru 277V 347V and 480V]-5MQ-[All Color]-[All Pole/Arm Mounting]-530-[Options include 2L HA P R L90 R90 MS/DIM-Lxx MS/x-Lxx DIMRF-[LW or LN] MT TH and LCF] | Outdoor Luminaires | Very High Output | Architectural Flood and Spot Luminaires | Standard | FALSE | [9 empty] | 42331 |  |  | Yes |  | 3 | 31158 | 118.61 | 262.7 | 5.92 | 0.998 | 4000 | 73
PS5MGU5W | Eaton (formerly Cooper Lighting) | Streetworks | GAN-AE-10-LED-[Voltages include 120 thru 277V 347V and 480V]-T2R-[All Color]-[All Wall Mounting]-530-[Options include 2L 3 HA P 4 L90 R90 MS/DIM-Lxx MS/x-Lxx DIMRF-[LW or LN] MT TH and LCF] | Outdoor Luminaires | Very High Output | Architectural Flood and Spot Luminaires | Standard | FALSE | [9 empty] | 42331 |  |  | Yes |  | 3 | 30899.99 | 117.62 | 262.7 | 5.92 | 0.998 | 4000 | 73
PJFSJ2K1 | Eaton (formerly Cooper Lighting) | Mcgraw-Edison | GLEON-AE-10-LED-[Voltages include 120 thru 277V 347V and 480V]-T2R-[All Color]-[All Wall Mounting]-530-[Options include 2L HA P R L90 R90 MS/DIM-Lxx MS/x-Lxx DIMRF-[LW or LN] MT TH and LCF] | Outdoor Luminaires | Very High Output | Architectural Flood and Spot Luminaires | Standard | FALSE | [9 empty] | 42331 |  |  | Yes |  | 3 | 30899.99 | 117.62 | 262.7 | 5.92 | 0.998 | 4000 | 73
PF7H4E8R | Eaton (formerly Cooper Lighting) | Mcgraw-Edison | GLEON-AE-10-LED-[Voltages include 120 thru 277V 347V and 480V]-T2R-[All Color]-[All Pole/Arm Mounting]-530-[Options include 2L HA P R L90 R90 MS/DIM-Lxx MS/x-Lxx DIMRF-[LW or LN] MT TH and LCF] | Outdoor Luminaires | Very High Output | Architectural Flood and Spot Luminaires | Standard | FALSE | [9 empty] | 42331 |  |  | Yes |  | 3 | 30899.99 | 117.62 | 262.7 | 5.92 | 0.998 | 4000 | 73
P8TBYHJS | Eaton (formerly Cooper Lighting) | Streetworks | GAN-AE-10-LED-[Voltages include 120 thru 277V 347V and 480V]-T2R-[All Color]-[All Pole/Arm Mounting]-530-[Options include 2L 3 HA P 4 L90 R90 MS/DIM-Lxx MS/x-Lxx DIMRF-[LW or LN] MT TH and LCF] | Outdoor Luminaires | Very High Output | Architectural Flood and Spot Luminaires | Standard | FALSE | [9 empty] | 42331 |  |  | Yes |  | 3 | 30899.99 | 117.62 | 262.7 | 5.92 | 0.998 | 4000 | 73
PPPJDSWA | Eaton (formerly Cooper Lighting) | Mcgraw-Edison | GLEON-AE-10-LED-[Voltages include 120 thru 277V 347V and 480V]-5NQ-[All Color]-[All Pole/Arm Mounting]-530-[Options include 2L HA P R L90 R90 MS/DIM-Lxx MS/x-Lxx DIMRF-[LW or LN] MT TH and LCF] | Outdoor Luminaires | Very High Output | Architectural Flood and Spot Luminaires | Standard | FALSE | [9 empty] | 42331 |  |  | Yes |  | 3 | 30595.01 | 116.46 | 262.7 | 5.92 | 0.998 | 4000 | 73
PDTKEAVV | Eaton (formerly Cooper Lighting) | Streetworks | GAN-AE-10-LED-[Voltages include 120 thru 277V 347V and 480V]-5NQ-[All Color]-[All Pole/Arm Mounting]-530-[Options include 2L 3 HA P 4 L90 R90 MS/DIM-Lxx MS/x-Lxx DIMRF-[LW or LN] MT TH and LCF] | Outdoor Luminaires | Very High Output | Architectural Flood and Spot Luminaires | Standard | FALSE | [9 empty] | 42331 |  |  | Yes |  | 3 | 30595.01 | 116.46 | 262.7 | 5.92 | 0.998 | 4000 | 73
P75U4HNQ | Eaton (formerly Cooper Lighting) | Mcgraw-Edison | GLEON-AE-10-LED-[Voltages include 120 thru 277V 347V and 480V]-5NQ-[All Color]-[All Wall Mounting]-530-[Options include 2L HA P R L90 R90 MS/DIM-Lxx MS/x-Lxx DIMRF-[LW or LN] MT TH and LCF] | Outdoor Luminaires | Very High Output | Architectural Flood and Spot Luminaires | Standard | FALSE | [9 empty] | 42331 |  |  | Yes |  | 3 | 30595.01 | 116.46 | 262.7 | 5.92 | 0.998 | 4000 | 73
P6XD8AVJ | Eaton (formerly Cooper Lighting) | Streetworks | GAN-AE-10-LED-[Voltages include 120 thru 277V 347V and 480V]-5NQ-[All Color]-[All Wall Mounting]-530-[Options include 2L 3 HA P 4 L90 R90 MS/DIM-Lxx MS/x-Lxx DIMRF-[LW or LN] MT TH and LCF] | Outdoor Luminaires | Very High Output | Architectural Flood and Spot Luminaires | Standard | FALSE | [9 empty] | 42331 |  |  | Yes |  | 3 | 30595.01 | 116.46 | 262.7 | 5.92 | 0.998 | 4000 | 73
PWXTUTZW | Eaton (formerly Cooper Lighting) | Mcgraw-Edison | GLEON-AE-10-LED-[Voltages include 120 thru 277V 347V and 480V]-AFL-[All Color]-[All Wall Mounting]-530-[Options include 2L HA P R L90 R90 MS/DIM-Lxx MS/x-Lxx DIMRF-[LW or LN] MT TH and LCF] | Outdoor Luminaires | Very High Output | Architectural Flood and Spot Luminaires | Standard | FALSE | [9 empty] | 42331 |  |  | Yes |  | 3 | 30429 | 115.83 | 262.7 | 5.92 | 0.998 | 4000 | 73
PDJ51BFP | Eaton (formerly Cooper Lighting) | Streetworks | GAN-AE-10-LED-[Voltages include 120 thru 277V 347V and 480V]-AFL-[All Color]-[All Wall Mounting]-530-[Options include 2L 3 HA P 4 L90 R90 MS/DIM-Lxx MS/x-Lxx DIMRF-[LW or LN] MT TH and LCF] | Outdoor Luminaires | Very High Output | Architectural Flood and Spot Luminaires | Standard | FALSE | [9 empty] | 42331 |  |  | Yes |  | 3 | 30429 | 115.83 | 262.7 | 5.92 | 0.998 | 4000 | 73
PBTJ4YGM | Eaton (formerly Cooper Lighting) | Streetworks | GAN-AE-10-LED-[Voltages include 120 thru 277V 347V and 480V]-AFL-[All Color]-[All Pole/Arm Mounting]-530-[Options include 2L 3 HA P 4 L90 R90 MS/DIM-Lxx MS/x-Lxx DIMRF-[LW or LN] MT TH and LCF] | Outdoor Luminaires | Very High Output | Architectural Flood and Spot Luminaires | Standard | FALSE | [9 empty] | 42331 |  |  | Yes |  | 3 | 30429 | 115.83 | 262.7 | 5.92 | 0.998 | 4000 | 73
PA6WNTB2 | Eaton (formerly Cooper Lighting) | Mcgraw-Edison | GLEON-AE-10-LED-[Voltages include 120 thru 277V 347V and 480V]-AFL-[All Color]-[All Pole/Arm Mounting]-530-[Options include 2L HA P R L90 R90 MS/DIM-Lxx MS/x-Lxx DIMRF-[LW or LN] MT TH and LCF] | Outdoor Luminaires | Very High Output | Architectural Flood and Spot Luminaires | Standard | FALSE | [9 empty] | 42331 |  |  | Yes |  | 3 | 30429 | 115.83 | 262.7 | 5.92 | 0.998 | 4000 | 73
PUUSG3F7 | Eaton (formerly Cooper Lighting) | Mcgraw-Edison | GLEON-AE-10-LED-[Voltages include 120 thru 277V 347V and 480V]-T3R-[All Color]-[All Pole/Arm Mounting]-530-[Options include 2L HA P R L90 R90 MS/DIM-Lxx MS/x-Lxx DIMRF-[LW or LN] MT TH and LCF] | Outdoor Luminaires | Very High Output | Architectural Flood and Spot Luminaires | Standard | FALSE | [9 empty] | 42331 |  |  | Yes |  | 3 | 30326 | 115.44 | 262.7 | 5.92 | 0.998 | 4000 | 73
PMHMN3V1 | Eaton (formerly Cooper Lighting) | Streetworks | GAN-AE-10-LED-[Voltages include 120 thru 277V 347V and 480V]-T3R-[All Color]-[All Wall Mounting]-530-[Options include 2L 3 HA P 4 L90 R90 MS/DIM-Lxx MS/x-Lxx DIMRF-[LW or LN] MT TH and LCF] | Outdoor Luminaires | Very High Output | Architectural Flood and Spot Luminaires | Standard | FALSE | [9 empty] | 42331 |  |  | Yes |  | 3 | 30326 | 115.44 | 262.7 | 5.92 | 0.998 | 4000 | 73
P56H37CR | Eaton (formerly Cooper Lighting) | Mcgraw-Edison | GLEON-AE-10-LED-[Voltages include 120 thru 277V 347V and 480V]-T3R-[All Color]-[All Wall Mounting]-530-[Options include 2L HA P R L90 R90 MS/DIM-Lxx MS/x-Lxx DIMRF-[LW or LN] MT TH and LCF] | Outdoor Luminaires | Very High Output | Architectural Flood and Spot Luminaires | Standard | FALSE | [9 empty] | 42331 |  |  | Yes |  | 3 | 30326 | 115.44 | 262.7 | 5.92 | 0.998 | 4000 | 73
P54VPFQD | Eaton (formerly Cooper Lighting) | Streetworks | GAN-AE-10-LED-[Voltages include 120 thru 277V 347V and 480V]-T3R-[All Color]-[All Pole/Arm Mounting]-530-[Options include 2L 3 HA P 4 L90 R90 MS/DIM-Lxx MS/x-Lxx DIMRF-[LW or LN] MT TH and LCF] | Outdoor Luminaires | Very High Output | Architectural Flood and Spot Luminaires | Standard | FALSE | [9 empty] | 42331 |  |  | Yes |  | 3 | 30326 | 115.44 | 262.7 | 5.92 | 0.998 | 4000 | 73
PYPUF7XD | Eaton (formerly Cooper Lighting) | Streetworks | GAN-AE-10-LED-[Voltages include 120 thru 277V 347V and 480V]-T4FT-[All Color]-[All Pole/Arm Mounting]-530-[Options include 2L 3 HA P 4 L90 R90 MS/DIM-Lxx MS/x-Lxx DIMRF-[LW or LN] MT TH and LCF] | Outdoor Luminaires | High Output | Architectural Flood and Spot Luminaires | Standard | FALSE | [9 empty] | 42331 |  |  | Yes |  | 3 | 29839 | 113.59 | 262.7 | 5.92 | 0.998 | 4000 | 73
P8RSN266 | Eaton (formerly Cooper Lighting) | Streetworks | GAN-AE-10-LED-[Voltages include 120 thru 277V 347V and 480V]-T4FT-[All Color]-[All Wall Mounting]-530-[Options include 2L 3 HA P 4 L90 R90 MS/DIM-Lxx MS/x-Lxx DIMRF-[LW or LN] MT TH and LCF] | Outdoor Luminaires | High Output | Architectural Flood and Spot Luminaires | Standard | FALSE | [9 empty] | 42331 |  |  | Yes |  | 3 | 29839 | 113.59 | 262.7 | 5.92 | 0.998 | 4000 | 73
P8RS869K | Eaton (formerly Cooper Lighting) | Mcgraw-Edison | GLEON-AE-10-LED-[Voltages include 120 thru 277V 347V and 480V]-T4FT-[All Color]-[All Pole/Arm Mounting]-530-[Options include 2L HA P R L90 R90 MS/DIM-Lxx MS/x-Lxx DIMRF-[LW or LN] MT TH and LCF] | Outdoor Luminaires | High Output | Architectural Flood and Spot Luminaires | Standard | FALSE | [9 empty] | 42331 |  |  | Yes |  | 3 | 29839 | 113.59 | 262.7 | 5.92 | 0.998 | 4000 | 73
P7USCTFY | Eaton (formerly Cooper Lighting) | Mcgraw-Edison | GLEON-AE-10-LED-[Voltages include 120 thru 277V 347V and 480V]-T4FT-[All Color]-[All Wall Mounting]-530-[Options include 2L HA P R L90 R90 MS/DIM-Lxx MS/x-Lxx DIMRF-[LW or LN] MT TH and LCF] | Outdoor Luminaires | High Output | Architectural Flood and Spot Luminaires | Standard | FALSE | [9 empty] | 42331 |  |  | Yes |  | 3 | 29839 | 113.59 | 262.7 | 5.92 | 0.998 | 4000 | 73
PK5KUSMJ | Eaton (formerly Cooper Lighting) | Mcgraw-Edison | GLEON-AE-10-LED-[Voltages include 120 thru 277V 347V and 480V]-T3-[All Color]-[All Wall Mounting]-530-[Options include 2L HA P R L90 R90 MS/DIM-Lxx MS/x-Lxx DIMRF-[LW or LN] MT TH and LCF] | Outdoor Luminaires | High Output | Architectural Flood and Spot Luminaires | Standard | FALSE | [9 empty] | 42331 |  |  | Yes |  | 3 | 29666.99 | 112.93 | 262.7 | 5.92 | 0.998 | 4000 | 73
PES7PQ96 | Eaton (formerly Cooper Lighting) | Streetworks | GAN-AE-10-LED-[Voltages include 120 thru 277V 347V and 480V]-T3-[All Color]-[All Wall Mounting]-530-[Options include 2L 3 HA P 4 L90 R90 MS/DIM-Lxx MS/x-Lxx DIMRF-[LW or LN] MT TH and LCF] | Outdoor Luminaires | High Output | Architectural Flood and Spot Luminaires | Standard | FALSE | [9 empty] | 42331 |  |  | Yes |  | 3 | 29666.99 | 112.93 | 262.7 | 5.92 | 0.998 | 4000 | 73
PE8VGJ5D | Eaton (formerly Cooper Lighting) | Streetworks | GAN-AE-10-LED-[Voltages include 120 thru 277V 347V and 480V]-T3-[All Color]-[All Pole/Arm Mounting]-530-[Options include 2L 3 HA P 4 L90 R90 MS/DIM-Lxx MS/x-Lxx DIMRF-[LW or LN] MT TH and LCF] | Outdoor Luminaires | High Output | Architectural Flood and Spot Luminaires | Standard | FALSE | [9 empty] | 42331 |  |  | Yes |  | 3 | 29666.99 | 112.93 | 262.7 | 5.92 | 0.998 | 4000 | 73
P74A4ZUV | Eaton (formerly Cooper Lighting) | Mcgraw-Edison | GLEON-AE-10-LED-[Voltages include 120 thru 277V 347V and 480V]-T3-[All Color]-[All Pole/Arm Mounting]-530-[Options include 2L HA P R L90 R90 MS/DIM-Lxx MS/x-Lxx DIMRF-[LW or LN] MT TH and LCF] | Outdoor Luminaires | High Output | Architectural Flood and Spot Luminaires | Standard | FALSE | [9 empty] | 42331 |  |  | Yes |  | 3 | 29666.99 | 112.93 | 262.7 | 5.92 | 0.998 | 4000 | 73
PZND6DFT | Eaton (formerly Cooper Lighting) | Streetworks | GAN-AE-10-LED-[Voltages include 120 thru 277V 347V and 480V]-T2-[All Color]-[All Wall Mounting]-530-[Options include 2L 3 HA P 4 L90 R90 MS/DIM-Lxx MS/x-Lxx DIMRF-[LW or LN] MT TH and LCF] | Outdoor Luminaires | High Output | Architectural Flood and Spot Luminaires | Standard | FALSE | [9 empty] | 42331 |  |  | Yes |  | 3 | 29105.99 | 110.8 | 262.7 | 5.92 | 0.998 | 4000 | 73
PRGRW3TD | Eaton (formerly Cooper Lighting) | Mcgraw-Edison | GLEON-AE-10-LED-[Voltages include 120 thru 277V 347V and 480V]-T2-[All Color]-[All Wall Mounting]-530-[Options include 2L HA P R L90 R90 MS/DIM-Lxx MS/x-Lxx DIMRF-[LW or LN] MT TH and LCF] | Outdoor Luminaires | High Output | Architectural Flood and Spot Luminaires | Standard | FALSE | [9 empty] | 42331 |  |  | Yes |  | 3 | 29105.99 | 110.8 | 262.7 | 5.92 | 0.998 | 4000 | 73
PMAPRTPD | Eaton (formerly Cooper Lighting) | Mcgraw-Edison | GLEON-AE-10-LED-[Voltages include 120 thru 277V 347V and 480V]-T2-[All Color]-[All Pole/Arm Mounting]-530-[Options include 2L HA P R L90 R90 MS/DIM-Lxx MS/x-Lxx DIMRF-[LW or LN] MT TH and LCF] | Outdoor Luminaires | High Output | Architectural Flood and Spot Luminaires | Standard | FALSE | [9 empty] | 42331 |  |  | Yes |  | 3 | 29105.99 | 110.8 | 262.7 | 5.92 | 0.998 | 4000 | 73
PG76SJCB | Eaton (formerly Cooper Lighting) | Streetworks | GAN-AE-10-LED-[Voltages include 120 thru 277V 347V and 480V]-T2-[All Color]-[All Pole/Arm Mounting]-530-[Options include 2L 3 HA P 4 L90 R90 MS/DIM-Lxx MS/x-Lxx DIMRF-[LW or LN] MT TH and LCF] | Outdoor Luminaires | High Output | Architectural Flood and Spot Luminaires | Standard | FALSE | [9 empty] | 42331 |  |  | Yes |  | 3 | 29105.99 | 110.8 | 262.7 | 5.92 | 0.998 | 4000 | 73
PVS6HXGX | Eaton (formerly Cooper Lighting) | Streetworks | GAN-AE-05-LED-[Voltages include 120 thru 277V 347V and 480V]-5MQ-[All Color]-[All Pole/Arm Mounting]-530-[Options include 2L 3 HA P 4 L90 R90 MS/DIM-Lxx MS/x-Lxx DIMRF-[LW or LN] MT TH and LCF] | Outdoor Luminaires | High Output | Architectural Flood and Spot Luminaires | Standard | FALSE | [9 empty] | 42331 |  |  | Yes |  | 3 | 15733 | 131.6 | 119.55 | 5.92 | 0.998 | 4000 | 73
PTDPZ1FN | Eaton (formerly Cooper Lighting) | Streetworks | GAN-AE-05-LED-[Voltages include 120 thru 277V 347V and 480V]-5MQ-[All Color]-[All Wall Mounting]-530-[Options include 2L 3 HA P 4 L90 R90 MS/DIM-Lxx MS/x-Lxx DIMRF-[LW or LN] MT TH and LCF] | Outdoor Luminaires | High Output | Architectural Flood and Spot Luminaires | Standard | FALSE | [9 empty] | 42331 |  |  | Yes |  | 3 | 15733 | 131.6 | 119.55 | 5.92 | 0.998 | 4000 | 73
PSEHHBAD | Eaton (formerly Cooper Lighting) | Mcgraw-Edison | GLEON-AE-05-LED-[Voltages include 120 thru 277V 347V and 480V]-5MQ-[All Color]-[All Pole/Arm Mounting]-530-[Options include 2L HA P R L90 R90 MS/DIM-Lxx MS/x-Lxx DIMRF-[LW or LN] MT TH and LCF] | Outdoor Luminaires | High Output | Architectural Flood and Spot Luminaires | Standard | FALSE | [9 empty] | 42331 |  |  | Yes |  | 3 | 15733 | 131.6 | 119.55 | 5.92 | 0.998 | 4000 | 73
PRKDUUDT | Eaton (formerly Cooper Lighting) | Mcgraw-Edison | GLEON-AE-05-LED-[Voltages include 120 thru 277V 347V and 480V]-5MQ-[All Color]-[All Wall Mounting]-530-[Options include 2L HA P R L90 R90 MS/DIM-Lxx MS/x-Lxx DIMRF-[LW or LN] MT TH and LCF] | Outdoor Luminaires | High Output | Architectural Flood and Spot Luminaires | Standard | FALSE | [9 empty] | 42331 |  |  | Yes |  | 3 | 15733 | 131.6 | 119.55 | 5.92 | 0.998 | 4000 | 73
PXFM6CGW | Eaton (formerly Cooper Lighting) | Streetworks | GAN-AE-05-LED-[Voltages include 120 thru 277V 347V and 480V]-T2R-[All Color]-[All Wall Mounting]-530-[Options include 2L 3 HA P 4 L90 R90 MS/DIM-Lxx MS/x-Lxx DIMRF-[LW or LN] MT TH and LCF] | Outdoor Luminaires | High Output | Architectural Flood and Spot Luminaires | Standard | FALSE | [9 empty] | 42331 |  |  | Yes |  | 3 | 15603 | 131.6 | 118.56 | 5.92 | 0.998 | 4000 | 73
PBRAQQZ7 | Eaton (formerly Cooper Lighting) | Streetworks | GAN-AE-05-LED-[Voltages include 120 thru 277V 347V and 480V]-T2R-[All Color]-[All Pole/Arm Mounting]-530-[Options include 2L 3 HA P 4 L90 R90 MS/DIM-Lxx MS/x-Lxx DIMRF-[LW or LN] MT TH and LCF] | Outdoor Luminaires | High Output | Architectural Flood and Spot Luminaires | Standard | FALSE | [9 empty] | 42331 |  |  | Yes |  | 3 | 15603 | 131.6 | 118.56 | 5.92 | 0.998 | 4000 | 73
PACM3RH3 | Eaton (formerly Cooper Lighting) | Mcgraw-Edison | GLEON-AE-05-LED-[Voltages include 120 thru 277V 347V and 480V]-T2R-[All Color]-[All Pole/Arm Mounting]-530-[Options include 2L HA P R L90 R90 MS/DIM-Lxx MS/x-Lxx DIMRF-[LW or LN] MT TH and LCF] | Outdoor Luminaires | High Output | Architectural Flood and Spot Luminaires | Standard | FALSE | [9 empty] | 42331 |  |  | Yes |  | 3 | 15603 | 131.6 | 118.56 | 5.92 | 0.998 | 4000 | 73
P6H3M3JZ | Eaton (formerly Cooper Lighting) | Mcgraw-Edison | GLEON-AE-05-LED-[Voltages include 120 thru 277V 347V and 480V]-T2R-[All Color]-[All Wall Mounting]-530-[Options include 2L HA P R L90 R90 MS/DIM-Lxx MS/x-Lxx DIMRF-[LW or LN] MT TH and LCF] | Outdoor Luminaires | High Output | Architectural Flood and Spot Luminaires | Standard | FALSE | [9 empty] | 42331 |  |  | Yes |  | 3 | 15603 | 131.6 | 118.56 | 5.92 | 0.998 | 4000 | 73
PZM6FZ8H | Eaton (formerly Cooper Lighting) | Streetworks | GAN-AE-05-LED-[Voltages include 120 thru 277V 347V and 480V]-5NQ-[All Color]-[All Wall Mounting]-530-[Options include 2L 3 HA P 4 L90 R90 MS/DIM-Lxx MS/x-Lxx DIMRF-[LW or LN] MT TH and LCF] | Outdoor Luminaires | High Output | Architectural Flood and Spot Luminaires | Standard | FALSE | [9 empty] | 42331 |  |  | Yes |  | 3 | 15449 | 131.6 | 117.39 | 5.92 | 0.998 | 4000 | 73
PS8KXZDJ | Eaton (formerly Cooper Lighting) | Mcgraw-Edison | GLEON-AE-05-LED-[Voltages include 120 thru 277V 347V and 480V]-5NQ-[All Color]-[All Pole/Arm Mounting]-530-[Options include 2L HA P R L90 R90 MS/DIM-Lxx MS/x-Lxx DIMRF-[LW or LN] MT TH and LCF] | Outdoor Luminaires | High Output | Architectural Flood and Spot Luminaires | Standard | FALSE | [9 empty] | 42331 |  |  | Yes |  | 3 | 15449 | 131.6 | 117.39 | 5.92 | 0.998 | 4000 | 73
PB4QVDEA | Eaton (formerly Cooper Lighting) | Mcgraw-Edison | GLEON-AE-05-LED-[Voltages include 120 thru 277V 347V and 480V]-5NQ-[All Color]-[All Wall Mounting]-530-[Options include 2L HA P R L90 R90 MS/DIM-Lxx MS/x-Lxx DIMRF-[LW or LN] MT TH and LCF] | Outdoor Luminaires | High Output | Architectural Flood and Spot Luminaires | Standard | FALSE | [9 empty] | 42331 |  |  | Yes |  | 3 | 15449 | 131.6 | 117.39 | 5.92 | 0.998 | 4000 | 73
P74E7C23 | Eaton (formerly Cooper Lighting) | Streetworks | GAN-AE-05-LED-[Voltages include 120 thru 277V 347V and 480V]-5NQ-[All Color]-[All Pole/Arm Mounting]-530-[Options include 2L 3 HA P 4 L90 R90 MS/DIM-Lxx MS/x-Lxx DIMRF-[LW or LN] MT TH and LCF] | Outdoor Luminaires | High Output | Architectural Flood and Spot Luminaires | Standard | FALSE | [9 empty] | 42331 |  |  | Yes |  | 3 | 15449 | 131.6 | 117.39 | 5.92 | 0.998 | 4000 | 73
PZ6YFADB | Eaton (formerly Cooper Lighting) | Streetworks | GAN-AE-05-LED-[Voltages include 120 thru 277V 347V and 480V]-AFL-[All Color]-[All Wall Mounting]-530-[Options include 2L 3 HA P 4 L90 R90 MS/DIM-Lxx MS/x-Lxx DIMRF-[LW or LN] MT TH and LCF] | Outdoor Luminaires | High Output | Architectural Flood and Spot Luminaires | Standard | FALSE | [9 empty] | 42331 |  |  | Yes |  | 3 | 15365.01 | 131.6 | 116.76 | 5.92 | 0.998 | 4000 | 73
PUHBQKEP | Eaton (formerly Cooper Lighting) | Mcgraw-Edison | GLEON-AE-05-LED-[Voltages include 120 thru 277V 347V and 480V]-AFL-[All Color]-[All Pole/Arm Mounting]-530-[Options include 2L HA P R L90 R90 MS/DIM-Lxx MS/x-Lxx DIMRF-[LW or LN] MT TH and LCF] | Outdoor Luminaires | High Output | Architectural Flood and Spot Luminaires | Standard | FALSE | [9 empty] | 42331 |  |  | Yes |  | 3 | 15365.01 | 131.6 | 116.76 | 5.92 | 0.998 | 4000 | 73
PSWNTSWY | Eaton (formerly Cooper Lighting) | Streetworks | GAN-AE-05-LED-[Voltages include 120 thru 277V 347V and 480V]-AFL-[All Color]-[All Pole/Arm Mounting]-530-[Options include 2L 3 HA P 4 L90 R90 MS/DIM-Lxx MS/x-Lxx DIMRF-[LW or LN] MT TH and LCF] | Outdoor Luminaires | High Output | Architectural Flood and Spot Luminaires | Standard | FALSE | [9 empty] | 42331 |  |  | Yes |  | 3 | 15365.01 | 131.6 | 116.76 | 5.92 | 0.998 | 4000 | 73
P6FNYMSV | Eaton (formerly Cooper Lighting) | Mcgraw-Edison | GLEON-AE-05-LED-[Voltages include 120 thru 277V 347V and 480V]-AFL-[All Color]-[All Wall Mounting]-530-[Options include 2L HA P R L90 R90 MS/DIM-Lxx MS/x-Lxx DIMRF-[LW or LN] MT TH and LCF] | Outdoor Luminaires | High Output | Architectural Flood and Spot Luminaires | Standard | FALSE | [9 empty] | 42331 |  |  | Yes |  | 3 | 15365.01 | 131.6 | 116.76 | 5.92 | 0.998 | 4000 | 73
PGVX28YM | Eaton (formerly Cooper Lighting) | Streetworks | GAN-AE-05-LED-[Voltages include 120 thru 277V 347V and 480V]-T3R-[All Color]-[All Pole/Arm Mounting]-530-[Options include 2L 3 HA P 4 L90 R90 MS/DIM-Lxx MS/x-Lxx DIMRF-[LW or LN] MT TH and LCF] | Outdoor Luminaires | High Output | Architectural Flood and Spot Luminaires | Standard | FALSE | [9 empty] | 42331 |  |  | Yes |  | 3 | 15313 | 131.6 | 116.36 | 5.92 | 0.998 | 4000 | 73
PGGK4YP8 | Eaton (formerly Cooper Lighting) | Mcgraw-Edison | GLEON-AE-05-LED-[Voltages include 120 thru 277V 347V and 480V]-T3R-[All Color]-[All Wall Mounting]-530-[Options include 2L HA P R L90 R90 MS/DIM-Lxx MS/x-Lxx DIMRF-[LW or LN] MT TH and LCF] | Outdoor Luminaires | High Output | Architectural Flood and Spot Luminaires | Standard | FALSE | [9 empty] | 42331 |  |  | Yes |  | 3 | 15313 | 131.6 | 116.36 | 5.92 | 0.998 | 4000 | 73
P8Q1FUHA | Eaton (formerly Cooper Lighting) | Mcgraw-Edison | GLEON-AE-05-LED-[Voltages include 120 thru 277V 347V and 480V]-T3R-[All Color]-[All Pole/Arm Mounting]-530-[Options include 2L HA P R L90 R90 MS/DIM-Lxx MS/x-Lxx DIMRF-[LW or LN] MT TH and LCF] | Outdoor Luminaires | High Output | Architectural Flood and Spot Luminaires | Standard | FALSE | [9 empty] | 42331 |  |  | Yes |  | 3 | 15313 | 131.6 | 116.36 | 5.92 | 0.998 | 4000 | 73
P8CXBWHA | Eaton (formerly Cooper Lighting) | Streetworks | GAN-AE-05-LED-[Voltages include 120 thru 277V 347V and 480V]-T3R-[All Color]-[All Wall Mounting]-530-[Options include 2L 3 HA P 4 L90 R90 MS/DIM-Lxx MS/x-Lxx DIMRF-[LW or LN] MT TH and LCF] | Outdoor Luminaires | High Output | Architectural Flood and Spot Luminaires | Standard | FALSE | [9 empty] | 42331 |  |  | Yes |  | 3 | 15313 | 131.6 | 116.36 | 5.92 | 0.998 | 4000 | 73
PYENG6S1 | Eaton (formerly Cooper Lighting) | Mcgraw-Edison | GLEON-AE-05-LED-[Voltages include 120 thru 277V 347V and 480V]-T4FT-[All Color]-[All Wall Mounting]-530-[Options include 2L HA P R L90 R90 MS/DIM-Lxx MS/x-Lxx DIMRF-[LW or LN] MT TH and LCF] | Outdoor Luminaires | High Output | Architectural Flood and Spot Luminaires | Standard | FALSE | [9 empty] | 42331 |  |  | Yes |  | 3 | 15066.99 | 131.6 | 114.49 | 5.92 | 0.998 | 4000 | 73
PX5V3SW2 | Eaton (formerly Cooper Lighting) | Streetworks | GAN-AE-05-LED-[Voltages include 120 thru 277V 347V and 480V]-T4FT-[All Color]-[All Pole/Arm Mounting]-530-[Options include 2L 3 HA P 4 L90 R90 MS/DIM-Lxx MS/x-Lxx DIMRF-[LW or LN] MT TH and LCF] | Outdoor Luminaires | High Output | Architectural Flood and Spot Luminaires | Standard | FALSE | [9 empty] | 42331 |  |  | Yes |  | 3 | 15066.99 | 131.6 | 114.49 | 5.92 | 0.998 | 4000 | 73
PCNK8MWQ | Eaton (formerly Cooper Lighting) | Mcgraw-Edison | GLEON-AE-05-LED-[Voltages include 120 thru 277V 347V and 480V]-T4FT-[All Color]-[All Pole/Arm Mounting]-530-[Options include 2L HA P R L90 R90 MS/DIM-Lxx MS/x-Lxx DIMRF-[LW or LN] MT TH and LCF] | Outdoor Luminaires | High Output | Architectural Flood and Spot Luminaires | Standard | FALSE | [9 empty] | 42331 |  |  | Yes |  | 3 | 15066.99 | 131.6 | 114.49 | 5.92 | 0.998 | 4000 | 73
P1S6XUXN | Eaton (formerly Cooper Lighting) | Streetworks | GAN-AE-05-LED-[Voltages include 120 thru 277V 347V and 480V]-T4FT-[All Color]-[All Wall Mounting]-530-[Options include 2L 3 HA P 4 L90 R90 MS/DIM-Lxx MS/x-Lxx DIMRF-[LW or LN] MT TH and LCF] | Outdoor Luminaires | High Output | Architectural Flood and Spot Luminaires | Standard | FALSE | [9 empty] | 42331 |  |  | Yes |  | 3 | 15066.99 | 131.6 | 114.49 | 5.92 | 0.998 | 4000 | 73
PRG7J9C7 | Eaton (formerly Cooper Lighting) | Streetworks | GAN-AE-05-LED-[Voltages include 120 thru 277V 347V and 480V]-T3-[All Color]-[All Pole/Arm Mounting]-530-[Options include 2L 3 HA P 4 L90 R90 MS/DIM-Lxx MS/x-Lxx DIMRF-[LW or LN] MT TH and LCF] | Outdoor Luminaires | High Output | Architectural Flood and Spot Luminaires | Standard | FALSE | [9 empty] | 42331 |  |  | Yes |  | 3 | 14980 | 131.6 | 113.83 | 5.92 | 0.998 | 4000 | 73
PNPXHEBA | Eaton (formerly Cooper Lighting) | Mcgraw-Edison | GLEON-AE-05-LED-[Voltages include 120 thru 277V 347V and 480V]-T3-[All Color]-[All Pole/Arm Mounting]-530-[Options include 2L HA P R L90 R90 MS/DIM-Lxx MS/x-Lxx DIMRF-[LW or LN] MT TH and LCF] | Outdoor Luminaires | High Output | Architectural Flood and Spot Luminaires | Standard | FALSE | [9 empty] | 42331 |  |  | Yes |  | 3 | 14980 | 131.6 | 113.83 | 5.92 | 0.998 | 4000 | 73
P7VN7CHN | Eaton (formerly Cooper Lighting) | Streetworks | GAN-AE-05-LED-[Voltages include 120 thru 277V 347V and 480V]-T3-[All Color]-[All Wall Mounting]-530-[Options include 2L 3 HA P 4 L90 R90 MS/DIM-Lxx MS/x-Lxx DIMRF-[LW or LN] MT TH and LCF] | Outdoor Luminaires | High Output | Architectural Flood and Spot Luminaires | Standard | FALSE | [9 empty] | 42331 |  |  | Yes |  | 3 | 14980 | 131.6 | 113.83 | 5.92 | 0.998 | 4000 | 73
P5NCH6RW | Eaton (formerly Cooper Lighting) | Mcgraw-Edison | GLEON-AE-05-LED-[Voltages include 120 thru 277V 347V and 480V]-T3-[All Color]-[All Wall Mounting]-530-[Options include 2L HA P R L90 R90 MS/DIM-Lxx MS/x-Lxx DIMRF-[LW or LN] MT TH and LCF] | Outdoor Luminaires | High Output | Architectural Flood and Spot Luminaires | Standard | FALSE | [9 empty] | 42331 |  |  | Yes |  | 3 | 14980 | 131.6 | 113.83 | 5.92 | 0.998 | 4000 | 73
PNU6BSB1 | Eaton (formerly Cooper Lighting) | Mcgraw-Edison | GLEON-AE-05-LED-[Voltages include 120 thru 277V 347V and 480V]-T2-[All Color]-[All Pole/Arm Mounting]-530-[Options include 2L HA P R L90 R90 MS/DIM-Lxx MS/x-Lxx DIMRF-[LW or LN] MT TH and LCF] | Outdoor Luminaires | High Output | Architectural Flood and Spot Luminaires | Standard | FALSE | [9 empty] | 42331 |  |  | Yes |  | 3 | 14697 | 131.6 | 111.68 | 5.92 | 0.998 | 4000 | 73
PA7TYJ88 | Eaton (formerly Cooper Lighting) | Streetworks | GAN-AE-05-LED-[Voltages include 120 thru 277V 347V and 480V]-T2-[All Color]-[All Wall Mounting]-530-[Options include 2L 3 HA P 4 L90 R90 MS/DIM-Lxx MS/x-Lxx DIMRF-[LW or LN] MT TH and LCF] | Outdoor Luminaires | High Output | Architectural Flood and Spot Luminaires | Standard | FALSE | [9 empty] | 42331 |  |  | Yes |  | 3 | 14697 | 131.6 | 111.68 | 5.92 | 0.998 | 4000 | 73
P6K8U28M | Eaton (formerly Cooper Lighting) | Streetworks | GAN-AE-05-LED-[Voltages include 120 thru 277V 347V and 480V]-T2-[All Color]-[All Pole/Arm Mounting]-530-[Options include 2L 3 HA P 4 L90 R90 MS/DIM-Lxx MS/x-Lxx DIMRF-[LW or LN] MT TH and LCF] | Outdoor Luminaires | High Output | Architectural Flood and Spot Luminaires | Standard | FALSE | [9 empty] | 42331 |  |  | Yes |  | 3 | 14697 | 131.6 | 111.68 | 5.92 | 0.998 | 4000 | 73
P25WYPEB | Eaton (formerly Cooper Lighting) | Mcgraw-Edison | GLEON-AE-05-LED-[Voltages include 120 thru 277V 347V and 480V]-T2-[All Color]-[All Wall Mounting]-530-[Options include 2L HA P R L90 R90 MS/DIM-Lxx MS/x-Lxx DIMRF-[LW or LN] MT TH and LCF] | Outdoor Luminaires | High Output | Architectural Flood and Spot Luminaires | Standard | FALSE | [9 empty] | 42331 |  |  | Yes |  | 3 | 14697 | 131.6 | 111.68 | 5.92 | 0.998 | 4000 | 73
PV58A76B | Eaton (formerly Cooper Lighting) | Streetworks | GAN-AE-08-LED-[Voltages include 120 thru 277V 347V and 480V]-5MQ-[All Color]-[All Wall Mounting]-700-[Options include 2L 3 HA P 4 L90 R90 MS/DIM-Lxx MS/x-Lxx DIMRF-[LW or LN] MT TH and LCF] | Outdoor Luminaires | Very High Output | Architectural Flood and Spot Luminaires | Standard | FALSE | [9 empty] | 42331 |  |  | Yes |  | 3 | 31577.01 | 113.22 | 278.9 | 5.49 | 0.9985 | 4000 | 73
PRQDE17M | Eaton (formerly Cooper Lighting) | Mcgraw-Edison | GLEON-AE-08-LED-[Voltages include 120 thru 277V 347V and 480V]-5MQ-[All Color]-[All Wall Mounting]-700-[Options include 2L HA P R L90 R90 MS/DIM-Lxx MS/x-Lxx DIMRF-[LW or LN] MT TH and LCF] | Outdoor Luminaires | Very High Output | Architectural Flood and Spot Luminaires | Standard | FALSE | [9 empty] | 42331 |  |  | Yes |  | 3 | 31577.01 | 113.22 | 278.9 | 5.49 | 0.9985 | 4000 | 73
PPPQMX8F | Eaton (formerly Cooper Lighting) | Mcgraw-Edison | GLEON-AE-08-LED-[Voltages include 120 thru 277V 347V and 480V]-5MQ-[All Color]-[All Pole/Arm Mounting]-700-[Options include 2L HA P R L90 R90 MS/DIM-Lxx MS/x-Lxx DIMRF-[LW or LN] MT TH and LCF] | Outdoor Luminaires | Very High Output | Architectural Flood and Spot Luminaires | Standard | FALSE | [9 empty] | 42331 |  |  | Yes |  | 3 | 31577.01 | 113.22 | 278.9 | 5.49 | 0.9985 | 4000 | 73
P1ZGTEQR | Eaton (formerly Cooper Lighting) | Streetworks | GAN-AE-08-LED-[Voltages include 120 thru 277V 347V and 480V]-5MQ-[All Color]-[All Pole/Arm Mounting]-700-[Options include 2L 3 HA P 4 L90 R90 MS/DIM-Lxx MS/x-Lxx DIMRF-[LW or LN] MT TH and LCF] | Outdoor Luminaires | Very High Output | Architectural Flood and Spot Luminaires | Standard | FALSE | [9 empty] | 42331 |  |  | Yes |  | 3 | 31577.01 | 113.22 | 278.9 | 5.49 | 0.9985 | 4000 | 73
PR8ZXC3G | Eaton (formerly Cooper Lighting) | Mcgraw-Edison | GLEON-AE-08-LED-[Voltages include 120 thru 277V 347V and 480V]-T2R-[All Color]-[All Pole/Arm Mounting]-700-[Options include 2L HA P R L90 R90 MS/DIM-Lxx MS/x-Lxx DIMRF-[LW or LN] MT TH and LCF] | Outdoor Luminaires | Very High Output | Architectural Flood and Spot Luminaires | Standard | FALSE | [9 empty] | 42331 |  |  | Yes |  | 3 | 31316 | 112.28 | 278.9 | 5.49 | 0.9985 | 4000 | 73
PN9KH5AB | Eaton (formerly Cooper Lighting) | Streetworks | GAN-AE-08-LED-[Voltages include 120 thru 277V 347V and 480V]-T2R-[All Color]-[All Wall Mounting]-700-[Options include 2L 3 HA P 4 L90 R90 MS/DIM-Lxx MS/x-Lxx DIMRF-[LW or LN] MT TH and LCF] | Outdoor Luminaires | Very High Output | Architectural Flood and Spot Luminaires | Standard | FALSE | [9 empty] | 42331 |  |  | Yes |  | 3 | 31316 | 112.28 | 278.9 | 5.49 | 0.9985 | 4000 | 73
PFV3CUQT | Eaton (formerly Cooper Lighting) | Mcgraw-Edison | GLEON-AE-08-LED-[Voltages include 120 thru 277V 347V and 480V]-T2R-[All Color]-[All Wall Mounting]-700-[Options include 2L HA P R L90 R90 MS/DIM-Lxx MS/x-Lxx DIMRF-[LW or LN] MT TH and LCF] | Outdoor Luminaires | Very High Output | Architectural Flood and Spot Luminaires | Standard | FALSE | [9 empty] | 42331 |  |  | Yes |  | 3 | 31316 | 112.28 | 278.9 | 5.49 | 0.9985 | 4000 | 73
PEUEBVGN | Eaton (formerly Cooper Lighting) | Streetworks | GAN-AE-08-LED-[Voltages include 120 thru 277V 347V and 480V]-T2R-[All Color]-[All Pole/Arm Mounting]-700-[Options include 2L 3 HA P 4 L90 R90 MS/DIM-Lxx MS/x-Lxx DIMRF-[LW or LN] MT TH and LCF] | Outdoor Luminaires | Very High Output | Architectural Flood and Spot Luminaires | Standard | FALSE | [9 empty] | 42331 |  |  | Yes |  | 3 | 31316 | 112.28 | 278.9 | 5.49 | 0.9985 | 4000 | 73
PYB1HHMZ | Eaton (formerly Cooper Lighting) | Streetworks | GAN-AE-08-LED-[Voltages include 120 thru 277V 347V and 480V]-5NQ-[All Color]-[All Pole/Arm Mounting]-700-[Options include 2L 3 HA P 4 L90 R90 MS/DIM-Lxx MS/x-Lxx DIMRF-[LW or LN] MT TH and LCF] | Outdoor Luminaires | Very High Output | Architectural Flood and Spot Luminaires | Standard | FALSE | [9 empty] | 42331 |  |  | Yes |  | 3 | 31006 | 111.17 | 278.9 | 5.49 | 0.9985 | 4000 | 73
PUET8E7S | Eaton (formerly Cooper Lighting) | Mcgraw-Edison | GLEON-AE-08-LED-[Voltages include 120 thru 277V 347V and 480V]-5NQ-[All Color]-[All Pole/Arm Mounting]-700-[Options include 2L HA P R L90 R90 MS/DIM-Lxx MS/x-Lxx DIMRF-[LW or LN] MT TH and LCF] | Outdoor Luminaires | Very High Output | Architectural Flood and Spot Luminaires | Standard | FALSE | [9 empty] | 42331 |  |  | Yes |  | 3 | 31006 | 111.17 | 278.9 | 5.49 | 0.9985 | 4000 | 73
PAZUSBU6 | Eaton (formerly Cooper Lighting) | Streetworks | GAN-AE-08-LED-[Voltages include 120 thru 277V 347V and 480V]-5NQ-[All Color]-[All Wall Mounting]-700-[Options include 2L 3 HA P 4 L90 R90 MS/DIM-Lxx MS/x-Lxx DIMRF-[LW or LN] MT TH and LCF] | Outdoor Luminaires | Very High Output | Architectural Flood and Spot Luminaires | Standard | FALSE | [9 empty] | 42331 |  |  | Yes |  | 3 | 31006 | 111.17 | 278.9 | 5.49 | 0.9985 | 4000 | 73
P1N7SGVD | Eaton (formerly Cooper Lighting) | Mcgraw-Edison | GLEON-AE-08-LED-[Voltages include 120 thru 277V 347V and 480V]-5NQ-[All Color]-[All Wall Mounting]-700-[Options include 2L HA P R L90 R90 MS/DIM-Lxx MS/x-Lxx DIMRF-[LW or LN] MT TH and LCF] | Outdoor Luminaires | Very High Output | Architectural Flood and Spot Luminaires | Standard | FALSE | [9 empty] | 42331 |  |  | Yes |  | 3 | 31006 | 111.17 | 278.9 | 5.49 | 0.9985 | 4000 | 73
PSPDKW9G | Eaton (formerly Cooper Lighting) | Mcgraw-Edison | GLEON-AE-08-LED-[Voltages include 120 thru 277V 347V and 480V]-AFL-[All Color]-[All Wall Mounting]-700-[Options include 2L HA P R L90 R90 MS/DIM-Lxx MS/x-Lxx DIMRF-[LW or LN] MT TH and LCF] | Outdoor Luminaires | Very High Output | Architectural Flood and Spot Luminaires | Standard | FALSE | [9 empty] | 42331 |  |  | Yes |  | 3 | 30838 | 110.57 | 278.9 | 5.49 | 0.9985 | 4000 | 73
PHQPE1MH | Eaton (formerly Cooper Lighting) | Streetworks | GAN-AE-08-LED-[Voltages include 120 thru 277V 347V and 480V]-AFL-[All Color]-[All Wall Mounting]-700-[Options include 2L 3 HA P 4 L90 R90 MS/DIM-Lxx MS/x-Lxx DIMRF-[LW or LN] MT TH and LCF] | Outdoor Luminaires | Very High Output | Architectural Flood and Spot Luminaires | Standard | FALSE | [9 empty] | 42331 |  |  | Yes |  | 3 | 30838 | 110.57 | 278.9 | 5.49 | 0.9985 | 4000 | 73
P79JEN1Z | Eaton (formerly Cooper Lighting) | Streetworks | GAN-AE-08-LED-[Voltages include 120 thru 277V 347V and 480V]-AFL-[All Color]-[All Pole/Arm Mounting]-700-[Options include 2L 3 HA P 4 L90 R90 MS/DIM-Lxx MS/x-Lxx DIMRF-[LW or LN] MT TH and LCF] | Outdoor Luminaires | Very High Output | Architectural Flood and Spot Luminaires | Standard | FALSE | [9 empty] | 42331 |  |  | Yes |  | 3 | 30838 | 110.57 | 278.9 | 5.49 | 0.9985 | 4000 | 73
P2JNFJG1 | Eaton (formerly Cooper Lighting) | Mcgraw-Edison | GLEON-AE-08-LED-[Voltages include 120 thru 277V 347V and 480V]-AFL-[All Color]-[All Pole/Arm Mounting]-700-[Options include 2L HA P R L90 R90 MS/DIM-Lxx MS/x-Lxx DIMRF-[LW or LN] MT TH and LCF] | Outdoor Luminaires | Very High Output | Architectural Flood and Spot Luminaires | Standard | FALSE | [9 empty] | 42331 |  |  | Yes |  | 3 | 30838 | 110.57 | 278.9 | 5.49 | 0.9985 | 4000 | 73
PN6S5GAV | Eaton (formerly Cooper Lighting) | Streetworks | GAN-AE-08-LED-[Voltages include 120 thru 277V 347V and 480V]-T3R-[All Color]-[All Wall Mounting]-700-[Options include 2L 3 HA P 4 L90 R90 MS/DIM-Lxx MS/x-Lxx DIMRF-[LW or LN] MT TH and LCF] | Outdoor Luminaires | Very High Output | Architectural Flood and Spot Luminaires | Standard | FALSE | [9 empty] | 42331 |  |  | Yes |  | 3 | 30733 | 110.19 | 278.9 | 5.49 | 0.9985 | 4000 | 73
PC1TFQFK | Eaton (formerly Cooper Lighting) | Streetworks | GAN-AE-08-LED-[Voltages include 120 thru 277V 347V and 480V]-T3R-[All Color]-[All Pole/Arm Mounting]-700-[Options include 2L 3 HA P 4 L90 R90 MS/DIM-Lxx MS/x-Lxx DIMRF-[LW or LN] MT TH and LCF] | Outdoor Luminaires | Very High Output | Architectural Flood and Spot Luminaires | Standard | FALSE | [9 empty] | 42331 |  |  | Yes |  | 3 | 30733 | 110.19 | 278.9 | 5.49 | 0.9985 | 4000 | 73
PAEAQYF5 | Eaton (formerly Cooper Lighting) | Mcgraw-Edison | GLEON-AE-08-LED-[Voltages include 120 thru 277V 347V and 480V]-T3R-[All Color]-[All Pole/Arm Mounting]-700-[Options include 2L HA P R L90 R90 MS/DIM-Lxx MS/x-Lxx DIMRF-[LW or LN] MT TH and LCF] | Outdoor Luminaires | Very High Output | Architectural Flood and Spot Luminaires | Standard | FALSE | [9 empty] | 42331 |  |  | Yes |  | 3 | 30733 | 110.19 | 278.9 | 5.49 | 0.9985 | 4000 | 73
P7H4AV1Q | Eaton (formerly Cooper Lighting) | Mcgraw-Edison | GLEON-AE-08-LED-[Voltages include 120 thru 277V 347V and 480V]-T3R-[All Color]-[All Wall Mounting]-700-[Options include 2L HA P R L90 R90 MS/DIM-Lxx MS/x-Lxx DIMRF-[LW or LN] MT TH and LCF] | Outdoor Luminaires | Very High Output | Architectural Flood and Spot Luminaires | Standard | FALSE | [9 empty] | 42331 |  |  | Yes |  | 3 | 30733 | 110.19 | 278.9 | 5.49 | 0.9985 | 4000 | 73
PZM43NP4 | Eaton (formerly Cooper Lighting) | Streetworks | GAN-AE-08-LED-[Voltages include 120 thru 277V 347V and 480V]-T4FT-[All Color]-[All Wall Mounting]-700-[Options include 2L 3 HA P 4 L90 R90 MS/DIM-Lxx MS/x-Lxx DIMRF-[LW or LN] MT TH and LCF] | Outdoor Luminaires | Very High Output | Architectural Flood and Spot Luminaires | Standard | FALSE | [9 empty] | 42331 |  |  | Yes |  | 3 | 30239.99 | 108.43 | 278.9 | 5.49 | 0.9985 | 4000 | 73
PXA57E1G | Eaton (formerly Cooper Lighting) | Mcgraw-Edison | GLEON-AE-08-LED-[Voltages include 120 thru 277V 347V and 480V]-T4FT-[All Color]-[All Pole/Arm Mounting]-700-[Options include 2L HA P R L90 R90 MS/DIM-Lxx MS/x-Lxx DIMRF-[LW or LN] MT TH and LCF] | Outdoor Luminaires | Very High Output | Architectural Flood and Spot Luminaires | Standard | FALSE | [9 empty] | 42331 |  |  | Yes |  | 3 | 30239.99 | 108.43 | 278.9 | 5.49 | 0.9985 | 4000 | 73
PRNW1YQJ | Eaton (formerly Cooper Lighting) | Streetworks | GAN-AE-08-LED-[Voltages include 120 thru 277V 347V and 480V]-T4FT-[All Color]-[All Pole/Arm Mounting]-700-[Options include 2L 3 HA P 4 L90 R90 MS/DIM-Lxx MS/x-Lxx DIMRF-[LW or LN] MT TH and LCF] | Outdoor Luminaires | Very High Output | Architectural Flood and Spot Luminaires | Standard | FALSE | [9 empty] | 42331 |  |  | Yes |  | 3 | 30239.99 | 108.43 | 278.9 | 5.49 | 0.9985 | 4000 | 73
PP85GNRV | Eaton (formerly Cooper Lighting) | Mcgraw-Edison | GLEON-AE-08-LED-[Voltages include 120 thru 277V 347V and 480V]-T4FT-[All Color]-[All Wall Mounting]-700-[Options include 2L HA P R L90 R90 MS/DIM-Lxx MS/x-Lxx DIMRF-[LW or LN] MT TH and LCF] | Outdoor Luminaires | Very High Output | Architectural Flood and Spot Luminaires | Standard | FALSE | [9 empty] | 42331 |  |  | Yes |  | 3 | 30239.99 | 108.43 | 278.9 | 5.49 | 0.9985 | 4000 | 73
PTQP8RQB | Eaton (formerly Cooper Lighting) | Streetworks | GAN-AE-08-LED-[Voltages include 120 thru 277V 347V and 480V]-T3-[All Color]-[All Wall Mounting]-700-[Options include 2L 3 HA P 4 L90 R90 MS/DIM-Lxx MS/x-Lxx DIMRF-[LW or LN] MT TH and LCF] | Outdoor Luminaires | Very High Output | Architectural Flood and Spot Luminaires | Standard | FALSE | [9 empty] | 42331 |  |  | Yes |  | 3 | 30065 | 107.8 | 278.9 | 5.49 | 0.9985 | 4000 | 73
PEF2UXAF | Eaton (formerly Cooper Lighting) | Streetworks | GAN-AE-08-LED-[Voltages include 120 thru 277V 347V and 480V]-T3-[All Color]-[All Pole/Arm Mounting]-700-[Options include 2L 3 HA P 4 L90 R90 MS/DIM-Lxx MS/x-Lxx DIMRF-[LW or LN] MT TH and LCF] | Outdoor Luminaires | Very High Output | Architectural Flood and Spot Luminaires | Standard | FALSE | [9 empty] | 42331 |  |  | Yes |  | 3 | 30065 | 107.8 | 278.9 | 5.49 | 0.9985 | 4000 | 73
P7C1TEQR | Eaton (formerly Cooper Lighting) | Mcgraw-Edison | GLEON-AE-08-LED-[Voltages include 120 thru 277V 347V and 480V]-T3-[All Color]-[All Wall Mounting]-700-[Options include 2L HA P R L90 R90 MS/DIM-Lxx MS/x-Lxx DIMRF-[LW or LN] MT TH and LCF] | Outdoor Luminaires | Very High Output | Architectural Flood and Spot Luminaires | Standard | FALSE | [9 empty] | 42331 |  |  | Yes |  | 3 | 30065 | 107.8 | 278.9 | 5.49 | 0.9985 | 4000 | 73
P6BZY7XN | Eaton (formerly Cooper Lighting) | Mcgraw-Edison | GLEON-AE-08-LED-[Voltages include 120 thru 277V 347V and 480V]-T3-[All Color]-[All Pole/Arm Mounting]-700-[Options include 2L HA P R L90 R90 MS/DIM-Lxx MS/x-Lxx DIMRF-[LW or LN] MT TH and LCF] | Outdoor Luminaires | Very High Output | Architectural Flood and Spot Luminaires | Standard | FALSE | [9 empty] | 42331 |  |  | Yes |  | 3 | 30065 | 107.8 | 278.9 | 5.49 | 0.9985 | 4000 | 73
PWRQB5KM | Eaton (formerly Cooper Lighting) | Streetworks | GAN-AE-08-LED-[Voltages include 120 thru 277V 347V and 480V]-T2-[All Color]-[All Wall Mounting]-700-[Options include 2L 3 HA P 4 L90 R90 MS/DIM-Lxx MS/x-Lxx DIMRF-[LW or LN] MT TH and LCF] | Outdoor Luminaires | High Output | Architectural Flood and Spot Luminaires | Standard | FALSE | [9 empty] | 42331 |  |  | Yes |  | 3 | 29496.99 | 105.76 | 278.9 | 5.49 | 0.9985 | 4000 | 73
PD12UMBF | Eaton (formerly Cooper Lighting) | Mcgraw-Edison | GLEON-AE-08-LED-[Voltages include 120 thru 277V 347V and 480V]-T2-[All Color]-[All Wall Mounting]-700-[Options include 2L HA P R L90 R90 MS/DIM-Lxx MS/x-Lxx DIMRF-[LW or LN] MT TH and LCF] | Outdoor Luminaires | High Output | Architectural Flood and Spot Luminaires | Standard | FALSE | [9 empty] | 42331 |  |  | Yes |  | 3 | 29496.99 | 105.76 | 278.9 | 5.49 | 0.9985 | 4000 | 73
P2MPFYPF | Eaton (formerly Cooper Lighting) | Streetworks | GAN-AE-08-LED-[Voltages include 120 thru 277V 347V and 480V]-T2-[All Color]-[All Pole/Arm Mounting]-700-[Options include 2L 3 HA P 4 L90 R90 MS/DIM-Lxx MS/x-Lxx DIMRF-[LW or LN] MT TH and LCF] | Outdoor Luminaires | High Output | Architectural Flood and Spot Luminaires | Standard | FALSE | [9 empty] | 42331 |  |  | Yes |  | 3 | 29496.99 | 105.76 | 278.9 | 5.49 | 0.9985 | 4000 | 73
P15UFSC8 | Eaton (formerly Cooper Lighting) | Mcgraw-Edison | GLEON-AE-08-LED-[Voltages include 120 thru 277V 347V and 480V]-T2-[All Color]-[All Pole/Arm Mounting]-700-[Options include 2L HA P R L90 R90 MS/DIM-Lxx MS/x-Lxx DIMRF-[LW or LN] MT TH and LCF] | Outdoor Luminaires | High Output | Architectural Flood and Spot Luminaires | Standard | FALSE | [9 empty] | 42331 |  |  | Yes |  | 3 | 29496.99 | 105.76 | 278.9 | 5.49 | 0.9985 | 4000 | 73
PR8CPPPZ | Eaton (formerly Cooper Lighting) | Mcgraw-Edison | GLEON-AE-04-LED-[Voltages include 120 thru 277V 347V and 480V]-5MQ-[All Color]-[All Wall Mounting]-700-[Options include 2L HA P R L90 R90 MS/DIM-Lxx MS/x-Lxx DIMRF-[LW or LN] MT TH and LCF] | Outdoor Luminaires | High Output | Architectural Flood and Spot Luminaires | Standard | FALSE | [9 empty] | 42331 |  |  | Yes |  | 3 | 15894.01 | 139.45 | 113.98 | 5.49 | 0.9985 | 4000 | 73
P92P7QE7 | Eaton (formerly Cooper Lighting) | Mcgraw-Edison | GLEON-AE-04-LED-[Voltages include 120 thru 277V 347V and 480V]-5MQ-[All Color]-[All Pole/Arm Mounting]-700-[Options include 2L HA P R L90 R90 MS/DIM-Lxx MS/x-Lxx DIMRF-[LW or LN] MT TH and LCF] | Outdoor Luminaires | High Output | Architectural Flood and Spot Luminaires | Standard | FALSE | [9 empty] | 42331 |  |  | Yes |  | 3 | 15894.01 | 139.45 | 113.98 | 5.49 | 0.9985 | 4000 | 73
P73DUVNE | Eaton (formerly Cooper Lighting) | Streetworks | GAN-AE-04-LED-[Voltages include 120 thru 277V 347V and 480V]-5MQ-[All Color]-[All Pole/Arm Mounting]-700-[Options include 2L 3 HA P 4 L90 R90 MS/DIM-Lxx MS/x-Lxx DIMRF-[LW or LN] MT TH and LCF] | Outdoor Luminaires | High Output | Architectural Flood and Spot Luminaires | Standard | FALSE | [9 empty] | 42331 |  |  | Yes |  | 3 | 15894.01 | 139.45 | 113.98 | 5.49 | 0.9985 | 4000 | 73
P6E52AVF | Eaton (formerly Cooper Lighting) | Streetworks | GAN-AE-04-LED-[Voltages include 120 thru 277V 347V and 480V]-5MQ-[All Color]-[All Wall Mounting]-700-[Options include 2L 3 HA P 4 L90 R90 MS/DIM-Lxx MS/x-Lxx DIMRF-[LW or LN] MT TH and LCF] | Outdoor Luminaires | High Output | Architectural Flood and Spot Luminaires | Standard | FALSE | [9 empty] | 42331 |  |  | Yes |  | 3 | 15894.01 | 139.45 | 113.98 | 5.49 | 0.9985 | 4000 | 73
PYR1YMAG | Eaton (formerly Cooper Lighting) | Mcgraw-Edison | GLEON-AE-04-LED-[Voltages include 120 thru 277V 347V and 480V]-T2R-[All Color]-[All Wall Mounting]-700-[Options include 2L HA P R L90 R90 MS/DIM-Lxx MS/x-Lxx DIMRF-[LW or LN] MT TH and LCF] | Outdoor Luminaires | High Output | Architectural Flood and Spot Luminaires | Standard | FALSE | [9 empty] | 42331 |  |  | Yes |  | 3 | 15762 | 139.45 | 113.03 | 5.49 | 0.9985 | 4000 | 73
PR6XHJ9A | Eaton (formerly Cooper Lighting) | Mcgraw-Edison | GLEON-AE-04-LED-[Voltages include 120 thru 277V 347V and 480V]-T2R-[All Color]-[All Pole/Arm Mounting]-700-[Options include 2L HA P R L90 R90 MS/DIM-Lxx MS/x-Lxx DIMRF-[LW or LN] MT TH and LCF] | Outdoor Luminaires | High Output | Architectural Flood and Spot Luminaires | Standard | FALSE | [9 empty] | 42331 |  |  | Yes |  | 3 | 15762 | 139.45 | 113.03 | 5.49 | 0.9985 | 4000 | 73
PCA8VXZZ | Eaton (formerly Cooper Lighting) | Streetworks | GAN-AE-04-LED-[Voltages include 120 thru 277V 347V and 480V]-T2R-[All Color]-[All Pole/Arm Mounting]-700-[Options include 2L 3 HA P 4 L90 R90 MS/DIM-Lxx MS/x-Lxx DIMRF-[LW or LN] MT TH and LCF] | Outdoor Luminaires | High Output | Architectural Flood and Spot Luminaires | Standard | FALSE | [9 empty] | 42331 |  |  | Yes |  | 3 | 15762 | 139.45 | 113.03 | 5.49 | 0.9985 | 4000 | 73
P4TQMGFX | Eaton (formerly Cooper Lighting) | Streetworks | GAN-AE-04-LED-[Voltages include 120 thru 277V 347V and 480V]-T2R-[All Color]-[All Wall Mounting]-700-[Options include 2L 3 HA P 4 L90 R90 MS/DIM-Lxx MS/x-Lxx DIMRF-[LW or LN] MT TH and LCF] | Outdoor Luminaires | High Output | Architectural Flood and Spot Luminaires | Standard | FALSE | [9 empty] | 42331 |  |  | Yes |  | 3 | 15762 | 139.45 | 113.03 | 5.49 | 0.9985 | 4000 | 73
PJGWNA2M | Eaton (formerly Cooper Lighting) | Mcgraw-Edison | GLEON-AE-04-LED-[Voltages include 120 thru 277V 347V and 480V]-5NQ-[All Color]-[All Wall Mounting]-700-[Options include 2L HA P R L90 R90 MS/DIM-Lxx MS/x-Lxx DIMRF-[LW or LN] MT TH and LCF] | Outdoor Luminaires | High Output | Architectural Flood and Spot Luminaires | Standard | FALSE | [9 empty] | 42331 |  |  | Yes |  | 3 | 15606.01 | 139.45 | 111.91 | 5.49 | 0.9985 | 4000 | 73
P9NCSM4V | Eaton (formerly Cooper Lighting) | Streetworks | GAN-AE-04-LED-[Voltages include 120 thru 277V 347V and 480V]-5NQ-[All Color]-[All Wall Mounting]-700-[Options include 2L 3 HA P 4 L90 R90 MS/DIM-Lxx MS/x-Lxx DIMRF-[LW or LN] MT TH and LCF] | Outdoor Luminaires | High Output | Architectural Flood and Spot Luminaires | Standard | FALSE | [9 empty] | 42331 |  |  | Yes |  | 3 | 15606.01 | 139.45 | 111.91 | 5.49 | 0.9985 | 4000 | 73
P7KDYA7W | Eaton (formerly Cooper Lighting) | Streetworks | GAN-AE-04-LED-[Voltages include 120 thru 277V 347V and 480V]-5NQ-[All Color]-[All Pole/Arm Mounting]-700-[Options include 2L 3 HA P 4 L90 R90 MS/DIM-Lxx MS/x-Lxx DIMRF-[LW or LN] MT TH and LCF] | Outdoor Luminaires | High Output | Architectural Flood and Spot Luminaires | Standard | FALSE | [9 empty] | 42331 |  |  | Yes |  | 3 | 15606.01 | 139.45 | 111.91 | 5.49 | 0.9985 | 4000 | 73
P11SYU6V | Eaton (formerly Cooper Lighting) | Mcgraw-Edison | GLEON-AE-04-LED-[Voltages include 120 thru 277V 347V and 480V]-5NQ-[All Color]-[All Pole/Arm Mounting]-700-[Options include 2L HA P R L90 R90 MS/DIM-Lxx MS/x-Lxx DIMRF-[LW or LN] MT TH and LCF] | Outdoor Luminaires | High Output | Architectural Flood and Spot Luminaires | Standard | FALSE | [9 empty] | 42331 |  |  | Yes |  | 3 | 15606.01 | 139.45 | 111.91 | 5.49 | 0.9985 | 4000 | 73
PU5RMQP3 | Eaton (formerly Cooper Lighting) | Mcgraw-Edison | GLEON-AE-04-LED-[Voltages include 120 thru 277V 347V and 480V]-AFL-[All Color]-[All Pole/Arm Mounting]-700-[Options include 2L HA P R L90 R90 MS/DIM-Lxx MS/x-Lxx DIMRF-[LW or LN] MT TH and LCF] | Outdoor Luminaires | High Output | Architectural Flood and Spot Luminaires | Standard | FALSE | [9 empty] | 42331 |  |  | Yes |  | 3 | 15522 | 139.45 | 111.31 | 5.49 | 0.9985 | 4000 | 73
PGH7QWWS | Eaton (formerly Cooper Lighting) | Mcgraw-Edison | GLEON-AE-04-LED-[Voltages include 120 thru 277V 347V and 480V]-AFL-[All Color]-[All Wall Mounting]-700-[Options include 2L HA P R L90 R90 MS/DIM-Lxx MS/x-Lxx DIMRF-[LW or LN] MT TH and LCF] | Outdoor Luminaires | High Output | Architectural Flood and Spot Luminaires | Standard | FALSE | [9 empty] | 42331 |  |  | Yes |  | 3 | 15522 | 139.45 | 111.31 | 5.49 | 0.9985 | 4000 | 73
P8G3NQMJ | Eaton (formerly Cooper Lighting) | Streetworks | GAN-AE-04-LED-[Voltages include 120 thru 277V 347V and 480V]-AFL-[All Color]-[All Pole/Arm Mounting]-700-[Options include 2L 3 HA P 4 L90 R90 MS/DIM-Lxx MS/x-Lxx DIMRF-[LW or LN] MT TH and LCF] | Outdoor Luminaires | High Output | Architectural Flood and Spot Luminaires | Standard | FALSE | [9 empty] | 42331 |  |  | Yes |  | 3 | 15522 | 139.45 | 111.31 | 5.49 | 0.9985 | 4000 | 73
P75J1J29 | Eaton (formerly Cooper Lighting) | Streetworks | GAN-AE-04-LED-[Voltages include 120 thru 277V 347V and 480V]-AFL-[All Color]-[All Wall Mounting]-700-[Options include 2L 3 HA P 4 L90 R90 MS/DIM-Lxx MS/x-Lxx DIMRF-[LW or LN] MT TH and LCF] | Outdoor Luminaires | High Output | Architectural Flood and Spot Luminaires | Standard | FALSE | [9 empty] | 42331 |  |  | Yes |  | 3 | 15522 | 139.45 | 111.31 | 5.49 | 0.9985 | 4000 | 73
PX3BKPP3 | Eaton (formerly Cooper Lighting) | Streetworks | GAN-AE-04-LED-[Voltages include 120 thru 277V 347V and 480V]-T3R-[All Color]-[All Wall Mounting]-700-[Options include 2L 3 HA P 4 L90 R90 MS/DIM-Lxx MS/x-Lxx DIMRF-[LW or LN] MT TH and LCF] | Outdoor Luminaires | High Output | Architectural Flood and Spot Luminaires | Standard | FALSE | [9 empty] | 42331 |  |  | Yes |  | 3 | 15469 | 139.45 | 110.93 | 5.49 | 0.9985 | 4000 | 73
PSGSVVKR | Eaton (formerly Cooper Lighting) | Mcgraw-Edison | GLEON-AE-04-LED-[Voltages include 120 thru 277V 347V and 480V]-T3R-[All Color]-[All Pole/Arm Mounting]-700-[Options include 2L HA P R L90 R90 MS/DIM-Lxx MS/x-Lxx DIMRF-[LW or LN] MT TH and LCF] | Outdoor Luminaires | High Output | Architectural Flood and Spot Luminaires | Standard | FALSE | [9 empty] | 42331 |  |  | Yes |  | 3 | 15469 | 139.45 | 110.93 | 5.49 | 0.9985 | 4000 | 73
PFTQTF55 | Eaton (formerly Cooper Lighting) | Streetworks | GAN-AE-04-LED-[Voltages include 120 thru 277V 347V and 480V]-T3R-[All Color]-[All Pole/Arm Mounting]-700-[Options include 2L 3 HA P 4 L90 R90 MS/DIM-Lxx MS/x-Lxx DIMRF-[LW or LN] MT TH and LCF] | Outdoor Luminaires | High Output | Architectural Flood and Spot Luminaires | Standard | FALSE | [9 empty] | 42331 |  |  | Yes |  | 3 | 15469 | 139.45 | 110.93 | 5.49 | 0.9985 | 4000 | 73
P3M1WYT8 | Eaton (formerly Cooper Lighting) | Mcgraw-Edison | GLEON-AE-04-LED-[Voltages include 120 thru 277V 347V and 480V]-T3R-[All Color]-[All Wall Mounting]-700-[Options include 2L HA P R L90 R90 MS/DIM-Lxx MS/x-Lxx DIMRF-[LW or LN] MT TH and LCF] | Outdoor Luminaires | High Output | Architectural Flood and Spot Luminaires | Standard | FALSE | [9 empty] | 42331 |  |  | Yes |  | 3 | 15469 | 139.45 | 110.93 | 5.49 | 0.9985 | 4000 | 73
PXGKQCK9 | Eaton (formerly Cooper Lighting) | Mcgraw-Edison | GLEON-AE-04-LED-[Voltages include 120 thru 277V 347V and 480V]-T4FT-[All Color]-[All Wall Mounting]-700-[Options include 2L HA P R L90 R90 MS/DIM-Lxx MS/x-Lxx DIMRF-[LW or LN] MT TH and LCF] | Outdoor Luminaires | High Output | Architectural Flood and Spot Luminaires | Standard | FALSE | [9 empty] | 42331 |  |  | Yes |  | 3 | 15220.99 | 139.45 | 109.15 | 5.49 | 0.9985 | 4000 | 73
PS2T8X7D | Eaton (formerly Cooper Lighting) | Streetworks | GAN-AE-04-LED-[Voltages include 120 thru 277V 347V and 480V]-T4FT-[All Color]-[All Wall Mounting]-700-[Options include 2L 3 HA P 4 L90 R90 MS/DIM-Lxx MS/x-Lxx DIMRF-[LW or LN] MT TH and LCF] | Outdoor Luminaires | High Output | Architectural Flood and Spot Luminaires | Standard | FALSE | [9 empty] | 42331 |  |  | Yes |  | 3 | 15220.99 | 139.45 | 109.15 | 5.49 | 0.9985 | 4000 | 73
PKUWXVP7 | Eaton (formerly Cooper Lighting) | Streetworks | GAN-AE-04-LED-[Voltages include 120 thru 277V 347V and 480V]-T4FT-[All Color]-[All Pole/Arm Mounting]-700-[Options include 2L 3 HA P 4 L90 R90 MS/DIM-Lxx MS/x-Lxx DIMRF-[LW or LN] MT TH and LCF] | Outdoor Luminaires | High Output | Architectural Flood and Spot Luminaires | Standard | FALSE | [9 empty] | 42331 |  |  | Yes |  | 3 | 15220.99 | 139.45 | 109.15 | 5.49 | 0.9985 | 4000 | 73
P5HUZ7CD | Eaton (formerly Cooper Lighting) | Mcgraw-Edison | GLEON-AE-04-LED-[Voltages include 120 thru 277V 347V and 480V]-T4FT-[All Color]-[All Pole/Arm Mounting]-700-[Options include 2L HA P R L90 R90 MS/DIM-Lxx MS/x-Lxx DIMRF-[LW or LN] MT TH and LCF] | Outdoor Luminaires | High Output | Architectural Flood and Spot Luminaires | Standard | FALSE | [9 empty] | 42331 |  |  | Yes |  | 3 | 15220.99 | 139.45 | 109.15 | 5.49 | 0.9985 | 4000 | 73
PB6W2ZSR | Eaton (formerly Cooper Lighting) | Streetworks | GAN-AE-04-LED-[Voltages include 120 thru 277V 347V and 480V]-T3-[All Color]-[All Pole/Arm Mounting]-700-[Options include 2L 3 HA P 4 L90 R90 MS/DIM-Lxx MS/x-Lxx DIMRF-[LW or LN] MT TH and LCF] | Outdoor Luminaires | High Output | Architectural Flood and Spot Luminaires | Standard | FALSE | [9 empty] | 42331 |  |  | Yes |  | 3 | 15133.01 | 139.45 | 108.52 | 5.49 | 0.9985 | 4000 | 73
P9Z76UHE | Eaton (formerly Cooper Lighting) | Streetworks | GAN-AE-04-LED-[Voltages include 120 thru 277V 347V and 480V]-T3-[All Color]-[All Wall Mounting]-700-[Options include 2L 3 HA P 4 L90 R90 MS/DIM-Lxx MS/x-Lxx DIMRF-[LW or LN] MT TH and LCF] | Outdoor Luminaires | High Output | Architectural Flood and Spot Luminaires | Standard | FALSE | [9 empty] | 42331 |  |  | Yes |  | 3 | 15133.01 | 139.45 | 108.52 | 5.49 | 0.9985 | 4000 | 73
P7KXX22V | Eaton (formerly Cooper Lighting) | Mcgraw-Edison | GLEON-AE-04-LED-[Voltages include 120 thru 277V 347V and 480V]-T3-[All Color]-[All Pole/Arm Mounting]-700-[Options include 2L HA P R L90 R90 MS/DIM-Lxx MS/x-Lxx DIMRF-[LW or LN] MT TH and LCF] | Outdoor Luminaires | High Output | Architectural Flood and Spot Luminaires | Standard | FALSE | [9 empty] | 42331 |  |  | Yes |  | 3 | 15133.01 | 139.45 | 108.52 | 5.49 | 0.9985 | 4000 | 73
P1JDZ3UX | Eaton (formerly Cooper Lighting) | Mcgraw-Edison | GLEON-AE-04-LED-[Voltages include 120 thru 277V 347V and 480V]-T3-[All Color]-[All Wall Mounting]-700-[Options include 2L HA P R L90 R90 MS/DIM-Lxx MS/x-Lxx DIMRF-[LW or LN] MT TH and LCF] | Outdoor Luminaires | High Output | Architectural Flood and Spot Luminaires | Standard | FALSE | [9 empty] | 42331 |  |  | Yes |  | 3 | 15133.01 | 139.45 | 108.52 | 5.49 | 0.9985 | 4000 | 73
PXGM55R8 | Eaton (formerly Cooper Lighting) | Streetworks | GAN-AE-04-LED-[Voltages include 120 thru 277V 347V and 480V]-T2-[All Color]-[All Wall Mounting]-700-[Options include 2L 3 HA P 4 L90 R90 MS/DIM-Lxx MS/x-Lxx DIMRF-[LW or LN] MT TH and LCF] | Outdoor Luminaires | High Output | Architectural Flood and Spot Luminaires | Standard | FALSE | [9 empty] | 42331 |  |  | Yes |  | 3 | 14847 | 139.45 | 106.47 | 5.49 | 0.9985 | 4000 | 73
PRVZ7GGN | Eaton (formerly Cooper Lighting) | Streetworks | GAN-AE-04-LED-[Voltages include 120 thru 277V 347V and 480V]-T2-[All Color]-[All Pole/Arm Mounting]-700-[Options include 2L 3 HA P 4 L90 R90 MS/DIM-Lxx MS/x-Lxx DIMRF-[LW or LN] MT TH and LCF] | Outdoor Luminaires | High Output | Architectural Flood and Spot Luminaires | Standard | FALSE | [9 empty] | 42331 |  |  | Yes |  | 3 | 14847 | 139.45 | 106.47 | 5.49 | 0.9985 | 4000 | 73
PKPNAX39 | Eaton (formerly Cooper Lighting) | Mcgraw-Edison | GLEON-AE-04-LED-[Voltages include 120 thru 277V 347V and 480V]-T2-[All Color]-[All Wall Mounting]-700-[Options include 2L HA P R L90 R90 MS/DIM-Lxx MS/x-Lxx DIMRF-[LW or LN] MT TH and LCF] | Outdoor Luminaires | High Output | Architectural Flood and Spot Luminaires | Standard | FALSE | [9 empty] | 42331 |  |  | Yes |  | 3 | 14847 | 139.45 | 106.47 | 5.49 | 0.9985 | 4000 | 73
PJXGDRPT | Eaton (formerly Cooper Lighting) | Mcgraw-Edison | GLEON-AE-04-LED-[Voltages include 120 thru 277V 347V and 480V]-T2-[All Color]-[All Pole/Arm Mounting]-700-[Options include 2L HA P R L90 R90 MS/DIM-Lxx MS/x-Lxx DIMRF-[LW or LN] MT TH and LCF] | Outdoor Luminaires | High Output | Architectural Flood and Spot Luminaires | Standard | FALSE | [9 empty] | 42331 |  |  | Yes |  | 3 | 14847 | 139.45 | 106.47 | 5.49 | 0.9985 | 4000 | 73
PWQ4V8C6 | Eaton (formerly Cooper Lighting) | Mcgraw-Edison | GLEON-AE-10-LED-[Voltages include 120 thru 277V 347V and 480V]-5MQ-[All Color]-[All Pole/Arm Mounting]-[Options include 2L P R L90 R90 MS/DIM-Lxx MS/x-Lxx DIMRF-[LW or LN] MT TH and LCF] | Outdoor Luminaires | Very High Output | Architectural Flood and Spot Luminaires | Standard | FALSE | [9 empty] | 42331 |  |  | Yes |  | 3 | 53356.46 | 99.58 | 535.8 | 4.98 | 0.998 | 4000 | 73
PMD4VCBQ | Eaton (formerly Cooper Lighting) | Streetworks | GAN-AE-10-LED-[Voltages include 120 thru 277V 347V and 480V]-5MQ-[All Color]-[All Wall Mounting]-[Options include 2L 3 P 4 L90 R90 MS/DIM-Lxx MS/x-Lxx DIMRF-[LW or LN] MT TH and LCF] | Outdoor Luminaires | Very High Output | Architectural Flood and Spot Luminaires | Standard | FALSE | [9 empty] | 42331 |  |  | Yes |  | 3 | 53356.46 | 99.58 | 535.8 | 4.98 | 0.998 | 4000 | 73
P597SK6K | Eaton (formerly Cooper Lighting) | Mcgraw-Edison | GLEON-AE-10-LED-[Voltages include 120 thru 277V 347V and 480V]-5MQ-[All Color]-[All Wall Mounting]-[Options include 2L P R L90 R90 MS/DIM-Lxx MS/x-Lxx DIMRF-[LW or LN] MT TH and LCF] | Outdoor Luminaires | Very High Output | Architectural Flood and Spot Luminaires | Standard | FALSE | [9 empty] | 42331 |  |  | Yes |  | 3 | 53356.46 | 99.58 | 535.8 | 4.98 | 0.998 | 4000 | 73
P145GJ4J | Eaton (formerly Cooper Lighting) | Streetworks | GAN-AE-10-LED-[Voltages include 120 thru 277V 347V and 480V]-5MQ-[All Color]-[All Pole/Arm Mounting]-[Options include 2L 3 P 4 L90 R90 MS/DIM-Lxx MS/x-Lxx DIMRF-[LW or LN] MT TH and LCF] | Outdoor Luminaires | Very High Output | Architectural Flood and Spot Luminaires | Standard | FALSE | [9 empty] | 42331 |  |  | Yes |  | 3 | 53356.46 | 99.58 | 535.8 | 4.98 | 0.998 | 4000 | 73
PXZXQY3Q | Eaton (formerly Cooper Lighting) | Streetworks | GAN-AE-10-LED-[Voltages include 120 thru 277V 347V and 480V]-T2R-[All Color]-[All Pole/Arm Mounting]-[Options include 2L 3 P 4 L90 R90 MS/DIM-Lxx MS/x-Lxx DIMRF-[LW or LN] MT TH and LCF] | Outdoor Luminaires | Very High Output | Architectural Flood and Spot Luminaires | Standard | FALSE | [9 empty] | 42331 |  |  | Yes |  | 3 | 52913.22 | 98.76 | 535.8 | 4.98 | 0.998 | 4000 | 73
PCB7X61H | Eaton (formerly Cooper Lighting) | Streetworks | GAN-AE-10-LED-[Voltages include 120 thru 277V 347V and 480V]-T2R-[All Color]-[All Wall Mounting]-[Options include 2L 3 P 4 L90 R90 MS/DIM-Lxx MS/x-Lxx DIMRF-[LW or LN] MT TH and LCF] | Outdoor Luminaires | Very High Output | Architectural Flood and Spot Luminaires | Standard | FALSE | [9 empty] | 42331 |  |  | Yes |  | 3 | 52913.22 | 98.76 | 535.8 | 4.98 | 0.998 | 4000 | 73
P3Y8R246 | Eaton (formerly Cooper Lighting) | Mcgraw-Edison | GLEON-AE-10-LED-[Voltages include 120 thru 277V 347V and 480V]-T2R-[All Color]-[All Wall Mounting]-[Options include 2L P R L90 R90 MS/DIM-Lxx MS/x-Lxx DIMRF-[LW or LN] MT TH and LCF] | Outdoor Luminaires | Very High Output | Architectural Flood and Spot Luminaires | Standard | FALSE | [9 empty] | 42331 |  |  | Yes |  | 3 | 52913.22 | 98.76 | 535.8 | 4.98 | 0.998 | 4000 | 73
P1BYQUCZ | Eaton (formerly Cooper Lighting) | Mcgraw-Edison | GLEON-AE-10-LED-[Voltages include 120 thru 277V 347V and 480V]-T2R-[All Color]-[All Pole/Arm Mounting]-[Options include 2L P R L90 R90 MS/DIM-Lxx MS/x-Lxx DIMRF-[LW or LN] MT TH and LCF] | Outdoor Luminaires | Very High Output | Architectural Flood and Spot Luminaires | Standard | FALSE | [9 empty] | 42331 |  |  | Yes |  | 3 | 52913.22 | 98.76 | 535.8 | 4.98 | 0.998 | 4000 | 73
PX663P9M | Eaton (formerly Cooper Lighting) | Streetworks | GAN-AE-10-LED-[Voltages include 120 thru 277V 347V and 480V]-5NQ-[All Color]-[All Wall Mounting]-[Options include 2L 3 P 4 L90 R90 MS/DIM-Lxx MS/x-Lxx DIMRF-[LW or LN] MT TH and LCF] | Outdoor Luminaires | Very High Output | Architectural Flood and Spot Luminaires | Standard | FALSE | [9 empty] | 42331 |  |  | Yes |  | 3 | 52391.9 | 97.78 | 535.8 | 4.98 | 0.998 | 4000 | 73
PW96UFP7 | Eaton (formerly Cooper Lighting) | Mcgraw-Edison | GLEON-AE-10-LED-[Voltages include 120 thru 277V 347V and 480V]-5NQ-[All Color]-[All Wall Mounting]-[Options include 2L P R L90 R90 MS/DIM-Lxx MS/x-Lxx DIMRF-[LW or LN] MT TH and LCF] | Outdoor Luminaires | Very High Output | Architectural Flood and Spot Luminaires | Standard | FALSE | [9 empty] | 42331 |  |  | Yes |  | 3 | 52391.9 | 97.78 | 535.8 | 4.98 | 0.998 | 4000 | 73
P9UD889A | Eaton (formerly Cooper Lighting) | Mcgraw-Edison | GLEON-AE-10-LED-[Voltages include 120 thru 277V 347V and 480V]-5NQ-[All Color]-[All Pole/Arm Mounting]-[Options include 2L P R L90 R90 MS/DIM-Lxx MS/x-Lxx DIMRF-[LW or LN] MT TH and LCF] | Outdoor Luminaires | Very High Output | Architectural Flood and Spot Luminaires | Standard | FALSE | [9 empty] | 42331 |  |  | Yes |  | 3 | 52391.9 | 97.78 | 535.8 | 4.98 | 0.998 | 4000 | 73
P7UUYGJZ | Eaton (formerly Cooper Lighting) | Streetworks | GAN-AE-10-LED-[Voltages include 120 thru 277V 347V and 480V]-5NQ-[All Color]-[All Pole/Arm Mounting]-[Options include 2L 3 P 4 L90 R90 MS/DIM-Lxx MS/x-Lxx DIMRF-[LW or LN] MT TH and LCF] | Outdoor Luminaires | Very High Output | Architectural Flood and Spot Luminaires | Standard | FALSE | [9 empty] | 42331 |  |  | Yes |  | 3 | 52391.9 | 97.78 | 535.8 | 4.98 | 0.998 | 4000 | 73
PNK1QAVT | Eaton (formerly Cooper Lighting) | Streetworks | GAN-AE-10-LED-[Voltages include 120 thru 277V 347V and 480V]-AFL-[All Color]-[All Pole/Arm Mounting]-[Options include 2L 3 P 4 L90 R90 MS/DIM-Lxx MS/x-Lxx DIMRF-[LW or LN] MT TH and LCF] | Outdoor Luminaires | Very High Output | Architectural Flood and Spot Luminaires | Standard | FALSE | [9 empty] | 42331 |  |  | Yes |  | 3 | 52107.88 | 97.25 | 535.8 | 4.98 | 0.998 | 4000 | 73
PJZ8YTSS | Eaton (formerly Cooper Lighting) | Mcgraw-Edison | GLEON-AE-10-LED-[Voltages include 120 thru 277V 347V and 480V]-AFL-[All Color]-[All Wall Mounting]-[Options include 2L P R L90 R90 MS/DIM-Lxx MS/x-Lxx DIMRF-[LW or LN] MT TH and LCF] | Outdoor Luminaires | Very High Output | Architectural Flood and Spot Luminaires | Standard | FALSE | [9 empty] | 42331 |  |  | Yes |  | 3 | 52107.88 | 97.25 | 535.8 | 4.98 | 0.998 | 4000 | 73
PDCUR5DK | Eaton (formerly Cooper Lighting) | Streetworks | GAN-AE-10-LED-[Voltages include 120 thru 277V 347V and 480V]-AFL-[All Color]-[All Wall Mounting]-[Options include 2L 3 P 4 L90 R90 MS/DIM-Lxx MS/x-Lxx DIMRF-[LW or LN] MT TH and LCF] | Outdoor Luminaires | Very High Output | Architectural Flood and Spot Luminaires | Standard | FALSE | [9 empty] | 42331 |  |  | Yes |  | 3 | 52107.88 | 97.25 | 535.8 | 4.98 | 0.998 | 4000 | 73
P35W6J3A | Eaton (formerly Cooper Lighting) | Mcgraw-Edison | GLEON-AE-10-LED-[Voltages include 120 thru 277V 347V and 480V]-AFL-[All Color]-[All Pole/Arm Mounting]-[Options include 2L P R L90 R90 MS/DIM-Lxx MS/x-Lxx DIMRF-[LW or LN] MT TH and LCF] | Outdoor Luminaires | Very High Output | Architectural Flood and Spot Luminaires | Standard | FALSE | [9 empty] | 42331 |  |  | Yes |  | 3 | 52107.88 | 97.25 | 535.8 | 4.98 | 0.998 | 4000 | 73
PVRH6DVT | Eaton (formerly Cooper Lighting) | Mcgraw-Edison | GLEON-AE-10-LED-[Voltages include 120 thru 277V 347V and 480V]-T3R-[All Color]-[All Wall Mounting]-[Options include 2L P R L90 R90 MS/DIM-Lxx MS/x-Lxx DIMRF-[LW or LN] MT TH and LCF] | Outdoor Luminaires | Very High Output | Architectural Flood and Spot Luminaires | Standard | FALSE | [9 empty] | 42331 |  |  | Yes |  | 3 | 51930.89 | 96.92 | 535.8 | 4.98 | 0.998 | 4000 | 73
PV71HYBK | Eaton (formerly Cooper Lighting) | Mcgraw-Edison | GLEON-AE-10-LED-[Voltages include 120 thru 277V 347V and 480V]-T3R-[All Color]-[All Pole/Arm Mounting]-[Options include 2L P R L90 R90 MS/DIM-Lxx MS/x-Lxx DIMRF-[LW or LN] MT TH and LCF] | Outdoor Luminaires | Very High Output | Architectural Flood and Spot Luminaires | Standard | FALSE | [9 empty] | 42331 |  |  | Yes |  | 3 | 51930.89 | 96.92 | 535.8 | 4.98 | 0.998 | 4000 | 73
PUBFUH3F | Eaton (formerly Cooper Lighting) | Streetworks | GAN-AE-10-LED-[Voltages include 120 thru 277V 347V and 480V]-T3R-[All Color]-[All Wall Mounting]-[Options include 2L 3 P 4 L90 R90 MS/DIM-Lxx MS/x-Lxx DIMRF-[LW or LN] MT TH and LCF] | Outdoor Luminaires | Very High Output | Architectural Flood and Spot Luminaires | Standard | FALSE | [9 empty] | 42331 |  |  | Yes |  | 3 | 51930.89 | 96.92 | 535.8 | 4.98 | 0.998 | 4000 | 73
PRP16F65 | Eaton (formerly Cooper Lighting) | Streetworks | GAN-AE-10-LED-[Voltages include 120 thru 277V 347V and 480V]-T3R-[All Color]-[All Pole/Arm Mounting]-[Options include 2L 3 P 4 L90 R90 MS/DIM-Lxx MS/x-Lxx DIMRF-[LW or LN] MT TH and LCF] | Outdoor Luminaires | Very High Output | Architectural Flood and Spot Luminaires | Standard | FALSE | [9 empty] | 42331 |  |  | Yes |  | 3 | 51930.89 | 96.92 | 535.8 | 4.98 | 0.998 | 4000 | 73
PU8NQSEN | Eaton (formerly Cooper Lighting) | Streetworks | GAN-AE-10-LED-[Voltages include 120 thru 277V 347V and 480V]-T4FT-[All Color]-[All Wall Mounting]-[Options include 2L 3 P 4 L90 R90 MS/DIM-Lxx MS/x-Lxx DIMRF-[LW or LN] MT TH and LCF] | Outdoor Luminaires | Very High Output | Architectural Flood and Spot Luminaires | Standard | FALSE | [9 empty] | 42331 |  |  | Yes |  | 3 | 51096 | 95.36 | 535.8 | 4.98 | 0.998 | 4000 | 73
PTNEQE4F | Eaton (formerly Cooper Lighting) | Mcgraw-Edison | GLEON-AE-10-LED-[Voltages include 120 thru 277V 347V and 480V]-T4FT-[All Color]-[All Pole/Arm Mounting]-[Options include 2L P R L90 R90 MS/DIM-Lxx MS/x-Lxx DIMRF-[LW or LN] MT TH and LCF] | Outdoor Luminaires | Very High Output | Architectural Flood and Spot Luminaires | Standard | FALSE | [9 empty] | 42331 |  |  | Yes |  | 3 | 51096 | 95.36 | 535.8 | 4.98 | 0.998 | 4000 | 73
PGNRSK4J | Eaton (formerly Cooper Lighting) | Streetworks | GAN-AE-10-LED-[Voltages include 120 thru 277V 347V and 480V]-T4FT-[All Color]-[All Pole/Arm Mounting]-[Options include 2L 3 P 4 L90 R90 MS/DIM-Lxx MS/x-Lxx DIMRF-[LW or LN] MT TH and LCF] | Outdoor Luminaires | Very High Output | Architectural Flood and Spot Luminaires | Standard | FALSE | [9 empty] | 42331 |  |  | Yes |  | 3 | 51096 | 95.36 | 535.8 | 4.98 | 0.998 | 4000 | 73
PCNV8ASZ | Eaton (formerly Cooper Lighting) | Mcgraw-Edison | GLEON-AE-10-LED-[Voltages include 120 thru 277V 347V and 480V]-T4FT-[All Color]-[All Wall Mounting]-[Options include 2L P R L90 R90 MS/DIM-Lxx MS/x-Lxx DIMRF-[LW or LN] MT TH and LCF] | Outdoor Luminaires | Very High Output | Architectural Flood and Spot Luminaires | Standard | FALSE | [9 empty] | 42331 |  |  | Yes |  | 3 | 51096 | 95.36 | 535.8 | 4.98 | 0.998 | 4000 | 73
PTKJXPWU | Eaton (formerly Cooper Lighting) | Streetworks | GAN-AE-10-LED-[Voltages include 120 thru 277V 347V and 480V]-T3-[All Color]-[All Wall Mounting]-[Options include 2L 3 P 4 L90 R90 MS/DIM-Lxx MS/x-Lxx DIMRF-[LW or LN] MT TH and LCF] | Outdoor Luminaires | Very High Output | Architectural Flood and Spot Luminaires | Standard | FALSE | [9 empty] | 42331 |  |  | Yes |  | 3 | 50801.08 | 94.81 | 535.8 | 4.98 | 0.998 | 4000 | 73
PJXXYFEQ | Eaton (formerly Cooper Lighting) | Streetworks | GAN-AE-10-LED-[Voltages include 120 thru 277V 347V and 480V]-T3-[All Color]-[All Pole/Arm Mounting]-[Options include 2L 3 P 4 L90 R90 MS/DIM-Lxx MS/x-Lxx DIMRF-[LW or LN] MT TH and LCF] | Outdoor Luminaires | Very High Output | Architectural Flood and Spot Luminaires | Standard | FALSE | [9 empty] | 42331 |  |  | Yes |  | 3 | 50801.08 | 94.81 | 535.8 | 4.98 | 0.998 | 4000 | 73
PJ1UXF39 | Eaton (formerly Cooper Lighting) | Mcgraw-Edison | GLEON-AE-10-LED-[Voltages include 120 thru 277V 347V and 480V]-T3-[All Color]-[All Wall Mounting]-[Options include 2L P R L90 R90 MS/DIM-Lxx MS/x-Lxx DIMRF-[LW or LN] MT TH and LCF] | Outdoor Luminaires | Very High Output | Architectural Flood and Spot Luminaires | Standard | FALSE | [9 empty] | 42331 |  |  | Yes |  | 3 | 50801.08 | 94.81 | 535.8 | 4.98 | 0.998 | 4000 | 73
PAM9XMR6 | Eaton (formerly Cooper Lighting) | Mcgraw-Edison | GLEON-AE-10-LED-[Voltages include 120 thru 277V 347V and 480V]-T3-[All Color]-[All Pole/Arm Mounting]-[Options include 2L P R L90 R90 MS/DIM-Lxx MS/x-Lxx DIMRF-[LW or LN] MT TH and LCF] | Outdoor Luminaires | Very High Output | Architectural Flood and Spot Luminaires | Standard | FALSE | [9 empty] | 42331 |  |  | Yes |  | 3 | 50801.08 | 94.81 | 535.8 | 4.98 | 0.998 | 4000 | 73
PWP6VPW6 | Eaton (formerly Cooper Lighting) | Mcgraw-Edison | GLEON-AE-10-LED-[Voltages include 120 thru 277V 347V and 480V]-T2-[All Color]-[All Pole/Arm Mounting]-[Options include 2L P R L90 R90 MS/DIM-Lxx MS/x-Lxx DIMRF-[LW or LN] MT TH and LCF] | Outdoor Luminaires | Very High Output | Architectural Flood and Spot Luminaires | Standard | FALSE | [9 empty] | 42331 |  |  | Yes |  | 3 | 49841.1 | 93.02 | 535.8 | 4.98 | 0.998 | 4000 | 73
PCY7WZBX | Eaton (formerly Cooper Lighting) | Mcgraw-Edison | GLEON-AE-10-LED-[Voltages include 120 thru 277V 347V and 480V]-T2-[All Color]-[All Wall Mounting]-[Options include 2L P R L90 R90 MS/DIM-Lxx MS/x-Lxx DIMRF-[LW or LN] MT TH and LCF] | Outdoor Luminaires | Very High Output | Architectural Flood and Spot Luminaires | Standard | FALSE | [9 empty] | 42331 |  |  | Yes |  | 3 | 49841.1 | 93.02 | 535.8 | 4.98 | 0.998 | 4000 | 73
P9C5GBTN | Eaton (formerly Cooper Lighting) | Streetworks | GAN-AE-10-LED-[Voltages include 120 thru 277V 347V and 480V]-T2-[All Color]-[All Pole/Arm Mounting]-[Options include 2L 3 P 4 L90 R90 MS/DIM-Lxx MS/x-Lxx DIMRF-[LW or LN] MT TH and LCF] | Outdoor Luminaires | Very High Output | Architectural Flood and Spot Luminaires | Standard | FALSE | [9 empty] | 42331 |  |  | Yes |  | 3 | 49841.1 | 93.02 | 535.8 | 4.98 | 0.998 | 4000 | 73
P46XAW9Q | Eaton (formerly Cooper Lighting) | Streetworks | GAN-AE-10-LED-[Voltages include 120 thru 277V 347V and 480V]-T2-[All Color]-[All Wall Mounting]-[Options include 2L 3 P 4 L90 R90 MS/DIM-Lxx MS/x-Lxx DIMRF-[LW or LN] MT TH and LCF] | Outdoor Luminaires | Very High Output | Architectural Flood and Spot Luminaires | Standard | FALSE | [9 empty] | 42331 |  |  | Yes |  | 3 | 49841.1 | 93.02 | 535.8 | 4.98 | 0.998 | 4000 | 73
PZV4BXN6 | Eaton (formerly Cooper Lighting) | Mcgraw-Edison | GLEON-AE-08-LED-[Voltages include 120 thru 277V 347V and 480V]-5MQ-[All Color]-[All Wall Mounting]-[Options include 2L P R L90 R90 MS/DIM-Lxx MS/x-Lxx DIMRF-[LW or LN] MT TH and LCF] | Outdoor Luminaires | Very High Output | Architectural Flood and Spot Luminaires | Standard | FALSE | [9 empty] | 42331 |  |  | Yes |  | 3 | 43202.49 | 101 | 427.75 | 4.98 | 0.998 | 4000 | 73
PNFQ92BY | Eaton (formerly Cooper Lighting) | Streetworks | GAN-AE-08-LED-[Voltages include 120 thru 277V 347V and 480V]-5MQ-[All Color]-[All Pole/Arm Mounting]-[Options include 2L 3 P 4 L90 R90 MS/DIM-Lxx MS/x-Lxx DIMRF-[LW or LN] MT TH and LCF] | Outdoor Luminaires | Very High Output | Architectural Flood and Spot Luminaires | Standard | FALSE | [9 empty] | 42331 |  |  | Yes |  | 3 | 43202.49 | 101 | 427.75 | 4.98 | 0.998 | 4000 | 73
P9D5EMTX | Eaton (formerly Cooper Lighting) | Mcgraw-Edison | GLEON-AE-08-LED-[Voltages include 120 thru 277V 347V and 480V]-5MQ-[All Color]-[All Pole/Arm Mounting]-[Options include 2L P R L90 R90 MS/DIM-Lxx MS/x-Lxx DIMRF-[LW or LN] MT TH and LCF] | Outdoor Luminaires | Very High Output | Architectural Flood and Spot Luminaires | Standard | FALSE | [9 empty] | 42331 |  |  | Yes |  | 3 | 43202.49 | 101 | 427.75 | 4.98 | 0.998 | 4000 | 73
P7Q1SMKM | Eaton (formerly Cooper Lighting) | Streetworks | GAN-AE-08-LED-[Voltages include 120 thru 277V 347V and 480V]-5MQ-[All Color]-[All Wall Mounting]-[Options include 2L 3 P 4 L90 R90 MS/DIM-Lxx MS/x-Lxx DIMRF-[LW or LN] MT TH and LCF] | Outdoor Luminaires | Very High Output | Architectural Flood and Spot Luminaires | Standard | FALSE | [9 empty] | 42331 |  |  | Yes |  | 3 | 43202.49 | 101 | 427.75 | 4.98 | 0.998 | 4000 | 73
PRV66W3J | Eaton (formerly Cooper Lighting) | Mcgraw-Edison | GLEON-AE-08-LED-[Voltages include 120 thru 277V 347V and 480V]-T2R-[All Color]-[All Pole/Arm Mounting]-[Options include 2L P R L90 R90 MS/DIM-Lxx MS/x-Lxx DIMRF-[LW or LN] MT TH and LCF] | Outdoor Luminaires | Very High Output | Architectural Flood and Spot Luminaires | Standard | FALSE | [9 empty] | 42331 |  |  | Yes |  | 3 | 42843.62 | 100.16 | 427.75 | 4.98 | 0.998 | 4000 | 73
PJ3WH2KR | Eaton (formerly Cooper Lighting) | Mcgraw-Edison | GLEON-AE-08-LED-[Voltages include 120 thru 277V 347V and 480V]-T2R-[All Color]-[All Wall Mounting]-[Options include 2L P R L90 R90 MS/DIM-Lxx MS/x-Lxx DIMRF-[LW or LN] MT TH and LCF] | Outdoor Luminaires | Very High Output | Architectural Flood and Spot Luminaires | Standard | FALSE | [9 empty] | 42331 |  |  | Yes |  | 3 | 42843.62 | 100.16 | 427.75 | 4.98 | 0.998 | 4000 | 73
P5XFGG1G | Eaton (formerly Cooper Lighting) | Streetworks | GAN-AE-08-LED-[Voltages include 120 thru 277V 347V and 480V]-T2R-[All Color]-[All Wall Mounting]-[Options include 2L 3 P 4 L90 R90 MS/DIM-Lxx MS/x-Lxx DIMRF-[LW or LN] MT TH and LCF] | Outdoor Luminaires | Very High Output | Architectural Flood and Spot Luminaires | Standard | FALSE | [9 empty] | 42331 |  |  | Yes |  | 3 | 42843.62 | 100.16 | 427.75 | 4.98 | 0.998 | 4000 | 73
P17AXFCU | Eaton (formerly Cooper Lighting) | Streetworks | GAN-AE-08-LED-[Voltages include 120 thru 277V 347V and 480V]-T2R-[All Color]-[All Pole/Arm Mounting]-[Options include 2L 3 P 4 L90 R90 MS/DIM-Lxx MS/x-Lxx DIMRF-[LW or LN] MT TH and LCF] | Outdoor Luminaires | Very High Output | Architectural Flood and Spot Luminaires | Standard | FALSE | [9 empty] | 42331 |  |  | Yes |  | 3 | 42843.62 | 100.16 | 427.75 | 4.98 | 0.998 | 4000 | 73
PUD6H19N | Eaton (formerly Cooper Lighting) | Streetworks | GAN-AE-08-LED-[Voltages include 120 thru 277V 347V and 480V]-5NQ-[All Color]-[All Pole/Arm Mounting]-[Options include 2L 3 P 4 L90 R90 MS/DIM-Lxx MS/x-Lxx DIMRF-[LW or LN] MT TH and LCF] | Outdoor Luminaires | Very High Output | Architectural Flood and Spot Luminaires | Standard | FALSE | [9 empty] | 42331 |  |  | Yes |  | 3 | 42421.5 | 99.17 | 427.75 | 4.98 | 0.998 | 4000 | 73
PN8T38CR | Eaton (formerly Cooper Lighting) | Streetworks | GAN-AE-08-LED-[Voltages include 120 thru 277V 347V and 480V]-5NQ-[All Color]-[All Wall Mounting]-[Options include 2L 3 P 4 L90 R90 MS/DIM-Lxx MS/x-Lxx DIMRF-[LW or LN] MT TH and LCF] | Outdoor Luminaires | Very High Output | Architectural Flood and Spot Luminaires | Standard | FALSE | [9 empty] | 42331 |  |  | Yes |  | 3 | 42421.5 | 99.17 | 427.75 | 4.98 | 0.998 | 4000 | 73
PE9MSJGY | Eaton (formerly Cooper Lighting) | Mcgraw-Edison | GLEON-AE-08-LED-[Voltages include 120 thru 277V 347V and 480V]-5NQ-[All Color]-[All Wall Mounting]-[Options include 2L P R L90 R90 MS/DIM-Lxx MS/x-Lxx DIMRF-[LW or LN] MT TH and LCF] | Outdoor Luminaires | Very High Output | Architectural Flood and Spot Luminaires | Standard | FALSE | [9 empty] | 42331 |  |  | Yes |  | 3 | 42421.5 | 99.17 | 427.75 | 4.98 | 0.998 | 4000 | 73
P3V3MVR9 | Eaton (formerly Cooper Lighting) | Mcgraw-Edison | GLEON-AE-08-LED-[Voltages include 120 thru 277V 347V and 480V]-5NQ-[All Color]-[All Pole/Arm Mounting]-[Options include 2L P R L90 R90 MS/DIM-Lxx MS/x-Lxx DIMRF-[LW or LN] MT TH and LCF] | Outdoor Luminaires | Very High Output | Architectural Flood and Spot Luminaires | Standard | FALSE | [9 empty] | 42331 |  |  | Yes |  | 3 | 42421.5 | 99.17 | 427.75 | 4.98 | 0.998 | 4000 | 73
PZAGTGWR | Eaton (formerly Cooper Lighting) | Streetworks | GAN-AE-08-LED-[Voltages include 120 thru 277V 347V and 480V]-AFL-[All Color]-[All Wall Mounting]-[Options include 2L 3 P 4 L90 R90 MS/DIM-Lxx MS/x-Lxx DIMRF-[LW or LN] MT TH and LCF] | Outdoor Luminaires | Very High Output | Architectural Flood and Spot Luminaires | Standard | FALSE | [9 empty] | 42331 |  |  | Yes |  | 3 | 42191.52 | 98.64 | 427.75 | 4.98 | 0.998 | 4000 | 73
PRBXMTHD | Eaton (formerly Cooper Lighting) | Mcgraw-Edison | GLEON-AE-08-LED-[Voltages include 120 thru 277V 347V and 480V]-AFL-[All Color]-[All Wall Mounting]-[Options include 2L P R L90 R90 MS/DIM-Lxx MS/x-Lxx DIMRF-[LW or LN] MT TH and LCF] | Outdoor Luminaires | Very High Output | Architectural Flood and Spot Luminaires | Standard | FALSE | [9 empty] | 42331 |  |  | Yes |  | 3 | 42191.52 | 98.64 | 427.75 | 4.98 | 0.998 | 4000 | 73
PHK6RGDB | Eaton (formerly Cooper Lighting) | Mcgraw-Edison | GLEON-AE-08-LED-[Voltages include 120 thru 277V 347V and 480V]-AFL-[All Color]-[All Pole/Arm Mounting]-[Options include 2L P R L90 R90 MS/DIM-Lxx MS/x-Lxx DIMRF-[LW or LN] MT TH and LCF] | Outdoor Luminaires | Very High Output | Architectural Flood and Spot Luminaires | Standard | FALSE | [9 empty] | 42331 |  |  | Yes |  | 3 | 42191.52 | 98.64 | 427.75 | 4.98 | 0.998 | 4000 | 73
P729N3S7 | Eaton (formerly Cooper Lighting) | Streetworks | GAN-AE-08-LED-[Voltages include 120 thru 277V 347V and 480V]-AFL-[All Color]-[All Pole/Arm Mounting]-[Options include 2L 3 P 4 L90 R90 MS/DIM-Lxx MS/x-Lxx DIMRF-[LW or LN] MT TH and LCF] | Outdoor Luminaires | Very High Output | Architectural Flood and Spot Luminaires | Standard | FALSE | [9 empty] | 42331 |  |  | Yes |  | 3 | 42191.52 | 98.64 | 427.75 | 4.98 | 0.998 | 4000 | 73
PTK8RJSD | Eaton (formerly Cooper Lighting) | Mcgraw-Edison | GLEON-AE-08-LED-[Voltages include 120 thru 277V 347V and 480V]-T3R-[All Color]-[All Wall Mounting]-[Options include 2L P R L90 R90 MS/DIM-Lxx MS/x-Lxx DIMRF-[LW or LN] MT TH and LCF] | Outdoor Luminaires | Very High Output | Architectural Flood and Spot Luminaires | Standard | FALSE | [9 empty] | 42331 |  |  | Yes |  | 3 | 42048.21 | 98.3 | 427.75 | 4.98 | 0.998 | 4000 | 73
PM1CEM5M | Eaton (formerly Cooper Lighting) | Mcgraw-Edison | GLEON-AE-08-LED-[Voltages include 120 thru 277V 347V and 480V]-T3R-[All Color]-[All Pole/Arm Mounting]-[Options include 2L P R L90 R90 MS/DIM-Lxx MS/x-Lxx DIMRF-[LW or LN] MT TH and LCF] | Outdoor Luminaires | Very High Output | Architectural Flood and Spot Luminaires | Standard | FALSE | [9 empty] | 42331 |  |  | Yes |  | 3 | 42048.21 | 98.3 | 427.75 | 4.98 | 0.998 | 4000 | 73
PE6M4257 | Eaton (formerly Cooper Lighting) | Streetworks | GAN-AE-08-LED-[Voltages include 120 thru 277V 347V and 480V]-T3R-[All Color]-[All Pole/Arm Mounting]-[Options include 2L 3 P 4 L90 R90 MS/DIM-Lxx MS/x-Lxx DIMRF-[LW or LN] MT TH and LCF] | Outdoor Luminaires | Very High Output | Architectural Flood and Spot Luminaires | Standard | FALSE | [9 empty] | 42331 |  |  | Yes |  | 3 | 42048.21 | 98.3 | 427.75 | 4.98 | 0.998 | 4000 | 73
P7NXV8KN | Eaton (formerly Cooper Lighting) | Streetworks | GAN-AE-08-LED-[Voltages include 120 thru 277V 347V and 480V]-T3R-[All Color]-[All Wall Mounting]-[Options include 2L 3 P 4 L90 R90 MS/DIM-Lxx MS/x-Lxx DIMRF-[LW or LN] MT TH and LCF] | Outdoor Luminaires | Very High Output | Architectural Flood and Spot Luminaires | Standard | FALSE | [9 empty] | 42331 |  |  | Yes |  | 3 | 42048.21 | 98.3 | 427.75 | 4.98 | 0.998 | 4000 | 73
PCFGXYVP | Eaton (formerly Cooper Lighting) | Streetworks | GAN-AE-08-LED-[Voltages include 120 thru 277V 347V and 480V]-T4FT-[All Color]-[All Pole/Arm Mounting]-[Options include 2L 3 P 4 L90 R90 MS/DIM-Lxx MS/x-Lxx DIMRF-[LW or LN] MT TH and LCF] | Outdoor Luminaires | Very High Output | Architectural Flood and Spot Luminaires | Standard | FALSE | [9 empty] | 42331 |  |  | Yes |  | 3 | 41372.02 | 96.72 | 427.75 | 4.98 | 0.998 | 4000 | 73
PBSTXV16 | Eaton (formerly Cooper Lighting) | Mcgraw-Edison | GLEON-AE-08-LED-[Voltages include 120 thru 277V 347V and 480V]-T4FT-[All Color]-[All Pole/Arm Mounting]-[Options include 2L P R L90 R90 MS/DIM-Lxx MS/x-Lxx DIMRF-[LW or LN] MT TH and LCF] | Outdoor Luminaires | Very High Output | Architectural Flood and Spot Luminaires | Standard | FALSE | [9 empty] | 42331 |  |  | Yes |  | 3 | 41372.02 | 96.72 | 427.75 | 4.98 | 0.998 | 4000 | 73
P4D18YAP | Eaton (formerly Cooper Lighting) | Mcgraw-Edison | GLEON-AE-08-LED-[Voltages include 120 thru 277V 347V and 480V]-T4FT-[All Color]-[All Wall Mounting]-[Options include 2L P R L90 R90 MS/DIM-Lxx MS/x-Lxx DIMRF-[LW or LN] MT TH and LCF] | Outdoor Luminaires | Very High Output | Architectural Flood and Spot Luminaires | Standard | FALSE | [9 empty] | 42331 |  |  | Yes |  | 3 | 41372.02 | 96.72 | 427.75 | 4.98 | 0.998 | 4000 | 73
P2DF525P | Eaton (formerly Cooper Lighting) | Streetworks | GAN-AE-08-LED-[Voltages include 120 thru 277V 347V and 480V]-T4FT-[All Color]-[All Wall Mounting]-[Options include 2L 3 P 4 L90 R90 MS/DIM-Lxx MS/x-Lxx DIMRF-[LW or LN] MT TH and LCF] | Outdoor Luminaires | Very High Output | Architectural Flood and Spot Luminaires | Standard | FALSE | [9 empty] | 42331 |  |  | Yes |  | 3 | 41372.02 | 96.72 | 427.75 | 4.98 | 0.998 | 4000 | 73
PPBGCHQ6 | Eaton (formerly Cooper Lighting) | Mcgraw-Edison | GLEON-AE-08-LED-[Voltages include 120 thru 277V 347V and 480V]-T3-[All Color]-[All Pole/Arm Mounting]-[Options include 2L P R L90 R90 MS/DIM-Lxx MS/x-Lxx DIMRF-[LW or LN] MT TH and LCF] | Outdoor Luminaires | Very High Output | Architectural Flood and Spot Luminaires | Standard | FALSE | [9 empty] | 42331 |  |  | Yes |  | 3 | 41133.42 | 96.16 | 427.75 | 4.98 | 0.998 | 4000 | 73
PE2EHENJ | Eaton (formerly Cooper Lighting) | Streetworks | GAN-AE-08-LED-[Voltages include 120 thru 277V 347V and 480V]-T3-[All Color]-[All Pole/Arm Mounting]-[Options include 2L 3 P 4 L90 R90 MS/DIM-Lxx MS/x-Lxx DIMRF-[LW or LN] MT TH and LCF] | Outdoor Luminaires | Very High Output | Architectural Flood and Spot Luminaires | Standard | FALSE | [9 empty] | 42331 |  |  | Yes |  | 3 | 41133.42 | 96.16 | 427.75 | 4.98 | 0.998 | 4000 | 73
P7X5DNDC | Eaton (formerly Cooper Lighting) | Mcgraw-Edison | GLEON-AE-08-LED-[Voltages include 120 thru 277V 347V and 480V]-T3-[All Color]-[All Wall Mounting]-[Options include 2L P R L90 R90 MS/DIM-Lxx MS/x-Lxx DIMRF-[LW or LN] MT TH and LCF] | Outdoor Luminaires | Very High Output | Architectural Flood and Spot Luminaires | Standard | FALSE | [9 empty] | 42331 |  |  | Yes |  | 3 | 41133.42 | 96.16 | 427.75 | 4.98 | 0.998 | 4000 | 73
P6PVVDDH | Eaton (formerly Cooper Lighting) | Streetworks | GAN-AE-08-LED-[Voltages include 120 thru 277V 347V and 480V]-T3-[All Color]-[All Wall Mounting]-[Options include 2L 3 P 4 L90 R90 MS/DIM-Lxx MS/x-Lxx DIMRF-[LW or LN] MT TH and LCF] | Outdoor Luminaires | Very High Output | Architectural Flood and Spot Luminaires | Standard | FALSE | [9 empty] | 42331 |  |  | Yes |  | 3 | 41133.42 | 96.16 | 427.75 | 4.98 | 0.998 | 4000 | 73
PWRET4JB | Eaton (formerly Cooper Lighting) | Mcgraw-Edison | GLEON-AE-08-LED-[Voltages include 120 thru 277V 347V and 480V]-T2-[All Color]-[All Wall Mounting]-[Options include 2L P R L90 R90 MS/DIM-Lxx MS/x-Lxx DIMRF-[LW or LN] MT TH and LCF] | Outdoor Luminaires | Very High Output | Architectural Flood and Spot Luminaires | Standard | FALSE | [9 empty] | 42331 |  |  | Yes |  | 3 | 40356.12 | 94.35 | 427.75 | 4.98 | 0.998 | 4000 | 73
PNA6VH3Q | Eaton (formerly Cooper Lighting) | Mcgraw-Edison | GLEON-AE-08-LED-[Voltages include 120 thru 277V 347V and 480V]-T2-[All Color]-[All Pole/Arm Mounting]-[Options include 2L P R L90 R90 MS/DIM-Lxx MS/x-Lxx DIMRF-[LW or LN] MT TH and LCF] | Outdoor Luminaires | Very High Output | Architectural Flood and Spot Luminaires | Standard | FALSE | [9 empty] | 42331 |  |  | Yes |  | 3 | 40356.12 | 94.35 | 427.75 | 4.98 | 0.998 | 4000 | 73
PN7PUHNA | Eaton (formerly Cooper Lighting) | Streetworks | GAN-AE-08-LED-[Voltages include 120 thru 277V 347V and 480V]-T2-[All Color]-[All Wall Mounting]-[Options include 2L 3 P 4 L90 R90 MS/DIM-Lxx MS/x-Lxx DIMRF-[LW or LN] MT TH and LCF] | Outdoor Luminaires | Very High Output | Architectural Flood and Spot Luminaires | Standard | FALSE | [9 empty] | 42331 |  |  | Yes |  | 3 | 40356.12 | 94.35 | 427.75 | 4.98 | 0.998 | 4000 | 73
PBXF1W4F | Eaton (formerly Cooper Lighting) | Streetworks | GAN-AE-08-LED-[Voltages include 120 thru 277V 347V and 480V]-T2-[All Color]-[All Pole/Arm Mounting]-[Options include 2L 3 P 4 L90 R90 MS/DIM-Lxx MS/x-Lxx DIMRF-[LW or LN] MT TH and LCF] | Outdoor Luminaires | Very High Output | Architectural Flood and Spot Luminaires | Standard | FALSE | [9 empty] | 42331 |  |  | Yes |  | 3 | 40356.12 | 94.35 | 427.75 | 4.98 | 0.998 | 4000 | 73
PRU911E3 | Eaton (formerly Cooper Lighting) | Mcgraw-Edison | GLEON-AE-07-LED-[Voltages include 120 thru 277V 347V and 480V]-5MQ-[All Color]-[All Pole/Arm Mounting]-[Options include 2L P R L90 R90 MS/DIM-Lxx MS/x-Lxx DIMRF-[LW or LN] MT TH and LCF] | Outdoor Luminaires | Very High Output | Architectural Flood and Spot Luminaires | Standard | FALSE | [9 empty] | 42331 |  |  | Yes |  | 3 | 38128.75 | 101.55 | 375.45 | 4.98 | 0.998 | 4000 | 73
PMVW8ZCT | Eaton (formerly Cooper Lighting) | Streetworks | GAN-AE-07-LED-[Voltages include 120 thru 277V 347V and 480V]-5MQ-[All Color]-[All Wall Mounting]-[Options include 2L 3 P 4 L90 R90 MS/DIM-Lxx MS/x-Lxx DIMRF-[LW or LN] MT TH and LCF] | Outdoor Luminaires | Very High Output | Architectural Flood and Spot Luminaires | Standard | FALSE | [9 empty] | 42331 |  |  | Yes |  | 3 | 38128.75 | 101.55 | 375.45 | 4.98 | 0.998 | 4000 | 73
PDJFCF5W | Eaton (formerly Cooper Lighting) | Streetworks | GAN-AE-07-LED-[Voltages include 120 thru 277V 347V and 480V]-5MQ-[All Color]-[All Pole/Arm Mounting]-[Options include 2L 3 P 4 L90 R90 MS/DIM-Lxx MS/x-Lxx DIMRF-[LW or LN] MT TH and LCF] | Outdoor Luminaires | Very High Output | Architectural Flood and Spot Luminaires | Standard | FALSE | [9 empty] | 42331 |  |  | Yes |  | 3 | 38128.75 | 101.55 | 375.45 | 4.98 | 0.998 | 4000 | 73
P7TGB474 | Eaton (formerly Cooper Lighting) | Mcgraw-Edison | GLEON-AE-07-LED-[Voltages include 120 thru 277V 347V and 480V]-5MQ-[All Color]-[All Wall Mounting]-[Options include 2L P R L90 R90 MS/DIM-Lxx MS/x-Lxx DIMRF-[LW or LN] MT TH and LCF] | Outdoor Luminaires | Very High Output | Architectural Flood and Spot Luminaires | Standard | FALSE | [9 empty] | 42331 |  |  | Yes |  | 3 | 38128.75 | 101.55 | 375.45 | 4.98 | 0.998 | 4000 | 73
PWZNEZKR | Eaton (formerly Cooper Lighting) | Streetworks | GAN-AE-07-LED-[Voltages include 120 thru 277V 347V and 480V]-T2R-[All Color]-[All Wall Mounting]-[Options include 2L 3 P 4 L90 R90 MS/DIM-Lxx MS/x-Lxx DIMRF-[LW or LN] MT TH and LCF] | Outdoor Luminaires | Very High Output | Architectural Flood and Spot Luminaires | Standard | FALSE | [9 empty] | 42331 |  |  | Yes |  | 3 | 37812.02 | 100.71 | 375.45 | 4.98 | 0.998 | 4000 | 73
P8G4D5CW | Eaton (formerly Cooper Lighting) | Mcgraw-Edison | GLEON-AE-07-LED-[Voltages include 120 thru 277V 347V and 480V]-T2R-[All Color]-[All Wall Mounting]-[Options include 2L P R L90 R90 MS/DIM-Lxx MS/x-Lxx DIMRF-[LW or LN] MT TH and LCF] | Outdoor Luminaires | Very High Output | Architectural Flood and Spot Luminaires | Standard | FALSE | [9 empty] | 42331 |  |  | Yes |  | 3 | 37812.02 | 100.71 | 375.45 | 4.98 | 0.998 | 4000 | 73
P7U9R2AQ | Eaton (formerly Cooper Lighting) | Streetworks | GAN-AE-07-LED-[Voltages include 120 thru 277V 347V and 480V]-T2R-[All Color]-[All Pole/Arm Mounting]-[Options include 2L 3 P 4 L90 R90 MS/DIM-Lxx MS/x-Lxx DIMRF-[LW or LN] MT TH and LCF] | Outdoor Luminaires | Very High Output | Architectural Flood and Spot Luminaires | Standard | FALSE | [9 empty] | 42331 |  |  | Yes |  | 3 | 37812.02 | 100.71 | 375.45 | 4.98 | 0.998 | 4000 | 73
P33UPH3U | Eaton (formerly Cooper Lighting) | Mcgraw-Edison | GLEON-AE-07-LED-[Voltages include 120 thru 277V 347V and 480V]-T2R-[All Color]-[All Pole/Arm Mounting]-[Options include 2L P R L90 R90 MS/DIM-Lxx MS/x-Lxx DIMRF-[LW or LN] MT TH and LCF] | Outdoor Luminaires | Very High Output | Architectural Flood and Spot Luminaires | Standard | FALSE | [9 empty] | 42331 |  |  | Yes |  | 3 | 37812.02 | 100.71 | 375.45 | 4.98 | 0.998 | 4000 | 73
PRFKX5UF | Eaton (formerly Cooper Lighting) | Streetworks | GAN-AE-07-LED-[Voltages include 120 thru 277V 347V and 480V]-5NQ-[All Color]-[All Pole/Arm Mounting]-[Options include 2L 3 P 4 L90 R90 MS/DIM-Lxx MS/x-Lxx DIMRF-[LW or LN] MT TH and LCF] | Outdoor Luminaires | Very High Output | Architectural Flood and Spot Luminaires | Standard | FALSE | [9 empty] | 42331 |  |  | Yes |  | 3 | 37439.48 | 99.72 | 375.45 | 4.98 | 0.998 | 4000 | 73
PH4RNUP6 | Eaton (formerly Cooper Lighting) | Mcgraw-Edison | GLEON-AE-07-LED-[Voltages include 120 thru 277V 347V and 480V]-5NQ-[All Color]-[All Pole/Arm Mounting]-[Options include 2L P R L90 R90 MS/DIM-Lxx MS/x-Lxx DIMRF-[LW or LN] MT TH and LCF] | Outdoor Luminaires | Very High Output | Architectural Flood and Spot Luminaires | Standard | FALSE | [9 empty] | 42331 |  |  | Yes |  | 3 | 37439.48 | 99.72 | 375.45 | 4.98 | 0.998 | 4000 | 73
PAVE5KUH | Eaton (formerly Cooper Lighting) | Mcgraw-Edison | GLEON-AE-07-LED-[Voltages include 120 thru 277V 347V and 480V]-5NQ-[All Color]-[All Wall Mounting]-[Options include 2L P R L90 R90 MS/DIM-Lxx MS/x-Lxx DIMRF-[LW or LN] MT TH and LCF] | Outdoor Luminaires | Very High Output | Architectural Flood and Spot Luminaires | Standard | FALSE | [9 empty] | 42331 |  |  | Yes |  | 3 | 37439.48 | 99.72 | 375.45 | 4.98 | 0.998 | 4000 | 73
P2KMBAKD | Eaton (formerly Cooper Lighting) | Streetworks | GAN-AE-07-LED-[Voltages include 120 thru 277V 347V and 480V]-5NQ-[All Color]-[All Wall Mounting]-[Options include 2L 3 P 4 L90 R90 MS/DIM-Lxx MS/x-Lxx DIMRF-[LW or LN] MT TH and LCF] | Outdoor Luminaires | Very High Output | Architectural Flood and Spot Luminaires | Standard | FALSE | [9 empty] | 42331 |  |  | Yes |  | 3 | 37439.48 | 99.72 | 375.45 | 4.98 | 0.998 | 4000 | 73
PGCV3XM5 | Eaton (formerly Cooper Lighting) | Streetworks | GAN-AE-07-LED-[Voltages include 120 thru 277V 347V and 480V]-AFL-[All Color]-[All Wall Mounting]-[Options include 2L 3 P 4 L90 R90 MS/DIM-Lxx MS/x-Lxx DIMRF-[LW or LN] MT TH and LCF] | Outdoor Luminaires | Very High Output | Architectural Flood and Spot Luminaires | Standard | FALSE | [9 empty] | 42331 |  |  | Yes |  | 3 | 37236.5 | 99.18 | 375.45 | 4.98 | 0.998 | 4000 | 73
PBKT9ZX9 | Eaton (formerly Cooper Lighting) | Mcgraw-Edison | GLEON-AE-07-LED-[Voltages include 120 thru 277V 347V and 480V]-AFL-[All Color]-[All Pole/Arm Mounting]-[Options include 2L P R L90 R90 MS/DIM-Lxx MS/x-Lxx DIMRF-[LW or LN] MT TH and LCF] | Outdoor Luminaires | Very High Output | Architectural Flood and Spot Luminaires | Standard | FALSE | [9 empty] | 42331 |  |  | Yes |  | 3 | 37236.5 | 99.18 | 375.45 | 4.98 | 0.998 | 4000 | 73
P4Z7HSF2 | Eaton (formerly Cooper Lighting) | Streetworks | GAN-AE-07-LED-[Voltages include 120 thru 277V 347V and 480V]-AFL-[All Color]-[All Pole/Arm Mounting]-[Options include 2L 3 P 4 L90 R90 MS/DIM-Lxx MS/x-Lxx DIMRF-[LW or LN] MT TH and LCF] | Outdoor Luminaires | Very High Output | Architectural Flood and Spot Luminaires | Standard | FALSE | [9 empty] | 42331 |  |  | Yes |  | 3 | 37236.5 | 99.18 | 375.45 | 4.98 | 0.998 | 4000 | 73
P3D72YXK | Eaton (formerly Cooper Lighting) | Mcgraw-Edison | GLEON-AE-07-LED-[Voltages include 120 thru 277V 347V and 480V]-AFL-[All Color]-[All Wall Mounting]-[Options include 2L P R L90 R90 MS/DIM-Lxx MS/x-Lxx DIMRF-[LW or LN] MT TH and LCF] | Outdoor Luminaires | Very High Output | Architectural Flood and Spot Luminaires | Standard | FALSE | [9 empty] | 42331 |  |  | Yes |  | 3 | 37236.5 | 99.18 | 375.45 | 4.98 | 0.998 | 4000 | 73
PVS8VJB3 | Eaton (formerly Cooper Lighting) | Streetworks | GAN-AE-07-LED-[Voltages include 120 thru 277V 347V and 480V]-T3R-[All Color]-[All Wall Mounting]-[Options include 2L 3 P 4 L90 R90 MS/DIM-Lxx MS/x-Lxx DIMRF-[LW or LN] MT TH and LCF] | Outdoor Luminaires | Very High Output | Architectural Flood and Spot Luminaires | Standard | FALSE | [9 empty] | 42331 |  |  | Yes |  | 3 | 37110.04 | 98.84 | 375.45 | 4.98 | 0.998 | 4000 | 73
PNPCP9WS | Eaton (formerly Cooper Lighting) | Streetworks | GAN-AE-07-LED-[Voltages include 120 thru 277V 347V and 480V]-T3R-[All Color]-[All Pole/Arm Mounting]-[Options include 2L 3 P 4 L90 R90 MS/DIM-Lxx MS/x-Lxx DIMRF-[LW or LN] MT TH and LCF] | Outdoor Luminaires | Very High Output | Architectural Flood and Spot Luminaires | Standard | FALSE | [9 empty] | 42331 |  |  | Yes |  | 3 | 37110.04 | 98.84 | 375.45 | 4.98 | 0.998 | 4000 | 73
PM5Z36SY | Eaton (formerly Cooper Lighting) | Mcgraw-Edison | GLEON-AE-07-LED-[Voltages include 120 thru 277V 347V and 480V]-T3R-[All Color]-[All Pole/Arm Mounting]-[Options include 2L P R L90 R90 MS/DIM-Lxx MS/x-Lxx DIMRF-[LW or LN] MT TH and LCF] | Outdoor Luminaires | Very High Output | Architectural Flood and Spot Luminaires | Standard | FALSE | [9 empty] | 42331 |  |  | Yes |  | 3 | 37110.04 | 98.84 | 375.45 | 4.98 | 0.998 | 4000 | 73
P9ASAKGK | Eaton (formerly Cooper Lighting) | Mcgraw-Edison | GLEON-AE-07-LED-[Voltages include 120 thru 277V 347V and 480V]-T3R-[All Color]-[All Wall Mounting]-[Options include 2L P R L90 R90 MS/DIM-Lxx MS/x-Lxx DIMRF-[LW or LN] MT TH and LCF] | Outdoor Luminaires | Very High Output | Architectural Flood and Spot Luminaires | Standard | FALSE | [9 empty] | 42331 |  |  | Yes |  | 3 | 37110.04 | 98.84 | 375.45 | 4.98 | 0.998 | 4000 | 73
PV5Z8SCZ | Eaton (formerly Cooper Lighting) | Streetworks | GAN-AE-07-LED-[Voltages include 120 thru 277V 347V and 480V]-T4FT-[All Color]-[All Wall Mounting]-[Options include 2L 3 P 4 L90 R90 MS/DIM-Lxx MS/x-Lxx DIMRF-[LW or LN] MT TH and LCF] | Outdoor Luminaires | Very High Output | Architectural Flood and Spot Luminaires | Standard | FALSE | [9 empty] | 42331 |  |  | Yes |  | 3 | 36514 | 97.25 | 375.45 | 4.98 | 0.998 | 4000 | 73
PNM9SNG1 | Eaton (formerly Cooper Lighting) | Mcgraw-Edison | GLEON-AE-07-LED-[Voltages include 120 thru 277V 347V and 480V]-T4FT-[All Color]-[All Pole/Arm Mounting]-[Options include 2L P R L90 R90 MS/DIM-Lxx MS/x-Lxx DIMRF-[LW or LN] MT TH and LCF] | Outdoor Luminaires | Very High Output | Architectural Flood and Spot Luminaires | Standard | FALSE | [9 empty] | 42331 |  |  | Yes |  | 3 | 36514 | 97.25 | 375.45 | 4.98 | 0.998 | 4000 | 73
P67BTWKM | Eaton (formerly Cooper Lighting) | Mcgraw-Edison | GLEON-AE-07-LED-[Voltages include 120 thru 277V 347V and 480V]-T4FT-[All Color]-[All Wall Mounting]-[Options include 2L P R L90 R90 MS/DIM-Lxx MS/x-Lxx DIMRF-[LW or LN] MT TH and LCF] | Outdoor Luminaires | Very High Output | Architectural Flood and Spot Luminaires | Standard | FALSE | [9 empty] | 42331 |  |  | Yes |  | 3 | 36514 | 97.25 | 375.45 | 4.98 | 0.998 | 4000 | 73
P13CRD4M | Eaton (formerly Cooper Lighting) | Streetworks | GAN-AE-07-LED-[Voltages include 120 thru 277V 347V and 480V]-T4FT-[All Color]-[All Pole/Arm Mounting]-[Options include 2L 3 P 4 L90 R90 MS/DIM-Lxx MS/x-Lxx DIMRF-[LW or LN] MT TH and LCF] | Outdoor Luminaires | Very High Output | Architectural Flood and Spot Luminaires | Standard | FALSE | [9 empty] | 42331 |  |  | Yes |  | 3 | 36514 | 97.25 | 375.45 | 4.98 | 0.998 | 4000 | 73
PTHTVXXK | Eaton (formerly Cooper Lighting) | Mcgraw-Edison | GLEON-AE-07-LED-[Voltages include 120 thru 277V 347V and 480V]-T3-[All Color]-[All Pole/Arm Mounting]-[Options include 2L P R L90 R90 MS/DIM-Lxx MS/x-Lxx DIMRF-[LW or LN] MT TH and LCF] | Outdoor Luminaires | Very High Output | Architectural Flood and Spot Luminaires | Standard | FALSE | [9 empty] | 42331 |  |  | Yes |  | 3 | 36302.68 | 96.69 | 375.45 | 4.98 | 0.998 | 4000 | 73
PSS21Q6N | Eaton (formerly Cooper Lighting) | Mcgraw-Edison | GLEON-AE-07-LED-[Voltages include 120 thru 277V 347V and 480V]-T3-[All Color]-[All Wall Mounting]-[Options include 2L P R L90 R90 MS/DIM-Lxx MS/x-Lxx DIMRF-[LW or LN] MT TH and LCF] | Outdoor Luminaires | Very High Output | Architectural Flood and Spot Luminaires | Standard | FALSE | [9 empty] | 42331 |  |  | Yes |  | 3 | 36302.68 | 96.69 | 375.45 | 4.98 | 0.998 | 4000 | 73
PAMB2CZT | Eaton (formerly Cooper Lighting) | Streetworks | GAN-AE-07-LED-[Voltages include 120 thru 277V 347V and 480V]-T3-[All Color]-[All Pole/Arm Mounting]-[Options include 2L 3 P 4 L90 R90 MS/DIM-Lxx MS/x-Lxx DIMRF-[LW or LN] MT TH and LCF] | Outdoor Luminaires | Very High Output | Architectural Flood and Spot Luminaires | Standard | FALSE | [9 empty] | 42331 |  |  | Yes |  | 3 | 36302.68 | 96.69 | 375.45 | 4.98 | 0.998 | 4000 | 73
P9FZXWQG | Eaton (formerly Cooper Lighting) | Streetworks | GAN-AE-07-LED-[Voltages include 120 thru 277V 347V and 480V]-T3-[All Color]-[All Wall Mounting]-[Options include 2L 3 P 4 L90 R90 MS/DIM-Lxx MS/x-Lxx DIMRF-[LW or LN] MT TH and LCF] | Outdoor Luminaires | Very High Output | Architectural Flood and Spot Luminaires | Standard | FALSE | [9 empty] | 42331 |  |  | Yes |  | 3 | 36302.68 | 96.69 | 375.45 | 4.98 | 0.998 | 4000 | 73
PQ5684JE | Eaton (formerly Cooper Lighting) | Streetworks | GAN-AE-07-LED-[Voltages include 120 thru 277V 347V and 480V]-T2-[All Color]-[All Wall Mounting]-[Options include 2L 3 P 4 L90 R90 MS/DIM-Lxx MS/x-Lxx DIMRF-[LW or LN] MT TH and LCF] | Outdoor Luminaires | Very High Output | Architectural Flood and Spot Luminaires | Standard | FALSE | [9 empty] | 42331 |  |  | Yes |  | 3 | 35616.66 | 94.86 | 375.45 | 4.98 | 0.998 | 4000 | 73
PMH1YRZR | Eaton (formerly Cooper Lighting) | Mcgraw-Edison | GLEON-AE-07-LED-[Voltages include 120 thru 277V 347V and 480V]-T2-[All Color]-[All Pole/Arm Mounting]-[Options include 2L P R L90 R90 MS/DIM-Lxx MS/x-Lxx DIMRF-[LW or LN] MT TH and LCF] | Outdoor Luminaires | Very High Output | Architectural Flood and Spot Luminaires | Standard | FALSE | [9 empty] | 42331 |  |  | Yes |  | 3 | 35616.66 | 94.86 | 375.45 | 4.98 | 0.998 | 4000 | 73
PKX7F3AV | Eaton (formerly Cooper Lighting) | Mcgraw-Edison | GLEON-AE-07-LED-[Voltages include 120 thru 277V 347V and 480V]-T2-[All Color]-[All Wall Mounting]-[Options include 2L P R L90 R90 MS/DIM-Lxx MS/x-Lxx DIMRF-[LW or LN] MT TH and LCF] | Outdoor Luminaires | Very High Output | Architectural Flood and Spot Luminaires | Standard | FALSE | [9 empty] | 42331 |  |  | Yes |  | 3 | 35616.66 | 94.86 | 375.45 | 4.98 | 0.998 | 4000 | 73
PDRZUZHK | Eaton (formerly Cooper Lighting) | Streetworks | GAN-AE-07-LED-[Voltages include 120 thru 277V 347V and 480V]-T2-[All Color]-[All Pole/Arm Mounting]-[Options include 2L 3 P 4 L90 R90 MS/DIM-Lxx MS/x-Lxx DIMRF-[LW or LN] MT TH and LCF] | Outdoor Luminaires | Very High Output | Architectural Flood and Spot Luminaires | Standard | FALSE | [9 empty] | 42331 |  |  | Yes |  | 3 | 35616.66 | 94.86 | 375.45 | 4.98 | 0.998 | 4000 | 73
PKEF155R | Eaton (formerly Cooper Lighting) | Mcgraw-Edison | GLEON-AE-05-LED-[Voltages include 120 thru 277V 347V and 480V]-5MQ-[All Color]-[All Pole/Arm Mounting]-[Options include 2L P R L90 R90 MS/DIM-Lxx MS/x-Lxx DIMRF-[LW or LN] MT TH and LCF] | Outdoor Luminaires | High Output | Architectural Flood and Spot Luminaires | Standard | FALSE | [9 empty] | 42331 |  |  | Yes |  | 3 | 26942.29 | 100.57 | 267.9 | 4.98 | 0.998 | 4000 | 73
PJMD6D8J | Eaton (formerly Cooper Lighting) | Mcgraw-Edison | GLEON-AE-05-LED-[Voltages include 120 thru 277V 347V and 480V]-5MQ-[All Color]-[All Wall Mounting]-[Options include 2L P R L90 R90 MS/DIM-Lxx MS/x-Lxx DIMRF-[LW or LN] MT TH and LCF] | Outdoor Luminaires | High Output | Architectural Flood and Spot Luminaires | Standard | FALSE | [9 empty] | 42331 |  |  | Yes |  | 3 | 26942.29 | 100.57 | 267.9 | 4.98 | 0.998 | 4000 | 73
PJ61B661 | Eaton (formerly Cooper Lighting) | Streetworks | GAN-AE-05-LED-[Voltages include 120 thru 277V 347V and 480V]-5MQ-[All Color]-[All Pole/Arm Mounting]-[Options include 2L 3 P 4 L90 R90 MS/DIM-Lxx MS/x-Lxx DIMRF-[LW or LN] MT TH and LCF] | Outdoor Luminaires | High Output | Architectural Flood and Spot Luminaires | Standard | FALSE | [9 empty] | 42331 |  |  | Yes |  | 3 | 26942.29 | 100.57 | 267.9 | 4.98 | 0.998 | 4000 | 73
P6HPGH87 | Eaton (formerly Cooper Lighting) | Streetworks | GAN-AE-05-LED-[Voltages include 120 thru 277V 347V and 480V]-5MQ-[All Color]-[All Wall Mounting]-[Options include 2L 3 P 4 L90 R90 MS/DIM-Lxx MS/x-Lxx DIMRF-[LW or LN] MT TH and LCF] | Outdoor Luminaires | High Output | Architectural Flood and Spot Luminaires | Standard | FALSE | [9 empty] | 42331 |  |  | Yes |  | 3 | 26942.29 | 100.57 | 267.9 | 4.98 | 0.998 | 4000 | 73
PYW95UPM | Eaton (formerly Cooper Lighting) | Streetworks | GAN-AE-05-LED-[Voltages include 120 thru 277V 347V and 480V]-T2R-[All Color]-[All Wall Mounting]-[Options include 2L 3 P 4 L90 R90 MS/DIM-Lxx MS/x-Lxx DIMRF-[LW or LN] MT TH and LCF] | Outdoor Luminaires | High Output | Architectural Flood and Spot Luminaires | Standard | FALSE | [9 empty] | 42331 |  |  | Yes |  | 3 | 26718.48 | 99.73 | 267.9 | 4.98 | 0.998 | 4000 | 73
PK1FSHCP | Eaton (formerly Cooper Lighting) | Mcgraw-Edison | GLEON-AE-05-LED-[Voltages include 120 thru 277V 347V and 480V]-T2R-[All Color]-[All Pole/Arm Mounting]-[Options include 2L P R L90 R90 MS/DIM-Lxx MS/x-Lxx DIMRF-[LW or LN] MT TH and LCF] | Outdoor Luminaires | High Output | Architectural Flood and Spot Luminaires | Standard | FALSE | [9 empty] | 42331 |  |  | Yes |  | 3 | 26718.48 | 99.73 | 267.9 | 4.98 | 0.998 | 4000 | 73
PJFX1KP3 | Eaton (formerly Cooper Lighting) | Mcgraw-Edison | GLEON-AE-05-LED-[Voltages include 120 thru 277V 347V and 480V]-T2R-[All Color]-[All Wall Mounting]-[Options include 2L P R L90 R90 MS/DIM-Lxx MS/x-Lxx DIMRF-[LW or LN] MT TH and LCF] | Outdoor Luminaires | High Output | Architectural Flood and Spot Luminaires | Standard | FALSE | [9 empty] | 42331 |  |  | Yes |  | 3 | 26718.48 | 99.73 | 267.9 | 4.98 | 0.998 | 4000 | 73
PFCCKNUB | Eaton (formerly Cooper Lighting) | Streetworks | GAN-AE-05-LED-[Voltages include 120 thru 277V 347V and 480V]-T2R-[All Color]-[All Pole/Arm Mounting]-[Options include 2L 3 P 4 L90 R90 MS/DIM-Lxx MS/x-Lxx DIMRF-[LW or LN] MT TH and LCF] | Outdoor Luminaires | High Output | Architectural Flood and Spot Luminaires | Standard | FALSE | [9 empty] | 42331 |  |  | Yes |  | 3 | 26718.48 | 99.73 | 267.9 | 4.98 | 0.998 | 4000 | 73
PCE63S9E | Eaton (formerly Cooper Lighting) | Streetworks | GAN-AE-05-LED-[Voltages include 120 thru 277V 347V and 480V]-5NQ-[All Color]-[All Wall Mounting]-[Options include 2L 3 P 4 L90 R90 MS/DIM-Lxx MS/x-Lxx DIMRF-[LW or LN] MT TH and LCF] | Outdoor Luminaires | High Output | Architectural Flood and Spot Luminaires | Standard | FALSE | [9 empty] | 42331 |  |  | Yes |  | 3 | 26455.25 | 98.75 | 267.9 | 4.98 | 0.998 | 4000 | 73
PB9XPW1D | Eaton (formerly Cooper Lighting) | Mcgraw-Edison | GLEON-AE-05-LED-[Voltages include 120 thru 277V 347V and 480V]-5NQ-[All Color]-[All Pole/Arm Mounting]-[Options include 2L P R L90 R90 MS/DIM-Lxx MS/x-Lxx DIMRF-[LW or LN] MT TH and LCF] | Outdoor Luminaires | High Output | Architectural Flood and Spot Luminaires | Standard | FALSE | [9 empty] | 42331 |  |  | Yes |  | 3 | 26455.25 | 98.75 | 267.9 | 4.98 | 0.998 | 4000 | 73
P4BXHQYB | Eaton (formerly Cooper Lighting) | Mcgraw-Edison | GLEON-AE-05-LED-[Voltages include 120 thru 277V 347V and 480V]-5NQ-[All Color]-[All Wall Mounting]-[Options include 2L P R L90 R90 MS/DIM-Lxx MS/x-Lxx DIMRF-[LW or LN] MT TH and LCF] | Outdoor Luminaires | High Output | Architectural Flood and Spot Luminaires | Standard | FALSE | [9 empty] | 42331 |  |  | Yes |  | 3 | 26455.25 | 98.75 | 267.9 | 4.98 | 0.998 | 4000 | 73
P2VBMWGG | Eaton (formerly Cooper Lighting) | Streetworks | GAN-AE-05-LED-[Voltages include 120 thru 277V 347V and 480V]-5NQ-[All Color]-[All Pole/Arm Mounting]-[Options include 2L 3 P 4 L90 R90 MS/DIM-Lxx MS/x-Lxx DIMRF-[LW or LN] MT TH and LCF] | Outdoor Luminaires | High Output | Architectural Flood and Spot Luminaires | Standard | FALSE | [9 empty] | 42331 |  |  | Yes |  | 3 | 26455.25 | 98.75 | 267.9 | 4.98 | 0.998 | 4000 | 73
PKKCQTS3 | Eaton (formerly Cooper Lighting) | Mcgraw-Edison | GLEON-AE-05-LED-[Voltages include 120 thru 277V 347V and 480V]-AFL-[All Color]-[All Pole/Arm Mounting]-[Options include 2L P R L90 R90 MS/DIM-Lxx MS/x-Lxx DIMRF-[LW or LN] MT TH and LCF] | Outdoor Luminaires | High Output | Architectural Flood and Spot Luminaires | Standard | FALSE | [9 empty] | 42331 |  |  | Yes |  | 3 | 26311.83 | 98.22 | 267.9 | 4.98 | 0.998 | 4000 | 73
PEVPY4TZ | Eaton (formerly Cooper Lighting) | Streetworks | GAN-AE-05-LED-[Voltages include 120 thru 277V 347V and 480V]-AFL-[All Color]-[All Pole/Arm Mounting]-[Options include 2L 3 P 4 L90 R90 MS/DIM-Lxx MS/x-Lxx DIMRF-[LW or LN] MT TH and LCF] | Outdoor Luminaires | High Output | Architectural Flood and Spot Luminaires | Standard | FALSE | [9 empty] | 42331 |  |  | Yes |  | 3 | 26311.83 | 98.22 | 267.9 | 4.98 | 0.998 | 4000 | 73
PDC121M7 | Eaton (formerly Cooper Lighting) | Streetworks | GAN-AE-05-LED-[Voltages include 120 thru 277V 347V and 480V]-AFL-[All Color]-[All Wall Mounting]-[Options include 2L 3 P 4 L90 R90 MS/DIM-Lxx MS/x-Lxx DIMRF-[LW or LN] MT TH and LCF] | Outdoor Luminaires | High Output | Architectural Flood and Spot Luminaires | Standard | FALSE | [9 empty] | 42331 |  |  | Yes |  | 3 | 26311.83 | 98.22 | 267.9 | 4.98 | 0.998 | 4000 | 73
P3PK8B6V | Eaton (formerly Cooper Lighting) | Mcgraw-Edison | GLEON-AE-05-LED-[Voltages include 120 thru 277V 347V and 480V]-AFL-[All Color]-[All Wall Mounting]-[Options include 2L P R L90 R90 MS/DIM-Lxx MS/x-Lxx DIMRF-[LW or LN] MT TH and LCF] | Outdoor Luminaires | High Output | Architectural Flood and Spot Luminaires | Standard | FALSE | [9 empty] | 42331 |  |  | Yes |  | 3 | 26311.83 | 98.22 | 267.9 | 4.98 | 0.998 | 4000 | 73
PJ6HH76R | Eaton (formerly Cooper Lighting) | Mcgraw-Edison | GLEON-AE-05-LED-[Voltages include 120 thru 277V 347V and 480V]-T3R-[All Color]-[All Wall Mounting]-[Options include 2L P R L90 R90 MS/DIM-Lxx MS/x-Lxx DIMRF-[LW or LN] MT TH and LCF] | Outdoor Luminaires | High Output | Architectural Flood and Spot Luminaires | Standard | FALSE | [9 empty] | 42331 |  |  | Yes |  | 3 | 26222.45 | 97.88 | 267.9 | 4.98 | 0.998 | 4000 | 73
P4S11WD6 | Eaton (formerly Cooper Lighting) | Streetworks | GAN-AE-05-LED-[Voltages include 120 thru 277V 347V and 480V]-T3R-[All Color]-[All Pole/Arm Mounting]-[Options include 2L 3 P 4 L90 R90 MS/DIM-Lxx MS/x-Lxx DIMRF-[LW or LN] MT TH and LCF] | Outdoor Luminaires | High Output | Architectural Flood and Spot Luminaires | Standard | FALSE | [9 empty] | 42331 |  |  | Yes |  | 3 | 26222.45 | 97.88 | 267.9 | 4.98 | 0.998 | 4000 | 73
P2E9W8GG | Eaton (formerly Cooper Lighting) | Streetworks | GAN-AE-05-LED-[Voltages include 120 thru 277V 347V and 480V]-T3R-[All Color]-[All Wall Mounting]-[Options include 2L 3 P 4 L90 R90 MS/DIM-Lxx MS/x-Lxx DIMRF-[LW or LN] MT TH and LCF] | Outdoor Luminaires | High Output | Architectural Flood and Spot Luminaires | Standard | FALSE | [9 empty] | 42331 |  |  | Yes |  | 3 | 26222.45 | 97.88 | 267.9 | 4.98 | 0.998 | 4000 | 73
P2E1Z8X6 | Eaton (formerly Cooper Lighting) | Mcgraw-Edison | GLEON-AE-05-LED-[Voltages include 120 thru 277V 347V and 480V]-T3R-[All Color]-[All Pole/Arm Mounting]-[Options include 2L P R L90 R90 MS/DIM-Lxx MS/x-Lxx DIMRF-[LW or LN] MT TH and LCF] | Outdoor Luminaires | High Output | Architectural Flood and Spot Luminaires | Standard | FALSE | [9 empty] | 42331 |  |  | Yes |  | 3 | 26222.45 | 97.88 | 267.9 | 4.98 | 0.998 | 4000 | 73
PYPYQZYS | Eaton (formerly Cooper Lighting) | Streetworks | GAN-AE-05-LED-[Voltages include 120 thru 277V 347V and 480V]-T4FT-[All Color]-[All Wall Mounting]-[Options include 2L 3 P 4 L90 R90 MS/DIM-Lxx MS/x-Lxx DIMRF-[LW or LN] MT TH and LCF] | Outdoor Luminaires | High Output | Architectural Flood and Spot Luminaires | Standard | FALSE | [9 empty] | 42331 |  |  | Yes |  | 3 | 25801 | 96.31 | 267.9 | 4.98 | 0.998 | 4000 | 73
PTAS22W2 | Eaton (formerly Cooper Lighting) | Mcgraw-Edison | GLEON-AE-05-LED-[Voltages include 120 thru 277V 347V and 480V]-T4FT-[All Color]-[All Wall Mounting]-[Options include 2L P R L90 R90 MS/DIM-Lxx MS/x-Lxx DIMRF-[LW or LN] MT TH and LCF] | Outdoor Luminaires | High Output | Architectural Flood and Spot Luminaires | Standard | FALSE | [9 empty] | 42331 |  |  | Yes |  | 3 | 25801 | 96.31 | 267.9 | 4.98 | 0.998 | 4000 | 73
PRKZUVWS | Eaton (formerly Cooper Lighting) | Mcgraw-Edison | GLEON-AE-05-LED-[Voltages include 120 thru 277V 347V and 480V]-T4FT-[All Color]-[All Pole/Arm Mounting]-[Options include 2L P R L90 R90 MS/DIM-Lxx MS/x-Lxx DIMRF-[LW or LN] MT TH and LCF] | Outdoor Luminaires | High Output | Architectural Flood and Spot Luminaires | Standard | FALSE | [9 empty] | 42331 |  |  | Yes |  | 3 | 25801 | 96.31 | 267.9 | 4.98 | 0.998 | 4000 | 73
PBYJHWKA | Eaton (formerly Cooper Lighting) | Streetworks | GAN-AE-05-LED-[Voltages include 120 thru 277V 347V and 480V]-T4FT-[All Color]-[All Pole/Arm Mounting]-[Options include 2L 3 P 4 L90 R90 MS/DIM-Lxx MS/x-Lxx DIMRF-[LW or LN] MT TH and LCF] | Outdoor Luminaires | High Output | Architectural Flood and Spot Luminaires | Standard | FALSE | [9 empty] | 42331 |  |  | Yes |  | 3 | 25801 | 96.31 | 267.9 | 4.98 | 0.998 | 4000 | 73
PT4G29F2 | Eaton (formerly Cooper Lighting) | Streetworks | GAN-AE-05-LED-[Voltages include 120 thru 277V 347V and 480V]-T3-[All Color]-[All Wall Mounting]-[Options include 2L 3 P 4 L90 R90 MS/DIM-Lxx MS/x-Lxx DIMRF-[LW or LN] MT TH and LCF] | Outdoor Luminaires | High Output | Architectural Flood and Spot Luminaires | Standard | FALSE | [9 empty] | 42331 |  |  | Yes |  | 3 | 25651.98 | 95.75 | 267.9 | 4.98 | 0.998 | 4000 | 73
PKR9UTMP | Eaton (formerly Cooper Lighting) | Streetworks | GAN-AE-05-LED-[Voltages include 120 thru 277V 347V and 480V]-T3-[All Color]-[All Pole/Arm Mounting]-[Options include 2L 3 P 4 L90 R90 MS/DIM-Lxx MS/x-Lxx DIMRF-[LW or LN] MT TH and LCF] | Outdoor Luminaires | High Output | Architectural Flood and Spot Luminaires | Standard | FALSE | [9 empty] | 42331 |  |  | Yes |  | 3 | 25651.98 | 95.75 | 267.9 | 4.98 | 0.998 | 4000 | 73
PFK1JSC2 | Eaton (formerly Cooper Lighting) | Mcgraw-Edison | GLEON-AE-05-LED-[Voltages include 120 thru 277V 347V and 480V]-T3-[All Color]-[All Wall Mounting]-[Options include 2L P R L90 R90 MS/DIM-Lxx MS/x-Lxx DIMRF-[LW or LN] MT TH and LCF] | Outdoor Luminaires | High Output | Architectural Flood and Spot Luminaires | Standard | FALSE | [9 empty] | 42331 |  |  | Yes |  | 3 | 25651.98 | 95.75 | 267.9 | 4.98 | 0.998 | 4000 | 73
P8VXFHE9 | Eaton (formerly Cooper Lighting) | Mcgraw-Edison | GLEON-AE-05-LED-[Voltages include 120 thru 277V 347V and 480V]-T3-[All Color]-[All Pole/Arm Mounting]-[Options include 2L P R L90 R90 MS/DIM-Lxx MS/x-Lxx DIMRF-[LW or LN] MT TH and LCF] | Outdoor Luminaires | High Output | Architectural Flood and Spot Luminaires | Standard | FALSE | [9 empty] | 42331 |  |  | Yes |  | 3 | 25651.98 | 95.75 | 267.9 | 4.98 | 0.998 | 4000 | 73
PVBX52D2 | Eaton (formerly Cooper Lighting) | Mcgraw-Edison | GLEON-AE-05-LED-[Voltages include 120 thru 277V 347V and 480V]-T2-[All Color]-[All Pole/Arm Mounting]-[Options include 2L P R L90 R90 MS/DIM-Lxx MS/x-Lxx DIMRF-[LW or LN] MT TH and LCF] | Outdoor Luminaires | High Output | Architectural Flood and Spot Luminaires | Standard | FALSE | [9 empty] | 42331 |  |  | Yes |  | 3 | 25167.22 | 93.94 | 267.9 | 4.98 | 0.998 | 4000 | 73
PU155B61 | Eaton (formerly Cooper Lighting) | Streetworks | GAN-AE-05-LED-[Voltages include 120 thru 277V 347V and 480V]-T2-[All Color]-[All Pole/Arm Mounting]-[Options include 2L 3 P 4 L90 R90 MS/DIM-Lxx MS/x-Lxx DIMRF-[LW or LN] MT TH and LCF] | Outdoor Luminaires | High Output | Architectural Flood and Spot Luminaires | Standard | FALSE | [9 empty] | 42331 |  |  | Yes |  | 3 | 25167.22 | 93.94 | 267.9 | 4.98 | 0.998 | 4000 | 73
P73V6HHP | Eaton (formerly Cooper Lighting) | Streetworks | GAN-AE-05-LED-[Voltages include 120 thru 277V 347V and 480V]-T2-[All Color]-[All Wall Mounting]-[Options include 2L 3 P 4 L90 R90 MS/DIM-Lxx MS/x-Lxx DIMRF-[LW or LN] MT TH and LCF] | Outdoor Luminaires | High Output | Architectural Flood and Spot Luminaires | Standard | FALSE | [9 empty] | 42331 |  |  | Yes |  | 3 | 25167.22 | 93.94 | 267.9 | 4.98 | 0.998 | 4000 | 73
P5QXHXAS | Eaton (formerly Cooper Lighting) | Mcgraw-Edison | GLEON-AE-05-LED-[Voltages include 120 thru 277V 347V and 480V]-T2-[All Color]-[All Wall Mounting]-[Options include 2L P R L90 R90 MS/DIM-Lxx MS/x-Lxx DIMRF-[LW or LN] MT TH and LCF] | Outdoor Luminaires | High Output | Architectural Flood and Spot Luminaires | Standard | FALSE | [9 empty] | 42331 |  |  | Yes |  | 3 | 25167.22 | 93.94 | 267.9 | 4.98 | 0.998 | 4000 | 73
PQBKX98J | Eaton (formerly Cooper Lighting) | Mcgraw-Edison | GLEON-AE-04-LED-[Voltages include 120 thru 277V 347V and 480V]-5MQ-[All Color]-[All Pole/Arm Mounting]-[Options include 2L P R L90 R90 MS/DIM-Lxx MS/x-Lxx DIMRF-[LW or LN] MT TH and LCF] | Outdoor Luminaires | High Output | Architectural Flood and Spot Luminaires | Standard | FALSE | [9 empty] | 42331 |  |  | Yes |  | 3 | 21745.19 | 100.86 | 215.6 | 4.98 | 0.998 | 4000 | 73
PPN8BQQ8 | Eaton (formerly Cooper Lighting) | Streetworks | GAN-AE-04-LED-[Voltages include 120 thru 277V 347V and 480V]-5MQ-[All Color]-[All Pole/Arm Mounting]-[Options include 2L 3 P 4 L90 R90 MS/DIM-Lxx MS/x-Lxx DIMRF-[LW or LN] MT TH and LCF] | Outdoor Luminaires | High Output | Architectural Flood and Spot Luminaires | Standard | FALSE | [9 empty] | 42331 |  |  | Yes |  | 3 | 21745.19 | 100.86 | 215.6 | 4.98 | 0.998 | 4000 | 73
PKR85FT2 | Eaton (formerly Cooper Lighting) | Mcgraw-Edison | GLEON-AE-04-LED-[Voltages include 120 thru 277V 347V and 480V]-5MQ-[All Color]-[All Wall Mounting]-[Options include 2L P R L90 R90 MS/DIM-Lxx MS/x-Lxx DIMRF-[LW or LN] MT TH and LCF] | Outdoor Luminaires | High Output | Architectural Flood and Spot Luminaires | Standard | FALSE | [9 empty] | 42331 |  |  | Yes |  | 3 | 21745.19 | 100.86 | 215.6 | 4.98 | 0.998 | 4000 | 73
PFYD1M6K | Eaton (formerly Cooper Lighting) | Streetworks | GAN-AE-04-LED-[Voltages include 120 thru 277V 347V and 480V]-5MQ-[All Color]-[All Wall Mounting]-[Options include 2L 3 P 4 L90 R90 MS/DIM-Lxx MS/x-Lxx DIMRF-[LW or LN] MT TH and LCF] | Outdoor Luminaires | High Output | Architectural Flood and Spot Luminaires | Standard | FALSE | [9 empty] | 42331 |  |  | Yes |  | 3 | 21745.19 | 100.86 | 215.6 | 4.98 | 0.998 | 4000 | 73
PX4KKZD1 | Eaton (formerly Cooper Lighting) | Streetworks | GAN-AE-04-LED-[Voltages include 120 thru 277V 347V and 480V]-T2R-[All Color]-[All Pole/Arm Mounting]-[Options include 2L 3 P 4 L90 R90 MS/DIM-Lxx MS/x-Lxx DIMRF-[LW or LN] MT TH and LCF] | Outdoor Luminaires | High Output | Architectural Flood and Spot Luminaires | Standard | FALSE | [9 empty] | 42331 |  |  | Yes |  | 3 | 21564.55 | 100.02 | 215.6 | 4.98 | 0.998 | 4000 | 73
PP6MZ8GX | Eaton (formerly Cooper Lighting) | Mcgraw-Edison | GLEON-AE-04-LED-[Voltages include 120 thru 277V 347V and 480V]-T2R-[All Color]-[All Wall Mounting]-[Options include 2L P R L90 R90 MS/DIM-Lxx MS/x-Lxx DIMRF-[LW or LN] MT TH and LCF] | Outdoor Luminaires | High Output | Architectural Flood and Spot Luminaires | Standard | FALSE | [9 empty] | 42331 |  |  | Yes |  | 3 | 21564.55 | 100.02 | 215.6 | 4.98 | 0.998 | 4000 | 73
PEFFDX7K | Eaton (formerly Cooper Lighting) | Streetworks | GAN-AE-04-LED-[Voltages include 120 thru 277V 347V and 480V]-T2R-[All Color]-[All Wall Mounting]-[Options include 2L 3 P 4 L90 R90 MS/DIM-Lxx MS/x-Lxx DIMRF-[LW or LN] MT TH and LCF] | Outdoor Luminaires | High Output | Architectural Flood and Spot Luminaires | Standard | FALSE | [9 empty] | 42331 |  |  | Yes |  | 3 | 21564.55 | 100.02 | 215.6 | 4.98 | 0.998 | 4000 | 73
PCX9DZRF | Eaton (formerly Cooper Lighting) | Mcgraw-Edison | GLEON-AE-04-LED-[Voltages include 120 thru 277V 347V and 480V]-T2R-[All Color]-[All Pole/Arm Mounting]-[Options include 2L P R L90 R90 MS/DIM-Lxx MS/x-Lxx DIMRF-[LW or LN] MT TH and LCF] | Outdoor Luminaires | High Output | Architectural Flood and Spot Luminaires | Standard | FALSE | [9 empty] | 42331 |  |  | Yes |  | 3 | 21564.55 | 100.02 | 215.6 | 4.98 | 0.998 | 4000 | 73
PWHZ56QF | Eaton (formerly Cooper Lighting) | Mcgraw-Edison | GLEON-AE-04-LED-[Voltages include 120 thru 277V 347V and 480V]-5NQ-[All Color]-[All Wall Mounting]-[Options include 2L P R L90 R90 MS/DIM-Lxx MS/x-Lxx DIMRF-[LW or LN] MT TH and LCF] | Outdoor Luminaires | High Output | Architectural Flood and Spot Luminaires | Standard | FALSE | [9 empty] | 42331 |  |  | Yes |  | 3 | 21352.09 | 99.04 | 215.6 | 4.98 | 0.998 | 4000 | 73
PUTQ6PS8 | Eaton (formerly Cooper Lighting) | Streetworks | GAN-AE-04-LED-[Voltages include 120 thru 277V 347V and 480V]-5NQ-[All Color]-[All Pole/Arm Mounting]-[Options include 2L 3 P 4 L90 R90 MS/DIM-Lxx MS/x-Lxx DIMRF-[LW or LN] MT TH and LCF] | Outdoor Luminaires | High Output | Architectural Flood and Spot Luminaires | Standard | FALSE | [9 empty] | 42331 |  |  | Yes |  | 3 | 21352.09 | 99.04 | 215.6 | 4.98 | 0.998 | 4000 | 73
PES8VX7C | Eaton (formerly Cooper Lighting) | Streetworks | GAN-AE-04-LED-[Voltages include 120 thru 277V 347V and 480V]-5NQ-[All Color]-[All Wall Mounting]-[Options include 2L 3 P 4 L90 R90 MS/DIM-Lxx MS/x-Lxx DIMRF-[LW or LN] MT TH and LCF] | Outdoor Luminaires | High Output | Architectural Flood and Spot Luminaires | Standard | FALSE | [9 empty] | 42331 |  |  | Yes |  | 3 | 21352.09 | 99.04 | 215.6 | 4.98 | 0.998 | 4000 | 73
PCDXTEZS | Eaton (formerly Cooper Lighting) | Mcgraw-Edison | GLEON-AE-04-LED-[Voltages include 120 thru 277V 347V and 480V]-5NQ-[All Color]-[All Pole/Arm Mounting]-[Options include 2L P R L90 R90 MS/DIM-Lxx MS/x-Lxx DIMRF-[LW or LN] MT TH and LCF] | Outdoor Luminaires | High Output | Architectural Flood and Spot Luminaires | Standard | FALSE | [9 empty] | 42331 |  |  | Yes |  | 3 | 21352.09 | 99.04 | 215.6 | 4.98 | 0.998 | 4000 | 73
PYZREFQ1 | Eaton (formerly Cooper Lighting) | Streetworks | GAN-AE-04-LED-[Voltages include 120 thru 277V 347V and 480V]-AFL-[All Color]-[All Wall Mounting]-[Options include 2L 3 P 4 L90 R90 MS/DIM-Lxx MS/x-Lxx DIMRF-[LW or LN] MT TH and LCF] | Outdoor Luminaires | High Output | Architectural Flood and Spot Luminaires | Standard | FALSE | [9 empty] | 42331 |  |  | Yes |  | 3 | 21236.34 | 98.5 | 215.6 | 4.98 | 0.998 | 4000 | 73
PQCEVREX | Eaton (formerly Cooper Lighting) | Mcgraw-Edison | GLEON-AE-04-LED-[Voltages include 120 thru 277V 347V and 480V]-AFL-[All Color]-[All Wall Mounting]-[Options include 2L P R L90 R90 MS/DIM-Lxx MS/x-Lxx DIMRF-[LW or LN] MT TH and LCF] | Outdoor Luminaires | High Output | Architectural Flood and Spot Luminaires | Standard | FALSE | [9 empty] | 42331 |  |  | Yes |  | 3 | 21236.34 | 98.5 | 215.6 | 4.98 | 0.998 | 4000 | 73
PQ68HYXS | Eaton (formerly Cooper Lighting) | Mcgraw-Edison | GLEON-AE-04-LED-[Voltages include 120 thru 277V 347V and 480V]-AFL-[All Color]-[All Pole/Arm Mounting]-[Options include 2L P R L90 R90 MS/DIM-Lxx MS/x-Lxx DIMRF-[LW or LN] MT TH and LCF] | Outdoor Luminaires | High Output | Architectural Flood and Spot Luminaires | Standard | FALSE | [9 empty] | 42331 |  |  | Yes |  | 3 | 21236.34 | 98.5 | 215.6 | 4.98 | 0.998 | 4000 | 73
PAWU8FE7 | Eaton (formerly Cooper Lighting) | Streetworks | GAN-AE-04-LED-[Voltages include 120 thru 277V 347V and 480V]-AFL-[All Color]-[All Pole/Arm Mounting]-[Options include 2L 3 P 4 L90 R90 MS/DIM-Lxx MS/x-Lxx DIMRF-[LW or LN] MT TH and LCF] | Outdoor Luminaires | High Output | Architectural Flood and Spot Luminaires | Standard | FALSE | [9 empty] | 42331 |  |  | Yes |  | 3 | 21236.34 | 98.5 | 215.6 | 4.98 | 0.998 | 4000 | 73
PQ4QPY67 | Eaton (formerly Cooper Lighting) | Mcgraw-Edison | GLEON-AE-04-LED-[Voltages include 120 thru 277V 347V and 480V]-T3R-[All Color]-[All Pole/Arm Mounting]-[Options include 2L P R L90 R90 MS/DIM-Lxx MS/x-Lxx DIMRF-[LW or LN] MT TH and LCF] | Outdoor Luminaires | High Output | Architectural Flood and Spot Luminaires | Standard | FALSE | [9 empty] | 42331 |  |  | Yes |  | 3 | 21164.21 | 98.16 | 215.6 | 4.98 | 0.998 | 4000 | 73
PBZ4CQQY | Eaton (formerly Cooper Lighting) | Mcgraw-Edison | GLEON-AE-04-LED-[Voltages include 120 thru 277V 347V and 480V]-T3R-[All Color]-[All Wall Mounting]-[Options include 2L P R L90 R90 MS/DIM-Lxx MS/x-Lxx DIMRF-[LW or LN] MT TH and LCF] | Outdoor Luminaires | High Output | Architectural Flood and Spot Luminaires | Standard | FALSE | [9 empty] | 42331 |  |  | Yes |  | 3 | 21164.21 | 98.16 | 215.6 | 4.98 | 0.998 | 4000 | 73
P8Y3HTM2 | Eaton (formerly Cooper Lighting) | Streetworks | GAN-AE-04-LED-[Voltages include 120 thru 277V 347V and 480V]-T3R-[All Color]-[All Wall Mounting]-[Options include 2L 3 P 4 L90 R90 MS/DIM-Lxx MS/x-Lxx DIMRF-[LW or LN] MT TH and LCF] | Outdoor Luminaires | High Output | Architectural Flood and Spot Luminaires | Standard | FALSE | [9 empty] | 42331 |  |  | Yes |  | 3 | 21164.21 | 98.16 | 215.6 | 4.98 | 0.998 | 4000 | 73
P3FQ2EBB | Eaton (formerly Cooper Lighting) | Streetworks | GAN-AE-04-LED-[Voltages include 120 thru 277V 347V and 480V]-T3R-[All Color]-[All Pole/Arm Mounting]-[Options include 2L 3 P 4 L90 R90 MS/DIM-Lxx MS/x-Lxx DIMRF-[LW or LN] MT TH and LCF] | Outdoor Luminaires | High Output | Architectural Flood and Spot Luminaires | Standard | FALSE | [9 empty] | 42331 |  |  | Yes |  | 3 | 21164.21 | 98.16 | 215.6 | 4.98 | 0.998 | 4000 | 73
PKMH8HHD | Eaton (formerly Cooper Lighting) | Mcgraw-Edison | GLEON-AE-04-LED-[Voltages include 120 thru 277V 347V and 480V]-T4FT-[All Color]-[All Pole/Arm Mounting]-[Options include 2L P R L90 R90 MS/DIM-Lxx MS/x-Lxx DIMRF-[LW or LN] MT TH and LCF] | Outdoor Luminaires | High Output | Architectural Flood and Spot Luminaires | Standard | FALSE | [9 empty] | 42331 |  |  | Yes |  | 3 | 20824.06 | 96.59 | 215.6 | 4.98 | 0.998 | 4000 | 73
P6XGGP1G | Eaton (formerly Cooper Lighting) | Streetworks | GAN-AE-04-LED-[Voltages include 120 thru 277V 347V and 480V]-T4FT-[All Color]-[All Pole/Arm Mounting]-[Options include 2L 3 P 4 L90 R90 MS/DIM-Lxx MS/x-Lxx DIMRF-[LW or LN] MT TH and LCF] | Outdoor Luminaires | High Output | Architectural Flood and Spot Luminaires | Standard | FALSE | [9 empty] | 42331 |  |  | Yes |  | 3 | 20824.06 | 96.59 | 215.6 | 4.98 | 0.998 | 4000 | 73
P6WECG6H | Eaton (formerly Cooper Lighting) | Mcgraw-Edison | GLEON-AE-04-LED-[Voltages include 120 thru 277V 347V and 480V]-T4FT-[All Color]-[All Wall Mounting]-[Options include 2L P R L90 R90 MS/DIM-Lxx MS/x-Lxx DIMRF-[LW or LN] MT TH and LCF] | Outdoor Luminaires | High Output | Architectural Flood and Spot Luminaires | Standard | FALSE | [9 empty] | 42331 |  |  | Yes |  | 3 | 20824.06 | 96.59 | 215.6 | 4.98 | 0.998 | 4000 | 73
P1SVE3P7 | Eaton (formerly Cooper Lighting) | Streetworks | GAN-AE-04-LED-[Voltages include 120 thru 277V 347V and 480V]-T4FT-[All Color]-[All Wall Mounting]-[Options include 2L 3 P 4 L90 R90 MS/DIM-Lxx MS/x-Lxx DIMRF-[LW or LN] MT TH and LCF] | Outdoor Luminaires | High Output | Architectural Flood and Spot Luminaires | Standard | FALSE | [9 empty] | 42331 |  |  | Yes |  | 3 | 20824.06 | 96.59 | 215.6 | 4.98 | 0.998 | 4000 | 73
PW46689K | Eaton (formerly Cooper Lighting) | Streetworks | GAN-AE-04-LED-[Voltages include 120 thru 277V 347V and 480V]-T3-[All Color]-[All Pole/Arm Mounting]-[Options include 2L 3 P 4 L90 R90 MS/DIM-Lxx MS/x-Lxx DIMRF-[LW or LN] MT TH and LCF] | Outdoor Luminaires | High Output | Architectural Flood and Spot Luminaires | Standard | FALSE | [9 empty] | 42331 |  |  | Yes |  | 3 | 20703.76 | 96.03 | 215.6 | 4.98 | 0.998 | 4000 | 73
PSCGEM8W | Eaton (formerly Cooper Lighting) | Mcgraw-Edison | GLEON-AE-04-LED-[Voltages include 120 thru 277V 347V and 480V]-T3-[All Color]-[All Pole/Arm Mounting]-[Options include 2L P R L90 R90 MS/DIM-Lxx MS/x-Lxx DIMRF-[LW or LN] MT TH and LCF] | Outdoor Luminaires | High Output | Architectural Flood and Spot Luminaires | Standard | FALSE | [9 empty] | 42331 |  |  | Yes |  | 3 | 20703.76 | 96.03 | 215.6 | 4.98 | 0.998 | 4000 | 73
PR922Q6J | Eaton (formerly Cooper Lighting) | Streetworks | GAN-AE-04-LED-[Voltages include 120 thru 277V 347V and 480V]-T3-[All Color]-[All Wall Mounting]-[Options include 2L 3 P 4 L90 R90 MS/DIM-Lxx MS/x-Lxx DIMRF-[LW or LN] MT TH and LCF] | Outdoor Luminaires | High Output | Architectural Flood and Spot Luminaires | Standard | FALSE | [9 empty] | 42331 |  |  | Yes |  | 3 | 20703.76 | 96.03 | 215.6 | 4.98 | 0.998 | 4000 | 73
PQQ9WE7H | Eaton (formerly Cooper Lighting) | Mcgraw-Edison | GLEON-AE-04-LED-[Voltages include 120 thru 277V 347V and 480V]-T3-[All Color]-[All Wall Mounting]-[Options include 2L P R L90 R90 MS/DIM-Lxx MS/x-Lxx DIMRF-[LW or LN] MT TH and LCF] | Outdoor Luminaires | High Output | Architectural Flood and Spot Luminaires | Standard | FALSE | [9 empty] | 42331 |  |  | Yes |  | 3 | 20703.76 | 96.03 | 215.6 | 4.98 | 0.998 | 4000 | 73
PZVJZXCY | Eaton (formerly Cooper Lighting) | Mcgraw-Edison | GLEON-AE-04-LED-[Voltages include 120 thru 277V 347V and 480V]-T2-[All Color]-[All Wall Mounting]-[Options include 2L P R L90 R90 MS/DIM-Lxx MS/x-Lxx DIMRF-[LW or LN] MT TH and LCF] | Outdoor Luminaires | High Output | Architectural Flood and Spot Luminaires | Standard | FALSE | [9 empty] | 42331 |  |  | Yes |  | 3 | 20312.52 | 94.21 | 215.6 | 4.98 | 0.998 | 4000 | 73
PZ1FWAC7 | Eaton (formerly Cooper Lighting) | Streetworks | GAN-AE-04-LED-[Voltages include 120 thru 277V 347V and 480V]-T2-[All Color]-[All Pole/Arm Mounting]-[Options include 2L 3 P 4 L90 R90 MS/DIM-Lxx MS/x-Lxx DIMRF-[LW or LN] MT TH and LCF] | Outdoor Luminaires | High Output | Architectural Flood and Spot Luminaires | Standard | FALSE | [9 empty] | 42331 |  |  | Yes |  | 3 | 20312.52 | 94.21 | 215.6 | 4.98 | 0.998 | 4000 | 73
PYWW3PVA | Eaton (formerly Cooper Lighting) | Streetworks | GAN-AE-04-LED-[Voltages include 120 thru 277V 347V and 480V]-T2-[All Color]-[All Wall Mounting]-[Options include 2L 3 P 4 L90 R90 MS/DIM-Lxx MS/x-Lxx DIMRF-[LW or LN] MT TH and LCF] | Outdoor Luminaires | High Output | Architectural Flood and Spot Luminaires | Standard | FALSE | [9 empty] | 42331 |  |  | Yes |  | 3 | 20312.52 | 94.21 | 215.6 | 4.98 | 0.998 | 4000 | 73
P6QSBTYA | Eaton (formerly Cooper Lighting) | Mcgraw-Edison | GLEON-AE-04-LED-[Voltages include 120 thru 277V 347V and 480V]-T2-[All Color]-[All Pole/Arm Mounting]-[Options include 2L P R L90 R90 MS/DIM-Lxx MS/x-Lxx DIMRF-[LW or LN] MT TH and LCF] | Outdoor Luminaires | High Output | Architectural Flood and Spot Luminaires | Standard | FALSE | [9 empty] | 42331 |  |  | Yes |  | 3 | 20312.52 | 94.21 | 215.6 | 4.98 | 0.998 | 4000 | 73
PWY29FJ5 | Eaton (formerly Cooper Lighting) | Mcgraw-Edison | GLEON-AE-02-LED-[Voltages include 120 thru 277V 347V and 480V]-5MQ-[All Color]-[All Wall Mounting]-[Options include 2L P R L90 R90 MS/DIM-Lxx MS/x-Lxx DIMRF-[LW or LN] MT TH and LCF] | Outdoor Luminaires | High Output | Architectural Flood and Spot Luminaires | Standard | FALSE | [9 empty] | 42331 |  |  | Yes |  | 3 | 11029.52 | 108.5 | 101.65 | 4.98 | 0.998 | 4000 | 73
PR1R4A7K | Eaton (formerly Cooper Lighting) | Streetworks | GAN-AE-02-LED-[Voltages include 120 thru 277V 347V and 480V]-5MQ-[All Color]-[All Wall Mounting]-[Options include 2L 3 P 4 L90 R90 MS/DIM-Lxx MS/x-Lxx DIMRF-[LW or LN] MT TH and LCF] | Outdoor Luminaires | High Output | Architectural Flood and Spot Luminaires | Standard | FALSE | [9 empty] | 42331 |  |  | Yes |  | 3 | 11029.52 | 108.5 | 101.65 | 4.98 | 0.998 | 4000 | 73
PPPEMC7P | Eaton (formerly Cooper Lighting) | Mcgraw-Edison | GLEON-AE-02-LED-[Voltages include 120 thru 277V 347V and 480V]-5MQ-[All Color]-[All Pole/Arm Mounting]-[Options include 2L P R L90 R90 MS/DIM-Lxx MS/x-Lxx DIMRF-[LW or LN] MT TH and LCF] | Outdoor Luminaires | High Output | Architectural Flood and Spot Luminaires | Standard | FALSE | [9 empty] | 42331 |  |  | Yes |  | 3 | 11029.52 | 108.5 | 101.65 | 4.98 | 0.998 | 4000 | 73
P8AFVY95 | Eaton (formerly Cooper Lighting) | Streetworks | GAN-AE-02-LED-[Voltages include 120 thru 277V 347V and 480V]-5MQ-[All Color]-[All Pole/Arm Mounting]-[Options include 2L 3 P 4 L90 R90 MS/DIM-Lxx MS/x-Lxx DIMRF-[LW or LN] MT TH and LCF] | Outdoor Luminaires | High Output | Architectural Flood and Spot Luminaires | Standard | FALSE | [9 empty] | 42331 |  |  | Yes |  | 3 | 11029.52 | 108.5 | 101.65 | 4.98 | 0.998 | 4000 | 73
PMUSR13P | Eaton (formerly Cooper Lighting) | Streetworks | GAN-AE-02-LED-[Voltages include 120 thru 277V 347V and 480V]-T2R-[All Color]-[All Pole/Arm Mounting]-[Options include 2L 3 P 4 L90 R90 MS/DIM-Lxx MS/x-Lxx DIMRF-[LW or LN] MT TH and LCF] | Outdoor Luminaires | High Output | Architectural Flood and Spot Luminaires | Standard | FALSE | [9 empty] | 42331 |  |  | Yes |  | 3 | 10937.89 | 108.5 | 100.81 | 4.98 | 0.998 | 4000 | 73
PBEX28EQ | Eaton (formerly Cooper Lighting) | Mcgraw-Edison | GLEON-AE-02-LED-[Voltages include 120 thru 277V 347V and 480V]-T2R-[All Color]-[All Wall Mounting]-[Options include 2L P R L90 R90 MS/DIM-Lxx MS/x-Lxx DIMRF-[LW or LN] MT TH and LCF] | Outdoor Luminaires | High Output | Architectural Flood and Spot Luminaires | Standard | FALSE | [9 empty] | 42331 |  |  | Yes |  | 3 | 10937.89 | 108.5 | 100.81 | 4.98 | 0.998 | 4000 | 73
PBA2U57Y | Eaton (formerly Cooper Lighting) | Mcgraw-Edison | GLEON-AE-02-LED-[Voltages include 120 thru 277V 347V and 480V]-T2R-[All Color]-[All Pole/Arm Mounting]-[Options include 2L P R L90 R90 MS/DIM-Lxx MS/x-Lxx DIMRF-[LW or LN] MT TH and LCF] | Outdoor Luminaires | High Output | Architectural Flood and Spot Luminaires | Standard | FALSE | [9 empty] | 42331 |  |  | Yes |  | 3 | 10937.89 | 108.5 | 100.81 | 4.98 | 0.998 | 4000 | 73
P1BZEZ1M | Eaton (formerly Cooper Lighting) | Streetworks | GAN-AE-02-LED-[Voltages include 120 thru 277V 347V and 480V]-T2R-[All Color]-[All Wall Mounting]-[Options include 2L 3 P 4 L90 R90 MS/DIM-Lxx MS/x-Lxx DIMRF-[LW or LN] MT TH and LCF] | Outdoor Luminaires | High Output | Architectural Flood and Spot Luminaires | Standard | FALSE | [9 empty] | 42331 |  |  | Yes |  | 3 | 10937.89 | 108.5 | 100.81 | 4.98 | 0.998 | 4000 | 73
PUW4UFW2 | Eaton (formerly Cooper Lighting) | Streetworks | GAN-AE-02-LED-[Voltages include 120 thru 277V 347V and 480V]-5NQ-[All Color]-[All Pole/Arm Mounting]-[Options include 2L 3 P 4 L90 R90 MS/DIM-Lxx MS/x-Lxx DIMRF-[LW or LN] MT TH and LCF] | Outdoor Luminaires | High Output | Architectural Flood and Spot Luminaires | Standard | FALSE | [9 empty] | 42331 |  |  | Yes |  | 3 | 10830.13 | 108.5 | 99.82 | 4.98 | 0.998 | 4000 | 73
PR7GJ88W | Eaton (formerly Cooper Lighting) | Mcgraw-Edison | GLEON-AE-02-LED-[Voltages include 120 thru 277V 347V and 480V]-5NQ-[All Color]-[All Wall Mounting]-[Options include 2L P R L90 R90 MS/DIM-Lxx MS/x-Lxx DIMRF-[LW or LN] MT TH and LCF] | Outdoor Luminaires | High Output | Architectural Flood and Spot Luminaires | Standard | FALSE | [9 empty] | 42331 |  |  | Yes |  | 3 | 10830.13 | 108.5 | 99.82 | 4.98 | 0.998 | 4000 | 73
PHV7ZGEM | Eaton (formerly Cooper Lighting) | Streetworks | GAN-AE-02-LED-[Voltages include 120 thru 277V 347V and 480V]-5NQ-[All Color]-[All Wall Mounting]-[Options include 2L 3 P 4 L90 R90 MS/DIM-Lxx MS/x-Lxx DIMRF-[LW or LN] MT TH and LCF] | Outdoor Luminaires | High Output | Architectural Flood and Spot Luminaires | Standard | FALSE | [9 empty] | 42331 |  |  | Yes |  | 3 | 10830.13 | 108.5 | 99.82 | 4.98 | 0.998 | 4000 | 73
P7N17SYT | Eaton (formerly Cooper Lighting) | Mcgraw-Edison | GLEON-AE-02-LED-[Voltages include 120 thru 277V 347V and 480V]-5NQ-[All Color]-[All Pole/Arm Mounting]-[Options include 2L P R L90 R90 MS/DIM-Lxx MS/x-Lxx DIMRF-[LW or LN] MT TH and LCF] | Outdoor Luminaires | High Output | Architectural Flood and Spot Luminaires | Standard | FALSE | [9 empty] | 42331 |  |  | Yes |  | 3 | 10830.13 | 108.5 | 99.82 | 4.98 | 0.998 | 4000 | 73
PMZEAH1J | Eaton (formerly Cooper Lighting) | Mcgraw-Edison | GLEON-AE-02-LED-[Voltages include 120 thru 277V 347V and 480V]-AFL-[All Color]-[All Pole/Arm Mounting]-[Options include 2L P R L90 R90 MS/DIM-Lxx MS/x-Lxx DIMRF-[LW or LN] MT TH and LCF] | Outdoor Luminaires | High Output | Architectural Flood and Spot Luminaires | Standard | FALSE | [9 empty] | 42331 |  |  | Yes |  | 3 | 10771.42 | 108.5 | 99.28 | 4.98 | 0.998 | 4000 | 73
PD91B8H7 | Eaton (formerly Cooper Lighting) | Streetworks | GAN-AE-02-LED-[Voltages include 120 thru 277V 347V and 480V]-AFL-[All Color]-[All Wall Mounting]-[Options include 2L 3 P 4 L90 R90 MS/DIM-Lxx MS/x-Lxx DIMRF-[LW or LN] MT TH and LCF] | Outdoor Luminaires | High Output | Architectural Flood and Spot Luminaires | Standard | FALSE | [9 empty] | 42331 |  |  | Yes |  | 3 | 10771.42 | 108.5 | 99.28 | 4.98 | 0.998 | 4000 | 73
P4QMPGKV | Eaton (formerly Cooper Lighting) | Streetworks | GAN-AE-02-LED-[Voltages include 120 thru 277V 347V and 480V]-AFL-[All Color]-[All Pole/Arm Mounting]-[Options include 2L 3 P 4 L90 R90 MS/DIM-Lxx MS/x-Lxx DIMRF-[LW or LN] MT TH and LCF] | Outdoor Luminaires | High Output | Architectural Flood and Spot Luminaires | Standard | FALSE | [9 empty] | 42331 |  |  | Yes |  | 3 | 10771.42 | 108.5 | 99.28 | 4.98 | 0.998 | 4000 | 73
P222R44N | Eaton (formerly Cooper Lighting) | Mcgraw-Edison | GLEON-AE-02-LED-[Voltages include 120 thru 277V 347V and 480V]-AFL-[All Color]-[All Wall Mounting]-[Options include 2L P R L90 R90 MS/DIM-Lxx MS/x-Lxx DIMRF-[LW or LN] MT TH and LCF] | Outdoor Luminaires | High Output | Architectural Flood and Spot Luminaires | Standard | FALSE | [9 empty] | 42331 |  |  | Yes |  | 3 | 10771.42 | 108.5 | 99.28 | 4.98 | 0.998 | 4000 | 73
PXRASZEY | Eaton (formerly Cooper Lighting) | Mcgraw-Edison | GLEON-AE-02-LED-[Voltages include 120 thru 277V 347V and 480V]-T3R-[All Color]-[All Wall Mounting]-[Options include 2L P R L90 R90 MS/DIM-Lxx MS/x-Lxx DIMRF-[LW or LN] MT TH and LCF] | Outdoor Luminaires | High Output | Architectural Flood and Spot Luminaires | Standard | FALSE | [9 empty] | 42331 |  |  | Yes |  | 3 | 10734.84 | 108.5 | 98.94 | 4.98 | 0.998 | 4000 | 73
PN6FQNTU | Eaton (formerly Cooper Lighting) | Streetworks | GAN-AE-02-LED-[Voltages include 120 thru 277V 347V and 480V]-T3R-[All Color]-[All Pole/Arm Mounting]-[Options include 2L 3 P 4 L90 R90 MS/DIM-Lxx MS/x-Lxx DIMRF-[LW or LN] MT TH and LCF] | Outdoor Luminaires | High Output | Architectural Flood and Spot Luminaires | Standard | FALSE | [9 empty] | 42331 |  |  | Yes |  | 3 | 10734.84 | 108.5 | 98.94 | 4.98 | 0.998 | 4000 | 73
PKG2NAUB | Eaton (formerly Cooper Lighting) | Streetworks | GAN-AE-02-LED-[Voltages include 120 thru 277V 347V and 480V]-T3R-[All Color]-[All Wall Mounting]-[Options include 2L 3 P 4 L90 R90 MS/DIM-Lxx MS/x-Lxx DIMRF-[LW or LN] MT TH and LCF] | Outdoor Luminaires | High Output | Architectural Flood and Spot Luminaires | Standard | FALSE | [9 empty] | 42331 |  |  | Yes |  | 3 | 10734.84 | 108.5 | 98.94 | 4.98 | 0.998 | 4000 | 73
PBVWF7YT | Eaton (formerly Cooper Lighting) | Mcgraw-Edison | GLEON-AE-02-LED-[Voltages include 120 thru 277V 347V and 480V]-T3R-[All Color]-[All Pole/Arm Mounting]-[Options include 2L P R L90 R90 MS/DIM-Lxx MS/x-Lxx DIMRF-[LW or LN] MT TH and LCF] | Outdoor Luminaires | High Output | Architectural Flood and Spot Luminaires | Standard | FALSE | [9 empty] | 42331 |  |  | Yes |  | 3 | 10734.84 | 108.5 | 98.94 | 4.98 | 0.998 | 4000 | 73
PXTEA183 | Eaton (formerly Cooper Lighting) | Streetworks | GAN-AE-02-LED-[Voltages include 120 thru 277V 347V and 480V]-T4FT-[All Color]-[All Wall Mounting]-[Options include 2L 3 P 4 L90 R90 MS/DIM-Lxx MS/x-Lxx DIMRF-[LW or LN] MT TH and LCF] | Outdoor Luminaires | High Output | Architectural Flood and Spot Luminaires | Standard | FALSE | [9 empty] | 42331 |  |  | Yes |  | 3 | 10562.01 | 108.5 | 97.35 | 4.98 | 0.998 | 4000 | 73
PNWTF1X7 | Eaton (formerly Cooper Lighting) | Mcgraw-Edison | GLEON-AE-02-LED-[Voltages include 120 thru 277V 347V and 480V]-T4FT-[All Color]-[All Wall Mounting]-[Options include 2L P R L90 R90 MS/DIM-Lxx MS/x-Lxx DIMRF-[LW or LN] MT TH and LCF] | Outdoor Luminaires | High Output | Architectural Flood and Spot Luminaires | Standard | FALSE | [9 empty] | 42331 |  |  | Yes |  | 3 | 10562.01 | 108.5 | 97.35 | 4.98 | 0.998 | 4000 | 73
PNN7RUJD | Eaton (formerly Cooper Lighting) | Mcgraw-Edison | GLEON-AE-02-LED-[Voltages include 120 thru 277V 347V and 480V]-T4FT-[All Color]-[All Pole/Arm Mounting]-[Options include 2L P R L90 R90 MS/DIM-Lxx MS/x-Lxx DIMRF-[LW or LN] MT TH and LCF] | Outdoor Luminaires | High Output | Architectural Flood and Spot Luminaires | Standard | FALSE | [9 empty] | 42331 |  |  | Yes |  | 3 | 10562.01 | 108.5 | 97.35 | 4.98 | 0.998 | 4000 | 73
PBACT4PE | Eaton (formerly Cooper Lighting) | Streetworks | GAN-AE-02-LED-[Voltages include 120 thru 277V 347V and 480V]-T4FT-[All Color]-[All Pole/Arm Mounting]-[Options include 2L 3 P 4 L90 R90 MS/DIM-Lxx MS/x-Lxx DIMRF-[LW or LN] MT TH and LCF] | Outdoor Luminaires | High Output | Architectural Flood and Spot Luminaires | Standard | FALSE | [9 empty] | 42331 |  |  | Yes |  | 3 | 10562.01 | 108.5 | 97.35 | 4.98 | 0.998 | 4000 | 73
PHSF2169 | Eaton (formerly Cooper Lighting) | Streetworks | GAN-AE-02-LED-[Voltages include 120 thru 277V 347V and 480V]-T3-[All Color]-[All Wall Mounting]-[Options include 2L 3 P 4 L90 R90 MS/DIM-Lxx MS/x-Lxx DIMRF-[LW or LN] MT TH and LCF] | Outdoor Luminaires | High Output | Architectural Flood and Spot Luminaires | Standard | FALSE | [9 empty] | 42331 |  |  | Yes |  | 3 | 10501.3 | 108.5 | 96.79 | 4.98 | 0.998 | 4000 | 73
P8T3GNB1 | Eaton (formerly Cooper Lighting) | Mcgraw-Edison | GLEON-AE-02-LED-[Voltages include 120 thru 277V 347V and 480V]-T3-[All Color]-[All Wall Mounting]-[Options include 2L P R L90 R90 MS/DIM-Lxx MS/x-Lxx DIMRF-[LW or LN] MT TH and LCF] | Outdoor Luminaires | High Output | Architectural Flood and Spot Luminaires | Standard | FALSE | [9 empty] | 42331 |  |  | Yes |  | 3 | 10501.3 | 108.5 | 96.79 | 4.98 | 0.998 | 4000 | 73
P6UZVN4X | Eaton (formerly Cooper Lighting) | Mcgraw-Edison | GLEON-AE-02-LED-[Voltages include 120 thru 277V 347V and 480V]-T3-[All Color]-[All Pole/Arm Mounting]-[Options include 2L P R L90 R90 MS/DIM-Lxx MS/x-Lxx DIMRF-[LW or LN] MT TH and LCF] | Outdoor Luminaires | High Output | Architectural Flood and Spot Luminaires | Standard | FALSE | [9 empty] | 42331 |  |  | Yes |  | 3 | 10501.3 | 108.5 | 96.79 | 4.98 | 0.998 | 4000 | 73
P4JZBDPG | Eaton (formerly Cooper Lighting) | Streetworks | GAN-AE-02-LED-[Voltages include 120 thru 277V 347V and 480V]-T3-[All Color]-[All Pole/Arm Mounting]-[Options include 2L 3 P 4 L90 R90 MS/DIM-Lxx MS/x-Lxx DIMRF-[LW or LN] MT TH and LCF] | Outdoor Luminaires | High Output | Architectural Flood and Spot Luminaires | Standard | FALSE | [9 empty] | 42331 |  |  | Yes |  | 3 | 10501.3 | 108.5 | 96.79 | 4.98 | 0.998 | 4000 | 73
PM99RJSE | Eaton (formerly Cooper Lighting) | Mcgraw-Edison | GLEON-AE-02-LED-[Voltages include 120 thru 277V 347V and 480V]-T2-[All Color]-[All Pole/Arm Mounting]-[Options include 2L P R L90 R90 MS/DIM-Lxx MS/x-Lxx DIMRF-[LW or LN] MT TH and LCF] | Outdoor Luminaires | High Output | Architectural Flood and Spot Luminaires | Standard | FALSE | [9 empty] | 42331 |  |  | Yes |  | 3 | 10302.85 | 108.5 | 94.96 | 4.98 | 0.998 | 4000 | 73
PGN1TX9H | Eaton (formerly Cooper Lighting) | Streetworks | GAN-AE-02-LED-[Voltages include 120 thru 277V 347V and 480V]-T2-[All Color]-[All Wall Mounting]-[Options include 2L 3 P 4 L90 R90 MS/DIM-Lxx MS/x-Lxx DIMRF-[LW or LN] MT TH and LCF] | Outdoor Luminaires | High Output | Architectural Flood and Spot Luminaires | Standard | FALSE | [9 empty] | 42331 |  |  | Yes |  | 3 | 10302.85 | 108.5 | 94.96 | 4.98 | 0.998 | 4000 | 73
P9X9TSZE | Eaton (formerly Cooper Lighting) | Mcgraw-Edison | GLEON-AE-02-LED-[Voltages include 120 thru 277V 347V and 480V]-T2-[All Color]-[All Wall Mounting]-[Options include 2L P R L90 R90 MS/DIM-Lxx MS/x-Lxx DIMRF-[LW or LN] MT TH and LCF] | Outdoor Luminaires | High Output | Architectural Flood and Spot Luminaires | Standard | FALSE | [9 empty] | 42331 |  |  | Yes |  | 3 | 10302.85 | 108.5 | 94.96 | 4.98 | 0.998 | 4000 | 73
P7H69HXH | Eaton (formerly Cooper Lighting) | Streetworks | GAN-AE-02-LED-[Voltages include 120 thru 277V 347V and 480V]-T2-[All Color]-[All Pole/Arm Mounting]-[Options include 2L 3 P 4 L90 R90 MS/DIM-Lxx MS/x-Lxx DIMRF-[LW or LN] MT TH and LCF] | Outdoor Luminaires | High Output | Architectural Flood and Spot Luminaires | Standard | FALSE | [9 empty] | 42331 |  |  | Yes |  | 3 | 10302.85 | 108.5 | 94.96 | 4.98 | 0.998 | 4000 | 73
PZU8PJD3 | Eaton (formerly Cooper Lighting) | Mcgraw-Edison | GLEON-AE-09-LED-[Voltages include 120 thru 277V 347V and 480V]-5MQ-[All Color]-[All Wall Mounting]-[Options include 2L P R L90 R90 MS/DIM-Lxx MS/x-Lxx DIMRF-[LW or LN] MT TH and LCF] | Outdoor Luminaires | Very High Output | Architectural Flood and Spot Luminaires | Standard | FALSE | [9 empty] | 42331 |  |  | Yes |  | 3 | 48191.81 | 100.08 | 481.55 | 4.16 | 0.999 | 4000 | 73
PPNARR3J | Eaton (formerly Cooper Lighting) | Streetworks | GAN-AE-09-LED-[Voltages include 120 thru 277V 347V and 480V]-5MQ-[All Color]-[All Wall Mounting]-[Options include 2L 3 P 4 L90 R90 MS/DIM-Lxx MS/x-Lxx DIMRF-[LW or LN] MT TH and LCF] | Outdoor Luminaires | Very High Output | Architectural Flood and Spot Luminaires | Standard | FALSE | [9 empty] | 42331 |  |  | Yes |  | 3 | 48191.81 | 100.08 | 481.55 | 4.16 | 0.999 | 4000 | 73
PMQRJ6CJ | Eaton (formerly Cooper Lighting) | Streetworks | GAN-AE-09-LED-[Voltages include 120 thru 277V 347V and 480V]-5MQ-[All Color]-[All Pole/Arm Mounting]-[Options include 2L 3 P 4 L90 R90 MS/DIM-Lxx MS/x-Lxx DIMRF-[LW or LN] MT TH and LCF] | Outdoor Luminaires | Very High Output | Architectural Flood and Spot Luminaires | Standard | FALSE | [9 empty] | 42331 |  |  | Yes |  | 3 | 48191.81 | 100.08 | 481.55 | 4.16 | 0.999 | 4000 | 73
P1XDJEB2 | Eaton (formerly Cooper Lighting) | Mcgraw-Edison | GLEON-AE-09-LED-[Voltages include 120 thru 277V 347V and 480V]-5MQ-[All Color]-[All Pole/Arm Mounting]-[Options include 2L P R L90 R90 MS/DIM-Lxx MS/x-Lxx DIMRF-[LW or LN] MT TH and LCF] | Outdoor Luminaires | Very High Output | Architectural Flood and Spot Luminaires | Standard | FALSE | [9 empty] | 42331 |  |  | Yes |  | 3 | 48191.81 | 100.08 | 481.55 | 4.16 | 0.999 | 4000 | 73
PY6KDJC2 | Eaton (formerly Cooper Lighting) | Mcgraw-Edison | GLEON-AE-09-LED-[Voltages include 120 thru 277V 347V and 480V]-T2R-[All Color]-[All Wall Mounting]-[Options include 2L P R L90 R90 MS/DIM-Lxx MS/x-Lxx DIMRF-[LW or LN] MT TH and LCF] | Outdoor Luminaires | Very High Output | Architectural Flood and Spot Luminaires | Standard | FALSE | [9 empty] | 42331 |  |  | Yes |  | 3 | 47791.48 | 99.25 | 481.55 | 4.16 | 0.999 | 4000 | 73
PTANR64T | Eaton (formerly Cooper Lighting) | Streetworks | GAN-AE-09-LED-[Voltages include 120 thru 277V 347V and 480V]-T2R-[All Color]-[All Wall Mounting]-[Options include 2L 3 P 4 L90 R90 MS/DIM-Lxx MS/x-Lxx DIMRF-[LW or LN] MT TH and LCF] | Outdoor Luminaires | Very High Output | Architectural Flood and Spot Luminaires | Standard | FALSE | [9 empty] | 42331 |  |  | Yes |  | 3 | 47791.48 | 99.25 | 481.55 | 4.16 | 0.999 | 4000 | 73
PCNHBBPV | Eaton (formerly Cooper Lighting) | Mcgraw-Edison | GLEON-AE-09-LED-[Voltages include 120 thru 277V 347V and 480V]-T2R-[All Color]-[All Pole/Arm Mounting]-[Options include 2L P R L90 R90 MS/DIM-Lxx MS/x-Lxx DIMRF-[LW or LN] MT TH and LCF] | Outdoor Luminaires | Very High Output | Architectural Flood and Spot Luminaires | Standard | FALSE | [9 empty] | 42331 |  |  | Yes |  | 3 | 47791.48 | 99.25 | 481.55 | 4.16 | 0.999 | 4000 | 73
P149TSFW | Eaton (formerly Cooper Lighting) | Streetworks | GAN-AE-09-LED-[Voltages include 120 thru 277V 347V and 480V]-T2R-[All Color]-[All Pole/Arm Mounting]-[Options include 2L 3 P 4 L90 R90 MS/DIM-Lxx MS/x-Lxx DIMRF-[LW or LN] MT TH and LCF] | Outdoor Luminaires | Very High Output | Architectural Flood and Spot Luminaires | Standard | FALSE | [9 empty] | 42331 |  |  | Yes |  | 3 | 47791.48 | 99.25 | 481.55 | 4.16 | 0.999 | 4000 | 73
PH9P1ZZW | Eaton (formerly Cooper Lighting) | Streetworks | GAN-AE-09-LED-[Voltages include 120 thru 277V 347V and 480V]-5NQ-[All Color]-[All Pole/Arm Mounting]-[Options include 2L 3 P 4 L90 R90 MS/DIM-Lxx MS/x-Lxx DIMRF-[LW or LN] MT TH and LCF] | Outdoor Luminaires | Very High Output | Architectural Flood and Spot Luminaires | Standard | FALSE | [9 empty] | 42331 |  |  | Yes |  | 3 | 47320.59 | 98.27 | 481.55 | 4.16 | 0.999 | 4000 | 73
PGUT6QPP | Eaton (formerly Cooper Lighting) | Streetworks | GAN-AE-09-LED-[Voltages include 120 thru 277V 347V and 480V]-5NQ-[All Color]-[All Wall Mounting]-[Options include 2L 3 P 4 L90 R90 MS/DIM-Lxx MS/x-Lxx DIMRF-[LW or LN] MT TH and LCF] | Outdoor Luminaires | Very High Output | Architectural Flood and Spot Luminaires | Standard | FALSE | [9 empty] | 42331 |  |  | Yes |  | 3 | 47320.59 | 98.27 | 481.55 | 4.16 | 0.999 | 4000 | 73
P2PQYNV6 | Eaton (formerly Cooper Lighting) | Mcgraw-Edison | GLEON-AE-09-LED-[Voltages include 120 thru 277V 347V and 480V]-5NQ-[All Color]-[All Pole/Arm Mounting]-[Options include 2L P R L90 R90 MS/DIM-Lxx MS/x-Lxx DIMRF-[LW or LN] MT TH and LCF] | Outdoor Luminaires | Very High Output | Architectural Flood and Spot Luminaires | Standard | FALSE | [9 empty] | 42331 |  |  | Yes |  | 3 | 47320.59 | 98.27 | 481.55 | 4.16 | 0.999 | 4000 | 73
P2J7TJHA | Eaton (formerly Cooper Lighting) | Mcgraw-Edison | GLEON-AE-09-LED-[Voltages include 120 thru 277V 347V and 480V]-5NQ-[All Color]-[All Wall Mounting]-[Options include 2L P R L90 R90 MS/DIM-Lxx MS/x-Lxx DIMRF-[LW or LN] MT TH and LCF] | Outdoor Luminaires | Very High Output | Architectural Flood and Spot Luminaires | Standard | FALSE | [9 empty] | 42331 |  |  | Yes |  | 3 | 47320.59 | 98.27 | 481.55 | 4.16 | 0.999 | 4000 | 73
PU9JV4KS | Eaton (formerly Cooper Lighting) | Mcgraw-Edison | GLEON-AE-09-LED-[Voltages include 120 thru 277V 347V and 480V]-AFL-[All Color]-[All Wall Mounting]-[Options include 2L P R L90 R90 MS/DIM-Lxx MS/x-Lxx DIMRF-[LW or LN] MT TH and LCF] | Outdoor Luminaires | Very High Output | Architectural Flood and Spot Luminaires | Standard | FALSE | [9 empty] | 42331 |  |  | Yes |  | 3 | 47064.09 | 97.73 | 481.55 | 4.16 | 0.999 | 4000 | 73
PU98QWF9 | Eaton (formerly Cooper Lighting) | Streetworks | GAN-AE-09-LED-[Voltages include 120 thru 277V 347V and 480V]-AFL-[All Color]-[All Pole/Arm Mounting]-[Options include 2L 3 P 4 L90 R90 MS/DIM-Lxx MS/x-Lxx DIMRF-[LW or LN] MT TH and LCF] | Outdoor Luminaires | Very High Output | Architectural Flood and Spot Luminaires | Standard | FALSE | [9 empty] | 42331 |  |  | Yes |  | 3 | 47064.09 | 97.73 | 481.55 | 4.16 | 0.999 | 4000 | 73
P7PNF4RX | Eaton (formerly Cooper Lighting) | Streetworks | GAN-AE-09-LED-[Voltages include 120 thru 277V 347V and 480V]-AFL-[All Color]-[All Wall Mounting]-[Options include 2L 3 P 4 L90 R90 MS/DIM-Lxx MS/x-Lxx DIMRF-[LW or LN] MT TH and LCF] | Outdoor Luminaires | Very High Output | Architectural Flood and Spot Luminaires | Standard | FALSE | [9 empty] | 42331 |  |  | Yes |  | 3 | 47064.09 | 97.73 | 481.55 | 4.16 | 0.999 | 4000 | 73
P6E4HGZY | Eaton (formerly Cooper Lighting) | Mcgraw-Edison | GLEON-AE-09-LED-[Voltages include 120 thru 277V 347V and 480V]-AFL-[All Color]-[All Pole/Arm Mounting]-[Options include 2L P R L90 R90 MS/DIM-Lxx MS/x-Lxx DIMRF-[LW or LN] MT TH and LCF] | Outdoor Luminaires | Very High Output | Architectural Flood and Spot Luminaires | Standard | FALSE | [9 empty] | 42331 |  |  | Yes |  | 3 | 47064.09 | 97.73 | 481.55 | 4.16 | 0.999 | 4000 | 73
PZEPWEGP | Eaton (formerly Cooper Lighting) | Mcgraw-Edison | GLEON-AE-09-LED-[Voltages include 120 thru 277V 347V and 480V]-T3R-[All Color]-[All Wall Mounting]-[Options include 2L P R L90 R90 MS/DIM-Lxx MS/x-Lxx DIMRF-[LW or LN] MT TH and LCF] | Outdoor Luminaires | Very High Output | Architectural Flood and Spot Luminaires | Standard | FALSE | [9 empty] | 42331 |  |  | Yes |  | 3 | 46904.23 | 97.4 | 481.55 | 4.16 | 0.999 | 4000 | 73
PWGAANZ3 | Eaton (formerly Cooper Lighting) | Mcgraw-Edison | GLEON-AE-09-LED-[Voltages include 120 thru 277V 347V and 480V]-T3R-[All Color]-[All Pole/Arm Mounting]-[Options include 2L P R L90 R90 MS/DIM-Lxx MS/x-Lxx DIMRF-[LW or LN] MT TH and LCF] | Outdoor Luminaires | Very High Output | Architectural Flood and Spot Luminaires | Standard | FALSE | [9 empty] | 42331 |  |  | Yes |  | 3 | 46904.23 | 97.4 | 481.55 | 4.16 | 0.999 | 4000 | 73
P86CXABC | Eaton (formerly Cooper Lighting) | Streetworks | GAN-AE-09-LED-[Voltages include 120 thru 277V 347V and 480V]-T3R-[All Color]-[All Wall Mounting]-[Options include 2L 3 P 4 L90 R90 MS/DIM-Lxx MS/x-Lxx DIMRF-[LW or LN] MT TH and LCF] | Outdoor Luminaires | Very High Output | Architectural Flood and Spot Luminaires | Standard | FALSE | [9 empty] | 42331 |  |  | Yes |  | 3 | 46904.23 | 97.4 | 481.55 | 4.16 | 0.999 | 4000 | 73
P16593HE | Eaton (formerly Cooper Lighting) | Streetworks | GAN-AE-09-LED-[Voltages include 120 thru 277V 347V and 480V]-T3R-[All Color]-[All Pole/Arm Mounting]-[Options include 2L 3 P 4 L90 R90 MS/DIM-Lxx MS/x-Lxx DIMRF-[LW or LN] MT TH and LCF] | Outdoor Luminaires | Very High Output | Architectural Flood and Spot Luminaires | Standard | FALSE | [9 empty] | 42331 |  |  | Yes |  | 3 | 46904.23 | 97.4 | 481.55 | 4.16 | 0.999 | 4000 | 73
PPGK6CS4 | Eaton (formerly Cooper Lighting) | Streetworks | GAN-AE-09-LED-[Voltages include 120 thru 277V 347V and 480V]-T4FT-[All Color]-[All Pole/Arm Mounting]-[Options include 2L 3 P 4 L90 R90 MS/DIM-Lxx MS/x-Lxx DIMRF-[LW or LN] MT TH and LCF] | Outdoor Luminaires | Very High Output | Architectural Flood and Spot Luminaires | Standard | FALSE | [9 empty] | 42331 |  |  | Yes |  | 3 | 46150 | 95.84 | 481.55 | 4.16 | 0.999 | 4000 | 73
PFXGNX4T | Eaton (formerly Cooper Lighting) | Mcgraw-Edison | GLEON-AE-09-LED-[Voltages include 120 thru 277V 347V and 480V]-T4FT-[All Color]-[All Pole/Arm Mounting]-[Options include 2L P R L90 R90 MS/DIM-Lxx MS/x-Lxx DIMRF-[LW or LN] MT TH and LCF] | Outdoor Luminaires | Very High Output | Architectural Flood and Spot Luminaires | Standard | FALSE | [9 empty] | 42331 |  |  | Yes |  | 3 | 46150 | 95.84 | 481.55 | 4.16 | 0.999 | 4000 | 73
PD8MUH83 | Eaton (formerly Cooper Lighting) | Streetworks | GAN-AE-09-LED-[Voltages include 120 thru 277V 347V and 480V]-T4FT-[All Color]-[All Wall Mounting]-[Options include 2L 3 P 4 L90 R90 MS/DIM-Lxx MS/x-Lxx DIMRF-[LW or LN] MT TH and LCF] | Outdoor Luminaires | Very High Output | Architectural Flood and Spot Luminaires | Standard | FALSE | [9 empty] | 42331 |  |  | Yes |  | 3 | 46150 | 95.84 | 481.55 | 4.16 | 0.999 | 4000 | 73
PBCWF3K8 | Eaton (formerly Cooper Lighting) | Mcgraw-Edison | GLEON-AE-09-LED-[Voltages include 120 thru 277V 347V and 480V]-T4FT-[All Color]-[All Wall Mounting]-[Options include 2L P R L90 R90 MS/DIM-Lxx MS/x-Lxx DIMRF-[LW or LN] MT TH and LCF] | Outdoor Luminaires | Very High Output | Architectural Flood and Spot Luminaires | Standard | FALSE | [9 empty] | 42331 |  |  | Yes |  | 3 | 46150 | 95.84 | 481.55 | 4.16 | 0.999 | 4000 | 73
PYTXC7P3 | Eaton (formerly Cooper Lighting) | Mcgraw-Edison | GLEON-AE-09-LED-[Voltages include 120 thru 277V 347V and 480V]-T3-[All Color]-[All Wall Mounting]-[Options include 2L P R L90 R90 MS/DIM-Lxx MS/x-Lxx DIMRF-[LW or LN] MT TH and LCF] | Outdoor Luminaires | Very High Output | Architectural Flood and Spot Luminaires | Standard | FALSE | [9 empty] | 42331 |  |  | Yes |  | 3 | 45883.8 | 95.28 | 481.55 | 4.16 | 0.999 | 4000 | 73
PYHAPP62 | Eaton (formerly Cooper Lighting) | Streetworks | GAN-AE-09-LED-[Voltages include 120 thru 277V 347V and 480V]-T3-[All Color]-[All Pole/Arm Mounting]-[Options include 2L 3 P 4 L90 R90 MS/DIM-Lxx MS/x-Lxx DIMRF-[LW or LN] MT TH and LCF] | Outdoor Luminaires | Very High Output | Architectural Flood and Spot Luminaires | Standard | FALSE | [9 empty] | 42331 |  |  | Yes |  | 3 | 45883.8 | 95.28 | 481.55 | 4.16 | 0.999 | 4000 | 73
PSP2X96M | Eaton (formerly Cooper Lighting) | Mcgraw-Edison | GLEON-AE-09-LED-[Voltages include 120 thru 277V 347V and 480V]-T3-[All Color]-[All Pole/Arm Mounting]-[Options include 2L P R L90 R90 MS/DIM-Lxx MS/x-Lxx DIMRF-[LW or LN] MT TH and LCF] | Outdoor Luminaires | Very High Output | Architectural Flood and Spot Luminaires | Standard | FALSE | [9 empty] | 42331 |  |  | Yes |  | 3 | 45883.8 | 95.28 | 481.55 | 4.16 | 0.999 | 4000 | 73
PQC3FB2A | Eaton (formerly Cooper Lighting) | Streetworks | GAN-AE-09-LED-[Voltages include 120 thru 277V 347V and 480V]-T3-[All Color]-[All Wall Mounting]-[Options include 2L 3 P 4 L90 R90 MS/DIM-Lxx MS/x-Lxx DIMRF-[LW or LN] MT TH and LCF] | Outdoor Luminaires | Very High Output | Architectural Flood and Spot Luminaires | Standard | FALSE | [9 empty] | 42331 |  |  | Yes |  | 3 | 45883.8 | 95.28 | 481.55 | 4.16 | 0.999 | 4000 | 73
PV19JBYC | Eaton (formerly Cooper Lighting) | Streetworks | GAN-AE-09-LED-[Voltages include 120 thru 277V 347V and 480V]-T2-[All Color]-[All Wall Mounting]-[Options include 2L 3 P 4 L90 R90 MS/DIM-Lxx MS/x-Lxx DIMRF-[LW or LN] MT TH and LCF] | Outdoor Luminaires | Very High Output | Architectural Flood and Spot Luminaires | Standard | FALSE | [9 empty] | 42331 |  |  | Yes |  | 3 | 45016.71 | 93.48 | 481.55 | 4.16 | 0.999 | 4000 | 73
PK3Q67DQ | Eaton (formerly Cooper Lighting) | Mcgraw-Edison | GLEON-AE-09-LED-[Voltages include 120 thru 277V 347V and 480V]-T2-[All Color]-[All Pole/Arm Mounting]-[Options include 2L P R L90 R90 MS/DIM-Lxx MS/x-Lxx DIMRF-[LW or LN] MT TH and LCF] | Outdoor Luminaires | Very High Output | Architectural Flood and Spot Luminaires | Standard | FALSE | [9 empty] | 42331 |  |  | Yes |  | 3 | 45016.71 | 93.48 | 481.55 | 4.16 | 0.999 | 4000 | 73
PFGBU27Q | Eaton (formerly Cooper Lighting) | Mcgraw-Edison | GLEON-AE-09-LED-[Voltages include 120 thru 277V 347V and 480V]-T2-[All Color]-[All Wall Mounting]-[Options include 2L P R L90 R90 MS/DIM-Lxx MS/x-Lxx DIMRF-[LW or LN] MT TH and LCF] | Outdoor Luminaires | Very High Output | Architectural Flood and Spot Luminaires | Standard | FALSE | [9 empty] | 42331 |  |  | Yes |  | 3 | 45016.71 | 93.48 | 481.55 | 4.16 | 0.999 | 4000 | 73
P15759JX | Eaton (formerly Cooper Lighting) | Streetworks | GAN-AE-09-LED-[Voltages include 120 thru 277V 347V and 480V]-T2-[All Color]-[All Pole/Arm Mounting]-[Options include 2L 3 P 4 L90 R90 MS/DIM-Lxx MS/x-Lxx DIMRF-[LW or LN] MT TH and LCF] | Outdoor Luminaires | Very High Output | Architectural Flood and Spot Luminaires | Standard | FALSE | [9 empty] | 42331 |  |  | Yes |  | 3 | 45016.71 | 93.48 | 481.55 | 4.16 | 0.999 | 4000 | 73
PZHDN8UY | Eaton (formerly Cooper Lighting) | Mcgraw-Edison | GLEON-AE-06-LED-[Voltages include 120 thru 277V 347V and 480V]-5MQ-[All Color]-[All Pole/Arm Mounting]-[Options include 2L P R L90 R90 MS/DIM-Lxx MS/x-Lxx DIMRF-[LW or LN] MT TH and LCF] | Outdoor Luminaires | Very High Output | Architectural Flood and Spot Luminaires | Standard | FALSE | [9 empty] | 42331 |  |  | Yes |  | 3 | 32241.15 | 100.69 | 320.2 | 4.16 | 0.999 | 4000 | 73
PZA71YAT | Eaton (formerly Cooper Lighting) | Streetworks | GAN-AE-06-LED-[Voltages include 120 thru 277V 347V and 480V]-5MQ-[All Color]-[All Wall Mounting]-[Options include 2L 3 P 4 L90 R90 MS/DIM-Lxx MS/x-Lxx DIMRF-[LW or LN] MT TH and LCF] | Outdoor Luminaires | Very High Output | Architectural Flood and Spot Luminaires | Standard | FALSE | [9 empty] | 42331 |  |  | Yes |  | 3 | 32241.15 | 100.69 | 320.2 | 4.16 | 0.999 | 4000 | 73
PGDMK77U | Eaton (formerly Cooper Lighting) | Mcgraw-Edison | GLEON-AE-06-LED-[Voltages include 120 thru 277V 347V and 480V]-5MQ-[All Color]-[All Wall Mounting]-[Options include 2L P R L90 R90 MS/DIM-Lxx MS/x-Lxx DIMRF-[LW or LN] MT TH and LCF] | Outdoor Luminaires | Very High Output | Architectural Flood and Spot Luminaires | Standard | FALSE | [9 empty] | 42331 |  |  | Yes |  | 3 | 32241.15 | 100.69 | 320.2 | 4.16 | 0.999 | 4000 | 73
PCXJX4FJ | Eaton (formerly Cooper Lighting) | Streetworks | GAN-AE-06-LED-[Voltages include 120 thru 277V 347V and 480V]-5MQ-[All Color]-[All Pole/Arm Mounting]-[Options include 2L 3 P 4 L90 R90 MS/DIM-Lxx MS/x-Lxx DIMRF-[LW or LN] MT TH and LCF] | Outdoor Luminaires | Very High Output | Architectural Flood and Spot Luminaires | Standard | FALSE | [9 empty] | 42331 |  |  | Yes |  | 3 | 32241.15 | 100.69 | 320.2 | 4.16 | 0.999 | 4000 | 73
PRUNKTK7 | Eaton (formerly Cooper Lighting) | Streetworks | GAN-AE-06-LED-[Voltages include 120 thru 277V 347V and 480V]-T2R-[All Color]-[All Wall Mounting]-[Options include 2L 3 P 4 L90 R90 MS/DIM-Lxx MS/x-Lxx DIMRF-[LW or LN] MT TH and LCF] | Outdoor Luminaires | Very High Output | Architectural Flood and Spot Luminaires | Standard | FALSE | [9 empty] | 42331 |  |  | Yes |  | 3 | 31973.32 | 99.85 | 320.2 | 4.16 | 0.999 | 4000 | 73
PRR7XS77 | Eaton (formerly Cooper Lighting) | Mcgraw-Edison | GLEON-AE-06-LED-[Voltages include 120 thru 277V 347V and 480V]-T2R-[All Color]-[All Pole/Arm Mounting]-[Options include 2L P R L90 R90 MS/DIM-Lxx MS/x-Lxx DIMRF-[LW or LN] MT TH and LCF] | Outdoor Luminaires | Very High Output | Architectural Flood and Spot Luminaires | Standard | FALSE | [9 empty] | 42331 |  |  | Yes |  | 3 | 31973.32 | 99.85 | 320.2 | 4.16 | 0.999 | 4000 | 73
PQ3C2HBU | Eaton (formerly Cooper Lighting) | Streetworks | GAN-AE-06-LED-[Voltages include 120 thru 277V 347V and 480V]-T2R-[All Color]-[All Pole/Arm Mounting]-[Options include 2L 3 P 4 L90 R90 MS/DIM-Lxx MS/x-Lxx DIMRF-[LW or LN] MT TH and LCF] | Outdoor Luminaires | Very High Output | Architectural Flood and Spot Luminaires | Standard | FALSE | [9 empty] | 42331 |  |  | Yes |  | 3 | 31973.32 | 99.85 | 320.2 | 4.16 | 0.999 | 4000 | 73
PFE9U3BN | Eaton (formerly Cooper Lighting) | Mcgraw-Edison | GLEON-AE-06-LED-[Voltages include 120 thru 277V 347V and 480V]-T2R-[All Color]-[All Wall Mounting]-[Options include 2L P R L90 R90 MS/DIM-Lxx MS/x-Lxx DIMRF-[LW or LN] MT TH and LCF] | Outdoor Luminaires | Very High Output | Architectural Flood and Spot Luminaires | Standard | FALSE | [9 empty] | 42331 |  |  | Yes |  | 3 | 31973.32 | 99.85 | 320.2 | 4.16 | 0.999 | 4000 | 73
PXXTKYKD | Eaton (formerly Cooper Lighting) | Mcgraw-Edison | GLEON-AE-06-LED-[Voltages include 120 thru 277V 347V and 480V]-5NQ-[All Color]-[All Wall Mounting]-[Options include 2L P R L90 R90 MS/DIM-Lxx MS/x-Lxx DIMRF-[LW or LN] MT TH and LCF] | Outdoor Luminaires | Very High Output | Architectural Flood and Spot Luminaires | Standard | FALSE | [9 empty] | 42331 |  |  | Yes |  | 3 | 31658.3 | 98.87 | 320.2 | 4.16 | 0.999 | 4000 | 73
PR764NC5 | Eaton (formerly Cooper Lighting) | Streetworks | GAN-AE-06-LED-[Voltages include 120 thru 277V 347V and 480V]-5NQ-[All Color]-[All Pole/Arm Mounting]-[Options include 2L 3 P 4 L90 R90 MS/DIM-Lxx MS/x-Lxx DIMRF-[LW or LN] MT TH and LCF] | Outdoor Luminaires | Very High Output | Architectural Flood and Spot Luminaires | Standard | FALSE | [9 empty] | 42331 |  |  | Yes |  | 3 | 31658.3 | 98.87 | 320.2 | 4.16 | 0.999 | 4000 | 73
PDWGJ5KR | Eaton (formerly Cooper Lighting) | Streetworks | GAN-AE-06-LED-[Voltages include 120 thru 277V 347V and 480V]-5NQ-[All Color]-[All Wall Mounting]-[Options include 2L 3 P 4 L90 R90 MS/DIM-Lxx MS/x-Lxx DIMRF-[LW or LN] MT TH and LCF] | Outdoor Luminaires | Very High Output | Architectural Flood and Spot Luminaires | Standard | FALSE | [9 empty] | 42331 |  |  | Yes |  | 3 | 31658.3 | 98.87 | 320.2 | 4.16 | 0.999 | 4000 | 73
PCRVE4J5 | Eaton (formerly Cooper Lighting) | Mcgraw-Edison | GLEON-AE-06-LED-[Voltages include 120 thru 277V 347V and 480V]-5NQ-[All Color]-[All Pole/Arm Mounting]-[Options include 2L P R L90 R90 MS/DIM-Lxx MS/x-Lxx DIMRF-[LW or LN] MT TH and LCF] | Outdoor Luminaires | Very High Output | Architectural Flood and Spot Luminaires | Standard | FALSE | [9 empty] | 42331 |  |  | Yes |  | 3 | 31658.3 | 98.87 | 320.2 | 4.16 | 0.999 | 4000 | 73
PXE2ZMFY | Eaton (formerly Cooper Lighting) | Streetworks | GAN-AE-06-LED-[Voltages include 120 thru 277V 347V and 480V]-AFL-[All Color]-[All Pole/Arm Mounting]-[Options include 2L 3 P 4 L90 R90 MS/DIM-Lxx MS/x-Lxx DIMRF-[LW or LN] MT TH and LCF] | Outdoor Luminaires | Very High Output | Architectural Flood and Spot Luminaires | Standard | FALSE | [9 empty] | 42331 |  |  | Yes |  | 3 | 31486.68 | 98.33 | 320.2 | 4.16 | 0.999 | 4000 | 73
PSN3HQCU | Eaton (formerly Cooper Lighting) | Streetworks | GAN-AE-06-LED-[Voltages include 120 thru 277V 347V and 480V]-AFL-[All Color]-[All Wall Mounting]-[Options include 2L 3 P 4 L90 R90 MS/DIM-Lxx MS/x-Lxx DIMRF-[LW or LN] MT TH and LCF] | Outdoor Luminaires | Very High Output | Architectural Flood and Spot Luminaires | Standard | FALSE | [9 empty] | 42331 |  |  | Yes |  | 3 | 31486.68 | 98.33 | 320.2 | 4.16 | 0.999 | 4000 | 73
PMJ3CWM7 | Eaton (formerly Cooper Lighting) | Mcgraw-Edison | GLEON-AE-06-LED-[Voltages include 120 thru 277V 347V and 480V]-AFL-[All Color]-[All Pole/Arm Mounting]-[Options include 2L P R L90 R90 MS/DIM-Lxx MS/x-Lxx DIMRF-[LW or LN] MT TH and LCF] | Outdoor Luminaires | Very High Output | Architectural Flood and Spot Luminaires | Standard | FALSE | [9 empty] | 42331 |  |  | Yes |  | 3 | 31486.68 | 98.33 | 320.2 | 4.16 | 0.999 | 4000 | 73
PKK5YGV9 | Eaton (formerly Cooper Lighting) | Mcgraw-Edison | GLEON-AE-06-LED-[Voltages include 120 thru 277V 347V and 480V]-AFL-[All Color]-[All Wall Mounting]-[Options include 2L P R L90 R90 MS/DIM-Lxx MS/x-Lxx DIMRF-[LW or LN] MT TH and LCF] | Outdoor Luminaires | Very High Output | Architectural Flood and Spot Luminaires | Standard | FALSE | [9 empty] | 42331 |  |  | Yes |  | 3 | 31486.68 | 98.33 | 320.2 | 4.16 | 0.999 | 4000 | 73
PVAY1GF6 | Eaton (formerly Cooper Lighting) | Streetworks | GAN-AE-06-LED-[Voltages include 120 thru 277V 347V and 480V]-T3R-[All Color]-[All Pole/Arm Mounting]-[Options include 2L 3 P 4 L90 R90 MS/DIM-Lxx MS/x-Lxx DIMRF-[LW or LN] MT TH and LCF] | Outdoor Luminaires | Very High Output | Architectural Flood and Spot Luminaires | Standard | FALSE | [9 empty] | 42331 |  |  | Yes |  | 3 | 31379.74 | 98 | 320.2 | 4.16 | 0.999 | 4000 | 73
PUDN37G1 | Eaton (formerly Cooper Lighting) | Mcgraw-Edison | GLEON-AE-06-LED-[Voltages include 120 thru 277V 347V and 480V]-T3R-[All Color]-[All Wall Mounting]-[Options include 2L P R L90 R90 MS/DIM-Lxx MS/x-Lxx DIMRF-[LW or LN] MT TH and LCF] | Outdoor Luminaires | Very High Output | Architectural Flood and Spot Luminaires | Standard | FALSE | [9 empty] | 42331 |  |  | Yes |  | 3 | 31379.74 | 98 | 320.2 | 4.16 | 0.999 | 4000 | 73
P9V8C2QE | Eaton (formerly Cooper Lighting) | Mcgraw-Edison | GLEON-AE-06-LED-[Voltages include 120 thru 277V 347V and 480V]-T3R-[All Color]-[All Pole/Arm Mounting]-[Options include 2L P R L90 R90 MS/DIM-Lxx MS/x-Lxx DIMRF-[LW or LN] MT TH and LCF] | Outdoor Luminaires | Very High Output | Architectural Flood and Spot Luminaires | Standard | FALSE | [9 empty] | 42331 |  |  | Yes |  | 3 | 31379.74 | 98 | 320.2 | 4.16 | 0.999 | 4000 | 73
P7VPZHKV | Eaton (formerly Cooper Lighting) | Streetworks | GAN-AE-06-LED-[Voltages include 120 thru 277V 347V and 480V]-T3R-[All Color]-[All Wall Mounting]-[Options include 2L 3 P 4 L90 R90 MS/DIM-Lxx MS/x-Lxx DIMRF-[LW or LN] MT TH and LCF] | Outdoor Luminaires | Very High Output | Architectural Flood and Spot Luminaires | Standard | FALSE | [9 empty] | 42331 |  |  | Yes |  | 3 | 31379.74 | 98 | 320.2 | 4.16 | 0.999 | 4000 | 73
PWG3ZZGJ | Eaton (formerly Cooper Lighting) | Mcgraw-Edison | GLEON-AE-06-LED-[Voltages include 120 thru 277V 347V and 480V]-T4FT-[All Color]-[All Wall Mounting]-[Options include 2L P R L90 R90 MS/DIM-Lxx MS/x-Lxx DIMRF-[LW or LN] MT TH and LCF] | Outdoor Luminaires | Very High Output | Architectural Flood and Spot Luminaires | Standard | FALSE | [9 empty] | 42331 |  |  | Yes |  | 3 | 30875 | 96.42 | 320.2 | 4.16 | 0.999 | 4000 | 73
PK8X8NVX | Eaton (formerly Cooper Lighting) | Streetworks | GAN-AE-06-LED-[Voltages include 120 thru 277V 347V and 480V]-T4FT-[All Color]-[All Wall Mounting]-[Options include 2L 3 P 4 L90 R90 MS/DIM-Lxx MS/x-Lxx DIMRF-[LW or LN] MT TH and LCF] | Outdoor Luminaires | Very High Output | Architectural Flood and Spot Luminaires | Standard | FALSE | [9 empty] | 42331 |  |  | Yes |  | 3 | 30875 | 96.42 | 320.2 | 4.16 | 0.999 | 4000 | 73
PD6U22KT | Eaton (formerly Cooper Lighting) | Streetworks | GAN-AE-06-LED-[Voltages include 120 thru 277V 347V and 480V]-T4FT-[All Color]-[All Pole/Arm Mounting]-[Options include 2L 3 P 4 L90 R90 MS/DIM-Lxx MS/x-Lxx DIMRF-[LW or LN] MT TH and LCF] | Outdoor Luminaires | Very High Output | Architectural Flood and Spot Luminaires | Standard | FALSE | [9 empty] | 42331 |  |  | Yes |  | 3 | 30875 | 96.42 | 320.2 | 4.16 | 0.999 | 4000 | 73
P9XECDYD | Eaton (formerly Cooper Lighting) | Mcgraw-Edison | GLEON-AE-06-LED-[Voltages include 120 thru 277V 347V and 480V]-T4FT-[All Color]-[All Pole/Arm Mounting]-[Options include 2L P R L90 R90 MS/DIM-Lxx MS/x-Lxx DIMRF-[LW or LN] MT TH and LCF] | Outdoor Luminaires | Very High Output | Architectural Flood and Spot Luminaires | Standard | FALSE | [9 empty] | 42331 |  |  | Yes |  | 3 | 30875 | 96.42 | 320.2 | 4.16 | 0.999 | 4000 | 73
PW93XQ6S | Eaton (formerly Cooper Lighting) | Mcgraw-Edison | GLEON-AE-06-LED-[Voltages include 120 thru 277V 347V and 480V]-T3-[All Color]-[All Pole/Arm Mounting]-[Options include 2L P R L90 R90 MS/DIM-Lxx MS/x-Lxx DIMRF-[LW or LN] MT TH and LCF] | Outdoor Luminaires | Very High Output | Architectural Flood and Spot Luminaires | Standard | FALSE | [9 empty] | 42331 |  |  | Yes |  | 3 | 30697.05 | 95.87 | 320.2 | 4.16 | 0.999 | 4000 | 73
PVWN9T75 | Eaton (formerly Cooper Lighting) | Streetworks | GAN-AE-06-LED-[Voltages include 120 thru 277V 347V and 480V]-T3-[All Color]-[All Wall Mounting]-[Options include 2L 3 P 4 L90 R90 MS/DIM-Lxx MS/x-Lxx DIMRF-[LW or LN] MT TH and LCF] | Outdoor Luminaires | Very High Output | Architectural Flood and Spot Luminaires | Standard | FALSE | [9 empty] | 42331 |  |  | Yes |  | 3 | 30697.05 | 95.87 | 320.2 | 4.16 | 0.999 | 4000 | 73
PHDACPZA | Eaton (formerly Cooper Lighting) | Mcgraw-Edison | GLEON-AE-06-LED-[Voltages include 120 thru 277V 347V and 480V]-T3-[All Color]-[All Wall Mounting]-[Options include 2L P R L90 R90 MS/DIM-Lxx MS/x-Lxx DIMRF-[LW or LN] MT TH and LCF] | Outdoor Luminaires | Very High Output | Architectural Flood and Spot Luminaires | Standard | FALSE | [9 empty] | 42331 |  |  | Yes |  | 3 | 30697.05 | 95.87 | 320.2 | 4.16 | 0.999 | 4000 | 73
P67H6DFU | Eaton (formerly Cooper Lighting) | Streetworks | GAN-AE-06-LED-[Voltages include 120 thru 277V 347V and 480V]-T3-[All Color]-[All Pole/Arm Mounting]-[Options include 2L 3 P 4 L90 R90 MS/DIM-Lxx MS/x-Lxx DIMRF-[LW or LN] MT TH and LCF] | Outdoor Luminaires | Very High Output | Architectural Flood and Spot Luminaires | Standard | FALSE | [9 empty] | 42331 |  |  | Yes |  | 3 | 30697.05 | 95.87 | 320.2 | 4.16 | 0.999 | 4000 | 73
PUQ91DA1 | Eaton (formerly Cooper Lighting) | Mcgraw-Edison | GLEON-AE-06-LED-[Voltages include 120 thru 277V 347V and 480V]-T2-[All Color]-[All Wall Mounting]-[Options include 2L P R L90 R90 MS/DIM-Lxx MS/x-Lxx DIMRF-[LW or LN] MT TH and LCF] | Outdoor Luminaires | Very High Output | Architectural Flood and Spot Luminaires | Standard | FALSE | [9 empty] | 42331 |  |  | Yes |  | 3 | 30116.97 | 94.06 | 320.2 | 4.16 | 0.999 | 4000 | 73
PRAJWGD5 | Eaton (formerly Cooper Lighting) | Streetworks | GAN-AE-06-LED-[Voltages include 120 thru 277V 347V and 480V]-T2-[All Color]-[All Wall Mounting]-[Options include 2L 3 P 4 L90 R90 MS/DIM-Lxx MS/x-Lxx DIMRF-[LW or LN] MT TH and LCF] | Outdoor Luminaires | Very High Output | Architectural Flood and Spot Luminaires | Standard | FALSE | [9 empty] | 42331 |  |  | Yes |  | 3 | 30116.97 | 94.06 | 320.2 | 4.16 | 0.999 | 4000 | 73
PJDEQ25E | Eaton (formerly Cooper Lighting) | Streetworks | GAN-AE-06-LED-[Voltages include 120 thru 277V 347V and 480V]-T2-[All Color]-[All Pole/Arm Mounting]-[Options include 2L 3 P 4 L90 R90 MS/DIM-Lxx MS/x-Lxx DIMRF-[LW or LN] MT TH and LCF] | Outdoor Luminaires | Very High Output | Architectural Flood and Spot Luminaires | Standard | FALSE | [9 empty] | 42331 |  |  | Yes |  | 3 | 30116.97 | 94.06 | 320.2 | 4.16 | 0.999 | 4000 | 73
P76F4R65 | Eaton (formerly Cooper Lighting) | Mcgraw-Edison | GLEON-AE-06-LED-[Voltages include 120 thru 277V 347V and 480V]-T2-[All Color]-[All Pole/Arm Mounting]-[Options include 2L P R L90 R90 MS/DIM-Lxx MS/x-Lxx DIMRF-[LW or LN] MT TH and LCF] | Outdoor Luminaires | Very High Output | Architectural Flood and Spot Luminaires | Standard | FALSE | [9 empty] | 42331 |  |  | Yes |  | 3 | 30116.97 | 94.06 | 320.2 | 4.16 | 0.999 | 4000 | 73
PWHXJ1UF | Eaton (formerly Cooper Lighting) | Streetworks | GAN-AE-03-LED-[Voltages include 120 thru 277V 347V and 480V]-5MQ-[All Color]-[All Pole/Arm Mounting]-[Options include 2L 3 P 4 L90 R90 MS/DIM-Lxx MS/x-Lxx DIMRF-[LW or LN] MT TH and LCF] | Outdoor Luminaires | High Output | Architectural Flood and Spot Luminaires | Standard | FALSE | [9 empty] | 42331 |  |  | Yes |  | 3 | 16457.15 | 159.85 | 102.95 | 4.16 | 0.999 | 4000 | 73
PUG2Y3PF | Eaton (formerly Cooper Lighting) | Mcgraw-Edison | GLEON-AE-03-LED-[Voltages include 120 thru 277V 347V and 480V]-5MQ-[All Color]-[All Wall Mounting]-[Options include 2L P R L90 R90 MS/DIM-Lxx MS/x-Lxx DIMRF-[LW or LN] MT TH and LCF] | Outdoor Luminaires | High Output | Architectural Flood and Spot Luminaires | Standard | FALSE | [9 empty] | 42331 |  |  | Yes |  | 3 | 16457.15 | 159.85 | 102.95 | 4.16 | 0.999 | 4000 | 73
PUBAQNRE | Eaton (formerly Cooper Lighting) | Mcgraw-Edison | GLEON-AE-03-LED-[Voltages include 120 thru 277V 347V and 480V]-5MQ-[All Color]-[All Pole/Arm Mounting]-[Options include 2L P R L90 R90 MS/DIM-Lxx MS/x-Lxx DIMRF-[LW or LN] MT TH and LCF] | Outdoor Luminaires | High Output | Architectural Flood and Spot Luminaires | Standard | FALSE | [9 empty] | 42331 |  |  | Yes |  | 3 | 16457.15 | 159.85 | 102.95 | 4.16 | 0.999 | 4000 | 73
PGM5GPJG | Eaton (formerly Cooper Lighting) | Streetworks | GAN-AE-03-LED-[Voltages include 120 thru 277V 347V and 480V]-5MQ-[All Color]-[All Wall Mounting]-[Options include 2L 3 P 4 L90 R90 MS/DIM-Lxx MS/x-Lxx DIMRF-[LW or LN] MT TH and LCF] | Outdoor Luminaires | High Output | Architectural Flood and Spot Luminaires | Standard | FALSE | [9 empty] | 42331 |  |  | Yes |  | 3 | 16457.15 | 159.85 | 102.95 | 4.16 | 0.999 | 4000 | 73
PY5CKXU8 | Eaton (formerly Cooper Lighting) | Mcgraw-Edison | GLEON-AE-03-LED-[Voltages include 120 thru 277V 347V and 480V]-T2R-[All Color]-[All Pole/Arm Mounting]-[Options include 2L P R L90 R90 MS/DIM-Lxx MS/x-Lxx DIMRF-[LW or LN] MT TH and LCF] | Outdoor Luminaires | High Output | Architectural Flood and Spot Luminaires | Standard | FALSE | [9 empty] | 42331 |  |  | Yes |  | 3 | 16320.47 | 159.85 | 102.1 | 4.16 | 0.999 | 4000 | 73
PTUE93TA | Eaton (formerly Cooper Lighting) | Streetworks | GAN-AE-03-LED-[Voltages include 120 thru 277V 347V and 480V]-T2R-[All Color]-[All Wall Mounting]-[Options include 2L 3 P 4 L90 R90 MS/DIM-Lxx MS/x-Lxx DIMRF-[LW or LN] MT TH and LCF] | Outdoor Luminaires | High Output | Architectural Flood and Spot Luminaires | Standard | FALSE | [9 empty] | 42331 |  |  | Yes |  | 3 | 16320.47 | 159.85 | 102.1 | 4.16 | 0.999 | 4000 | 73
PTP87PJK | Eaton (formerly Cooper Lighting) | Streetworks | GAN-AE-03-LED-[Voltages include 120 thru 277V 347V and 480V]-T2R-[All Color]-[All Pole/Arm Mounting]-[Options include 2L 3 P 4 L90 R90 MS/DIM-Lxx MS/x-Lxx DIMRF-[LW or LN] MT TH and LCF] | Outdoor Luminaires | High Output | Architectural Flood and Spot Luminaires | Standard | FALSE | [9 empty] | 42331 |  |  | Yes |  | 3 | 16320.47 | 159.85 | 102.1 | 4.16 | 0.999 | 4000 | 73
PTEVHTSS | Eaton (formerly Cooper Lighting) | Mcgraw-Edison | GLEON-AE-03-LED-[Voltages include 120 thru 277V 347V and 480V]-T2R-[All Color]-[All Wall Mounting]-[Options include 2L P R L90 R90 MS/DIM-Lxx MS/x-Lxx DIMRF-[LW or LN] MT TH and LCF] | Outdoor Luminaires | High Output | Architectural Flood and Spot Luminaires | Standard | FALSE | [9 empty] | 42331 |  |  | Yes |  | 3 | 16320.47 | 159.85 | 102.1 | 4.16 | 0.999 | 4000 | 73
PW2C28H7 | Eaton (formerly Cooper Lighting) | Streetworks | GAN-AE-03-LED-[Voltages include 120 thru 277V 347V and 480V]-5NQ-[All Color]-[All Wall Mounting]-[Options include 2L 3 P 4 L90 R90 MS/DIM-Lxx MS/x-Lxx DIMRF-[LW or LN] MT TH and LCF] | Outdoor Luminaires | High Output | Architectural Flood and Spot Luminaires | Standard | FALSE | [9 empty] | 42331 |  |  | Yes |  | 3 | 16159.66 | 159.85 | 101.09 | 4.16 | 0.999 | 4000 | 73
P9SVYB3Z | Eaton (formerly Cooper Lighting) | Mcgraw-Edison | GLEON-AE-03-LED-[Voltages include 120 thru 277V 347V and 480V]-5NQ-[All Color]-[All Pole/Arm Mounting]-[Options include 2L P R L90 R90 MS/DIM-Lxx MS/x-Lxx DIMRF-[LW or LN] MT TH and LCF] | Outdoor Luminaires | High Output | Architectural Flood and Spot Luminaires | Standard | FALSE | [9 empty] | 42331 |  |  | Yes |  | 3 | 16159.66 | 159.85 | 101.09 | 4.16 | 0.999 | 4000 | 73
P8FTPS8D | Eaton (formerly Cooper Lighting) | Mcgraw-Edison | GLEON-AE-03-LED-[Voltages include 120 thru 277V 347V and 480V]-5NQ-[All Color]-[All Wall Mounting]-[Options include 2L P R L90 R90 MS/DIM-Lxx MS/x-Lxx DIMRF-[LW or LN] MT TH and LCF] | Outdoor Luminaires | High Output | Architectural Flood and Spot Luminaires | Standard | FALSE | [9 empty] | 42331 |  |  | Yes |  | 3 | 16159.66 | 159.85 | 101.09 | 4.16 | 0.999 | 4000 | 73
P6JYB7SQ | Eaton (formerly Cooper Lighting) | Streetworks | GAN-AE-03-LED-[Voltages include 120 thru 277V 347V and 480V]-5NQ-[All Color]-[All Pole/Arm Mounting]-[Options include 2L 3 P 4 L90 R90 MS/DIM-Lxx MS/x-Lxx DIMRF-[LW or LN] MT TH and LCF] | Outdoor Luminaires | High Output | Architectural Flood and Spot Luminaires | Standard | FALSE | [9 empty] | 42331 |  |  | Yes |  | 3 | 16159.66 | 159.85 | 101.09 | 4.16 | 0.999 | 4000 | 73
PU5SQ6FR | Eaton (formerly Cooper Lighting) | Streetworks | GAN-AE-03-LED-[Voltages include 120 thru 277V 347V and 480V]-AFL-[All Color]-[All Pole/Arm Mounting]-[Options include 2L 3 P 4 L90 R90 MS/DIM-Lxx MS/x-Lxx DIMRF-[LW or LN] MT TH and LCF] | Outdoor Luminaires | High Output | Architectural Flood and Spot Luminaires | Standard | FALSE | [9 empty] | 42331 |  |  | Yes |  | 3 | 16072.07 | 159.85 | 100.54 | 4.16 | 0.999 | 4000 | 73
PF5C11NP | Eaton (formerly Cooper Lighting) | Mcgraw-Edison | GLEON-AE-03-LED-[Voltages include 120 thru 277V 347V and 480V]-AFL-[All Color]-[All Wall Mounting]-[Options include 2L P R L90 R90 MS/DIM-Lxx MS/x-Lxx DIMRF-[LW or LN] MT TH and LCF] | Outdoor Luminaires | High Output | Architectural Flood and Spot Luminaires | Standard | FALSE | [9 empty] | 42331 |  |  | Yes |  | 3 | 16072.07 | 159.85 | 100.54 | 4.16 | 0.999 | 4000 | 73
P2YSGVCZ | Eaton (formerly Cooper Lighting) | Streetworks | GAN-AE-03-LED-[Voltages include 120 thru 277V 347V and 480V]-AFL-[All Color]-[All Wall Mounting]-[Options include 2L 3 P 4 L90 R90 MS/DIM-Lxx MS/x-Lxx DIMRF-[LW or LN] MT TH and LCF] | Outdoor Luminaires | High Output | Architectural Flood and Spot Luminaires | Standard | FALSE | [9 empty] | 42331 |  |  | Yes |  | 3 | 16072.07 | 159.85 | 100.54 | 4.16 | 0.999 | 4000 | 73
P1SDCVWJ | Eaton (formerly Cooper Lighting) | Mcgraw-Edison | GLEON-AE-03-LED-[Voltages include 120 thru 277V 347V and 480V]-AFL-[All Color]-[All Pole/Arm Mounting]-[Options include 2L P R L90 R90 MS/DIM-Lxx MS/x-Lxx DIMRF-[LW or LN] MT TH and LCF] | Outdoor Luminaires | High Output | Architectural Flood and Spot Luminaires | Standard | FALSE | [9 empty] | 42331 |  |  | Yes |  | 3 | 16072.07 | 159.85 | 100.54 | 4.16 | 0.999 | 4000 | 73
PRKUAW2T | Eaton (formerly Cooper Lighting) | Streetworks | GAN-AE-03-LED-[Voltages include 120 thru 277V 347V and 480V]-T3R-[All Color]-[All Wall Mounting]-[Options include 2L 3 P 4 L90 R90 MS/DIM-Lxx MS/x-Lxx DIMRF-[LW or LN] MT TH and LCF] | Outdoor Luminaires | High Output | Architectural Flood and Spot Luminaires | Standard | FALSE | [9 empty] | 42331 |  |  | Yes |  | 3 | 16017.48 | 159.85 | 100.2 | 4.16 | 0.999 | 4000 | 73
PFR552DA | Eaton (formerly Cooper Lighting) | Mcgraw-Edison | GLEON-AE-03-LED-[Voltages include 120 thru 277V 347V and 480V]-T3R-[All Color]-[All Pole/Arm Mounting]-[Options include 2L P R L90 R90 MS/DIM-Lxx MS/x-Lxx DIMRF-[LW or LN] MT TH and LCF] | Outdoor Luminaires | High Output | Architectural Flood and Spot Luminaires | Standard | FALSE | [9 empty] | 42331 |  |  | Yes |  | 3 | 16017.48 | 159.85 | 100.2 | 4.16 | 0.999 | 4000 | 73
P6A4ZTYG | Eaton (formerly Cooper Lighting) | Streetworks | GAN-AE-03-LED-[Voltages include 120 thru 277V 347V and 480V]-T3R-[All Color]-[All Pole/Arm Mounting]-[Options include 2L 3 P 4 L90 R90 MS/DIM-Lxx MS/x-Lxx DIMRF-[LW or LN] MT TH and LCF] | Outdoor Luminaires | High Output | Architectural Flood and Spot Luminaires | Standard | FALSE | [9 empty] | 42331 |  |  | Yes |  | 3 | 16017.48 | 159.85 | 100.2 | 4.16 | 0.999 | 4000 | 73
P3HST53W | Eaton (formerly Cooper Lighting) | Mcgraw-Edison | GLEON-AE-03-LED-[Voltages include 120 thru 277V 347V and 480V]-T3R-[All Color]-[All Wall Mounting]-[Options include 2L P R L90 R90 MS/DIM-Lxx MS/x-Lxx DIMRF-[LW or LN] MT TH and LCF] | Outdoor Luminaires | High Output | Architectural Flood and Spot Luminaires | Standard | FALSE | [9 empty] | 42331 |  |  | Yes |  | 3 | 16017.48 | 159.85 | 100.2 | 4.16 | 0.999 | 4000 | 73
PY3RMU5S | Eaton (formerly Cooper Lighting) | Mcgraw-Edison | GLEON-AE-03-LED-[Voltages include 120 thru 277V 347V and 480V]-T4FT-[All Color]-[All Pole/Arm Mounting]-[Options include 2L P R L90 R90 MS/DIM-Lxx MS/x-Lxx DIMRF-[LW or LN] MT TH and LCF] | Outdoor Luminaires | High Output | Architectural Flood and Spot Luminaires | Standard | FALSE | [9 empty] | 42331 |  |  | Yes |  | 3 | 15759.99 | 159.85 | 98.59 | 4.16 | 0.999 | 4000 | 73
PW2DWDUG | Eaton (formerly Cooper Lighting) | Streetworks | GAN-AE-03-LED-[Voltages include 120 thru 277V 347V and 480V]-T4FT-[All Color]-[All Pole/Arm Mounting]-[Options include 2L 3 P 4 L90 R90 MS/DIM-Lxx MS/x-Lxx DIMRF-[LW or LN] MT TH and LCF] | Outdoor Luminaires | High Output | Architectural Flood and Spot Luminaires | Standard | FALSE | [9 empty] | 42331 |  |  | Yes |  | 3 | 15759.99 | 159.85 | 98.59 | 4.16 | 0.999 | 4000 | 73
PTQ93Z6C | Eaton (formerly Cooper Lighting) | Streetworks | GAN-AE-03-LED-[Voltages include 120 thru 277V 347V and 480V]-T4FT-[All Color]-[All Wall Mounting]-[Options include 2L 3 P 4 L90 R90 MS/DIM-Lxx MS/x-Lxx DIMRF-[LW or LN] MT TH and LCF] | Outdoor Luminaires | High Output | Architectural Flood and Spot Luminaires | Standard | FALSE | [9 empty] | 42331 |  |  | Yes |  | 3 | 15759.99 | 159.85 | 98.59 | 4.16 | 0.999 | 4000 | 73
P52Z63UK | Eaton (formerly Cooper Lighting) | Mcgraw-Edison | GLEON-AE-03-LED-[Voltages include 120 thru 277V 347V and 480V]-T4FT-[All Color]-[All Wall Mounting]-[Options include 2L P R L90 R90 MS/DIM-Lxx MS/x-Lxx DIMRF-[LW or LN] MT TH and LCF] | Outdoor Luminaires | High Output | Architectural Flood and Spot Luminaires | Standard | FALSE | [9 empty] | 42331 |  |  | Yes |  | 3 | 15759.99 | 159.85 | 98.59 | 4.16 | 0.999 | 4000 | 73
PX5S73QQ | Eaton (formerly Cooper Lighting) | Streetworks | GAN-AE-03-LED-[Voltages include 120 thru 277V 347V and 480V]-T3-[All Color]-[All Pole/Arm Mounting]-[Options include 2L 3 P 4 L90 R90 MS/DIM-Lxx MS/x-Lxx DIMRF-[LW or LN] MT TH and LCF] | Outdoor Luminaires | High Output | Architectural Flood and Spot Luminaires | Standard | FALSE | [9 empty] | 42331 |  |  | Yes |  | 3 | 15668.99 | 159.85 | 98.02 | 4.16 | 0.999 | 4000 | 73
PWV7PDDA | Eaton (formerly Cooper Lighting) | Mcgraw-Edison | GLEON-AE-03-LED-[Voltages include 120 thru 277V 347V and 480V]-T3-[All Color]-[All Wall Mounting]-[Options include 2L P R L90 R90 MS/DIM-Lxx MS/x-Lxx DIMRF-[LW or LN] MT TH and LCF] | Outdoor Luminaires | High Output | Architectural Flood and Spot Luminaires | Standard | FALSE | [9 empty] | 42331 |  |  | Yes |  | 3 | 15668.99 | 159.85 | 98.02 | 4.16 | 0.999 | 4000 | 73
PF8X6FEY | Eaton (formerly Cooper Lighting) | Mcgraw-Edison | GLEON-AE-03-LED-[Voltages include 120 thru 277V 347V and 480V]-T3-[All Color]-[All Pole/Arm Mounting]-[Options include 2L P R L90 R90 MS/DIM-Lxx MS/x-Lxx DIMRF-[LW or LN] MT TH and LCF] | Outdoor Luminaires | High Output | Architectural Flood and Spot Luminaires | Standard | FALSE | [9 empty] | 42331 |  |  | Yes |  | 3 | 15668.99 | 159.85 | 98.02 | 4.16 | 0.999 | 4000 | 73
P7HCU1X4 | Eaton (formerly Cooper Lighting) | Streetworks | GAN-AE-03-LED-[Voltages include 120 thru 277V 347V and 480V]-T3-[All Color]-[All Wall Mounting]-[Options include 2L 3 P 4 L90 R90 MS/DIM-Lxx MS/x-Lxx DIMRF-[LW or LN] MT TH and LCF] | Outdoor Luminaires | High Output | Architectural Flood and Spot Luminaires | Standard | FALSE | [9 empty] | 42331 |  |  | Yes |  | 3 | 15668.99 | 159.85 | 98.02 | 4.16 | 0.999 | 4000 | 73
PQNJM3XZ | Eaton (formerly Cooper Lighting) | Mcgraw-Edison | GLEON-AE-03-LED-[Voltages include 120 thru 277V 347V and 480V]-T2-[All Color]-[All Pole/Arm Mounting]-[Options include 2L P R L90 R90 MS/DIM-Lxx MS/x-Lxx DIMRF-[LW or LN] MT TH and LCF] | Outdoor Luminaires | High Output | Architectural Flood and Spot Luminaires | Standard | FALSE | [9 empty] | 42331 |  |  | Yes |  | 3 | 15372.91 | 159.85 | 96.17 | 4.16 | 0.999 | 4000 | 73
PMZV5EZK | Eaton (formerly Cooper Lighting) | Streetworks | GAN-AE-03-LED-[Voltages include 120 thru 277V 347V and 480V]-T2-[All Color]-[All Pole/Arm Mounting]-[Options include 2L 3 P 4 L90 R90 MS/DIM-Lxx MS/x-Lxx DIMRF-[LW or LN] MT TH and LCF] | Outdoor Luminaires | High Output | Architectural Flood and Spot Luminaires | Standard | FALSE | [9 empty] | 42331 |  |  | Yes |  | 3 | 15372.91 | 159.85 | 96.17 | 4.16 | 0.999 | 4000 | 73
PF8B2VRY | Eaton (formerly Cooper Lighting) | Mcgraw-Edison | GLEON-AE-03-LED-[Voltages include 120 thru 277V 347V and 480V]-T2-[All Color]-[All Wall Mounting]-[Options include 2L P R L90 R90 MS/DIM-Lxx MS/x-Lxx DIMRF-[LW or LN] MT TH and LCF] | Outdoor Luminaires | High Output | Architectural Flood and Spot Luminaires | Standard | FALSE | [9 empty] | 42331 |  |  | Yes |  | 3 | 15372.91 | 159.85 | 96.17 | 4.16 | 0.999 | 4000 | 73
PE9FWQFD | Eaton (formerly Cooper Lighting) | Streetworks | GAN-AE-03-LED-[Voltages include 120 thru 277V 347V and 480V]-T2-[All Color]-[All Wall Mounting]-[Options include 2L 3 P 4 L90 R90 MS/DIM-Lxx MS/x-Lxx DIMRF-[LW or LN] MT TH and LCF] | Outdoor Luminaires | High Output | Architectural Flood and Spot Luminaires | Standard | FALSE | [9 empty] | 42331 |  |  | Yes |  | 3 | 15372.91 | 159.85 | 96.17 | 4.16 | 0.999 | 4000 | 73
PFEZQC6Q | RHYNO LED Lighting Solutions Inc. | Rhyno Brand LED | RL50-120-03 | Outdoor Luminaires | Mid Output | Architectural Flood and Spot Luminaires | Standard | TRUE | 5468.82 | 104 | 52.78 | 17 | 0.95 | 5164 | 74 | 5 | 50000 | 42328 |  |  | NotYetVerified |  | 3
PT955W61 | RHYNO LED Lighting Solutions Inc. | Rhyno Brand LED | RL20-120-03 | Outdoor Luminaires | Low Output | Architectural Flood and Spot Luminaires | Standard | TRUE | 1752.76 | 82 | 21.47 | 20 | 0.92 | 5224 | 75 | 5 | 50000 | 42328 |  |  | NotYetVerified |  | 3
PQFZJDF1B | DONGGUAN THAILIGHT SEMICONDUCTOR LIGHTING CO.LTD. |  | TLFLF1006YYZZ | Outdoor Luminaires | High Output | Architectural Flood and Spot Luminaires | Standard | FALSE | [9 empty] | 42328 |  |  | Yes | Product updated on 1/9/2017 | 3 | 12353 | 125.13 | 98.72 | 18.57 | 0.93 | 5700 | 82.8
PKDWFY9N | Torshare Ltd | TORSHARE | APL02-20W(3000K) [120V Only] | Outdoor Luminaires | Low Output | Architectural Flood and Spot Luminaires | Standard | TRUE | 2370.2 | 109.3 | 21.68 | 18.01 | 0.9831 | 2972 | 82.8 | 5 | 50000 | 42327 |  |  | No |  | 4 | 2370.2 | 109.3 | 21.68 | 18.01 | 0.9831 | 3000 | 82.8
PPHHVDJR | APACK Inc. | APACK | F640A-LM703015A | Outdoor Luminaires | Very High Output | Architectural Flood and Spot Luminaires | Standard | TRUE | 61753.09 | 96.84 | 637.7 | 8.136 | 0.962 | 3004 | 73.2 | 5 | 50000 | 42327 |  |  | No |  | 3 | 61700 | 96 | 640 | 8.136 | 0.962 | 3000 | 70
PPGBCFRV | Utopia Lighting | UTOPIA LIGHTING | LCF-80LED | Outdoor Luminaires | Mid Output | Architectural Flood and Spot Luminaires | Standard | TRUE | 6282 | 78.56 | 79.95 | 13.52 | 0.9588 | 3074 | 83 | 5 | 50000 | 42327 |  |  | NotYetVerified |  | 3 | 6000 | 75 | 80 |  | 0.95 | 3000 | 80
PPK5JG9H | Torshare Ltd | TORSHARE | APL05-50W(3000K) | Outdoor Luminaires | Mid Output | Architectural Flood and Spot Luminaires | Standard | TRUE | 5820.3 | 117.84 | 49.39 | 14.2 | 0.9496 | 3020 | 82.6 | 5 | 50000 | 42327 |  |  | No |  | 4 | 5820.3 | 117.84 | 49.39 | 14.2 | 0.9496 | 3000 | 82.6
PGT1JWWY | Utopia Lighting | UTOPIA LIGHTING | LCF-10LED | Outdoor Luminaires | Low Output | Architectural Flood and Spot Luminaires | Standard | TRUE | 942.15 | 85.11 | 11.07 | 18.51 | 0.9473 | 3087 | 83 | 5 | 50000 | 42327 |  |  | NotYetVerified |  | 3 | 900 | 85 | 12 |  | 0.9 | 3000 | 80
PKKJH1XD | DONGGUAN THAILIGHT SEMICONDUCTOR LIGHTING CO.LTD. | Thailight | TLFLF2206YYZZ | Outdoor Luminaires | High Output | Architectural Flood and Spot Luminaires | Standard | FALSE | [9 empty] | 42327 |  |  | Yes | Product updated on 1/9/2017 | 3 | 27489 | 128.75 | 222.1 | 8.04 | 0.94 | 5700 | 83
P2VDPV3M | Lighting Solutions Group LLc D.B.A.SpecGradeLED | SpecGrade | AFL-800-4000K-6060-120/277V-XX | Outdoor Luminaires | Very High Output | Architectural Flood and Spot Luminaires | Standard | TRUE | 87304.94 | 97.46 | 895.8 | 17 | 0.93 | 4090 | 76 | 5 | 100000 | 42327 |  |  | Yes |  | 3 | 87304.94 | 97.46 | 895.8 | 17 | 0.93 | 4090 | 76
PRXT5RNB | Utopia Lighting | UTOPIA LIGHTING | LCF-100LED | Outdoor Luminaires | Mid Output | Architectural Flood and Spot Luminaires | Standard | TRUE | 7876.6 | 85.37 | 92.27 | 14.75 | 0.9264 | 3007 | 83.3 | 5 | 50000 | 42327 |  |  | NotYetVerified |  | 3 | 7800 | 85 | 100 |  | 0.9 | 3000 | 80
PB3BPBTB | Utopia Lighting | UTOPIA LIGHTING | LCF-30LED | Outdoor Luminaires | Low Output | Architectural Flood and Spot Luminaires | Standard | TRUE | 2275.5 | 77.53 | 29.35 | 16.69 | 0.91 | 3124 | 82.9 | 5 | 50000 | 42327 |  |  | NotYetVerified |  | 3 | 2200 | 75 | 30 |  | 0.9 | 3000 | 80
P1TRDVE6 | Utopia Lighting | UTOPIA LIGHTING | LCF-50LED | Outdoor Luminaires | Low Output | Architectural Flood and Spot Luminaires | Standard | TRUE | 3781.3 | 75.87 | 49.84 | 18.66 | 0.91 | 3151 | 82.7 | 5 | 50000 | 42327 |  |  | NotYetVerified |  | 3 | 3700 | 75 | 50 |  | 0.9 | 3000 | 80
PF2MWEQG | Torshare Ltd | TORSHARE | APL03-30W(3000K) | Outdoor Luminaires | Low Output | Architectural Flood and Spot Luminaires | Standard | TRUE | 3399.2 | 119.86 | 28.36 | 14.06 | 0.8934 | 2996 | 82.3 | 5 | 50000 | 42327 |  |  | No |  | 4 | 3399.2 | 119.86 | 28.36 | 14.06 | 0.8934 | 3000 | 82.3
PEED2GJ2 | Utopia Lighting | UTOPIA LIGHTING | LCF-100LED | Outdoor Luminaires | Mid Output | Architectural Flood and Spot Luminaires | Standard | FALSE | [9 empty] | 42327 |  |  | NotYetVerified |  | 3 | 7800 | 85 | 100 |  | 0.9 | 5000 | 80
PQS3J6SJ | Utopia Lighting | UTOPIA LIGHTING | LCF-50LED | Outdoor Luminaires | Low Output | Architectural Flood and Spot Luminaires | Standard | FALSE | [9 empty] | 42327 |  |  | NotYetVerified |  | 3 | 3700 | 75 | 50 |  | 0.9 | 5000 | 80
PYV8VMZP | Utopia Lighting | UTOPIA LIGHTING | LCF-30LED | Outdoor Luminaires | Low Output | Architectural Flood and Spot Luminaires | Standard | FALSE | [9 empty] | 42327 |  |  | NotYetVerified |  | 3 | 2200 | 75 | 30 |  | 0.9 | 5000 | 80
PZP1UX4B | Utopia Lighting | UTOPIA LIGHTING | LCF-10LED | Outdoor Luminaires | Low Output | Architectural Flood and Spot Luminaires | Standard | FALSE | [9 empty] | 42327 |  |  | NotYetVerified |  | 3 | 900 | 85 | 12 |  | 0.9 | 5000 | 80
PD4HERHK | Utopia Lighting | UTOPIA LIGHTING | LCF-80LED | Outdoor Luminaires | Mid Output | Architectural Flood and Spot Luminaires | Standard | FALSE | [9 empty] | 42327 |  |  | NotYetVerified |  | 3 | 6500 | 80 | 80 |  | 0.95 | 5000 | 80
PBM4PPJF | Utopia Lighting | UTOPIA LIGHTING | LCF-100LED | Outdoor Luminaires | Mid Output | Architectural Flood and Spot Luminaires | Standard | FALSE | [9 empty] | 42327 |  |  | NotYetVerified |  | 3 | 7800 | 85 | 100 |  | 0.9 | 4000 | 80
PPCTX1XC | Utopia Lighting | UTOPIA LIGHTING | LCF-50LED | Outdoor Luminaires | Low Output | Architectural Flood and Spot Luminaires | Standard | FALSE | [9 empty] | 42327 |  |  | NotYetVerified |  | 3 | 3700 | 75 | 50 |  | 0.9 | 4000 | 80
PM5X2ARX | Utopia Lighting | UTOPIA LIGHTING | LCF-30LED | Outdoor Luminaires | Low Output | Architectural Flood and Spot Luminaires | Standard | FALSE | [9 empty] | 42327 |  |  | NotYetVerified |  | 3 | 2200 | 75 | 30 |  | 0.9 | 4000 | 80
PNQ5V2AY | Utopia Lighting | UTOPIA LIGHTING | LCF-10LED | Outdoor Luminaires | Low Output | Architectural Flood and Spot Luminaires | Standard | FALSE | [9 empty] | 42327 |  |  | NotYetVerified |  | 3 | 900 | 85 | 12 |  | 0.9 | 4000 | 80
P2JBNAHY | Utopia Lighting | UTOPIA LIGHTING | LCF-80LED | Outdoor Luminaires | Mid Output | Architectural Flood and Spot Luminaires | Standard | FALSE | [9 empty] | 42327 |  |  | NotYetVerified |  | 3 | 6000 | 75 | 80 |  | 0.95 | 4000 | 80
PCQ67SFA | Torshare Ltd | TORSHARE | APL03-30W(5700K) | Outdoor Luminaires | Low Output | Architectural Flood and Spot Luminaires | Standard | FALSE | [9 empty] | 42327 |  |  | No |  | 4 | 3610.6 | 126.36 | 28.88 | 14.56 | 0.9073 | 5700 | 82.1
PARQYQH3 | Torshare Ltd | TORSHARE | APL02-20W(5700K) [120V Only] | Outdoor Luminaires | Low Output | Architectural Flood and Spot Luminaires | Standard | FALSE | [9 empty] | 42327 |  |  | No |  | 4 | 2596.3 | 120.15 | 21.6 | 18.83 | 0.9836 | 5700 | 81.9
P9RQ6MTG | Torshare Ltd | TORSHARE | APL05-50W(5700K) | Outdoor Luminaires | Mid Output | Architectural Flood and Spot Luminaires | Standard | FALSE | [9 empty] | 42327 |  |  | No |  | 4 | 6023.9 | 122.05 | 49.92 | 14.15 | 0.9637 | 5700 | 81.7
P95NDTK2 | Torshare Ltd | TORSHARE | APL02-20W(5000K) [120V Only] | Outdoor Luminaires | Low Output | Architectural Flood and Spot Luminaires | Standard | FALSE | [9 empty] | 42327 |  |  | No |  | 4 | 2370.2 | 109.3 | 21.68 | 18.01 | 0.9831 | 5000 | 82.8
PGNU89PN | Torshare Ltd | TORSHARE | APL05-50W(5000K) | Outdoor Luminaires | Mid Output | Architectural Flood and Spot Luminaires | Standard | FALSE | [9 empty] | 42327 |  |  | No |  | 4 | 5820.3 | 117.84 | 49.39 | 14.2 | 0.9496 | 5000 | 82.6
PST34XMT | Torshare Ltd | TORSHARE | APL02-20W(4500K) [120V Only] | Outdoor Luminaires | Low Output | Architectural Flood and Spot Luminaires | Standard | FALSE | [9 empty] | 42327 |  |  | No |  | 4 | 2370.2 | 109.3 | 21.68 | 18.01 | 0.9831 | 4500 | 82.8
P9T8T8K3 | Torshare Ltd | TORSHARE | APL05-50W(4500K) | Outdoor Luminaires | Mid Output | Architectural Flood and Spot Luminaires | Standard | FALSE | [9 empty] | 42327 |  |  | No |  | 4 | 5820.3 | 117.84 | 49.39 | 14.2 | 0.9496 | 4500 | 82.6
PZF5FG29 | Torshare Ltd | TORSHARE | APL02-20W(4000K) [120V Only] | Outdoor Luminaires | Low Output | Architectural Flood and Spot Luminaires | Standard | FALSE | [9 empty] | 42327 |  |  | No |  | 4 | 2370.2 | 109.3 | 21.68 | 18.01 | 0.9831 | 4000 | 82.8
P54W64JW | Torshare Ltd | TORSHARE | APL05-50W(4000K) | Outdoor Luminaires | Mid Output | Architectural Flood and Spot Luminaires | Standard | FALSE | [9 empty] | 42327 |  |  | No |  | 4 | 5820.3 | 117.84 | 49.39 | 14.2 | 0.9496 | 4000 | 82.6
PEJJQ4US | Torshare Ltd | TORSHARE | APL02-20W(3500K) [120V Only] | Outdoor Luminaires | Low Output | Architectural Flood and Spot Luminaires | Standard | FALSE | [9 empty] | 42327 |  |  | No |  | 4 | 2370.2 | 109.3 | 21.68 | 18.01 | 0.9831 | 3500 | 82.8
PNEBKZJD | Torshare Ltd | TORSHARE | APL05-50W(3500K) | Outdoor Luminaires | Mid Output | Architectural Flood and Spot Luminaires | Standard | FALSE | [9 empty] | 42327 |  |  | No |  | 4 | 5820.3 | 117.84 | 49.39 | 14.2 | 0.9496 | 3500 | 82.6
PRMNNQ8P | Torshare Ltd | TORSHARE | APL03-30W(4000K) | Outdoor Luminaires | Low Output | Architectural Flood and Spot Luminaires | Standard | FALSE | [9 empty] | 42327 |  |  | No |  | 4 | 3399.2 | 119.86 | 28.36 | 14.06 | 0.8934 | 3000 | 82.3
PQDRBPWN | Torshare Ltd | TORSHARE | APL03-30W(4500K) | Outdoor Luminaires | Low Output | Architectural Flood and Spot Luminaires | Standard | FALSE | [9 empty] | 42327 |  |  | No |  | 4 | 3399.2 | 119.86 | 28.36 | 14.06 | 0.8934 | 3000 | 82.3
PK15Z9PX | Torshare Ltd | TORSHARE | APL03-30W(3500K) | Outdoor Luminaires | Low Output | Architectural Flood and Spot Luminaires | Standard | FALSE | [9 empty] | 42327 |  |  | No |  | 4 | 3399.2 | 119.86 | 28.36 | 14.06 | 0.8934 | 3000 | 82.3
P5NNGHA6 | Torshare Ltd | TORSHARE | APL03-30W(5000K) | Outdoor Luminaires | Low Output | Architectural Flood and Spot Luminaires | Standard | FALSE | [9 empty] | 42327 |  |  | No |  | 4 | 3399.2 | 119.86 | 28.36 | 14.06 | 0.8934 | 3000 | 82.3
PDS37PNC | APACK Inc. | APACK | F640A-LM703015B | Outdoor Luminaires | Very High Output | Architectural Flood and Spot Luminaires | Standard | FALSE | [9 empty] | 42327 | Dimmable | Continuous Below 10 | No |  | 3 | 61700 | 96 | 640 | 8.136 | 0.962 | 3000 | 70
P8HMXBRX | SMART ENERGY SOLUTIONS | SES LED | SES-FL-150W-HV(4000K) | Outdoor Luminaires | High Output | Architectural Flood and Spot Luminaires | Standard | TRUE | 14703 | 94.86 | 155 | 15.27 | 0.9657 | 4245 | 75.7 | 5 | 50000 | 42326 |  |  | No |  | 3 | 14327 | 95.7 | 149.7 | 8.46 | 0.9866 | 4000 | 75.7
PJ2F77EN | SMART ENERGY SOLUTIONS | SES LED | SES-FL-150W-HV(5700K) | Outdoor Luminaires | High Output | Architectural Flood and Spot Luminaires | Standard | FALSE | [9 empty] | 42326 |  |  | No |  | 3 | 14939 | 97.83 | 152.7 | 9.55 | 0.987 | 5700 | 75.9
PKSD98XJ | SMART ENERGY SOLUTIONS | SES LED | SES-FL-150W-HV(5000K) | Outdoor Luminaires | High Output | Architectural Flood and Spot Luminaires | Standard | FALSE | [9 empty] | 42326 |  |  | No |  | 3 | 14327 | 95.7 | 149.7 | 8.46 | 0.9866 | 5000 | 75.7
P1J14X42 | SMART ENERGY SOLUTIONS | SES LED | SES-FL-150W-HV(4500K) | Outdoor Luminaires | High Output | Architectural Flood and Spot Luminaires | Standard | FALSE | [9 empty] | 42326 |  |  | No |  | 3 | 14327 | 95.7 | 149.7 | 8.46 | 0.9866 | 4500 | 75.7
PAZE6DWH | Shanghai Supertek Lighting Co. Ltd | SUPERTEK | HB37A-320W-3000K | Outdoor Luminaires | High Output | Architectural Flood and Spot Luminaires | Standard | TRUE | 25731.5 | 80.16 | 321 | 7.19 | 0.9701 | 3080 | 82.1 | 5 | 50000 | 42325 |  |  | No |  | 3 | 25000 | 80 | 320 | 7.19 | 0.9701 | 3000 | 80
PZ31C5CF | Shenzhen Xinshengyang Opto-electronics Technology Co.Ltd. | IGT | IGTFLD-400100-5 5000K | Outdoor Luminaires | Mid Output | Architectural Flood and Spot Luminaires | Standard | TRUE | 9305.23 | 91.15 | 103.424 | 20.86 | 0.963 | 5278 | 83.4 | 5 | 50000 | 42325 |  |  | NotYetVerified |  | 3 |  |  | 100 |  |  | 5000 | 70
PCFSKPVW | Blue Arrow Contract Manufacturing Corporation | NIAGARA | YRFL-050-30K | Outdoor Luminaires | Low Output | Architectural Flood and Spot Luminaires | Standard | TRUE | 4926.4 | 98.95 | 49.79 | 15.95 | 0.945 | 3115 | 73.6 | 5 | 50000 | 42325 |  |  | No |  | 3 | 4926.4 | 98.95 | 49.79 | 15.95 | 0.945 | 3000 | 73.6
PVN6WUTG | Shenzhen Xinshengyang Opto-electronics Technology Co.Ltd. | IGT | IGTFLD-400050-5 5000K | Outdoor Luminaires | Low Output | Architectural Flood and Spot Luminaires | Standard | TRUE | 4633.779 | 90.86 | 51 | 20.86 | 0.927 | 5144 | 83.3 | 5 | 50000 | 42325 |  |  | NotYetVerified |  | 3 |  |  | 50 |  | 0.95 | 5000 | 70
PM16QA1C | Blue Arrow Contract Manufacturing Corporation | NIAGARA | YRFL-210-30K | Outdoor Luminaires | High Output | Architectural Flood and Spot Luminaires | Standard | TRUE | 21667 | 101.6 | 213.3 | 15.36 | 0.9226 | 3146 | 74 | 5 |  | 42325 |  |  | No |  | 3 | 21667 | 101.6 | 213.3 | 15.36 | 0.9226 | 3000 | 74
P3NY1B3B | Blue Arrow Contract Manufacturing Corporation | NIAGARA | YRFL-100-30K | Outdoor Luminaires | High Output | Architectural Flood and Spot Luminaires | Standard | TRUE | 9953.9 | 99.61 | 99.93 | 14.97 | 0.9119 | 3122 | 73.4 | 5 | 50000 | 42325 |  |  | No |  | 3 | 9953.9 | 99.61 | 99.93 | 14.97 | 0.9119 | 3000 | 73.4
P1Q4FB46 | Blue Arrow Contract Manufacturing Corporation | NIAGARA | YRFL-140-30K | Outdoor Luminaires | High Output | Architectural Flood and Spot Luminaires | Standard | TRUE | 14476 | 104.31 | 138.8 | 15.35 | 0.9051 | 3120 | 73.7 | 5 | 50000 | 42325 |  |  | No |  | 3 | 14476 | 104.31 | 138.8 | 15.35 | 0.9051 | 3000 | 73.7
PVY41TS7 | Blue Arrow Contract Manufacturing Corporation | NIAGARA | YRFL-080-30K | Outdoor Luminaires | Mid Output | Architectural Flood and Spot Luminaires | Standard | TRUE | 7834.4 | 97.75 | 80.15 | 17.69 | 0.9048 | 3120 | 73.3 | 5 | 50000 | 42325 |  |  | No |  | 3 | 7834.4 | 97.75 | 80.15 | 17.69 | 0.9048 | 3000 | 73.3
PAFEJ8HU | Blue Arrow Contract Manufacturing Corporation | NIAGARA | YRFL-280-30K | Outdoor Luminaires | High Output | Architectural Flood and Spot Luminaires | Standard | TRUE | 28666 | 101.79 | 281.6 | 14.86 | 0.9039 | 3118 | 73.7 | 5 |  | 42325 |  |  | No |  | 3 | 28666 | 101.79 | 281.6 | 14.86 | 0.9039 | 3000 | 73.7
PU3NPK21 | Blue Arrow Contract Manufacturing Corporation | NIAGARA | YRFL-050-57K | Outdoor Luminaires | Low Output | Architectural Flood and Spot Luminaires | Standard | FALSE | [9 empty] | 42325 |  |  | No |  | 3 | 5217 | 104.49 | 49.93 | 15.82 | 0.9402 | 5700 | 75.7
PA8BT2ET | Blue Arrow Contract Manufacturing Corporation | NIAGARA | YRFL-080-57K | Outdoor Luminaires | Mid Output | Architectural Flood and Spot Luminaires | Standard | FALSE | [9 empty] | 42325 |  |  | No |  | 3 | 8514 | 104.81 | 81.23 | 17.25 | 0.9067 | 5700 | 75.2
P4HEB2VD | Blue Arrow Contract Manufacturing Corporation | NIAGARA | YRFL-140-57K | Outdoor Luminaires | High Output | Architectural Flood and Spot Luminaires | Standard | FALSE | [9 empty] | 42325 |  |  | No |  | 3 | 15778 | 112.54 | 140.2 | 15.28 | 0.9087 | 5700 | 74.9
PG4ECV1J | Blue Arrow Contract Manufacturing Corporation | NIAGARA | YRFL-100-57K | Outdoor Luminaires | High Output | Architectural Flood and Spot Luminaires | Standard | FALSE | [9 empty] | 42325 |  |  | No |  | 3 | 10591 | 105.35 | 100.53 | 14.56 | 0.9095 | 5700 | 74.5
PXBKVU2U | Blue Arrow Contract Manufacturing Corporation | NIAGARA | YRFL-280-57K | Outdoor Luminaires | Very High Output | Architectural Flood and Spot Luminaires | Standard | FALSE | [9 empty] | 42325 |  |  | No |  | 3 | 31204 | 110.07 | 283.5 | 14.56 | 0.9046 | 5700 | 75.5
PQTPPZ4K | Blue Arrow Contract Manufacturing Corporation | NIAGARA | YRFL-210-57K | Outdoor Luminaires | High Output | Architectural Flood and Spot Luminaires | Standard | FALSE | [9 empty] | 42325 |  |  | No |  | 3 | 22750 | 106.16 | 214.3 | 15.42 | 0.9246 | 5700 | 74.8
PT1KTQ5X | Blue Arrow Contract Manufacturing Corporation | NIAGARA | YRFL-140-50K | Outdoor Luminaires | High Output | Architectural Flood and Spot Luminaires | Standard | FALSE | [9 empty] | 42325 |  |  | No |  | 3 | 14476 | 104.31 | 138.8 | 15.35 | 0.9051 | 5000 | 73.7
PAZCURB5 | Blue Arrow Contract Manufacturing Corporation | NIAGARA | YRFL-050-50K | Outdoor Luminaires | Low Output | Architectural Flood and Spot Luminaires | Standard | FALSE | [9 empty] | 42325 |  |  | No |  | 3 | 4926.4 | 98.95 | 49.79 | 15.95 | 0.945 | 5000 | 73.6
P1T5VPQF | Blue Arrow Contract Manufacturing Corporation | NIAGARA | YRFL-100-50K | Outdoor Luminaires | High Output | Architectural Flood and Spot Luminaires | Standard | FALSE | [9 empty] | 42325 |  |  | No |  | 3 | 9953.9 | 99.61 | 99.93 | 14.97 | 0.9119 | 5000 | 73.4
PNUR3P6R | Blue Arrow Contract Manufacturing Corporation | NIAGARA | YRFL-080-50K | Outdoor Luminaires | Mid Output | Architectural Flood and Spot Luminaires | Standard | FALSE | [9 empty] | 42325 |  |  | No |  | 3 | 7834.4 | 97.75 | 80.15 | 17.69 | 0.9048 | 5000 | 73.3
PPJ6R9J9 | Blue Arrow Contract Manufacturing Corporation | NIAGARA | YRFL-210-50K | Outdoor Luminaires | High Output | Architectural Flood and Spot Luminaires | Standard | FALSE | [9 empty] | 42325 |  |  | No |  | 3 | 21667 | 101.6 | 213.3 | 15.36 | 0.9226 | 5000 | 74
P68JYF4R | Blue Arrow Contract Manufacturing Corporation | NIAGARA | YRFL-280-50K | Outdoor Luminaires | High Output | Architectural Flood and Spot Luminaires | Standard | FALSE | [9 empty] | 42325 |  |  | No |  | 3 | 28666 | 101.79 | 281.6 | 14.86 | 0.9039 | 5000 | 73.7
PKEQ4PR6 | Blue Arrow Contract Manufacturing Corporation | NIAGARA | YRFL-140-45K | Outdoor Luminaires | High Output | Architectural Flood and Spot Luminaires | Standard | FALSE | [9 empty] | 42325 |  |  | No |  | 3 | 14476 | 104.31 | 138.8 | 15.35 | 0.9051 | 4500 | 73.7
PBY32AHC | Blue Arrow Contract Manufacturing Corporation | NIAGARA | YRFL-050-45K | Outdoor Luminaires | Low Output | Architectural Flood and Spot Luminaires | Standard | FALSE | [9 empty] | 42325 |  |  | No |  | 3 | 4926.4 | 98.95 | 49.79 | 15.95 | 0.945 | 4500 | 73.6
PNJBMDWS | Blue Arrow Contract Manufacturing Corporation | NIAGARA | YRFL-100-45K | Outdoor Luminaires | High Output | Architectural Flood and Spot Luminaires | Standard | FALSE | [9 empty] | 42325 |  |  | No |  | 3 | 9953.9 | 99.61 | 99.93 | 14.97 | 0.9119 | 4500 | 73.4
P9VS5EP2 | Blue Arrow Contract Manufacturing Corporation | NIAGARA | YRFL-080-45K | Outdoor Luminaires | Mid Output | Architectural Flood and Spot Luminaires | Standard | FALSE | [9 empty] | 42325 |  |  | No |  | 3 | 7834.4 | 97.75 | 80.15 | 17.69 | 0.9048 | 4500 | 73.3
PR4FUU3K | Blue Arrow Contract Manufacturing Corporation | NIAGARA | YRFL-210-45K | Outdoor Luminaires | High Output | Architectural Flood and Spot Luminaires | Standard | FALSE | [9 empty] | 42325 |  |  | No |  | 3 | 21667 | 101.6 | 213.3 | 15.36 | 0.9226 | 4500 | 74
PRG7GXQ5 | Blue Arrow Contract Manufacturing Corporation | NIAGARA | YRFL-280-45K | Outdoor Luminaires | High Output | Architectural Flood and Spot Luminaires | Standard | FALSE | [9 empty] | 42325 |  |  | No |  | 3 | 28666 | 101.79 | 281.6 | 14.86 | 0.9039 | 4500 | 73.7
PDWQ8GUN | Blue Arrow Contract Manufacturing Corporation | NIAGARA | YRFL-140-40K | Outdoor Luminaires | High Output | Architectural Flood and Spot Luminaires | Standard | FALSE | [9 empty] | 42325 |  |  | No |  | 3 | 14476 | 104.31 | 138.8 | 15.35 | 0.9051 | 4000 | 73.7
PMF65DEW | Blue Arrow Contract Manufacturing Corporation | NIAGARA | YRFL-050-40K | Outdoor Luminaires | Low Output | Architectural Flood and Spot Luminaires | Standard | FALSE | [9 empty] | 42325 |  |  | No |  | 3 | 4926.4 | 98.95 | 49.79 | 15.95 | 0.945 | 4000 | 73.6
PDM5NCED | Blue Arrow Contract Manufacturing Corporation | NIAGARA | YRFL-100-40K | Outdoor Luminaires | High Output | Architectural Flood and Spot Luminaires | Standard | FALSE | [9 empty] | 42325 |  |  | No |  | 3 | 9953.9 | 99.61 | 99.93 | 14.97 | 0.9119 | 4000 | 73.4
PTZUNMU7 | Blue Arrow Contract Manufacturing Corporation | NIAGARA | YRFL-080-40K | Outdoor Luminaires | Mid Output | Architectural Flood and Spot Luminaires | Standard | FALSE | [9 empty] | 42325 |  |  | No |  | 3 | 7834.4 | 97.75 | 80.15 | 17.69 | 0.9048 | 4000 | 73.3
PKQNXPAE | Blue Arrow Contract Manufacturing Corporation | NIAGARA | YRFL-210-40K | Outdoor Luminaires | High Output | Architectural Flood and Spot Luminaires | Standard | FALSE | [9 empty] | 42325 |  |  | No |  | 3 | 21667 | 101.6 | 213.3 | 15.36 | 0.9226 | 4000 | 74
P7Z5S834 | Blue Arrow Contract Manufacturing Corporation | NIAGARA | YRFL-280-40K | Outdoor Luminaires | High Output | Architectural Flood and Spot Luminaires | Standard | FALSE | [9 empty] | 42325 |  |  | No |  | 3 | 28666 | 101.79 | 281.6 | 14.86 | 0.9039 | 4000 | 73.7
PXFEY9PQ | Blue Arrow Contract Manufacturing Corporation | NIAGARA | YRFL-140-35K | Outdoor Luminaires | High Output | Architectural Flood and Spot Luminaires | Standard | FALSE | [9 empty] | 42325 |  |  | No |  | 3 | 14476 | 104.31 | 138.8 | 15.35 | 0.9051 | 3500 | 73.7
P7YYBKFH | Blue Arrow Contract Manufacturing Corporation | NIAGARA | YRFL-050-35K | Outdoor Luminaires | Low Output | Architectural Flood and Spot Luminaires | Standard | FALSE | [9 empty] | 42325 |  |  | No |  | 3 | 4926.4 | 98.95 | 49.79 | 15.95 | 0.945 | 3500 | 73.6
PD4A9G4W | Blue Arrow Contract Manufacturing Corporation | NIAGARA | YRFL-100-35K | Outdoor Luminaires | High Output | Architectural Flood and Spot Luminaires | Standard | FALSE | [9 empty] | 42325 |  |  | No |  | 3 | 9953.9 | 99.61 | 99.93 | 14.97 | 0.9119 | 3500 | 73.4
PS6Z5Z9B | Blue Arrow Contract Manufacturing Corporation | NIAGARA | YRFL-080-35K | Outdoor Luminaires | Mid Output | Architectural Flood and Spot Luminaires | Standard | FALSE | [9 empty] | 42325 |  |  | No |  | 3 | 7834.4 | 97.75 | 80.15 | 17.69 | 0.9048 | 3500 | 73.3
PGZDNF6Q | Blue Arrow Contract Manufacturing Corporation | NIAGARA | YRFL-210-35K | Outdoor Luminaires | High Output | Architectural Flood and Spot Luminaires | Standard | FALSE | [9 empty] | 42325 |  |  | No |  | 3 | 21667 | 101.6 | 213.3 | 15.36 | 0.9226 | 3500 | 74
P43PNV85 | Blue Arrow Contract Manufacturing Corporation | NIAGARA | YRFL-280-35K | Outdoor Luminaires | High Output | Architectural Flood and Spot Luminaires | Standard | FALSE | [9 empty] | 42325 |  |  | No |  | 3 | 28666 | 101.79 | 281.6 | 14.86 | 0.9039 | 3500 | 73.7
PHDMGSCD | Shanghai Supertek Lighting Co. Ltd | SUPERTEK | HB37A-320W-5000K | Outdoor Luminaires | High Output | Architectural Flood and Spot Luminaires | Standard | FALSE | [9 empty] | 42325 | Not Dimmable | Not Dimmable | No |  | 3 | 25000 | 80 | 320 | 7.19 | 0.9701 | 5000 | 80
PQ3XKDX5 | Shanghai Supertek Lighting Co. Ltd | SUPERTEK | HB37A-320W-4000K | Outdoor Luminaires | High Output | Architectural Flood and Spot Luminaires | Standard | FALSE | [9 empty] | 42325 | Not Dimmable | Not Dimmable | No |  | 3 | 25000 | 80 | 320 | 7.19 | 0.9701 | 4000 | 80
P6Z8BJMX | LED Trail | LED Trail | 31300-4000K | Outdoor Luminaires | High Output | Architectural Flood and Spot Luminaires | Standard | TRUE | 29403 | 93.43 | 314.7 | 8.64 | 0.9511 | 4048 | 73.1 | 5 |  | 42324 |  |  | NotYetVerified |  | 3 | 29403 | 93.43 | 314.7 | 8.64 | 0.9511 | 4000 | 73.1
PR3XKN3Q | LED Trail | LED Trail | 31200-4000K | Outdoor Luminaires | High Output | Architectural Flood and Spot Luminaires | Standard | TRUE | 19113 | 94.41 | 203.5 | 16.72 | 0.915 | 4255 | 75.4 | 5 | 50000 | 42324 |  |  | NotYetVerified | Updated on 9/16/16 | 3 | 19113 | 94.41 | 203.5 | 16.72 | 0.914 | 4000 | 75.4
P2FHB412 | LED Trail | LED Trail | 31150-4000K | Outdoor Luminaires | High Output | Architectural Flood and Spot Luminaires | Standard | TRUE | 14651 | 94.92 | 154.4 | 15.87 | 0.908 | 4245 | 75.7 | 5 | 50000 | 42324 |  |  | NotYetVerified | Updated on 9/16/16 | 3 | 14651 | 94.92 | 154.4 | 15.87 | 0.907 | 4000 | 75.7
PFBVMAXB | LED Trail | LED Trail | 31200-5700K | Outdoor Luminaires | High Output | Architectural Flood and Spot Luminaires | Standard | FALSE | [9 empty] | 42324 |  |  | NotYetVerified |  | 3 | 22530 | 110.39 | 204.1 | 16.51 | 0.912 | 5700 | 74
P1JTC2SQ | LED Trail | LED Trail | 31150-5700K | Outdoor Luminaires | High Output | Architectural Flood and Spot Luminaires | Standard | FALSE | [9 empty] | 42324 |  |  | NotYetVerified |  | 3 | 16387 | 106 | 154.6 | 15.33 | 0.907 | 5700 | 73.8
PFCSN7NJ | LED Trail | LED Trail | 31300-5700K | Outdoor Luminaires | Very High Output | Architectural Flood and Spot Luminaires | Standard | FALSE | [9 empty] | 42324 |  |  | NotYetVerified |  | 3 | 31665 | 100.27 | 315.8 | 8.56 | 0.9511 | 5700 | 72.2
P9VS35EZ | LED Trail | LED Trail | 31150-5000K | Outdoor Luminaires | High Output | Architectural Flood and Spot Luminaires | Standard | FALSE | [9 empty] | 42324 |  |  | NotYetVerified |  | 3 | 14651 | 94.92 | 154.4 | 15.87 | 0.907 | 5000 | 75.7
PZCRWQUB | LED Trail | LED Trail | 31200-5000K | Outdoor Luminaires | High Output | Architectural Flood and Spot Luminaires | Standard | FALSE | [9 empty] | 42324 |  |  | NotYetVerified |  | 3 | 19113 | 94.41 | 203.5 | 16.72 | 0.914 | 5000 | 75.4
PBSHVD8A | LED Trail | LED Trail | 31300-5000K | Outdoor Luminaires | High Output | Architectural Flood and Spot Luminaires | Standard | FALSE | [9 empty] | 42324 |  |  | NotYetVerified |  | 3 | 29403 | 93.43 | 314.7 | 8.64 | 0.9511 | 5000 | 73.1
PDXM6N1Z | LED Trail | LED Trail | 31150-4500K | Outdoor Luminaires | High Output | Architectural Flood and Spot Luminaires | Standard | FALSE | [9 empty] | 42324 |  |  | NotYetVerified |  | 3 | 14651 | 94.92 | 154.4 | 15.87 | 0.907 | 4500 | 75.7
PUT9VJB2 | LED Trail | LED Trail | 31200-4500K | Outdoor Luminaires | High Output | Architectural Flood and Spot Luminaires | Standard | FALSE | [9 empty] | 42324 |  |  | NotYetVerified |  | 3 | 19113 | 94.41 | 203.5 | 16.72 | 0.914 | 4500 | 75.4
P4YV97KQ | LED Trail | LED Trail | 31300-4500K | Outdoor Luminaires | High Output | Architectural Flood and Spot Luminaires | Standard | FALSE | [9 empty] | 42324 |  |  | NotYetVerified |  | 3 | 29403 | 93.43 | 314.7 | 8.64 | 0.9511 | 4500 | 73.1
P6BKJNVV | WUXI ELLIPZ LIGHTING TECHNOLOGY CO LTD | Ellipz Lighting | 8A00AC57SN-D | Outdoor Luminaires | High Output | Architectural Flood and Spot Luminaires | Standard | FALSE | [9 empty] | 42321 |  |  | NotYetVerified |  | 3 | 13900 | 99 | 145 | 15 | 0.93 | 5700 | 93
PG7EA55N | WUXI ELLIPZ LIGHTING TECHNOLOGY CO LTD | Ellipz Lighting | 8800AC57SN-D | Outdoor Luminaires | Mid Output | Architectural Flood and Spot Luminaires | Standard | FALSE | [9 empty] | 42321 |  |  | NotYetVerified |  | 3 | 6500 | 96 | 68 | 15 | 0.96 | 5700 | 92.5
PSFVZQAV | WUXI ELLIPZ LIGHTING TECHNOLOGY CO LTD | Ellipz Lighting | 8A00AC50SN-D | Outdoor Luminaires | High Output | Architectural Flood and Spot Luminaires | Standard | FALSE | [9 empty] | 42321 |  |  | NotYetVerified |  | 3 | 13900 | 99 | 145 | 15 | 0.93 | 5000 | 93
PW4W7WMN | WUXI ELLIPZ LIGHTING TECHNOLOGY CO LTD | Ellipz Lighting | 8800AC50SN-D | Outdoor Luminaires | Mid Output | Architectural Flood and Spot Luminaires | Standard | FALSE | [9 empty] | 42321 |  |  | NotYetVerified |  | 3 | 6500 | 96 | 68 | 15 | 0.96 | 5000 | 92.5
PG21R927 | WUXI ELLIPZ LIGHTING TECHNOLOGY CO LTD | Ellipz Lighting | 8A00AC45SN-D | Outdoor Luminaires | High Output | Architectural Flood and Spot Luminaires | Standard | FALSE | [9 empty] | 42321 |  |  | NotYetVerified |  | 3 | 13900 | 99 | 145 | 15 | 0.93 | 4500 | 93
PW83HDSQ | WUXI ELLIPZ LIGHTING TECHNOLOGY CO LTD | Ellipz Lighting | 8800AC45SN-D | Outdoor Luminaires | Mid Output | Architectural Flood and Spot Luminaires | Standard | FALSE | [9 empty] | 42321 |  |  | NotYetVerified |  | 3 | 6500 | 96 | 68 | 15 | 0.96 | 4500 | 92.5
PHA2SQ51 | Shanghai CHZ Lighting Technology Co.Ltd | CHZ | CHZ-HB07-40W-ND-5700K-60 | Outdoor Luminaires | Low Output | Architectural Flood and Spot Luminaires | Standard | TRUE | 4134.4 | 104.2 | 39.66 | 19.2 | 0.9588 | 5633 | 72 | 5 | 100000 | 42319 |  |  | NotYetVerified |  | 3 | 4130 | 103.25 | 40 | 20 | 0.9 | 5700 | 70
PYZTPZ5J | Shanghai CHZ Lighting Technology Co.Ltd | CHZ | CHZ-HB07-40W-ND-3000K-60 | Outdoor Luminaires | Low Output | Architectural Flood and Spot Luminaires | Standard | TRUE | 3769.4 | 95.8 | 39.36 | 12.93 | 0.958 | 3107 | 72.5 | 5 | 100000 | 42319 |  |  | NotYetVerified |  | 3 | 3770 | 94.25 | 40 | 20 | 0.9 | 3000 | 70
PZZ2H7XN | Shanghai CHZ Lighting Technology Co.Ltd | CHZ | CHZ-HB07-40W-N-5700K-110 | Outdoor Luminaires | Low Output | Architectural Flood and Spot Luminaires | Standard | FALSE | [9 empty] | 42319 | Not Dimmable | Not Dimmable | NotYetVerified |  | 3 | 4410 | 110.25 | 40 | 20 | 0.9 | 5700 | 70
PU34624Q | Shanghai CHZ Lighting Technology Co.Ltd | CHZ | CHZ-HB07-40W-ND-5700K-110 | Outdoor Luminaires | Low Output | Architectural Flood and Spot Luminaires | Standard | FALSE | [9 empty] | 42319 | Dimmable | Continuous Below 10 | NotYetVerified |  | 3 | 4410 | 110.25 | 40 | 20 | 0.9 | 5700 | 70
PJ3Z6G4U | Shanghai CHZ Lighting Technology Co.Ltd | CHZ | CHZ-HB07-40W-N-5700K-90 | Outdoor Luminaires | Low Output | Architectural Flood and Spot Luminaires | Standard | FALSE | [9 empty] | 42319 | Not Dimmable | Not Dimmable | NotYetVerified |  | 3 | 4260 | 106.5 | 40 | 20 | 0.9 | 5700 | 70
PCFK8XCF | Shanghai CHZ Lighting Technology Co.Ltd | CHZ | CHZ-HB07-40W-ND-5700K-90 | Outdoor Luminaires | Low Output | Architectural Flood and Spot Luminaires | Standard | FALSE | [9 empty] | 42319 | Dimmable | Continuous Below 10 | NotYetVerified |  | 3 | 4260 | 106.5 | 40 | 20 | 0.9 | 5700 | 70
PKXMD1GG | Shanghai CHZ Lighting Technology Co.Ltd | CHZ | CHZ-HB07-40W-N-4000K-110 | Outdoor Luminaires | Low Output | Architectural Flood and Spot Luminaires | Standard | FALSE | [9 empty] | 42319 | Not Dimmable | Not Dimmable | NotYetVerified |  | 3 | 4084 | 102.1 | 40 | 20 | 0.9 | 4000 | 70
PMFTK8K6 | Shanghai CHZ Lighting Technology Co.Ltd | CHZ | CHZ-HB07-40W-ND-4000K-110 | Outdoor Luminaires | Low Output | Architectural Flood and Spot Luminaires | Standard | FALSE | [9 empty] | 42319 | Dimmable | Continuous Below 10 | NotYetVerified |  | 3 | 4084 | 102.1 | 40 | 20 | 0.9 | 4000 | 70
P2PWGVRP | Shanghai CHZ Lighting Technology Co.Ltd | CHZ | CHZ-HB07-40W-N-4000K-90 | Outdoor Luminaires | Low Output | Architectural Flood and Spot Luminaires | Standard | FALSE | [9 empty] | 42319 | Not Dimmable | Not Dimmable | NotYetVerified |  | 3 | 3982 | 99.55 | 40 | 20 | 0.9 | 4000 | 70
PCR8XUC6 | Shanghai CHZ Lighting Technology Co.Ltd | CHZ | CHZ-HB07-40W-ND-4000K-90 | Outdoor Luminaires | Low Output | Architectural Flood and Spot Luminaires | Standard | FALSE | [9 empty] | 42319 | Dimmable | Continuous Below 10 | NotYetVerified |  | 3 | 3982 | 99.55 | 40 | 20 | 0.9 | 4000 | 70
PWDC81UH | Carolina high mast | carolina high mast | USLED03G015080N1GC | Outdoor Luminaires | Very High Output | Architectural Flood and Spot Luminaires | Standard | TRUE | 75755 | 77.8 | 973.9 | 7 | 0.978 | 4905 | 82 | 5 | 50000 | 42317 |  |  | No |  | 3 | 75755 | 77.7 | 974 | 5 | 0.978 | 4905 | 82
PCHCKPKB | Carolina high mast | carolina high mast | USLED01G015080N1GC | Outdoor Luminaires | High Output | Architectural Flood and Spot Luminaires | Standard | TRUE | 27005 | 84.1 | 321.1 | 7 | 0.978 | 4905 | 82 | 5 | 50000 | 42317 |  |  | No |  | 3 | 27005 | 84.1 | 322 | 5 | 0.978 | 4905 | 82
P3YRWZGF | Plusrite USA | Naturaled | LED-FXFDL240/50K/60D/xx-yy | Outdoor Luminaires | High Output | Architectural Flood and Spot Luminaires | Standard | TRUE | 28977.58 | 117.36 | 246.92 | 10.85 | 0.944 | 4882 | 82 | 5 | 50000 | 42317 |  |  | No |  | 3 | 27000 | 112.5 | 240 | 15 | 0.95 | 5000 | 75
PEE44DXH | Plusrite USA | Naturaled | LED-FXFDL240/50K/30D/xx-yy | Outdoor Luminaires | High Output | Architectural Flood and Spot Luminaires | Standard | TRUE | 28835.56 | 116.47 | 247.57 | 7.95 | 0.941 | 4859 | 80 | 5 | 50000 | 42317 |  |  | No |  | 3 | 27000 | 112.5 | 240 | 15 | 0.95 | 5000 | 75
PAUSSWGU | Carolina high mast | carolina high mast | USLED02G015080N1GC | Outdoor Luminaires | Very High Output | Architectural Flood and Spot Luminaires | Standard | FALSE | [9 empty] | 42317 | Dimmable | Continuous Below 10 | No |  | 3 | 51380 | 79.3 | 648 | 5 | 0.978 | 4905 | 82
PJFPUAB3 | NEUTEX ADVANCED ENERGY GROUP | Neutex Lighting | NTX-FL20XSY (3000K) | Outdoor Luminaires | Low Output | Architectural Flood and Spot Luminaires | Standard | TRUE | 1760.2 | 83.26 | 21.14 | 20.96 | 0.911 | 3086 | 81 | 5 | 50000 | 42314 |  |  | NotYetVerified |  | 3 |  | 90 | 20 |  | 0.95 | 3000 | 70
PKUD48V7 | NEUTEX ADVANCED ENERGY GROUP | Neutex Lighting | NTX-FL30XSY (3000K) | Outdoor Luminaires | Low Output | Architectural Flood and Spot Luminaires | Standard | TRUE | 2564.6 | 85.15 | 30.12 | 23.05 | 0.909 | 3075 | 81 | 5 | 50000 | 42314 |  |  | NotYetVerified |  | 3 |  | 90 | 30 |  | 0.95 | 3000 | 70
PMZSPHQ4 | NEUTEX ADVANCED ENERGY GROUP | Neutex Lighting | NTX-FL10XSY (5000K) | Outdoor Luminaires | Low Output | Architectural Flood and Spot Luminaires | Standard | TRUE | 908.653 | 85.16 | 10.67 | 18.53 | 0.906 | 5072 | 83.2 | 5 | 50000 | 42314 |  |  | NotYetVerified |  | 3 |  | 90 | 10 |  | 0.95 | 5000 | 70
PA8CFHU5 | NEUTEX ADVANCED ENERGY GROUP | Neutex Lighting | NTX-FL30XSY (5700K) | Outdoor Luminaires | Low Output | Architectural Flood and Spot Luminaires | Standard | FALSE | [9 empty] | 42314 | Not Dimmable | Not Dimmable | NotYetVerified |  | 3 | 2700 | 90 | 30 |  | 0.95 | 5700 | 70
P6ZNJTN9 | NEUTEX ADVANCED ENERGY GROUP | Neutex Lighting | NTX-FL20XSY (5700K) | Outdoor Luminaires | Low Output | Architectural Flood and Spot Luminaires | Standard | FALSE | [9 empty] | 42314 | Not Dimmable | Not Dimmable | NotYetVerified |  | 3 | 1800 | 90 | 20 |  | 0.95 | 5700 | 70
PZXXUYJG | NEUTEX ADVANCED ENERGY GROUP | Neutex Lighting | NTX-FL30XSY (5000K) | Outdoor Luminaires | Low Output | Architectural Flood and Spot Luminaires | Standard | FALSE | [9 empty] | 42314 | Not Dimmable | Not Dimmable | NotYetVerified |  | 3 | 2700 | 90 | 30 |  | 0.95 | 5000 | 70
PFJGA7Y3 | NEUTEX ADVANCED ENERGY GROUP | Neutex Lighting | NTX-FL20XSY (5000K) | Outdoor Luminaires | Low Output | Architectural Flood and Spot Luminaires | Standard | FALSE | [9 empty] | 42314 | Not Dimmable | Not Dimmable | NotYetVerified |  | 3 | 1800 | 90 | 20 |  | 0.95 | 5000 | 70
PXX17PBT | NEUTEX ADVANCED ENERGY GROUP | Neutex Lighting | NTX-FL30XSY (4000K) | Outdoor Luminaires | Low Output | Architectural Flood and Spot Luminaires | Standard | FALSE | [9 empty] | 42314 | Not Dimmable | Not Dimmable | NotYetVerified |  | 3 | 2700 | 90 | 30 |  | 0.95 | 4000 | 70
PSGG6P1F | NEUTEX ADVANCED ENERGY GROUP | Neutex Lighting | NTX-FL20XSY (4000K) | Outdoor Luminaires | Low Output | Architectural Flood and Spot Luminaires | Standard | FALSE | [9 empty] | 42314 | Not Dimmable | Not Dimmable | NotYetVerified |  | 3 | 1800 | 90 | 20 |  | 0.95 | 4000 | 70
P98KNS7Q | RAB Design Lighting | RAB DESIGN Lighting Inc. | FL8-LED300-B-3K-[All Housing Colors]-[All Mounting Options] | Outdoor Luminaires | Very High Output | Architectural Flood and Spot Luminaires | Standard | TRUE | 30857 | 101.45 | 304.2 | 7.88 | 0.947 | 3056 | 83.5 | 5 | 50000 | 42313 |  |  | No |  | 3 | 30857 | 101.45 | 304.2 | 7.88 | 0.947 | 3000 | 83.5
PT3PGZ6D | Lumecon LLC | Lumecon LLC | LFS-SFL-90-[BB CC]-ST-C-1-CW-[All Mounting Options]-[X PC1]-[X OC1 OC2] | Outdoor Luminaires | Mid Output | Architectural Flood and Spot Luminaires | Standard | TRUE | 7748.58 | 88.4 | 87.65 | 11.89 | 0.9412 | 5110 | 79.66 | 10 | 50000 | 42313 |  |  | NotYetVerified |  | 3 | 7748.58 | 88.4 | 87.65 | 11.89 | 0.9412 | 5110 | 79.66
PUGZ7T3G | LUXAZ | Luxaz | LX-PWFL100120 | Outdoor Luminaires | High Output | Architectural Flood and Spot Luminaires | Standard | TRUE | 12890 | 127 | 101 | 13.7 | 0.94 | 5700 | 69 | 5 | 50000 | 42313 |  |  | NotYetVerified |  | 3 | 12890.15 | 127.2 | 101.34 | 13.7 | 0.94 | 5486 | 69.3
PPA9DZW8 | LUXAZ | Luxaz | LX-PWFL400120 | Outdoor Luminaires | High Output | Architectural Flood and Spot Luminaires | Standard | TRUE | 49616 | 123 | 404 | 12 | 0.94 | 5700 | 69 | 5 | 50000 | 42313 |  |  | NotYetVerified |  | 3 | 49616.18 | 122.93 | 403.6 | 12 | 0.94 | 5562 | 68.8
PCA3RBAU | LUXAZ | Luxaz | LX-PWFL200120 | Outdoor Luminaires | High Output | Architectural Flood and Spot Luminaires | Standard | TRUE | 24253 | 120 | 202 | 11.4 | 0.94 | 5700 | 69 | 5 | 50000 | 42313 |  |  | NotYetVerified |  | 3 | 24253.66 | 120.66 | 201.99 | 11.4 | 0.94 | 5452 | 68.9
PPW4HGCX | Lumecon LLC | Lumecon LLC | LFS-LFL-180-[DB CC]-ST-C-1-CW-[All Mounting Options]-[X PC1]-[X OC1 OC2] | Outdoor Luminaires | High Output | Architectural Flood and Spot Luminaires | Standard | TRUE | 16703.18 | 91.07 | 183.4 | 11.4 | 0.9354 | 5139 | 79.41 | 10 | 50000 | 42313 |  |  | NotYetVerified |  | 3 | 16703.18 | 91.07 | 183.4 | 11.4 | 0.9354 | 5139 | 79.41
PS2M9R6A | RAB Design Lighting | RAB DESIGN Lighting Inc. | FL7-LED220-B-3K-[All Housing Colors]-[All Mounting Options] | Outdoor Luminaires | High Output | Architectural Flood and Spot Luminaires | Standard | TRUE | 21495 | 99.51 | 216 | 18.31 | 0.9301 | 3110 | 83.6 | 5 | 50000 | 42313 |  |  | No |  | 3 | 21578 | 96.75 | 223 | 18.31 | 0.9301 | 3000 | 83.6
P6DYGCZQ | Lumecon LLC | Lumecon LLC | LFS-LFL-280-[DB CC]-ST-C-1-CW-[All Mounting Options]-[X PC1]-[X OC1 OC2] | Outdoor Luminaires | High Output | Architectural Flood and Spot Luminaires | Standard | TRUE | 25068.47 | 90.94 | 275.63 | 19.06 | 0.927 | 5122 | 79.2 | 10 | 50000 | 42313 |  |  | NotYetVerified |  | 3 | 25068.47 | 90.94 | 275.63 | 19.06 | 0.927 | 5122 | 79.2
PD2SSB76 | LUXAZ | Luxaz | LX-PWFL150120 | Outdoor Luminaires | High Output | Architectural Flood and Spot Luminaires | Standard | TRUE | 17985.75 | 118.49 | 151.79 | 14.3 | 0.92 | 5862 | 74.6 | 5 | 50000 | 42313 |  |  | NotYetVerified |  | 3 | 17985 | 118 | 150 | 14.3 | 0.92 | 5700 | 75
PR63XFPV | RAB Design Lighting | RAB DESIGN Lighting Inc. | FL1-LED15-B-3K-[All Housing Colors]-[All Mounting Options] | Outdoor Luminaires | Low Output | Architectural Flood and Spot Luminaires | Standard | TRUE | 1467.8 | 96.19 | 15.26 | 16.52 | 0.9079 | 3042 | 82.9 | 5 | 50000 | 42313 |  |  | NotYetVerified |  | 3 | 1467.8 | 96.19 | 15.26 | 20 | 0.9 | 3000 | 82.9
P77GGR4A | RAB Design Lighting | RAB DESIGN Lighting Inc. | FL2-LED30-B-3K-[All Housing Colors]-[All Mounting Options] | Outdoor Luminaires | Low Output | Architectural Flood and Spot Luminaires | Standard | TRUE | 2899.1 | 98.84 | 29.33 | 16.49 | 0.9049 | 3041 | 83.2 | 5 | 50000 | 42313 |  |  | NotYetVerified |  | 3 | 2899.1 | 98.84 | 29.33 | 20 | 0.9 | 3000 | 83.2
PJVHBB6Q | RAB Design Lighting | RAB DESIGN Lighting Inc. | FL3-LED50-B-3K-[All Housing Colors]-[All Mounting Options] | Outdoor Luminaires | Low Output | Architectural Flood and Spot Luminaires | Standard | TRUE | 4906.5 | 102.12 | 48.05 | 17.63 | 0.9031 | 3042 | 83.3 | 5 | 50000 | 42313 |  |  | NotYetVerified |  | 3 | 4906.5 | 102.12 | 48.05 | 20 | 0.9 | 3000 | 83.3
PYMNPUF9 | RAB Design Lighting | RAB DESIGN Lighting Inc. | FL5-LED100-B-3K-[All Housing Colors]-[All Mounting Options] | Outdoor Luminaires | High Output | Architectural Flood and Spot Luminaires | Standard | TRUE | 10035 | 103.53 | 96.93 | 19.07 | 0.9024 | 3058 | 82 | 5 | 50000 | 42313 |  |  | No |  | 3 | 10035 | 103.53 | 96.93 | 19.07 | 0.9024 | 3000 | 82
PTHY9QM8 | RAB Design Lighting | RAB DESIGN Lighting Inc. | FL4-LED80-B-3K-[All Housing Colors]-[All Mounting Options] | Outdoor Luminaires | Mid Output | Architectural Flood and Spot Luminaires | Standard | TRUE | 8453 | 109.98 | 76.86 | 18.74 | 0.9024 | 3064 | 83.7 | 5 | 50000 | 42313 |  |  | No |  | 3 | 8591 | 110.11 | 78.02 | 18.74 | 0.9024 | 3000 | 83.7
PBKFBD6W | RAB Design Lighting | RAB DESIGN Lighting Inc. | FL6-LED150-B-3K-[All Housing Colors]-[All Mounting Options] | Outdoor Luminaires | High Output | Architectural Flood and Spot Luminaires | Standard | TRUE | 15131 | 98.1 | 154.3 | 6.27 | 0.9017 | 3055 | 83.2 | 5 | 50000 | 42313 |  |  | No |  | 3 | 15131 | 98.1 | 154.3 | 6.27 | 0.9017 | 3000 | 83.2
PG9GWM8V | RAB Lighting | RAB Lightng | FFLED80N [blank SF T] [blank W] /D10 [PC PC2 PCS PCS2] | Outdoor Luminaires | Mid Output | Architectural Flood and Spot Luminaires | Premium | FALSE | [9 empty] | 42313 |  |  | Yes | Updated on 3/22/2017 | 3 | 9157 | 104.1 | 87.9 | 12.3 | 0.98 | 4046 | 72
PTKPSNQC | RAB Lighting | RAB Lightng | FFLED80 [blank SF T] [blank W] / [PC PC2 PCS PCS2] | Outdoor Luminaires | Mid Output | Architectural Flood and Spot Luminaires | Premium | FALSE | [9 empty] | 42313 |  |  | Yes | Updated on 3/22/2017 | 3 | 9672 | 108.9 | 88.8 | 11.6 | 0.99 | 5084 | 72
P7WMZ8MN | RAB Lighting | RAB Lightng | FFLED80 [blank SF T] [blank W] /D10 [PC PC2 PCS PCS2] | Outdoor Luminaires | Mid Output | Architectural Flood and Spot Luminaires | Standard | FALSE | [9 empty] | 42313 | Dimmable | Continuous Below 10 | Yes | Updated on 3/22/2017 | 4.1 | 9672 | 108.9 | 88.8 | 11.6 | 0.99 | 5084 | 72
PXWY8MF3 | RAB Lighting | RAB Lighting | FFLED80[All Mounting Options][4x4][All Colors][/PC/PC2/PCS/PCS2] | Outdoor Luminaires | Mid Output | Architectural Flood and Spot Luminaires | Standard | FALSE | [9 empty] | 42313 |  |  | Yes |  | 3 | 7866 | 91 | 87 | 22.1 | 0.88 | 4919 | 72
P29V9BY1 | RAB Lighting | RAB Lighting | FFLED80[All Mounting Options][5x5][All Colors][/PC/PC2/PCS/PCS2] | Outdoor Luminaires | Mid Output | Architectural Flood and Spot Luminaires | Standard | FALSE | [9 empty] | 42313 |  |  | Yes |  | 3 | 7860 | 91 | 86.7 | 22 | 0.877 | 4897 | 71
PYCGH8C5 | RAB Lighting | RAB Lighting | FFLED80[All Mounting Options]N[All Colors][/PC/PC2/PCS/PCS2] | Outdoor Luminaires | Mid Output | Architectural Flood and Spot Luminaires | Premium | FALSE | [9 empty] | 42313 |  |  | Yes |  | 3 | 9157 | 104.1 | 88 | 19.3 | 0.9 | 4046 | 72
P8757GM1 | RAB Lighting | RAB Lighting | FFLED80[All Mounting Options]N[4x4][All Colors][/PC/PC2/PCS/PCS2] | Outdoor Luminaires | Mid Output | Architectural Flood and Spot Luminaires | Standard | FALSE | [9 empty] | 42313 |  |  | Yes |  | 3 | 7986 | 91 | 88 | 20.6 | 0.9 | 3994 | 72
P8ABU7XS | RAB Lighting | RAB Lighting | FFLED80[All Mounting Options]N[5x5][All Colors][/PC/PC2/PCS/PCS2] | Outdoor Luminaires | Mid Output | Architectural Flood and Spot Luminaires | Standard | FALSE | [9 empty] | 42313 |  |  | Yes |  | 3 | 7572 | 86 | 88 | 20.6 | 0.895 | 3970 | 71
PBC9Q1E7 | RAB Lighting | RAB Lightng | FFLED80Y [blank SF T] [blank W] / [PC PC2 PCS PCS2] | Outdoor Luminaires | Mid Output | Architectural Flood and Spot Luminaires | Standard | TRUE | 8591 | 98.5 | 87.2 | 20.4 | 0.896 | 3160 | 71 | 5 | 50000 | 42313 |  |  | Yes | Updated on 3/22/2017 | 4.1 | 8591 | 98.3 | 87.21 | 11.21 | 0.99 | 3160 | 71
PNTRTXPB | RAB Lighting | RAB Lightng | FFLED80Y [blank SF T] [blank W] /D10 [PC PC2 PCS PCS2] | Outdoor Luminaires | Mid Output | Architectural Flood and Spot Luminaires | Standard | FALSE | [9 empty] | 42313 |  |  | Yes | Updated on 3/22/2017 | 3 | 8591 | 98.3 | 87.21 | 11.21 | 0.99 | 3160 | 71
PUKA41DH | RAB Lighting | RAB Lighting | FFLED80[All Mounting Options]Y[4x4][All Colors][/PC/PC2/PCS/PCS2] | Outdoor Luminaires | Mid Output | Architectural Flood and Spot Luminaires | Standard | FALSE | [9 empty] | 42313 |  |  | Yes |  | 3 | 7456 | 84.8 | 88 | 19.6 | 0.899 | 3119 | 71
PRNBY7RF | RAB Lighting | RAB Lighting | FFLED80[All Mounting Options]Y[5x5][All Colors][/PC/PC2/PCS/PCS2] | Outdoor Luminaires | Mid Output | Architectural Flood and Spot Luminaires | Standard | FALSE | [9 empty] | 42313 |  |  | Yes |  | 3 | 6952 | 79.1 | 88 | 19.7 | 0.898 | 3108 | 71
PN9FP7VE | RAB Design Lighting | RAB DESIGN Lighting Inc. | FL4-LED80-B-5K-[All Housing Colors]-[All Mounting Options] | Outdoor Luminaires | Mid Output | Architectural Flood and Spot Luminaires | Standard | FALSE | [9 empty] | 42313 |  |  | No |  | 3 | 9064 | 115.39 | 78.55 | 18.95 | 0.9062 | 5000 | 84.5
P8VRZVUQ | RAB Design Lighting | RAB DESIGN Lighting Inc. | FL3-LED50-B-5K-[All Housing Colors]-[All Mounting Options] | Outdoor Luminaires | Low Output | Architectural Flood and Spot Luminaires | Standard | FALSE | [9 empty] | 42313 |  |  | NotYetVerified |  | 3 | 4906.5 | 102.12 | 48.05 | 20 | 0.9 | 5000 | 83.3
P83Z9T5G | RAB Design Lighting | RAB DESIGN Lighting Inc. | FL2-LED30-B-5K-[All Housing Colors]-[All Mounting Options] | Outdoor Luminaires | Low Output | Architectural Flood and Spot Luminaires | Standard | FALSE | [9 empty] | 42313 |  |  | NotYetVerified |  | 3 | 2899.1 | 98.84 | 29.33 | 20 | 0.9 | 5000 | 83.2
P6GS92FQ | RAB Design Lighting | RAB DESIGN Lighting Inc. | FL1-LED15-B-5K-[All Housing Colors]-[All Mounting Options] | Outdoor Luminaires | Low Output | Architectural Flood and Spot Luminaires | Standard | FALSE | [9 empty] | 42313 |  |  | NotYetVerified |  | 3 | 1467.8 | 96.19 | 15.26 | 20 | 0.9 | 5000 | 82.9
PBGNQJPW | RAB Design Lighting | RAB DESIGN Lighting Inc. | FL7-LED220-B-5K-[All Housing Colors]-[All Mounting Options] | Outdoor Luminaires | High Output | Architectural Flood and Spot Luminaires | Standard | FALSE | [9 empty] | 42313 |  |  | No |  | 3 | 25684 | 116.82 | 219.9 | 19.02 | 0.9276 | 5000 | 84.7
PMVBXUSZ | RAB Design Lighting | RAB DESIGN Lighting Inc. | FL5-LED100-B-5K-[All Housing Colors]-[All Mounting Options] | Outdoor Luminaires | High Output | Architectural Flood and Spot Luminaires | Standard | FALSE | [9 empty] | 42313 |  |  | No |  | 3 | 11021 | 111.95 | 98.45 | 18.87 | 0.9062 | 5000 | 83.8
PU4BXAVG | RAB Design Lighting | RAB DESIGN Lighting Inc. | FL8-LED300-B-5K-[All Housing Colors]-[All Mounting Options] | Outdoor Luminaires | Very High Output | Architectural Flood and Spot Luminaires | Standard | FALSE | [9 empty] | 42313 |  |  | No |  | 3 | 30857 | 101.45 | 304.2 | 7.88 | 0.947 | 5000 | 83.5
P7KV5F8G | RAB Design Lighting | RAB DESIGN Lighting Inc. | FL6-LED150-B-5K-[All Housing Colors]-[All Mounting Options] | Outdoor Luminaires | High Output | Architectural Flood and Spot Luminaires | Standard | FALSE | [9 empty] | 42313 |  |  | No |  | 3 | 15131 | 98.1 | 154.3 | 6.27 | 0.9017 | 5000 | 83.2
PQ2AJKHX | RAB Design Lighting | RAB DESIGN Lighting Inc. | FL4-LED80-B-4K-[All Housing Colors]-[All Mounting Options] | Outdoor Luminaires | Mid Output | Architectural Flood and Spot Luminaires | Standard | FALSE | [9 empty] | 42313 |  |  | No |  | 3 | 8591 | 110.11 | 78.02 | 18.74 | 0.9024 | 4000 | 83.7
PD3KQNNU | RAB Design Lighting | RAB DESIGN Lighting Inc. | FL3-LED50-B-4K-[All Housing Colors]-[All Mounting Options] | Outdoor Luminaires | Low Output | Architectural Flood and Spot Luminaires | Standard | FALSE | [9 empty] | 42313 |  |  | NotYetVerified |  | 3 | 4906.5 | 102.12 | 48.05 | 20 | 0.9 | 4000 | 83.3
PJRX327Z | RAB Design Lighting | RAB DESIGN Lighting Inc. | FL2-LED30-B-4K-[All Housing Colors]-[All Mounting Options] | Outdoor Luminaires | Low Output | Architectural Flood and Spot Luminaires | Standard | FALSE | [9 empty] | 42313 |  |  | NotYetVerified |  | 3 | 2899.1 | 98.84 | 29.33 | 20 | 0.9 | 4000 | 83.2
PZ85S2MB | RAB Design Lighting | RAB DESIGN Lighting Inc. | FL1-LED15-B-4K-[All Housing Colors]-[All Mounting Options] | Outdoor Luminaires | Low Output | Architectural Flood and Spot Luminaires | Standard | FALSE | [9 empty] | 42313 |  |  | NotYetVerified |  | 3 | 1467.8 | 96.19 | 15.26 | 20 | 0.9 | 4000 | 82.9
PPD2NDRW | RAB Design Lighting | RAB DESIGN Lighting Inc. | FL7-LED220-B-4K-[All Housing Colors]-[All Mounting Options] | Outdoor Luminaires | High Output | Architectural Flood and Spot Luminaires | Standard | FALSE | [9 empty] | 42313 |  |  | No |  | 3 | 21578 | 96.75 | 223 | 18.31 | 0.9301 | 4000 | 83.6
PJR2PUTU | RAB Design Lighting | RAB DESIGN Lighting Inc. | FL8-LED300-B-4K-[All Housing Colors]-[All Mounting Options] | Outdoor Luminaires | Very High Output | Architectural Flood and Spot Luminaires | Standard | FALSE | [9 empty] | 42313 |  |  | No |  | 3 | 30857 | 101.45 | 304.2 | 7.88 | 0.947 | 4000 | 83.5
PWKKX8K4 | RAB Design Lighting | RAB DESIGN Lighting Inc. | FL6-LED150-B-4K-[All Housing Colors]-[All Mounting Options] | Outdoor Luminaires | High Output | Architectural Flood and Spot Luminaires | Standard | FALSE | [9 empty] | 42313 |  |  | No |  | 3 | 15131 | 98.1 | 154.3 | 6.27 | 0.9017 | 4000 | 83.2
PHJJ7M22 | RAB Design Lighting | RAB DESIGN Lighting Inc. | FL5-LED100-B-4K-[All Housing Colors]-[All Mounting Options] | Outdoor Luminaires | High Output | Architectural Flood and Spot Luminaires | Standard | FALSE | [9 empty] | 42313 |  |  | No |  | 3 | 10035 | 103.53 | 96.93 | 19.07 | 0.9024 | 4000 | 82
PTD3Y797 | LUXAZ | Luxaz | LX-PWFL300120 | Outdoor Luminaires | Very High Output | Architectural Flood and Spot Luminaires | Standard | FALSE | [9 empty] | 42313 |  |  | NotYetVerified |  | 3 | 36730 | 122 | 300 | 14.3 | 0.92 | 5700 | 75
PHMJUJZ1 | RISE-LITE GROUP CO. LTD | RISELITE | RL-XX-150W-LV-C-D-DW | Outdoor Luminaires | High Output | Architectural Flood and Spot Luminaires | Premium | TRUE | 15586 | 107.94 | 144.4 | 15.29 | 0.99327 | 5270 | 72.4 | 5 | 60600 | 42312 |  |  | No |  | 3 | 15586 | 107.94 | 144.4 | 15.29 | 0.9327 | 5000 | 72.4
PB53YTRR | RISE-LITE GROUP CO. LTD | RISELITE | RL-XX-80W-LV-B-D-DW | Outdoor Luminaires | Mid Output | Architectural Flood and Spot Luminaires | Premium | TRUE | 9956.2 | 123.21 | 80.81 | 15.69 | 0.9349 | 5186 | 70.7 | 5 | 60600 | 42312 | Not Yet Verified | Not Yet Verified | No |  | 3 | 9956.2 | 123.21 | 80.81 | 15.69 | 0.9349 | 5000 | 70.7
PEXD73SF | RISE-LITE GROUP CO. LTD | RISELITE | RL-XX-150W-LV-B-D-DW | Outdoor Luminaires | High Output | Architectural Flood and Spot Luminaires | Premium | TRUE | 16747 | 107.08 | 156.4 | 15.6 | 0.933 | 5267 | 72.5 | 5 | 60600 | 42312 |  |  | No |  | 3 | 16747 | 107.08 | 156.4 | 15.6 | 0.933 | 5000 | 72.5
PB9M4RNB | Texas Fluorescents | Texas Fluorescents | TXFLFL10L52W5550LMV50KBZ | Outdoor Luminaires | Mid Output | Architectural Flood and Spot Luminaires | Standard | TRUE | 5468.82 | 104 | 52.78 | 17 | 0.95 | 5164 | 74 | 5 | 50000 | 42311 |  |  | NotYetVerified |  | 3
PKWTTGNC | ECCLED CO. LIMITED | ECL | ECL-FL-50W-F03 | Outdoor Luminaires | Low Output | Architectural Flood and Spot Luminaires | Standard | TRUE | 4926.4 | 98.95 | 49.79 | 15.95 | 0.945 | 3115 | 73.6 | 5 | 50000 | 42311 |  |  | No |  | 3 | 4926.4 | 98.95 | 49.79 | 15.95 | 0.945 | 3000 | 73.6
PU8W7DW9 | ECCLED CO. LIMITED | ECL | ECL-FL-100W-F03 | Outdoor Luminaires | High Output | Architectural Flood and Spot Luminaires | Standard | TRUE | 9953.9 | 99.61 | 99.93 | 14.97 | 0.9119 | 3122 | 73.4 | 5 | 50000 | 42311 |  |  | No |  | 3 | 9953.9 | 99.61 | 99.93 | 14.97 | 0.9119 | 3000 | 73.4
PJ4Q5JFY | ECCLED CO. LIMITED | ECL | ECL-FL-50W-F05 | Outdoor Luminaires | Low Output | Architectural Flood and Spot Luminaires | Standard | FALSE | [9 empty] | 42311 |  |  | No |  | 3 | 4926.4 | 98.95 | 49.79 | 15.95 | 0.945 | 5000 | 73.6
P3V2NVPP | ECCLED CO. LIMITED | ECL | ECL-FL-100W-F05 | Outdoor Luminaires | High Output | Architectural Flood and Spot Luminaires | Standard | FALSE | [9 empty] | 42311 |  |  | No |  | 3 | 9953.9 | 99.61 | 99.93 | 14.97 | 0.9119 | 5000 | 73.4
PHT7SA59 | Super Lighting Technology Hong Kong Limited | SLTMAKS | STL-020AW2 | Outdoor Luminaires | Low Output | Architectural Flood and Spot Luminaires | Standard | TRUE | 1620.191 | 84.341 | 19.21 | 14.86 | 0.945 | 2902 | 81.1 | 5 | 50000 | 42310 |  |  | No |  | 3 | 1620.191 | 84.341 | 19.21 | 14.86 | 0.987 | 2902 | 81.1
P59AZP5Y | RISE-LITE GROUP CO. LTD | RISELITE | RL-XX-80W-LV-C-D-DW | Outdoor Luminaires | High Output | Architectural Flood and Spot Luminaires | Premium | TRUE | 9328 | 108.14 | 86.26 | 15.8 | 0.9383 | 5184 | 70.7 | 5 | 50000 | 42310 | Dimmable | Continuous Below 10 | No |  | 3 | 9328 | 108.14 | 86.26 | 15.8 | 0.9383 | 5000 | 70.7
PBXV22H3 | Super Lighting Technology Hong Kong Limited | SLTMAKS | STL-020AC2 | Outdoor Luminaires | Low Output | Architectural Flood and Spot Luminaires | Standard | FALSE | [9 empty] | 42310 |  |  | No |  | 3 | 1711.777 | 88.923 | 19.25 | 14.43 | 0.984 | 5736 | 81.3
PD4N681B | Super Lighting Technology Hong Kong Limited | SLTMAKS | STL-020AN2 | Outdoor Luminaires | Low Output | Architectural Flood and Spot Luminaires | Standard | FALSE | [9 empty] | 42310 |  |  | No |  | 3 | 1670.799 | 86.885 | 19.23 | 14.25 | 0.983 | 3927 | 81.2
P5VETNBP | RISE-LITE GROUP CO. LTD | RISELITE | RL-FL-45W-LV-A-D-SW | Outdoor Luminaires | Low Output | Architectural Flood and Spot Luminaires | Standard | TRUE | 2650.3 | 63.85 | 41.51 | 16.53 | 0.9125 | 2803 | 66.5 | 5 | 60600 | 42307 |  |  | No |  | 3 | 2650.3 | 63.85 | 41.51 | 16.53 | 0.9125 | 2700 | 66.5
PJUQA4PF | Renesola Zhejiang Ltd | Renesola | RFL150M01 4000K | Outdoor Luminaires | High Output | Architectural Flood and Spot Luminaires | Standard | TRUE | 14651 | 94.92 | 154.4 | 15.87 | 0.908 | 4245 | 75.7 | 5 | 50000 | 42307 |  |  | NotYetVerified |  | 3 | 14651 | 94.92 | 154.4 | 15.87 | 0.907 | 4000 | 75.7
PYXWPTUE | RISE-LITE GROUP CO. LTD | RISELITE | RL-FL-45W-LV-A-D-DW | Outdoor Luminaires | Low Output | Architectural Flood and Spot Luminaires | Standard | FALSE | [9 empty] | 42307 |  |  | No |  | 3 | 2816 | 67.61 | 41.65 | 16.8 | 0.9125 | 5000 | 73
P6P74PKF | RISE-LITE GROUP CO. LTD | RISELITE | RL-FL-45W-LV-A-D-NW | Outdoor Luminaires | Low Output | Architectural Flood and Spot Luminaires | Standard | FALSE | [9 empty] | 42307 |  |  | No |  | 3 | 2650.3 | 63.85 | 41.51 | 16.53 | 0.9125 | 4100 | 66.5
PXUDJTM5 | RISE-LITE GROUP CO. LTD | RISELITE | RL-FL-45W-LV-A-D-WW | Outdoor Luminaires | Low Output | Architectural Flood and Spot Luminaires | Standard | FALSE | [9 empty] | 42307 |  |  | No |  | 3 | 2650.3 | 63.85 | 41.51 | 16.53 | 0.9125 | 3000 | 66.5
PE167Y3J | Renesola Zhejiang Ltd | Renesola | RFL150M01 5700K | Outdoor Luminaires | High Output | Architectural Flood and Spot Luminaires | Standard | FALSE | [9 empty] | 42307 | Not Dimmable | Not Dimmable | NotYetVerified |  | 3 | 16387 | 106 | 154.6 | 15.33 | 0.907 | 5700 | 73.8
PX2FVS2X | Renesola Zhejiang Ltd | Renesola | RFL150M01 5000K | Outdoor Luminaires | High Output | Architectural Flood and Spot Luminaires | Standard | FALSE | [9 empty] | 42307 | Not Dimmable | Not Dimmable | NotYetVerified |  | 3 | 14651 | 94.92 | 154.4 | 15.87 | 0.907 | 5000 | 75.7
P4GJ5EEX | Renesola Zhejiang Ltd | Renesola | RFL150M01 4500K | Outdoor Luminaires | High Output | Architectural Flood and Spot Luminaires | Standard | FALSE | [9 empty] | 42307 | Not Dimmable | Not Dimmable | NotYetVerified |  | 3 | 14651 | 94.92 | 154.4 | 15.87 | 0.907 | 4500 | 75.7
PV3Q23CV | Shenzhen Rio Tinto Opto-electronics Technology Co. Limited | Riotinto | LT-FL285-50WA | Outdoor Luminaires | Mid Output | Architectural Flood and Spot Luminaires | Standard | TRUE | 5244.3 | 99.67 | 52.62 | 16.02 | 0.9499 | 3035 | 82.5 | 5 | 50000 | 42306 |  |  | No |  | 3 | 5244.3 | 99.67 | 52.62 | 16.02 | 0.9499 | 3035 | 82.5
PTEWK6HA | Venture Lighting International | Venture Lighting International | FA-212W5A | Outdoor Luminaires | High Output | Architectural Flood and Spot Luminaires | Standard | TRUE | 23642 | 112.22 | 210.7 | 11.25 | 0.943 | 3110 | 83.2 | 5 | 50000 | 42306 |  |  | NotYetVerified |  | 3 | 23642 | 112.22 | 210.7 | 11.25 | 0.943 | 3000 | 83.2
PF5YMZWG | Shenzhen Rio Tinto Opto-electronics Technology Co. Limited | Riotinto | LT-CL270-200WA | Outdoor Luminaires | High Output | Architectural Flood and Spot Luminaires | Standard | TRUE | 22181 | 107.21 | 206.9 | 11.14 | 0.9398 | 3061 | 82.8 | 5 | 50000 | 42306 |  |  | No |  | 3 | 22181 | 107.21 | 206.9 | 11.14 | 0.9398 | 3061 | 82.8
PRV82K16T | RISE-LITE GROUP CO. LTD | RISELITE | RL-FL-80W-LV-C-D-DW | Outdoor Luminaires | High Output | Architectural Flood and Spot Luminaires | Premium | TRUE | 9328 | 108.14 | 86.26 | 15.8 | 0.9383 | 5184 | 70.7 | 5 | 50000 | 42306 |  |  | No |  | 3 | 9328 | 108.14 | 86.26 | 15.8 | 0.9383 | 5000 | 70.7
PFU9X5U5 | Shenzhen Rio Tinto Opto-electronics Technology Co. Limited | Riotinto | LT-CL270-150WA | Outdoor Luminaires | High Output | Architectural Flood and Spot Luminaires | Standard | TRUE | 16137 | 108.87 | 148.2 | 13.08 | 0.9272 | 3044 | 82.6 | 5 | 50000 | 42306 |  |  | No |  | 3 | 16137 | 108.87 | 148.2 | 13.08 | 0.9272 | 3044 | 82.6
PPFF6JKE | Venture Lighting International | Venture Lighting International | FA-121W5A | Outdoor Luminaires | High Output | Architectural Flood and Spot Luminaires | Standard | TRUE | 13950 | 117.115 | 119.1 | 19.44 | 0.9013 | 3116 | 83.1 | 5 | 50000 | 42306 |  |  | NotYetVerified |  | 3 | 13950 | 117.15 | 119.1 | 19.44 | 0.9013 | 3000 | 83.1
PW27GNC1 | Venture Lighting International | Venture Lighting International | FA-121C5A | Outdoor Luminaires | High Output | Architectural Flood and Spot Luminaires | Standard | FALSE | [9 empty] | 42306 |  |  | NotYetVerified |  | 3 | 14453 | 119.74 | 120.7 | 19.44 | 0.9013 | 5000 | 83.8
P8XXMFU3 | Venture Lighting International | Venture Lighting International | FA-212C5A | Outdoor Luminaires | High Output | Architectural Flood and Spot Luminaires | Standard | FALSE | [9 empty] | 42306 |  |  | NotYetVerified |  | 3 | 25343 | 119.94 | 211.3 | 11.36 | 0.9056 | 5000 | 83.7
P5SJ872H | Venture Lighting International | Venture Lighting International | FA-212F5A | Outdoor Luminaires | High Output | Architectural Flood and Spot Luminaires | Standard | FALSE | [9 empty] | 42306 |  |  | NotYetVerified |  | 3 | 23642 | 112.22 | 210.7 | 11.25 | 0.943 | 4500 | 83.2
PW6RR5NK | Venture Lighting International | Venture Lighting International | FA-121F5A | Outdoor Luminaires | High Output | Architectural Flood and Spot Luminaires | Standard | FALSE | [9 empty] | 42306 |  |  | NotYetVerified |  | 3 | 13950 | 117.15 | 119.1 | 19.44 | 0.9013 | 4500 | 83.1
PKZQP84W | Venture Lighting International | Venture Lighting International | FA-212N5A | Outdoor Luminaires | High Output | Architectural Flood and Spot Luminaires | Standard | FALSE | [9 empty] | 42306 |  |  | NotYetVerified |  | 3 | 23642 | 112.22 | 210.7 | 11.25 | 0.943 | 4000 | 83.2
PPYQVD4P | Venture Lighting International | Venture Lighting International | FA-121N5A | Outdoor Luminaires | High Output | Architectural Flood and Spot Luminaires | Standard | FALSE | [9 empty] | 42306 |  |  | NotYetVerified |  | 3 | 13950 | 117.15 | 119.1 | 19.44 | 0.9013 | 4000 | 83.1
PT13FXY6 | Venture Lighting International | Venture Lighting International | FA-212B5A | Outdoor Luminaires | High Output | Architectural Flood and Spot Luminaires | Standard | FALSE | [9 empty] | 42306 |  |  | NotYetVerified |  | 3 | 23642 | 112.22 | 210.7 | 11.25 | 0.943 | 3500 | 83.2
PHKXAUZQ | Venture Lighting International | Venture Lighting International | FA-121B5A | Outdoor Luminaires | High Output | Architectural Flood and Spot Luminaires | Standard | FALSE | [9 empty] | 42306 |  |  | NotYetVerified |  | 3 | 13950 | 117.15 | 119.1 | 19.44 | 0.9013 | 3500 | 83.1
P5JG3ZTH | Shenzhen Rio Tinto Opto-electronics Technology Co. Limited | Riotinto | LT-CL270-200WE | Outdoor Luminaires | High Output | Architectural Flood and Spot Luminaires | Standard | FALSE | [9 empty] | 42306 | Not Dimmable | Not Dimmable | No |  | 3 | 24132 | 119.04 | 202.7 | 11.43 | 0.9298 | 5700 | 83.6
PGGYA8NV | Shenzhen Rio Tinto Opto-electronics Technology Co. Limited | Riotinto | LT-FL285-50WE | Outdoor Luminaires | Mid Output | Architectural Flood and Spot Luminaires | Standard | FALSE | [9 empty] | 42306 | Not Dimmable | Not Dimmable | No |  | 3 | 5720.1 | 108.41 | 52.76 | 14.17 | 0.9513 | 5700 | 83.2
PQ6U5AQK | Shenzhen Rio Tinto Opto-electronics Technology Co. Limited | Riotinto | LT-CL270-150WE | Outdoor Luminaires | High Output | Architectural Flood and Spot Luminaires | Standard | FALSE | [9 empty] | 42306 | Not Dimmable | Not Dimmable | No |  | 3 | 18484 | 119.73 | 154.4 | 13.28 | 0.9284 | 5700 | 82.2
PSF6XDB8 | Shenzhen Rio Tinto Opto-electronics Technology Co. Limited | Riotinto | LT-CL270-200WD | Outdoor Luminaires | High Output | Architectural Flood and Spot Luminaires | Standard | FALSE | [9 empty] | 42306 | Not Dimmable | Not Dimmable | No |  | 3 | 22181 | 107.21 | 206.9 | 11.14 | 0.9398 | 5000 | 82.8
PGC41GR4 | Shenzhen Rio Tinto Opto-electronics Technology Co. Limited | Riotinto | LT-CL270-150WD | Outdoor Luminaires | High Output | Architectural Flood and Spot Luminaires | Standard | FALSE | [9 empty] | 42306 | Not Dimmable | Not Dimmable | No |  | 3 | 16452 | 109.45 | 150.3 | 13.08 | 0.9272 | 5000 | 82.6
PBFCF3A3 | Shenzhen Rio Tinto Opto-electronics Technology Co. Limited | Riotinto | LT-FL285-50WD | Outdoor Luminaires | Mid Output | Architectural Flood and Spot Luminaires | Standard | FALSE | [9 empty] | 42306 | Not Dimmable | Not Dimmable | No |  | 3 | 5335.1 | 100.86 | 52.9 | 16.02 | 0.9499 | 5000 | 82.5
PNMX4HC9 | Shenzhen Rio Tinto Opto-electronics Technology Co. Limited | Riotinto | LT-CL270-200WC | Outdoor Luminaires | High Output | Architectural Flood and Spot Luminaires | Standard | FALSE | [9 empty] | 42306 | Not Dimmable | Not Dimmable | No |  | 3 | 22181 | 107.21 | 206.9 | 11.14 | 0.9398 | 4000 | 82.8
PPFF2MFK | Shenzhen Rio Tinto Opto-electronics Technology Co. Limited | Riotinto | LT-CL270-150WC | Outdoor Luminaires | High Output | Architectural Flood and Spot Luminaires | Standard | FALSE | [9 empty] | 42306 | Not Dimmable | Not Dimmable | No |  | 3 | 16452 | 109.45 | 150.3 | 13.08 | 0.9272 | 4000 | 82.6
P3YWVJMZ | Shenzhen Rio Tinto Opto-electronics Technology Co. Limited | Riotinto | LT-FL285-50WC | Outdoor Luminaires | Mid Output | Architectural Flood and Spot Luminaires | Standard | FALSE | [9 empty] | 42306 | Not Dimmable | Not Dimmable | No |  | 3 | 5335.1 | 100.86 | 52.9 | 16.02 | 0.9499 | 4000 | 82.5
PG8H82ZA | Shenzhen Rio Tinto Opto-electronics Technology Co. Limited | Riotinto | LT-CL270-200WB | Outdoor Luminaires | High Output | Architectural Flood and Spot Luminaires | Standard | FALSE | [9 empty] | 42306 | Not Dimmable | Not Dimmable | No |  | 3 | 22181 | 107.21 | 206.9 | 11.14 | 0.9398 | 3500 | 82.8
PP24C3D4 | Shenzhen Rio Tinto Opto-electronics Technology Co. Limited | Riotinto | LT-CL270-150WB | Outdoor Luminaires | High Output | Architectural Flood and Spot Luminaires | Standard | FALSE | [9 empty] | 42306 | Not Dimmable | Not Dimmable | No |  | 3 | 16452 | 109.45 | 150.3 | 13.08 | 0.9272 | 3500 | 82.6
P7B2MMZY | Shenzhen Rio Tinto Opto-electronics Technology Co. Limited | Riotinto | LT-FL285-50WB | Outdoor Luminaires | Mid Output | Architectural Flood and Spot Luminaires | Standard | FALSE | [9 empty] | 42306 | Not Dimmable | Not Dimmable | No |  | 3 | 5335.1 | 100.86 | 52.9 | 16.02 | 0.9499 | 3500 | 82.5
P1E74JS7 | Acuity Brands Lighting | Holophane | SVLED2 PNL PK4 MVOLT 40K XXX XXXX XX XX XXXXX | Outdoor Luminaires | High Output | Architectural Flood and Spot Luminaires | Standard | TRUE | 15520 | 105.24 | 147.47 | 6.42 | 0.9628 | 3984 | 75.18 | 5 |  | 42305 |  |  | No |  | 3 | 15520 | 105.24 | 147.47 | 6.42 | 0.96 | 3984 | 75.18
PFYB5UU5 | Acuity Brands Lighting | Holophane | SVLED2 PNL PK3 MVOLT 40K XXX XXXX XX XX XXXXX | Outdoor Luminaires | High Output | Architectural Flood and Spot Luminaires | Standard | TRUE | 12015.45 | 109.53 | 109.7 | 2.58 | 0.961 | 3907 | 73.9 | 5 |  | 42305 |  |  | No |  | 3 | 11966.2 | 109.98 | 108.8 | 2.58 | 0.96 | 3939 | 74.8
P9XVXDSJ | Acuity Brands Lighting | Holophane | SVLED2 PNL PK1 MVOLT 50K XXX XXXX XX XX XXXXX | Outdoor Luminaires | Mid Output | Architectural Flood and Spot Luminaires | Standard | TRUE | 6033 | 115.95 | 52.03 | 8.53 | 0.9288 | 4663 | 70.8 | 5 |  | 42305 |  |  | No |  | 3 | 6033 | 115.95 | 52.03 | 8.53 | 0.9288 | 4663 | 70.8
P2T8P8PM | Acuity Brands Lighting | Holophane | SVLED2 PNL PK1 MVOLT 40K XXX XXXX XX XX XXXXX | Outdoor Luminaires | Mid Output | Architectural Flood and Spot Luminaires | Standard | TRUE | 5669 | 106.68 | 53.14 | 8.53 | 0.9288 | 3939 | 74.8 | 5 |  | 42305 |  |  | No |  | 3 | 5669 | 106.68 | 53.14 | 8.53 | 0.9288 | 3939 | 74.8
P6Y58EF8 | RISE-LITE GROUP CO. LTD | RISELITE | RL-FL-60W-LV-A-D-SW | Outdoor Luminaires | Low Output | Architectural Flood and Spot Luminaires | Standard | TRUE | 3593.4 | 63.15 | 56.9 | 16.3 | 0.9106 | 2832 | 65.8 | 5 | 50000 | 42305 |  |  | No |  | 3 | 3703.2 | 64.31 | 57.58 | 16.3 | 0.9106 | 2700 | 65.8
PNYYKE2H | RISE-LITE GROUP CO. LTD | RISELITE | RL-FL-60W-LV-A-D-DW | Outdoor Luminaires | Low Output | Architectural Flood and Spot Luminaires | Standard | FALSE | [9 empty] | 42305 |  |  | No |  | 3 | 3912 | 69.71 | 56.12 | 17.03 | 0.9271 | 5000 | 72.1
PRZBEVJN | RISE-LITE GROUP CO. LTD | RISELITE | RL-FL-60W-LV-A-D-NW | Outdoor Luminaires | Low Output | Architectural Flood and Spot Luminaires | Standard | FALSE | [9 empty] | 42305 |  |  | No |  | 3 | 3703.2 | 64.31 | 57.58 | 16.3 | 0.9106 | 4100 | 65.8
PSBM33BA | RISE-LITE GROUP CO. LTD | RISELITE | RL-FL-60W-LV-A-D-WW | Outdoor Luminaires | Low Output | Architectural Flood and Spot Luminaires | Standard | FALSE | [9 empty] | 42305 |  |  | No |  | 3 | 3703.2 | 64.31 | 57.58 | 16.3 | 0.9106 | 3000 | 65.8
P47FT3JA | MaxLite Inc | MaxLite | MFL105AU7T550[BW][MS4PC] | Outdoor Luminaires | High Output | Architectural Flood and Spot Luminaires | Standard | FALSE | [9 empty] | 42305 |  |  | Yes |  | 3 | 11319 | 102.96 | 109.9 | 19.1 | 0.8892 | 5000 | 78
PMUS8V6M | MaxLite Inc | MaxLite | MFL105AU7T450[BW][MS4PC] | Outdoor Luminaires | High Output | Architectural Flood and Spot Luminaires | Standard | FALSE | [9 empty] | 42305 |  |  | Yes |  | 3 | 11100 | 100.78 | 109.9 | 19.1 | 0.8892 | 5000 | 77.6
PVT2EYA4 | MaxLite Inc | MaxLite | MFL105AU7T350[BW][MS4PC] | Outdoor Luminaires | High Output | Architectural Flood and Spot Luminaires | Standard | FALSE | [9 empty] | 42305 |  |  | Yes |  | 3 | 11097 | 100.89 | 109.9 | 19.1 | 0.8892 | 5000 | 77.5
PK2JTHTF | Acuity Brands Lighting | Holophane | SVLED2 SVL PK4 HVOLT 50K XXX XXXX XX XX XXXXX | Outdoor Luminaires | High Output | Architectural Flood and Spot Luminaires | Standard | FALSE | [9 empty] | 42305 | Dimmable | Continuous Below 10 | No |  | 3 | 16880 | 115.22 | 146.5 | 19.01 | 0.92 | 4759 | 71.72
PE6A15AD | Acuity Brands Lighting | Holophane | SVLED2 SVL PK4 MVOLT 50K XXX XXXX XX XX XXXXX | Outdoor Luminaires | High Output | Architectural Flood and Spot Luminaires | Standard | FALSE | [9 empty] | 42305 | Dimmable | Continuous Below 10 | No |  | 3 | 16880 | 115.55 | 146.08 | 6.42 | 0.96 | 4759 | 71.72
PGSFFMM5 | Acuity Brands Lighting | Holophane | SVLED2 PNL PK4 HVOLT 50K XXX XXXX XX XX XXXXX | Outdoor Luminaires | High Output | Architectural Flood and Spot Luminaires | Standard | FALSE | [9 empty] | 42305 | Dimmable | Continuous Below 10 | No |  | 3 | 16500 | 112.63 | 146.5 | 19.01 | 0.92 | 4754 | 71.71
PB4947N9 | Acuity Brands Lighting | Holophane | SVLED2 ADL PK4 MVOLT 50K XXX XXXX XX XX XXXXX | Outdoor Luminaires | High Output | Architectural Flood and Spot Luminaires | Standard | FALSE | [9 empty] | 42305 | Dimmable | Continuous Below 10 | No |  | 3 | 16500 | 113.03 | 145.98 | 6.42 | 0.96 | 4754 | 71.71
P7JQNWNG | Acuity Brands Lighting | Holophane | SVLED2 PNL PK4 MVOLT 50K XXX XXXX XX XX XXXXX | Outdoor Luminaires | High Output | Architectural Flood and Spot Luminaires | Standard | FALSE | [9 empty] | 42305 | Dimmable | Continuous Below 10 | No |  | 3 | 16500 | 113.03 | 145.98 | 6.42 | 0.96 | 4754 | 71.71
PKZMGHK9 | Acuity Brands Lighting | Holophane | SVLED2 SVL PK3 HVOLT 50K XXX XXXX XX XX XXXXX | Outdoor Luminaires | High Output | Architectural Flood and Spot Luminaires | Standard | FALSE | [9 empty] | 42305 | Dimmable | Continuous Below 10 | No |  | 3 | 12980 | 120.52 | 107.7 | 7.29 | 0.95 | 4739 | 71.74
PVG23CPJ | Acuity Brands Lighting | Holophane | SVLED2 SVL PK3 MVOLT 50K XXX XXXX XX XX XXXXX | Outdoor Luminaires | High Output | Architectural Flood and Spot Luminaires | Standard | FALSE | [9 empty] | 42305 | Dimmable | Continuous Below 10 | No |  | 3 | 12980 | 119.18 | 108.91 | 2.58 | 0.96 | 4739 | 71.74
PF13WCC1 | Acuity Brands Lighting | Holophane | SVLED2 SVL PK2 HVOLT 50K XXX XXXX XX XX XXXXX | Outdoor Luminaires | Mid Output | Architectural Flood and Spot Luminaires | Standard | FALSE | [9 empty] | 42305 | Dimmable | Continuous Below 10 | No |  | 3 | 9818 | 120.32 | 81.6 | 8.26 | 0.93 | 4737 | 71.06
PR82G23F | Acuity Brands Lighting | Holophane | SVLED2 SVL PK2 MVOLT 50K XXX XXXX XX XX XXXXX | Outdoor Luminaires | Mid Output | Architectural Flood and Spot Luminaires | Standard | FALSE | [9 empty] | 42305 | Dimmable | Continuous Below 10 | No |  | 3 | 9818 | 119.48 | 82.17 | 3.21 | 0.94 | 4737 | 71.06
PWUY8ZFS | Acuity Brands Lighting | Holophane | SVLED2 PNL PK2 HVOLT 50K XXX XXXX XX XX XXXXX | Outdoor Luminaires | Mid Output | Architectural Flood and Spot Luminaires | Standard | FALSE | [9 empty] | 42305 | Dimmable | Continuous Below 10 | No |  | 3 | 9644 | 118.19 | 81.6 | 8.26 | 0.93 | 4734 | 71.05
P2AF665Q | Acuity Brands Lighting | Holophane | SVLED2 PNL PK2 MVOLT 50K XXX XXXX XX XX XXXXX | Outdoor Luminaires | Mid Output | Architectural Flood and Spot Luminaires | Standard | FALSE | [9 empty] | 42305 | Dimmable | Continuous Below 10 | No |  | 3 | 9644 | 117.67 | 81.96 | 3.21 | 0.94 | 4734 | 71.05
PJNJ32YF | Acuity Brands Lighting | Holophane | SVLED2 PNL PK3 HVOLT 50K XXX XXXX XX XX XXXXX | Outdoor Luminaires | High Output | Architectural Flood and Spot Luminaires | Standard | FALSE | [9 empty] | 42305 | Dimmable | Continuous Below 10 | No |  | 3 | 12730 | 118.2 | 107.7 | 7.29 | 0.95 | 4733 | 71.71
PKW2Z8G2 | Acuity Brands Lighting | Holophane | SVLED2 SVL PK1 HVOLT 50K XXX XXXX XX XX XXXXX | Outdoor Luminaires | Mid Output | Architectural Flood and Spot Luminaires | Standard | FALSE | [9 empty] | 42305 | Dimmable | Continuous Below 10 | No |  | 3 | 6126 | 107.85 | 56.8 | 9.09 | 0.99 | 4667 | 70.83
PY72PEZB | Acuity Brands Lighting | Holophane | SVLED2 SVL PK1 MVOLT 50K XXX XXXX XX XX XXXXX | Outdoor Luminaires | Mid Output | Architectural Flood and Spot Luminaires | Standard | FALSE | [9 empty] | 42305 | Dimmable | Continuous Below 10 | No |  | 3 | 6126 | 117.65 | 52.07 | 8.53 | 0.9288 | 4667 | 70.83
PYY2VAW7 | Acuity Brands Lighting | Holophane | SVLED2 PNL PK1 HVOLT 50K XXX XXXX XX XX XXXXX | Outdoor Luminaires | Mid Output | Architectural Flood and Spot Luminaires | Standard | FALSE | [9 empty] | 42305 | Dimmable | Continuous Below 10 | No |  | 3 | 6033 | 106.21 | 56.8 | 9.09 | 0.99 | 4663 | 70.8
PF5ANCDM | Acuity Brands Lighting | Holophane | SVLED2 SVL PK4 HVOLT 40K XXX XXXX XX XX XXXXX | Outdoor Luminaires | High Output | Architectural Flood and Spot Luminaires | Standard | FALSE | [9 empty] | 42305 | Dimmable | Continuous Below 10 | No |  | 3 | 15867 | 108.31 | 146.5 | 19.01 | 0.92 | 3939 | 74.8
PK3B35ZW | Acuity Brands Lighting | Holophane | SVLED2 PNL PK4 HVOLT 40K XXX XXXX XX XX XXXXX | Outdoor Luminaires | High Output | Architectural Flood and Spot Luminaires | Standard | FALSE | [9 empty] | 42305 | Dimmable | Continuous Below 10 | No |  | 3 | 15520 | 105.94 | 146.5 | 19.01 | 0.92 | 3939 | 74.8
P7EMXZA6 | Acuity Brands Lighting | Holophane | SVLED2 SVL PK1 HVOLT 40K XXX XXXX XX XX XXXXX | Outdoor Luminaires | Mid Output | Architectural Flood and Spot Luminaires | Standard | FALSE | [9 empty] | 42305 | Dimmable | Continuous Below 10 | No |  | 3 | 5758 | 101.37 | 56.8 | 9.09 | 0.99 | 3939 | 74.8
PMAN2RPQ | Acuity Brands Lighting | Holophane | SVLED2 PNL PK1 HVOLT 40K XXX XXXX XX XX XXXXX | Outdoor Luminaires | Mid Output | Architectural Flood and Spot Luminaires | Standard | FALSE | [9 empty] | 42305 | Dimmable | Continuous Below 10 | No |  | 3 | 5669 | 99.81 | 56.8 | 9.09 | 0.99 | 3939 | 74.8
PJRM1SGX | Acuity Brands Lighting | Holophane | SVLED2 SVL PK1 MVOLT 40K XXX XXXX XX XX XXXXX | Outdoor Luminaires | Mid Output | Architectural Flood and Spot Luminaires | Standard | FALSE | [9 empty] | 42305 | Dimmable | Continuous Below 10 | No |  | 3 | 5758.44 | 110.74 | 52 | 8.53 | 0.9288 | 3939 | 74.8
P4UBTA5A | Acuity Brands Lighting | Holophane | SVLED2 SVL PK2 HVOLT 40K XXX XXXX XX XX XXXXX | Outdoor Luminaires | Mid Output | Architectural Flood and Spot Luminaires | Standard | FALSE | [9 empty] | 42305 | Dimmable | Continuous Below 10 | No |  | 3 | 9229 | 113.1 | 81.6 | 8.26 | 0.93 | 3939 | 74.8
PUAA9F2D | Acuity Brands Lighting | Holophane | SVLED2 PNL PK2 HVOLT 40K XXX XXXX XX XX XXXXX | Outdoor Luminaires | Mid Output | Architectural Flood and Spot Luminaires | Standard | FALSE | [9 empty] | 42305 | Dimmable | Continuous Below 10 | No |  | 3 | 9065 | 111.09 | 81.6 | 8.26 | 0.93 | 3939 | 74.8
PFNX4RSP | Acuity Brands Lighting | Holophane | SVLED2 SVL PK3 HVOLT 40K XXX XXXX XX XX XXXXX | Outdoor Luminaires | High Output | Architectural Flood and Spot Luminaires | Standard | FALSE | [9 empty] | 42305 | Dimmable | Continuous Below 10 | No |  | 3 | 12201 | 113.29 | 107.7 | 7.29 | 0.95 | 3939 | 74.8
PR9RF7CC | Acuity Brands Lighting | Holophane | SVLED2 PNL PK3 HVOLT 40K XXX XXXX XX XX XXXXX | Outdoor Luminaires | High Output | Architectural Flood and Spot Luminaires | Standard | FALSE | [9 empty] | 42305 | Dimmable | Continuous Below 10 | No |  | 3 | 11966 | 111.1 | 107.7 | 7.29 | 0.95 | 3939 | 74.8
PU9B4TW6 | Acuity Brands Lighting | Holophane | SVLED2 SVL PK4 MVOLT 40K XXX XXXX XX XX XXXXX | Outdoor Luminaires | High Output | Architectural Flood and Spot Luminaires | Standard | FALSE | [9 empty] | 42305 | Dimmable | Continuous Below 10 | No |  | 3 | 15867.2 | 108.61 | 146.1 | 6.42 | 0.96 | 3939 | 74.8
PPF3XWN5 | Acuity Brands Lighting | Holophane | SVLED2 ADL PK4 MVOLT 40K XXX XXXX XX XX XXXXX | Outdoor Luminaires | High Output | Architectural Flood and Spot Luminaires | Standard | FALSE | [9 empty] | 42305 | Dimmable | Continuous Below 10 | No |  | 3 | 15510 | 106.23 | 146 | 6.42 | 0.96 | 3939 | 74.8
PS1AVUW8 | Acuity Brands Lighting | Holophane | SVLED2 SVL PK2 MVOLT 40K XXX XXXX XX XX XXXXX | Outdoor Luminaires | Mid Output | Architectural Flood and Spot Luminaires | Standard | FALSE | [9 empty] | 42305 | Dimmable | Continuous Below 10 | No |  | 3 | 9228.92 | 112.55 | 82 | 3.21 | 0.94 | 3939 | 74.8
P4F472Q8 | Acuity Brands Lighting | Holophane | SVLED2 PNL PK2 MVOLT 40K XXX XXXX XX XX XXXXX | Outdoor Luminaires | Mid Output | Architectural Flood and Spot Luminaires | Standard | FALSE | [9 empty] | 42305 | Dimmable | Continuous Below 10 | No |  | 3 | 9065.36 | 110.55 | 82 | 3.21 | 0.94 | 3939 | 74.8
PWJMHC4W | Acuity Brands Lighting | Holophane | SVLED2 SVL PK3 MVOLT 40K XXX XXXX XX XX XXXXX | Outdoor Luminaires | High Output | Architectural Flood and Spot Luminaires | Standard | FALSE | [9 empty] | 42305 | Dimmable | Continuous Below 10 | No |  | 3 | 12201.2 | 112.14 | 108.8 | 2.58 | 0.96 | 3939 | 74.8
PKEU9AY6 | H.E. Williams Inc. | Williams | VF1-L20/730-MF-XXX-XXX-[PC BLANK]-DIM-UNV | Outdoor Luminaires | Low Output | Architectural Flood and Spot Luminaires | Standard | TRUE | 1427 | 79.3 | 18.03 | 6.76 | 0.995 | 3041 | 73.56 | 5 | 54000 | 42304 |  |  | Yes |  | 3 | 1470 | 81.53 | 18.03 | 6.69 | 0.92 | 3000 | 70
PAAGQF8S | H.E. Williams Inc. | Williams | VF2-L57/750-NS-XXX-XXX-[PC BLANK]-DIM-UNV | Outdoor Luminaires | Mid Output | Architectural Flood and Spot Luminaires | Standard | TRUE | 5108.61 | 96.57 | 52.9 | 6.57 | 0.994 | 4967 | 71.95 | 5 | 54000 | 42304 |  |  | Yes |  | 3 | 5109 | 96.58 | 52.9 | 8.99 | 0.935 | 5000 | 70
PW3P3FPA | H.E. Williams Inc. | Williams | VF1-L20/750-NS-XXX-XXX-[PC BLANK]-DIM-UNV | Outdoor Luminaires | Low Output | Architectural Flood and Spot Luminaires | Standard | TRUE | 1741.79 | 97.3 | 17.9 | 6.37 | 0.993 | 4907 | 72.84 | 5 | 54000 | 42304 |  |  | Yes |  | 3 | 1742 | 97.32 | 17.9 | 6.69 | 0.92 | 5000 | 70
PRJE675R | H.E. Williams Inc. | Williams | VF1-L35/730-MF-XXX-XXX-[PC BLANK]-DIM-UNV | Outdoor Luminaires | Low Output | Architectural Flood and Spot Luminaires | Standard | TRUE | 2671.38 | 72.95 | 36.62 | 8.86 | 0.958 | 3063 | 72.32 | 5 | 54000 | 42304 |  |  | Yes |  | 3 | 2623 | 72.13 | 36.36 | 8.86 | 0.958 | 3000 | 70
PCMV2TR4 | H.E. Williams Inc. | Williams | VF2-L70/730-NS-XXX-XXX-[PC BLANK]-DIM-UNV | Outdoor Luminaires | Mid Output | Architectural Flood and Spot Luminaires | Standard | TRUE | 5472.43 | 78.79 | 69.46 | 9.35 | 0.95 | 3051 | 72.24 | 5 | 54000 | 42304 |  |  | Yes |  | 3 | 5472 | 78.78 | 69.5 | 9.35 | 0.95 | 3000 | 70
P5VN3R9Q | H.E. Williams Inc. | Williams | VF2-L57/730-NS-XXX-XXX-[PC BLANK]-DIM-UNV | Outdoor Luminaires | Low Output | Architectural Flood and Spot Luminaires | Standard | TRUE | 4449.29 | 82.95 | 53.64 | 8.99 | 0.935 | 3017 | 72.34 | 5 | 54000 | 42304 |  |  | Yes |  | 3 | 4449 | 83.41 | 53.3 | 8.99 | 0.935 | 3000 | 70
PBMUT53F | Super Lighting Technology Hong Kong Limited | SLTMAKS | STL-030AW2 | Outdoor Luminaires | Low Output | Architectural Flood and Spot Luminaires | Standard | TRUE | 2503.535 | 76.96 | 32.53 | 16.71 | 0.933 | 2882 | 81.4 | 5 | 50000 | 42304 |  |  | No |  | 3 | 2503.535 | 76.96 | 32.53 | 16.71 | 0.987 | 2882 | 81.4
PC18PBA9 | Shenzhen Rio Tinto Opto-electronics Technology Co. Limited | Riotinto | LT-CL270-100WA | Outdoor Luminaires | High Output | Architectural Flood and Spot Luminaires | Standard | TRUE | 11221 | 110.46 | 101.6 | 14.09 | 0.931 | 3046 | 82.5 | 5 | 50000 | 42304 |  |  | No |  | 3 | 11221 | 110.46 | 101.6 | 14.09 | 0.931 | 3000 | 82.5
PEE9QN8Z | RISE-LITE GROUP CO. LTD | RISELITE | RL-FL-80W-LV-A-D-SW | Outdoor Luminaires | Mid Output | Architectural Flood and Spot Luminaires | Standard | TRUE | 5086.1 | 69.52 | 73.16 | 15.93 | 0.9204 | 2831 | 65.8 | 5 | 60600 | 42304 |  |  | No |  | 3 | 5632.3 | 71.67 | 78.59 | 15.93 | 0.9204 | 2700 | 65.8
PNXUN4TG | H.E. Williams Inc. | Williams | VF1-L20/730-NS-XXX-XXX-[PC BLANK]-DIM-UNV | Outdoor Luminaires | Low Output | Architectural Flood and Spot Luminaires | Standard | TRUE | 1496.61 | 81.69 | 18.32 | 6.69 | 0.92 | 2984 | 72.75 | 5 | 54000 | 42304 |  |  | Yes |  | 3 | 1497 | 83.35 | 17.96 | 6.69 | 0.92 | 3000 | 70
PJ361R8Y | RC Lighting | RC Lighting | FFLED80[All Mounting Options]N[All Colors]/D10[/PC/PC2/PCS/PCS2] RCL | Outdoor Luminaires | Mid Output | Architectural Flood and Spot Luminaires | Premium | TRUE | 9157 | 104.1 | 88.02 | 19.3 | 0.9 | 4046 | 72 | 5 | 100000 | 42304 |  |  | Yes |  | 3
P4FXVX62 | RC Lighting | RC Lighting | FFLED80[All Mounting Options]Y[5x5][All Colors]/D10[/PC/PC2/PCS/PCS2] RCL | Outdoor Luminaires | Mid Output | Architectural Flood and Spot Luminaires | Standard | TRUE | 6952 | 79.1 | 87.9 | 19.7 | 0.898 | 3108 | 71 | 5 | 100000 | 42304 |  |  | Yes |  | 3
PZ2X5REZ | RC Lighting | RC Lighting | FFLED80[All Mounting Options][5x5][All Colors]/D10[/PC/PC2/PCS/PCS2] RCL | Outdoor Luminaires | Mid Output | Architectural Flood and Spot Luminaires | Standard | TRUE | 7860 | 90.6 | 86.8 | 22.1 | 0.877 | 4897 | 71 | 5 | 100000 | 42304 |  |  | Yes |  | 3
PWPF6AXZ | Super Lighting Technology Hong Kong Limited | SLTMAKS | STL-030AC2 | Outdoor Luminaires | Low Output | Architectural Flood and Spot Luminaires | Standard | FALSE | [9 empty] | 42304 |  |  | No |  | 3 | 2601.037 | 79.958 | 32.53 | 15.83 | 0.989 | 5982 | 82.5
PWEXNQEF | Super Lighting Technology Hong Kong Limited | SLTMAKS | STL-030AN2 | Outdoor Luminaires | Low Output | Architectural Flood and Spot Luminaires | Standard | FALSE | [9 empty] | 42304 |  |  | No |  | 3 | 2531.194 | 77.835 | 32.52 | 16.39 | 0.988 | 4074 | 81.9
PR9PHF11 | RISE-LITE GROUP CO. LTD | RISELITE | RL-FL-80W-LV-A-D-DW | Outdoor Luminaires | Mid Output | Architectural Flood and Spot Luminaires | Standard | FALSE | [9 empty] | 42304 |  |  | No |  | 3 | 5958 | 75.66 | 78.75 | 17.29 | 0.9053 | 5000 | 71.1
PDDSWXQM | RISE-LITE GROUP CO. LTD | RISELITE | RL-FL-80W-LV-A-D-DW | Outdoor Luminaires | Mid Output | Architectural Flood and Spot Luminaires | Standard | FALSE | [9 empty] | 42304 |  |  | No |  | 3 | 5958 | 75.66 | 78.75 | 17.29 | 0.9053 | 5000 | 71.1
PUV9WE97 | RISE-LITE GROUP CO. LTD | RISELITE | RL-FL-80W-LV-A-D-NW | Outdoor Luminaires | Mid Output | Architectural Flood and Spot Luminaires | Standard | FALSE | [9 empty] | 42304 |  |  | No |  | 3 | 5632.3 | 71.67 | 78.59 | 15.93 | 0.9204 | 4100 | 65.8
PZRVB7G8 | RISE-LITE GROUP CO. LTD | RISELITE | RL-FL-80W-LV-A-D-WW | Outdoor Luminaires | Mid Output | Architectural Flood and Spot Luminaires | Standard | FALSE | [9 empty] | 42304 |  |  | No |  | 3 | 5632.3 | 71.67 | 78.59 | 15.93 | 0.9204 | 3000 | 65.8
PSEDXDDT | RC Lighting | RC Lighting | FFLED80[All Mounting Options][All Colors]/D10[/PC/PC2/PCS/PCS2] RCL | Outdoor Luminaires | Mid Output | Architectural Flood and Spot Luminaires | Premium | FALSE | [9 empty] | 42304 |  |  | Yes |  | 3 | 9672 | 109 | 88.8 | 19.5 | 0.898 | 5084 | 72
PWWCQPT1 | RC Lighting | RC Lighting | FFLED80[All Mounting Options][4x4][All Colors]/D10[/PC/PC2/PCS/PCS2] RCL | Outdoor Luminaires | Mid Output | Architectural Flood and Spot Luminaires | Standard | FALSE | [9 empty] | 42304 |  |  | Yes |  | 3 | 7866 | 91 | 87 | 22.1 | 0.88 | 4919 | 72
PMUBSGSJ | RC Lighting | RC Lighting | FFLED80[All Mounting Options]N[4x4][All Colors]/D10[/PC/PC2/PCS/PCS2] RCL | Outdoor Luminaires | Mid Output | Architectural Flood and Spot Luminaires | Standard | FALSE | [9 empty] | 42304 |  |  | Yes |  | 3 | 7986 | 91 | 88 | 20.6 | 0.9 | 3994 | 72
PSB8XCWG | RC Lighting | RC Lighting | FFLED80[All Mounting Options]N[5x5][All Colors]/D10[/PC/PC2/PCS/PCS2] RCL | Outdoor Luminaires | Mid Output | Architectural Flood and Spot Luminaires | Standard | FALSE | [9 empty] | 42304 |  |  | Yes |  | 3 | 7572 | 86 | 88 | 20.6 | 0.895 | 3970 | 71
PT8HDPM6 | RC Lighting | RC Lighting | FFLED80[All Mounting Options]Y[All Colors]/D10[/PC/PC2/PCS/PCS2] RCL | Outdoor Luminaires | Mid Output | Architectural Flood and Spot Luminaires | Standard | FALSE | [9 empty] | 42304 |  |  | Yes |  | 3 | 8591 | 98.3 | 87.4 | 20.4 | 0.896 | 3160 | 71
PTQJFCDF | RC Lighting | RC Lighting | FFLED80[All Mounting Options]Y[4x4][All Colors]/D10[/PC/PC2/PCS/PCS2] RCL | Outdoor Luminaires | Mid Output | Architectural Flood and Spot Luminaires | Standard | FALSE | [9 empty] | 42304 |  |  | Yes |  | 3 | 7456 | 84.8 | 88 | 19.6 | 0.899 | 3119 | 71
PX91XAWA | H.E. Williams Inc. | Williams | VF2-L88/750-WF-XXX-XXX-[PC BLANK]-DIM-UNV | Outdoor Luminaires | Mid Output | Architectural Flood and Spot Luminaires | Standard | FALSE | [9 empty] | 42304 |  |  | Yes |  | 3 | 8797.4 | 91.7 | 95.9 | 18.86 | 0.9947 | 5000 | 70
PWM7HV1H | H.E. Williams Inc. | Williams | VF2-L88/750-VF-XXX-XXX-[PC BLANK]-DIM-UNV | Outdoor Luminaires | Mid Output | Architectural Flood and Spot Luminaires | Standard | FALSE | [9 empty] | 42304 |  |  | Yes |  | 3 | 8380.7 | 87.5 | 95.8 | 18.86 | 0.9947 | 5000 | 70
PK46M1VS | H.E. Williams Inc. | Williams | VF2-L88/750-HF-XXX-XXX-[PC BLANK]-DIM-UNV | Outdoor Luminaires | Mid Output | Architectural Flood and Spot Luminaires | Standard | FALSE | [9 empty] | 42304 |  |  | Yes |  | 3 | 8275.6 | 86.2 | 96 | 18.86 | 0.9947 | 5000 | 70
PY3SW5J7 | H.E. Williams Inc. | Williams | VF2-L88/750-HS-XXX-XXX-[PC BLANK]-DIM-UNV | Outdoor Luminaires | Mid Output | Architectural Flood and Spot Luminaires | Standard | FALSE | [9 empty] | 42304 |  |  | Yes |  | 3 | 8042.3 | 83.3 | 96.5 | 18.86 | 0.9947 | 5000 | 70
PGHEAPSC | H.E. Williams Inc. | Williams | VF2-L88/750-MF-XXX-XXX-[PC BLANK]-DIM-UNV | Outdoor Luminaires | Mid Output | Architectural Flood and Spot Luminaires | Standard | FALSE | [9 empty] | 42304 |  |  | Yes |  | 3 | 7933.7 | 82 | 96.8 | 18.86 | 0.9947 | 5000 | 70
PM8V2TJP | H.E. Williams Inc. | Williams | VF2-L88/750-NS-XXX-XXX-[PC BLANK]-DIM-UNV | Outdoor Luminaires | Mid Output | Architectural Flood and Spot Luminaires | Standard | FALSE | [9 empty] | 42304 |  |  | Yes |  | 3 | 7923 | 81.8 | 96.9 | 18.86 | 0.993 | 5000 | 70
PEZ7DHUU | H.E. Williams Inc. | Williams | VF2-L70/750-WF-XXX-XXX-[PC BLANK]-DIM-UNV | Outdoor Luminaires | Mid Output | Architectural Flood and Spot Luminaires | Standard | FALSE | [9 empty] | 42304 |  |  | Yes |  | 3 | 6986 | 102.51 | 68.2 | 9.35 | 0.95 | 5000 | 70
PH4BC5XQ | H.E. Williams Inc. | Williams | VF2-L70/730-VF-XXX-XXX-[PC BLANK]-DIM-UNV | Outdoor Luminaires | Mid Output | Architectural Flood and Spot Luminaires | Standard | FALSE | [9 empty] | 42304 |  |  | Yes |  | 3 | 6655 | 97.82 | 68 | 9.35 | 0.95 | 5000 | 70
PE7D6U8K | H.E. Williams Inc. | Williams | VF2-L70/730-HF-XXX-XXX-[PC BLANK]-DIM-UNV | Outdoor Luminaires | Mid Output | Architectural Flood and Spot Luminaires | Standard | FALSE | [9 empty] | 42304 |  |  | Yes |  | 3 | 6572 | 96.33 | 68.2 | 9.35 | 0.95 | 5000 | 70
P817WKGD | H.E. Williams Inc. | Williams | VF2-L70/750-HS-XXX-XXX-[PC BLANK]-DIM-UNV | Outdoor Luminaires | Mid Output | Architectural Flood and Spot Luminaires | Standard | FALSE | [9 empty] | 42304 |  |  | Yes |  | 3 | 6387 | 93.14 | 68.6 | 9.35 | 0.95 | 5000 | 70
PWCKJPEP | H.E. Williams Inc. | Williams | VF2-L70/750-MF-XXX-XXX-[PC BLANK]-DIM-UNV | Outdoor Luminaires | Mid Output | Architectural Flood and Spot Luminaires | Standard | FALSE | [9 empty] | 42304 |  |  | Yes |  | 3 | 6300 | 91.63 | 68.8 | 9.35 | 0.95 | 5000 | 70
P93MZ31J | H.E. Williams Inc. | Williams | VF2-L70/750-NS-XXX-XXX-[PC BLANK]-DIM-UNV | Outdoor Luminaires | Mid Output | Architectural Flood and Spot Luminaires | Standard | FALSE | [9 empty] | 42304 |  |  | Yes |  | 3 | 6292 | 91.4 | 68.8 | 9.35 | 0.95 | 5000 | 70
PDAU8KJY | H.E. Williams Inc. | Williams | VF2-L57/750-WF-XXX-XXX-[PC BLANK]-DIM-UNV | Outdoor Luminaires | Mid Output | Architectural Flood and Spot Luminaires | Standard | FALSE | [9 empty] | 42304 |  |  | Yes |  | 3 | 5673 | 108.31 | 52.4 | 8.99 | 0.935 | 5000 | 70
PMDMN758 | H.E. Williams Inc. | Williams | VF2-L57/730-VF-XXX-XXX-[PC BLANK]-DIM-UNV | Outdoor Luminaires | Mid Output | Architectural Flood and Spot Luminaires | Standard | FALSE | [9 empty] | 42304 |  |  | Yes |  | 3 | 5404 | 103.36 | 52.3 | 8.99 | 0.935 | 5000 | 70
PB6ZWXRG | H.E. Williams Inc. | Williams | VF2-L57/730-HF-XXX-XXX-[PC BLANK]-DIM-UNV | Outdoor Luminaires | Mid Output | Architectural Flood and Spot Luminaires | Standard | FALSE | [9 empty] | 42304 |  |  | Yes |  | 3 | 5336 | 101.79 | 52.4 | 8.99 | 0.935 | 5000 | 70
PE54BTDQ | H.E. Williams Inc. | Williams | VF2-L57/750-HS-XXX-XXX-[PC BLANK]-DIM-UNV | Outdoor Luminaires | Mid Output | Architectural Flood and Spot Luminaires | Standard | FALSE | [9 empty] | 42304 |  |  | Yes |  | 3 | 5186 | 98.42 | 52.7 | 8.99 | 0.935 | 5000 | 70
P4QMA8HM | H.E. Williams Inc. | Williams | VF2-L57/750-MF-XXX-XXX-[PC BLANK]-DIM-UNV | Outdoor Luminaires | Mid Output | Architectural Flood and Spot Luminaires | Standard | FALSE | [9 empty] | 42304 |  |  | Yes |  | 3 | 5116 | 96.82 | 52.8 | 8.99 | 0.935 | 5000 | 70
PBVX2C1R | H.E. Williams Inc. | Williams | VF1-L35/730-HF-XXX-XXX-[PC BLANK]-DIM-UNV | Outdoor Luminaires | Low Output | Architectural Flood and Spot Luminaires | Standard | FALSE | [9 empty] | 42304 |  |  | Yes |  | 3 | 3501 | 96.99 | 36.1 | 8.86 | 0.958 | 5000 | 70
PGUJAS76 | H.E. Williams Inc. | Williams | VF1-L35/730-VF-XXX-XXX-[PC BLANK]-DIM-UNV | Outdoor Luminaires | Low Output | Architectural Flood and Spot Luminaires | Standard | FALSE | [9 empty] | 42304 |  |  | Yes |  | 3 | 3490 | 96.94 | 36 | 8.86 | 0.958 | 5000 | 70
PJFS3Q7S | H.E. Williams Inc. | Williams | VF1-L35/750-WF-XXX-XXX-[PC BLANK]-DIM-UNV | Outdoor Luminaires | Low Output | Architectural Flood and Spot Luminaires | Standard | FALSE | [9 empty] | 42304 |  |  | Yes |  | 3 | 3331 | 92.64 | 35.96 | 8.86 | 0.958 | 5000 | 70
PWGXJGGR | H.E. Williams Inc. | Williams | VF1-L35/750-HS-XXX-XXX-[PC BLANK]-DIM-UNV | Outdoor Luminaires | Low Output | Architectural Flood and Spot Luminaires | Standard | FALSE | [9 empty] | 42304 |  |  | Yes |  | 3 | 3300 | 91.93 | 35.9 | 8.86 | 0.958 | 5000 | 70
PFTTK5W9 | H.E. Williams Inc. | Williams | VF1-L35/750-NS-XXX-XXX-[PC BLANK]-DIM-UNV | Outdoor Luminaires | Low Output | Architectural Flood and Spot Luminaires | Standard | FALSE | [9 empty] | 42304 |  |  | Yes |  | 3 | 3131 | 87.02 | 35.98 | 8.86 | 0.958 | 5000 | 70
P5WC285A | H.E. Williams Inc. | Williams | VF1-L35/750-MF-XXX-XXX-[PC BLANK]-DIM-UNV | Outdoor Luminaires | Low Output | Architectural Flood and Spot Luminaires | Standard | FALSE | [9 empty] | 42304 |  |  | Yes |  | 3 | 3075 | 85.12 | 36.12 | 8.86 | 0.958 | 5000 | 70
PQKTHUSP | H.E. Williams Inc. | Williams | VF1-L20/730-HF-XXX-XXX-[PC BLANK]-DIM-UNV | Outdoor Luminaires | Low Output | Architectural Flood and Spot Luminaires | Standard | FALSE | [9 empty] | 42304 |  |  | Yes |  | 3 | 1948 | 108.47 | 17.96 | 6.69 | 0.92 | 5000 | 70
P6UDWCYZ | H.E. Williams Inc. | Williams | VF1-L20/730-VF-XXX-XXX-[PC BLANK]-DIM-UNV | Outdoor Luminaires | Low Output | Architectural Flood and Spot Luminaires | Standard | FALSE | [9 empty] | 42304 |  |  | Yes |  | 3 | 1942 | 108.41 | 17.91 | 6.69 | 0.92 | 5000 | 70
PSAN44MJ | H.E. Williams Inc. | Williams | VF1-L20/750-WF-XXX-XXX-[PC BLANK]-DIM-UNV | Outdoor Luminaires | Low Output | Architectural Flood and Spot Luminaires | Standard | FALSE | [9 empty] | 42304 |  |  | Yes |  | 3 | 1853 | 103.6 | 17.89 | 6.69 | 0.92 | 5000 | 70
PJJQP96X | H.E. Williams Inc. | Williams | VF1-L20/750-HS-XXX-XXX-[PC BLANK]-DIM-UNV | Outdoor Luminaires | Low Output | Architectural Flood and Spot Luminaires | Standard | FALSE | [9 empty] | 42304 |  |  | Yes |  | 3 | 1836 | 102.8 | 17.86 | 6.69 | 0.92 | 5000 | 70
PKZ2U4Y3 | H.E. Williams Inc. | Williams | VF1-L20/750-MF-XXX-XXX-[PC BLANK]-DIM-UNV | Outdoor Luminaires | Low Output | Architectural Flood and Spot Luminaires | Standard | FALSE | [9 empty] | 42304 |  |  | Yes |  | 3 | 1711 | 95.19 | 17.97 | 6.69 | 0.92 | 5000 | 70
P8TDAZ6J | H.E. Williams Inc. | Williams | VF2-L88/740-WF-XXX-XXX-[PC BLANK]-DIM-UNV | Outdoor Luminaires | Mid Output | Architectural Flood and Spot Luminaires | Standard | FALSE | [9 empty] | 42304 |  |  | Yes |  | 3 | 8335.5 | 86.4 | 96.4 | 18.86 | 0.9947 | 4000 | 70
PJQNN5CG | H.E. Williams Inc. | Williams | VF2-L88/740-VF-XXX-XXX-[PC BLANK]-DIM-UNV | Outdoor Luminaires | Mid Output | Architectural Flood and Spot Luminaires | Standard | FALSE | [9 empty] | 42304 |  |  | Yes |  | 3 | 7940.6 | 82.5 | 96.3 | 18.86 | 0.9947 | 4000 | 70
PFHBFNCS | H.E. Williams Inc. | Williams | VF2-L88/740-HF-XXX-XXX-[PC BLANK]-DIM-UNV | Outdoor Luminaires | Mid Output | Architectural Flood and Spot Luminaires | Standard | FALSE | [9 empty] | 42304 |  |  | Yes |  | 3 | 7841.1 | 81.2 | 96.5 | 18.86 | 0.9947 | 4000 | 70
PDN75Z78 | H.E. Williams Inc. | Williams | VF2-L70/740-WF-XXX-XXX-[PC BLANK]-DIM-UNV | Outdoor Luminaires | Mid Output | Architectural Flood and Spot Luminaires | Standard | FALSE | [9 empty] | 42304 |  |  | Yes |  | 3 | 6587 | 96.5 | 68.3 | 9.35 | 0.95 | 4000 | 70
PPPEFW4J | H.E. Williams Inc. | Williams | VF2-L70/730-VF-XXX-XXX-[PC BLANK]-DIM-UNV | Outdoor Luminaires | Mid Output | Architectural Flood and Spot Luminaires | Standard | FALSE | [9 empty] | 42304 |  |  | Yes |  | 3 | 6275 | 92.09 | 68.1 | 9.35 | 0.95 | 4000 | 70
P9AT7MRX | H.E. Williams Inc. | Williams | VF2-L70/730-HF-XXX-XXX-[PC BLANK]-DIM-UNV | Outdoor Luminaires | Mid Output | Architectural Flood and Spot Luminaires | Standard | FALSE | [9 empty] | 42304 |  |  | Yes |  | 3 | 6196 | 90.69 | 68.3 | 9.35 | 0.95 | 4000 | 70
PZAQPV57 | H.E. Williams Inc. | Williams | VF2-L70/740-HS-XXX-XXX-[PC BLANK]-DIM-UNV | Outdoor Luminaires | Mid Output | Architectural Flood and Spot Luminaires | Standard | FALSE | [9 empty] | 42304 |  |  | Yes |  | 3 | 6021 | 87.69 | 68.7 | 9.35 | 0.95 | 4000 | 70
PGW1JQ2T | H.E. Williams Inc. | Williams | VF2-L70/740-MF-XXX-XXX-[PC BLANK]-DIM-UNV | Outdoor Luminaires | Mid Output | Architectural Flood and Spot Luminaires | Standard | FALSE | [9 empty] | 42304 |  |  | Yes |  | 3 | 5940 | 86.26 | 68.9 | 9.35 | 0.95 | 4000 | 70
P2TZWJRW | H.E. Williams Inc. | Williams | VF2-L70/740-NS-XXX-XXX-[PC BLANK]-DIM-UNV | Outdoor Luminaires | Mid Output | Architectural Flood and Spot Luminaires | Standard | FALSE | [9 empty] | 42304 |  |  | Yes |  | 3 | 5932 | 86.05 | 68.9 | 9.35 | 0.95 | 4000 | 70
PURM738D | H.E. Williams Inc. | Williams | VF2-L57/740-WF-XXX-XXX-[PC BLANK]-DIM-UNV | Outdoor Luminaires | Mid Output | Architectural Flood and Spot Luminaires | Standard | FALSE | [9 empty] | 42304 |  |  | Yes |  | 3 | 5370 | 102.12 | 52.6 | 8.99 | 0.935 | 4000 | 70
PP3CX8X3 | H.E. Williams Inc. | Williams | VF2-L57/730-VF-XXX-XXX-[PC BLANK]-DIM-UNV | Outdoor Luminaires | Mid Output | Architectural Flood and Spot Luminaires | Standard | FALSE | [9 empty] | 42304 |  |  | Yes |  | 3 | 5115 | 97.45 | 52.5 | 8.99 | 0.935 | 4000 | 70
PEZ62EHU | H.E. Williams Inc. | Williams | VF2-L57/730-HF-XXX-XXX-[PC BLANK]-DIM-UNV | Outdoor Luminaires | Mid Output | Architectural Flood and Spot Luminaires | Standard | FALSE | [9 empty] | 42304 |  |  | Yes |  | 3 | 5051 | 95.97 | 52.6 | 8.99 | 0.935 | 4000 | 70
PW5QH1FH | H.E. Williams Inc. | Williams | VF2-L57/740-HS-XXX-XXX-[PC BLANK]-DIM-UNV | Outdoor Luminaires | Low Output | Architectural Flood and Spot Luminaires | Standard | FALSE | [9 empty] | 42304 |  |  | Yes |  | 3 | 4909 | 92.79 | 52.9 | 8.99 | 0.935 | 4000 | 70
P9XJPFR1 | H.E. Williams Inc. | Williams | VF2-L57/740-MF-XXX-XXX-[PC BLANK]-DIM-UNV | Outdoor Luminaires | Low Output | Architectural Flood and Spot Luminaires | Standard | FALSE | [9 empty] | 42304 |  |  | Yes |  | 3 | 4843 | 91.28 | 53.1 | 8.99 | 0.935 | 4000 | 70
PXNH1KU9 | H.E. Williams Inc. | Williams | VF2-L57/740-NS-XXX-XXX-[PC BLANK]-DIM-UNV | Outdoor Luminaires | Low Output | Architectural Flood and Spot Luminaires | Standard | FALSE | [9 empty] | 42304 |  |  | Yes |  | 3 | 4836 | 91.06 | 53.1 | 8.99 | 0.935 | 4000 | 70
P85UGZAF | H.E. Williams Inc. | Williams | VF1-L35/730-HF-XXX-XXX-[PC BLANK]-DIM-UNV | Outdoor Luminaires | Low Output | Architectural Flood and Spot Luminaires | Standard | FALSE | [9 empty] | 42304 |  |  | Yes |  | 3 | 3340 | 92.12 | 36.26 | 8.86 | 0.958 | 4000 | 70
PRW9U8T5 | H.E. Williams Inc. | Williams | VF1-L35/730-VF-XXX-XXX-[PC BLANK]-DIM-UNV | Outdoor Luminaires | Low Output | Architectural Flood and Spot Luminaires | Standard | FALSE | [9 empty] | 42304 |  |  | Yes |  | 3 | 3329 | 92.07 | 36.16 | 8.86 | 0.958 | 4000 | 70
P3A8Z5Q2 | H.E. Williams Inc. | Williams | VF1-L35/740-WF-XXX-XXX-[PC BLANK]-DIM-UNV | Outdoor Luminaires | Low Output | Architectural Flood and Spot Luminaires | Standard | FALSE | [9 empty] | 42304 |  |  | Yes |  | 3 | 3178 | 87.99 | 36.12 | 8.86 | 0.958 | 4000 | 70
P6RU6185 | H.E. Williams Inc. | Williams | VF1-L35/740-HS-XXX-XXX-[PC BLANK]-DIM-UNV | Outdoor Luminaires | Low Output | Architectural Flood and Spot Luminaires | Standard | FALSE | [9 empty] | 42304 |  |  | Yes |  | 3 | 3148 | 87.31 | 36.06 | 8.86 | 0.958 | 4000 | 70
P1M37G8B | H.E. Williams Inc. | Williams | VF1-L35/740-NS-XXX-XXX-[PC BLANK]-DIM-UNV | Outdoor Luminaires | Low Output | Architectural Flood and Spot Luminaires | Standard | FALSE | [9 empty] | 42304 |  |  | Yes |  | 3 | 2987 | 82.65 | 36.14 | 8.86 | 0.958 | 4000 | 70
PHVNTGK5 | H.E. Williams Inc. | Williams | VF1-L35/740-MF-XXX-XXX-[PC BLANK]-DIM-UNV | Outdoor Luminaires | Low Output | Architectural Flood and Spot Luminaires | Standard | FALSE | [9 empty] | 42304 |  |  | Yes |  | 3 | 2933 | 80.85 | 36.28 | 8.86 | 0.958 | 4000 | 70
P17R5RWZ | H.E. Williams Inc. | Williams | VF1-L20/730-HF-XXX-XXX-[PC BLANK]-DIM-UNV | Outdoor Luminaires | Low Output | Architectural Flood and Spot Luminaires | Standard | FALSE | [9 empty] | 42304 |  |  | Yes |  | 3 | 1894 | 105.13 | 18.02 | 6.69 | 0.92 | 4000 | 70
PZPZAMTV | H.E. Williams Inc. | Williams | VF1-L20/730-VF-XXX-XXX-[PC BLANK]-DIM-UNV | Outdoor Luminaires | Low Output | Architectural Flood and Spot Luminaires | Standard | FALSE | [9 empty] | 42304 |  |  | Yes |  | 3 | 1888 | 105.07 | 17.97 | 6.69 | 0.92 | 4000 | 70
P3ZXHEZC | H.E. Williams Inc. | Williams | VF1-L20/740-WF-XXX-XXX-[PC BLANK]-DIM-UNV | Outdoor Luminaires | Low Output | Architectural Flood and Spot Luminaires | Standard | FALSE | [9 empty] | 42304 |  |  | Yes |  | 3 | 1802 | 100.41 | 17.95 | 6.69 | 0.92 | 4000 | 70
PDWHMZH5 | H.E. Williams Inc. | Williams | VF1-L20/740-HS-XXX-XXX-[PC BLANK]-DIM-UNV | Outdoor Luminaires | Low Output | Architectural Flood and Spot Luminaires | Standard | FALSE | [9 empty] | 42304 |  |  | Yes |  | 3 | 1785 | 99.64 | 17.92 | 6.69 | 0.92 | 4000 | 70
PZZHPUS3 | H.E. Williams Inc. | Williams | VF1-L20/740-NS-XXX-XXX-[PC BLANK]-DIM-UNV | Outdoor Luminaires | Low Output | Architectural Flood and Spot Luminaires | Standard | FALSE | [9 empty] | 42304 |  |  | Yes |  | 3 | 1694 | 94.32 | 17.96 | 6.69 | 0.92 | 4000 | 70
PR5GYCSF | H.E. Williams Inc. | Williams | VF1-L20/740-MF-XXX-XXX-[PC BLANK]-DIM-UNV | Outdoor Luminaires | Low Output | Architectural Flood and Spot Luminaires | Standard | FALSE | [9 empty] | 42304 |  |  | Yes |  | 3 | 1663 | 92.26 | 18.03 | 6.69 | 0.92 | 4000 | 70
PFGF627B | H.E. Williams Inc. | Williams | VF2-L70/730-WF-XXX-XXX-[PC BLANK]-DIM-UNV | Outdoor Luminaires | Mid Output | Architectural Flood and Spot Luminaires | Standard | FALSE | [9 empty] | 42304 |  |  | Yes |  | 3 | 6076 | 88.35 | 68.8 | 9.35 | 0.95 | 3000 | 70
PH3QZ4UR | H.E. Williams Inc. | Williams | VF2-L70/730-VF-XXX-XXX-[PC BLANK]-DIM-UNV | Outdoor Luminaires | Mid Output | Architectural Flood and Spot Luminaires | Standard | FALSE | [9 empty] | 42304 |  |  | Yes |  | 3 | 5788 | 84.31 | 68.7 | 9.35 | 0.95 | 3000 | 70
PNSRDCBG | H.E. Williams Inc. | Williams | VF2-L70/730-HF-XXX-XXX-[PC BLANK]-DIM-UNV | Outdoor Luminaires | Mid Output | Architectural Flood and Spot Luminaires | Standard | FALSE | [9 empty] | 42304 |  |  | Yes |  | 3 | 5716 | 83.03 | 68.8 | 9.35 | 0.95 | 3000 | 70
P68M4ZCP | H.E. Williams Inc. | Williams | VF2-L70/730-HS-XXX-XXX-[PC BLANK]-DIM-UNV | Outdoor Luminaires | Mid Output | Architectural Flood and Spot Luminaires | Standard | FALSE | [9 empty] | 42304 |  |  | Yes |  | 3 | 5554 | 80.28 | 69.2 | 9.35 | 0.95 | 3000 | 70
PDF64PHJ | H.E. Williams Inc. | Williams | VF2-L70/730-MF-XXX-XXX-[PC BLANK]-DIM-UNV | Outdoor Luminaires | Mid Output | Architectural Flood and Spot Luminaires | Standard | FALSE | [9 empty] | 42304 |  |  | Yes |  | 3 | 5479 | 78.97 | 69.4 | 9.35 | 0.95 | 3000 | 70
PTKRQRFB | H.E. Williams Inc. | Williams | VF2-L57/730-WF-XXX-XXX-[PC BLANK]-DIM-UNV | Outdoor Luminaires | Low Output | Architectural Flood and Spot Luminaires | Standard | FALSE | [9 empty] | 42304 |  |  | Yes |  | 3 | 4940 | 93.54 | 52.8 | 8.99 | 0.935 | 3000 | 70
PF7RPSXZ | H.E. Williams Inc. | Williams | VF2-L57/730-VF-XXX-XXX-[PC BLANK]-DIM-UNV | Outdoor Luminaires | Low Output | Architectural Flood and Spot Luminaires | Standard | FALSE | [9 empty] | 42304 |  |  | Yes |  | 3 | 4706 | 89.26 | 52.7 | 8.99 | 0.935 | 3000 | 70
PV7YC359 | H.E. Williams Inc. | Williams | VF2-L57/730-HF-XXX-XXX-[PC BLANK]-DIM-UNV | Outdoor Luminaires | Low Output | Architectural Flood and Spot Luminaires | Standard | FALSE | [9 empty] | 42304 |  |  | Yes |  | 3 | 4647 | 87.91 | 52.9 | 8.99 | 0.935 | 3000 | 70
PZ9NDDJF | H.E. Williams Inc. | Williams | VF2-L57/730-HS-XXX-XXX-[PC BLANK]-DIM-UNV | Outdoor Luminaires | Low Output | Architectural Flood and Spot Luminaires | Standard | FALSE | [9 empty] | 42304 |  |  | Yes |  | 3 | 4516 | 85 | 53.1 | 8.99 | 0.935 | 3000 | 70
P1RMJTZF | H.E. Williams Inc. | Williams | VF2-L57/730-MF-XXX-XXX-[PC BLANK]-DIM-UNV | Outdoor Luminaires | Low Output | Architectural Flood and Spot Luminaires | Standard | FALSE | [9 empty] | 42304 |  |  | Yes |  | 3 | 4455 | 83.61 | 53.3 | 8.99 | 0.935 | 3000 | 70
PWX8JYYH | H.E. Williams Inc. | Williams | VF1-L35/730-WF-XXX-XXX-[PC BLANK]-DIM-UNV | Outdoor Luminaires | Low Output | Architectural Flood and Spot Luminaires | Standard | FALSE | [9 empty] | 42304 |  |  | Yes |  | 3 | 2894 | 79.95 | 36.2 | 8.86 | 0.958 | 3000 | 70
PVQ4M6DV | H.E. Williams Inc. | Williams | VF1-L35/730-VF-XXX-XXX-[PC BLANK]-DIM-UNV | Outdoor Luminaires | Low Output | Architectural Flood and Spot Luminaires | Standard | FALSE | [9 empty] | 42304 |  |  | Yes |  | 3 | 2824 | 77.94 | 36.24 | 8.86 | 0.958 | 3000 | 70
PVP3ER7X | H.E. Williams Inc. | Williams | VF1-L35/730-HF-XXX-XXX-[PC BLANK]-DIM-UNV | Outdoor Luminaires | Low Output | Architectural Flood and Spot Luminaires | Standard | FALSE | [9 empty] | 42304 |  |  | Yes |  | 3 | 2680 | 73.74 | 36.34 | 8.86 | 0.958 | 3000 | 70
PHUMNZJN | H.E. Williams Inc. | Williams | VF1-L35/730-NS-XXX-XXX-[PC BLANK]-DIM-UNV | Outdoor Luminaires | Low Output | Architectural Flood and Spot Luminaires | Standard | FALSE | [9 empty] | 42304 |  |  | Yes |  | 3 | 2671 | 73.74 | 36.22 | 8.86 | 0.958 | 3000 | 70
P1RP9XGM | H.E. Williams Inc. | Williams | VF1-L35/730-HS-XXX-XXX-[PC BLANK]-DIM-UNV | Outdoor Luminaires | Low Output | Architectural Flood and Spot Luminaires | Standard | FALSE | [9 empty] | 42304 |  |  | Yes |  | 3 | 2646 | 73.22 | 36.14 | 8.86 | 0.958 | 3000 | 70
PQ6JVWZ9 | H.E. Williams Inc. | Williams | VF1-L20/730-WF-XXX-XXX-[PC BLANK]-DIM-UNV | Outdoor Luminaires | Low Output | Architectural Flood and Spot Luminaires | Standard | FALSE | [9 empty] | 42304 |  |  | Yes |  | 3 | 1622 | 90.36 | 17.95 | 6.69 | 0.92 | 3000 | 70
PEVQ82C4 | H.E. Williams Inc. | Williams | VF1-L20/730-VF-XXX-XXX-[PC BLANK]-DIM-UNV | Outdoor Luminaires | Low Output | Architectural Flood and Spot Luminaires | Standard | FALSE | [9 empty] | 42304 |  |  | Yes |  | 3 | 1583 | 88.09 | 17.97 | 6.69 | 0.92 | 3000 | 70
PCP7QSHH | H.E. Williams Inc. | Williams | VF1-L20/730-HF-XXX-XXX-[PC BLANK]-DIM-UNV | Outdoor Luminaires | Low Output | Architectural Flood and Spot Luminaires | Standard | FALSE | [9 empty] | 42304 |  |  | Yes |  | 3 | 1502 | 83.35 | 18.02 | 6.69 | 0.92 | 3000 | 70
P5A1RAXK | H.E. Williams Inc. | Williams | VF1-L20/730-HS-XXX-XXX-[PC BLANK]-DIM-UNV | Outdoor Luminaires | Low Output | Architectural Flood and Spot Luminaires | Standard | FALSE | [9 empty] | 42304 |  |  | Yes |  | 3 | 1483 | 82.76 | 17.92 | 6.69 | 0.92 | 3000 | 70
PFTQZCT6 | Shenzhen Rio Tinto Opto-electronics Technology Co. Limited | Riotinto | LT-CL270-100WE | Outdoor Luminaires | High Output | Architectural Flood and Spot Luminaires | Standard | FALSE | [9 empty] | 42304 | Not Dimmable | Not Dimmable | No |  | 3 | 12095 | 118.34 | 102.2 | 14.56 | 0.9313 | 5700 | 83.6
P7A2CU5M | Shenzhen Rio Tinto Opto-electronics Technology Co. Limited | Riotinto | LT-CL270-100WD | Outdoor Luminaires | High Output | Architectural Flood and Spot Luminaires | Standard | FALSE | [9 empty] | 42304 | Not Dimmable | Not Dimmable | No |  | 3 | 11221 | 110.46 | 101.6 | 14.09 | 0.931 | 5000 | 82.5
P7TF5QB5 | Shenzhen Rio Tinto Opto-electronics Technology Co. Limited | Riotinto | LT-CL270-100WC | Outdoor Luminaires | High Output | Architectural Flood and Spot Luminaires | Standard | FALSE | [9 empty] | 42304 | Not Dimmable | Not Dimmable | No |  | 3 | 11221 | 110.46 | 101.6 | 14.09 | 0.931 | 4000 | 82.5
PT9QGCA7 | Shenzhen Rio Tinto Opto-electronics Technology Co. Limited | Riotinto | LT-CL270-100WB | Outdoor Luminaires | High Output | Architectural Flood and Spot Luminaires | Standard | FALSE | [9 empty] | 42304 | Not Dimmable | Not Dimmable | No |  | 3 | 11221 | 110.46 | 101.6 | 14.09 | 0.931 | 3500 | 82.5
P52MY7VC | RC Lighting | RC Lighting | FXLED300[all mounting options]N[all finishes]/347[Options Include PC] RCL | Outdoor Luminaires | Very High Output | Architectural Flood and Spot Luminaires | Premium | TRUE | 34100 | 108 | 317.1 | 18.6 | 0.96 | 4021 | 82.3 | 5 | 100000 | 42303 | Not Dimmable | Not Dimmable | Yes |  | 3
PEFCUWGJ | RC Lighting | RC Lighting | FXLED300[all mounting options]B55[all finishes]/347[Options Include PC] RCL | Outdoor Luminaires | Very High Output | Architectural Flood and Spot Luminaires | Premium | TRUE | 37550 | 118 | 318.6 | 18 | 0.958 | 4968 | 73.7 | 5 | 100000 | 42303 |  |  | Yes |  | 3
PGV3C9MU | RC Lighting | RC Lighting | FXLED300[all mounting options]YB55[all finishes]/347[Options Include PC] RCL | Outdoor Luminaires | Very High Output | Architectural Flood and Spot Luminaires | Standard | TRUE | 31320 | 99.4 | 316.3 | 18.5 | 0.956 | 3053 | 81.4 | 5 | 100000 | 42303 |  |  | Yes |  | 3
P1BX57HW | RISE-LITE GROUP CO. LTD | RISELITE | RL-FL-15W-LV-WW | Outdoor Luminaires | Low Output | Architectural Flood and Spot Luminaires | Standard | TRUE | 1429 | 100.85 | 14.17 | 16.88 | 0.9032 | 3032 | 80.7 | 5 | 60600 | 42303 |  |  | No |  | 3 | 1417.4 | 102.93 | 13.77 | 16.88 | 0.9032 | 3000 | 80.7
PVFBCDY1 | RISE-LITE GROUP CO. LTD | RISELITE | RL-FL-15W-LV-DW | Outdoor Luminaires | Low Output | Architectural Flood and Spot Luminaires | Standard | FALSE | [9 empty] | 42303 |  |  | No |  | 3 | 1499 | 106.31 | 14.1 | 16.88 | 0.9224 | 5000 | 83.2
PCJX3KHM | RISE-LITE GROUP CO. LTD | RISELITE | RL-FL-15W-LV-NW | Outdoor Luminaires | Low Output | Architectural Flood and Spot Luminaires | Standard | FALSE | [9 empty] | 42303 |  |  | No |  | 3 | 1417.4 | 102.93 | 13.77 | 16.88 | 0.9032 | 4100 | 80.7
P527DEMA | RC Lighting | RC Lighting | FXLED300[all mounting options][all finishes]/347[Options Include PC] RCL | Outdoor Luminaires | Very High Output | Architectural Flood and Spot Luminaires | Premium | FALSE | [9 empty] | 42303 | Not Dimmable | Not Dimmable | Yes |  | 3 | 38290 | 121 | 316.7 | 18.2 | 0.979 | 5010 | 73.8
PJ5758JV | RC Lighting | RC Lighting | FXLED300[all mounting options]NB55[all finishes]/347[Options Include PC] RCL | Outdoor Luminaires | Very High Output | Architectural Flood and Spot Luminaires | Standard | FALSE | [9 empty] | 42303 |  |  | Yes |  | 3 | 33400 | 106 | 315.7 | 18.4 | 0.979 | 3985 | 82.2
P5U7ZM34 | RC Lighting | RC Lighting | FXLED300[all mounting options]Y[all finishes]/347[Options Include PC] RCL | Outdoor Luminaires | Very High Output | Architectural Flood and Spot Luminaires | Standard | FALSE | [9 empty] | 42303 |  |  | Yes |  | 3 | 32200 | 102 | 315.1 | 18.6 | 0.978 | 3076 | 81.5
PTEWMC4U | Beyond Signs Inc. dba Beyond LED Technology | Beyond | 105494-1 | Outdoor Luminaires | High Output | Architectural Flood and Spot Luminaires | Standard | TRUE | 16979.533 | 81.052 | 209.49 | 20.99 | 0.947 | 3164 | 69 | 5 | 50000 | 42297 |  |  | NotYetVerified |  | 3 |  | 90 | 200 |  | 0.95 | 3000 | 70
PK1PUC41 | Beyond Signs Inc. dba Beyond LED Technology | Beyond | 103762-3 | Outdoor Luminaires | High Output | Architectural Flood and Spot Luminaires | Standard | TRUE | 12732.447 | 84.56 | 150.58 | 14.87 | 0.931 | 3137 | 68.9 | 5 | 50000 | 42297 |  |  | NotYetVerified |  | 3 |  | 90 | 150 |  | 0.95 | 3000 | 70
P7MKEHZV | Beyond Signs Inc. dba Beyond LED Technology | Beyond | 103770-1 | Outdoor Luminaires | Mid Output | Architectural Flood and Spot Luminaires | Standard | TRUE | 9482.903 | 91.8 | 103.3 | 18.65 | 0.918 | 3090 | 70.1 | 5 | 50000 | 42297 |  |  | NotYetVerified |  | 3 |  | 90 | 100 |  | 0.95 | 3000 | 70
PCY8C854 | Shenzhen Green Energy Lighting Co. LTD. | G | FLXW150 4000K | Outdoor Luminaires | High Output | Architectural Flood and Spot Luminaires | Standard | TRUE | 13506.03 | 85.23 | 158.46 | 18.33 | 0.906 | 4003 | 70.8 | 5 | 50000 | 42297 |  |  | NotYetVerified |  | 3 | 13506.03 | 85.23 | 158.46 | 18.33 | 0.906 | 4003 | 70.8
PQCE1MHM | Shenzhen Green Energy Lighting Co. LTD. | G | FLXW150 5700K | Outdoor Luminaires | High Output | Architectural Flood and Spot Luminaires | Standard | FALSE | [9 empty] | 42297 |  |  | NotYetVerified |  | 3 | 13589.56 | 86.31 | 157.45 | 17.87 | 0.999 | 5968 | 69.1
P6FWH591 | Shenzhen Green Energy Lighting Co. LTD. | G | FLXW150 5000K | Outdoor Luminaires | High Output | Architectural Flood and Spot Luminaires | Standard | FALSE | [9 empty] | 42297 |  |  | NotYetVerified |  | 3 | 13576.76 | 86.24 | 157.43 | 18.04 | 0.998 | 5062 | 69.1
P8BE8MUT | Shenzhen Green Energy Lighting Co. LTD. | G | FLXW150 4500K | Outdoor Luminaires | High Output | Architectural Flood and Spot Luminaires | Standard | FALSE | [9 empty] | 42297 |  |  | NotYetVerified |  | 3 | 13560.01 | 86.11 | 157.4 | 18.16 | 0.998 | 4614 | 69
PABGH7Z4 | Beyond Signs Inc. dba Beyond LED Technology | Beyond | 103770 | Outdoor Luminaires | Mid Output | Architectural Flood and Spot Luminaires | Standard | FALSE | [9 empty] | 42297 | Not Dimmable | Not Dimmable | NotYetVerified |  | 3 | 9685.08 | 95.04 | 101.9 | 17.02 | 0.991 | 6006 | 69.3
P2NV1XZY | Beyond Signs Inc. dba Beyond LED Technology | Beyond | 105494 | Outdoor Luminaires | High Output | Architectural Flood and Spot Luminaires | Standard | FALSE | [9 empty] | 42297 | Not Dimmable | Not Dimmable | NotYetVerified |  | 3 | 17658.95 | 85.379 | 207 | 18.08 | 0.994 | 5874 | 68.5
PYWGCBR5 | Beyond Signs Inc. dba Beyond LED Technology | Beyond | 103762 | Outdoor Luminaires | High Output | Architectural Flood and Spot Luminaires | Standard | FALSE | [9 empty] | 42297 | Not Dimmable | Not Dimmable | NotYetVerified |  | 3 | 12998.168 | 86.31 | 150.59 | 13.76 | 0.994 | 5664 | 68.1
PTS5KCB7 | Unity Opto Technology Co. Ltd. | UNi | MPS-PL506240-604 | Outdoor Luminaires | High Output | Architectural Flood and Spot Luminaires | Standard | TRUE | 28933.21 | 113.52 | 254.88 | 12.02 | 0.952 | 5088 | 82 | 5 | 50000 | 42296 |  |  | No |  | 3 | 27000 | 112.5 | 240 | 15 | 0.95 | 5000 | 70
P13YB4JT | Unity Opto Technology Co. Ltd. | UNi | MPS-PL306240-601 | Outdoor Luminaires | High Output | Architectural Flood and Spot Luminaires | Standard | TRUE | 25353.8 | 99.2 | 255.57 | 11.14 | 0.952 | 3173 | 82 | 5 | 50000 | 42296 |  |  | No |  | 3 | 23300 | 97 | 240 | 15 | 0.95 | 3000 | 80
PV6GXY36 | Unity Opto Technology Co. Ltd. | UNi | MPS-PL506240-606 | Outdoor Luminaires | High Output | Architectural Flood and Spot Luminaires | Standard | FALSE | [9 empty] | 42296 |  |  | No |  | 3 | 27000 | 112.5 | 240 | 15 | 0.95 | 5000 | 70
PECNBF17 | Unity Opto Technology Co. Ltd. | UNi | MPS-PL506240-605 | Outdoor Luminaires | High Output | Architectural Flood and Spot Luminaires | Standard | FALSE | [9 empty] | 42296 |  |  | No |  | 3 | 27000 | 112.5 | 240 | 15 | 0.95 | 5000 | 70
PRZH7QVS | Unity Opto Technology Co. Ltd. | UNi | MPS-PL406240-605 | Outdoor Luminaires | High Output | Architectural Flood and Spot Luminaires | Standard | FALSE | [9 empty] | 42296 |  |  | No |  | 3 | 25000 | 104 | 240 | 15 | 0.95 | 4000 | 70
PMAYNSA1 | Unity Opto Technology Co. Ltd. | UNi | MPS-PL406240-604 | Outdoor Luminaires | High Output | Architectural Flood and Spot Luminaires | Standard | FALSE | [9 empty] | 42296 |  |  | No |  | 3 | 25000 | 104 | 240 | 15 | 0.95 | 4000 | 70
P3D176RT | Unity Opto Technology Co. Ltd. | UNi | MPS-PL406240-606 | Outdoor Luminaires | High Output | Architectural Flood and Spot Luminaires | Standard | FALSE | [9 empty] | 42296 |  |  | No |  | 3 | 25000 | 104 | 240 | 15 | 0.95 | 4000 | 70
PZ16K33S | Unity Opto Technology Co. Ltd. | UNi | MPS-PL306240-603 | Outdoor Luminaires | High Output | Architectural Flood and Spot Luminaires | Standard | FALSE | [9 empty] | 42296 |  |  | No |  | 3 | 23300 | 97 | 240 | 15 | 0.95 | 3000 | 80
PHH34FV1 | Unity Opto Technology Co. Ltd. | UNi | MPS-PL306240-602 | Outdoor Luminaires | High Output | Architectural Flood and Spot Luminaires | Standard | FALSE | [9 empty] | 42296 |  |  | No |  | 3 | 23300 | 97 | 240 | 15 | 0.95 | 3000 | 80
PUKBVBU7 | Appleton Group | Mercmaster LED Low-Profile Series | X-MLLED-X-2-X-J5-BU-X | Outdoor Luminaires | Low Output | Architectural Flood and Spot Luminaires | Standard | TRUE | 2161 | 84.91 | 25.45 | 12.58 | 0.952 | 5499 | 71.7 | 5 | 60000 | 42293 |  |  | No |  | 3 | 2161 | 84.91 | 25.45 | 6.37 | 0.997 | 5499 | 71.7
P4NUM4EV | Appleton Group | Mercmaster LED Low-Profile Series | X-MLLED-X-4-X-J5-BU-X | Outdoor Luminaires | Low Output | Architectural Flood and Spot Luminaires | Standard | TRUE | 4283 | 89.79 | 47.7 | 18.86 | 0.885 | 5504 | 72 | 5 | 60000 | 42293 |  |  | No |  | 3 | 4283 | 89.79 | 47.7 | 13.21 | 0.978 | 5504 | 72
PXE5VV6E | Appleton Group | Mercmaster LED Low-Profile Series | X-MLLED-X-4-X-D5-BU-X | Outdoor Luminaires | Low Output | Architectural Flood and Spot Luminaires | Standard | FALSE | [9 empty] | 42293 | Not Dimmable | Not Dimmable | No |  | 3 | 4593 | 96.31 | 47.69 | 13.19 | 0.978 | 5799 | 75.2
PPRYA1Z3 | Appleton Group | Mercmaster LED Low-Profile Series | X-MLLED-X-3-X-D5-BU-X | Outdoor Luminaires | Low Output | Architectural Flood and Spot Luminaires | Standard | FALSE | [9 empty] | 42293 | Not Dimmable | Not Dimmable | No |  | 3 | 3288 | 94.84 | 34.67 | 5.66 | 0.998 | 5785 | 75
PQ7WZEZZ | Appleton Group | Mercmaster LED Low-Profile Series | X-MLLED-X-2-X-D5-BU-X | Outdoor Luminaires | Low Output | Architectural Flood and Spot Luminaires | Standard | FALSE | [9 empty] | 42293 | Not Dimmable | Not Dimmable | No |  | 3 | 2301 | 90.38 | 25.46 | 6.27 | 0.997 | 5780 | 74.7
PM3RHKMS | Appleton Group | Mercmaster LED Low-Profile Series | X-MLLED-X-4-X-P5-BU-X | Outdoor Luminaires | Low Output | Architectural Flood and Spot Luminaires | Standard | FALSE | [9 empty] | 42293 | Not Dimmable | Not Dimmable | No |  | 3 | 4795 | 100.5 | 47.71 | 13.08 | 0.979 | 5773 | 74.9
PTUY5959 | Appleton Group | Mercmaster LED Low-Profile Series | X-MLLED-X-2-X-P5-BU-X | Outdoor Luminaires | Low Output | Architectural Flood and Spot Luminaires | Standard | FALSE | [9 empty] | 42293 | Not Dimmable | Not Dimmable | No |  | 3 | 2406 | 94.35 | 25.5 | 6.27 | 0.997 | 5756 | 74.5
P8JS4UE4 | Appleton Group | Mercmaster LED Low-Profile Series | X-MLLED-X-3-X-P5-BU-X | Outdoor Luminaires | Low Output | Architectural Flood and Spot Luminaires | Standard | FALSE | [9 empty] | 42293 | Not Dimmable | Not Dimmable | No |  | 3 | 3408 | 98.38 | 34.64 | 5.6 | 0.998 | 5746 | 74.7
PRH6Q2VY | Appleton Group | Mercmaster LED Low-Profile Series | X-MLLED-X-2-X-G5-BU-X | Outdoor Luminaires | Low Output | Architectural Flood and Spot Luminaires | Standard | FALSE | [9 empty] | 42293 | Not Dimmable | Not Dimmable | No |  | 3 | 2523 | 99.14 | 25.45 | 6.38 | 0.997 | 5623 | 73.6
P6J6T7NB | Appleton Group | Mercmaster LED Low-Profile Series | X-MLLED-X-3-X-G5-BU-X | Outdoor Luminaires | Low Output | Architectural Flood and Spot Luminaires | Standard | FALSE | [9 empty] | 42293 | Not Dimmable | Not Dimmable | No |  | 3 | 3573 | 103.2 | 34.61 | 5.7 | 0.998 | 5622 | 73.8
PJ71JSZB | Appleton Group | Mercmaster LED Low-Profile Series | X-MLLED-X-4-X-G5-BU-X | Outdoor Luminaires | Low Output | Architectural Flood and Spot Luminaires | Standard | FALSE | [9 empty] | 42293 | Not Dimmable | Not Dimmable | No |  | 3 | 4977 | 104.3 | 47.7 | 12.4 | 0.98 | 5603 | 73.8
P689YTC8 | Appleton Group | Mercmaster LED Low-Profile Series | X-MLLED-X-3-X-J5-BU-X | Outdoor Luminaires | Low Output | Architectural Flood and Spot Luminaires | Standard | FALSE | [9 empty] | 42293 | Not Dimmable | Not Dimmable | No |  | 3 | 3082 | 88.9 | 34.67 | 5.71 | 0.998 | 5508 | 71.9
PM8BFE2S | BIG SHINE LED | BIG SHINE LED | BSL-FL120-SK-AL-5K-3060 | Outdoor Luminaires | High Output | Architectural Flood and Spot Luminaires | Standard | TRUE | 13215.18 | 106.06 | 124.6 | 10.75 | 0.965 | 4865 | 82.9 | 5 | 73000 | 42285 |  |  | NotYetVerified |  | 3 | 13200 | 106.06 | 120 | 10.75 | 0.965 | 5000 | 80
PX4SH4AW | BIG SHINE LED | BIG SHINE LED | BSL-FL120-SK-AL-4K-60 | Outdoor Luminaires | High Output | Architectural Flood and Spot Luminaires | Standard | TRUE | 14386.68 | 114.43 | 125.73 | 7.98 | 0.964 | 3964 | 86.4 | 5 | 50000 | 42285 |  |  | NotYetVerified |  | 3 | 14386.68 | 114.43 | 125.73 | 7.98 | 0.964 | 3964 | 86.4
P2UFANN6 | BIG SHINE LED | BIG SHINE LED | BSL-FL120-SK-AL-4K-120 | Outdoor Luminaires | High Output | Architectural Flood and Spot Luminaires | Standard | TRUE | 14893.73 | 117.13 | 127.16 | 9.44 | 0.963 | 4093 | 86.1 | 5 | 73000 | 42285 |  |  | NotYetVerified |  | 3 | [5 empty] | 4000
P7TBJW93 | APACK Inc. | APACK | F600TG-LM703015A | Outdoor Luminaires | Very High Output | Architectural Flood and Spot Luminaires | Standard | TRUE | 54593.22 | 89.98 | 606.7 | 12.18 | 0.92 | 3022.9 | 73.1 | 5 | 50000 | 42285 |  |  | No |  | 3 | 54500 | 90 | 600 | 20 | 0.9 | 3000 | 70
PBM6T46S | APACK Inc. | APACK | F800TG-LM703015A | Outdoor Luminaires | Very High Output | Architectural Flood and Spot Luminaires | Standard | TRUE | 71860.29 | 88.62 | 810.9 | 12.51 | 0.919 | 3044.4 | 73.5 | 5 | 50000 | 42285 |  |  | No |  | 3 | 71800 | 89 | 800 | 20 | 0.9 | 3000 | 70
PTV6SDDV | APACK Inc. | APACK | F800TG-LM703015B | Outdoor Luminaires | Very High Output | Architectural Flood and Spot Luminaires | Standard | FALSE | [9 empty] | 42285 | Not Dimmable | Not Dimmable | No |  | 3 | 71800 | 89 | 800 | 20 | 0.9 | 3000 | 70
P1PHPWZK | APACK Inc. | APACK | F600TG-LM703015B | Outdoor Luminaires | Very High Output | Architectural Flood and Spot Luminaires | Standard | FALSE | [9 empty] | 42285 | Not Dimmable | Not Dimmable | No |  | 3 | 54500 | 90 | 600 | 20 | 0.9 | 3000 | 70
PY1MVX9P | BIG SHINE LED | BIG SHINE LED | BSL-FL120-SK-AL-5K-120 | Outdoor Luminaires | High Output | Architectural Flood and Spot Luminaires | Standard | FALSE | [9 empty] | 42285 | Dimmable | Continuous Below 10 | NotYetVerified |  | 3 | 13722.12 | 108.69 | 126.25 | 3.02 | 0.998 | 5054 | 82.8
PMZSBNMF | BIG SHINE LED | BIG SHINE LED | BSL-FL120-SK-AL-5K-60 | Outdoor Luminaires | High Output | Architectural Flood and Spot Luminaires | Standard | FALSE | [9 empty] | 42285 | Dimmable | Continuous Below 10 | NotYetVerified |  | 3 | 13810.73 | 108.19 | 127.65 | 18.75 | 0.996 | 4926 | 83
PEVTYJAX | BIG SHINE LED | BIG SHINE LED | BSL-FL120-SK-AL-4K-3060 | Outdoor Luminaires | High Output | Architectural Flood and Spot Luminaires | Standard | FALSE | [9 empty] | 42285 | Dimmable | Continuous Below 10 | NotYetVerified |  | 3 | 13200 | 114.82 | 120 | 4.35 | 0.998 | 4000 | 80
PVYPZK9T | QSSI | QSSI | KH25QF1X81U5KC*** | Outdoor Luminaires | Mid Output | Architectural Flood and Spot Luminaires | Standard | TRUE | 7748.58 | 88.4 | 87.65 | 11.89 | 0.9412 | 5110 | 79.66 | 5 | 50000 | 42284 |  |  | NotYetVerified |  | 3 | 7748.58 | 88.4 | 87.65 | 11.89 | 0.9412 | 5110 | 79.66
PNNYQC6E | QSSI | QSSI | KH45QF1X167U5KC*** | Outdoor Luminaires | High Output | Architectural Flood and Spot Luminaires | Standard | TRUE | 16703.18 | 91.07 | 183.4 | 11.4 | 0.9354 | 5139 | 79.41 | 5 | 50000 | 42284 |  |  | NotYetVerified |  | 3 | 16703.18 | 91.07 | 183.4 | 11.4 | 0.9354 | 5139 | 79.41
PVKSTQDU | Horizon Lighting Company | Horizon Lighting | LED-FL30/4000-MV | Outdoor Luminaires | Low Output | Architectural Flood and Spot Luminaires | Standard | TRUE | 3106.9 | 103.63 | 30.07 | 18.75 | 0.932 | 4038 | 70.8 | 5 | 50000 | 42284 |  |  | NotYetVerified |  | 3 | 3106.9 | 103.63 | 29.98 | 18.75 | 0.923 | 4000 | 70.8
PEAS6FSS | QSSI | QSSI | KH45QF1X256U5KC*** | Outdoor Luminaires | High Output | Architectural Flood and Spot Luminaires | Standard | TRUE | 25068.47 | 90.94 | 275.63 | 19.06 | 0.927 | 5122 | 79.2 | 5 | 50000 | 42284 |  |  | NotYetVerified |  | 3 | 25068.47 | 90.94 | 275.63 | 19.06 | 0.927 | 5122 | 79.2
PBP9THJ4 | RAB Lighting | RAB Lighting | FFLED80[All Mounting Options]Y[5x5][All Colors]/D10[/PC/PC2/PCS/PCS2] | Outdoor Luminaires | Mid Output | Architectural Flood and Spot Luminaires | Standard | TRUE | 6952 | 79.1 | 87.9 | 19.7 | 0.898 | 3108 | 71 | 5 | 100000 | 42284 |  |  | Yes |  | 3
PF36WZJC | RAB Lighting | RAB Lighting | FFLED80[All Mounting Options][5x5][All Colors]/D10[/PC/PC2/PCS/PCS2] | Outdoor Luminaires | Mid Output | Architectural Flood and Spot Luminaires | Standard | TRUE | 7860 | 90.6 | 86.8 | 22.1 | 0.877 | 4897 | 71 | 5 | 100000 | 42284 |  |  | Yes |  | 3
PD24KKMS | Horizon Lighting Company | Horizon Lighting | LED-FL30/5700-MV | Outdoor Luminaires | Low Output | Architectural Flood and Spot Luminaires | Standard | FALSE | [9 empty] | 42284 |  |  | NotYetVerified |  | 3 | 3417 | 113.03 | 30.23 | 18.75 | 0.923 | 5700 | 72.1
PM1DG22H | Horizon Lighting Company | Horizon Lighting | LED-FL30/5000-MV | Outdoor Luminaires | Low Output | Architectural Flood and Spot Luminaires | Standard | FALSE | [9 empty] | 42284 |  |  | NotYetVerified |  | 3 | 3106.9 | 103.63 | 29.98 | 18.75 | 0.923 | 5000 | 70.8
PX7A3U5D | Horizon Lighting Company | Horizon Lighting | LED-FL30/4500-MV | Outdoor Luminaires | Low Output | Architectural Flood and Spot Luminaires | Standard | FALSE | [9 empty] | 42284 |  |  | NotYetVerified |  | 3 | 3106.9 | 103.63 | 29.98 | 18.75 | 0.923 | 4500 | 70.8
P7NGCGYF | RAB Lighting | RAB Lighting | FFLED80[All Mounting Options][4x4][All Colors]/D10[/PC/PC2/PCS/PCS2] | Outdoor Luminaires | Mid Output | Architectural Flood and Spot Luminaires | Standard | FALSE | [9 empty] | 42284 |  |  | Yes |  | 3 | 7866 | 91 | 87 | 22.1 | 0.88 | 4919 | 72
PDSQU5T4 | RAB Lighting | RAB Lighting | FFLED80[All Mounting Options]N[4x4][All Colors]/D10[/PC/PC2/PCS/PCS2] | Outdoor Luminaires | Mid Output | Architectural Flood and Spot Luminaires | Standard | FALSE | [9 empty] | 42284 |  |  | Yes |  | 3 | 7986 | 91 | 88 | 20.6 | 0.9 | 3994 | 72
PNSM558B | RAB Lighting | RAB Lighting | FFLED80[All Mounting Options]N[5x5][All Colors]/D10[/PC/PC2/PCS/PCS2] | Outdoor Luminaires | Mid Output | Architectural Flood and Spot Luminaires | Standard | FALSE | [9 empty] | 42284 |  |  | Yes |  | 3 | 7572 | 86 | 88 | 20.6 | 0.895 | 3970 | 71
PMMYXAY3 | RAB Lighting | RAB Lighting | FFLED80[All Mounting Options]Y[4x4][All Colors]/D10[/PC/PC2/PCS/PCS2] | Outdoor Luminaires | Mid Output | Architectural Flood and Spot Luminaires | Standard | FALSE | [9 empty] | 42284 |  |  | Yes |  | 3 | 7456 | 84.8 | 88 | 19.6 | 0.899 | 3119 | 71
PPSC3BPX | Torshare Ltd | TORSHARE | TL02-30W(3000K) | Outdoor Luminaires | Low Output | Architectural Flood and Spot Luminaires | Standard | TRUE | 2697.8 | 90.23 | 29.9 | 12.81 | 0.9078 | 3025 | 71.4 | 5 | 50000 | 42282 |  |  | No |  | 3 | 2718.8 | 92.51 | 29.39 | 12.81 | 0.9078 | 3000 | 71.4
PBWX2DW4 | Torshare Ltd | TORSHARE | TL03-50W(3000K) | Outdoor Luminaires | Low Output | Architectural Flood and Spot Luminaires | Standard | TRUE | 4028.5 | 82.6 | 48.77 | 15.95 | 0.9068 | 3067 | 71.2 | 5 | 50000 | 42282 |  |  | No |  | 3 | 4028.5 | 82.6 | 48.77 | 15.95 | 0.9068 | 3000 | 71.2
P4CKPVQQ | Torshare Ltd | TORSHARE | TL09-70W(3000K) | Outdoor Luminaires | Mid Output | Architectural Flood and Spot Luminaires | Standard | TRUE | 5750.4 | 76.85 | 74.83 | 15.97 | 0.9042 | 3094 | 73 | 5 | 50000 | 42282 |  |  | No |  | 3 | 5750.4 | 76.85 | 74.83 | 15.97 | 0.9042 | 3000 | 73
P6RY7PD9 | Torshare Ltd | TORSHARE | TL10-100W(3000K) | Outdoor Luminaires | Mid Output | Architectural Flood and Spot Luminaires | Standard | TRUE | 7471.3 | 77.33 | 96.62 | 16.01 | 0.9034 | 3088 | 72.2 | 5 | 50000 | 42282 |  |  | No |  | 3 | 7471.3 | 77.33 | 96.62 | 16.01 | 0.9034 | 3000 | 72.2
P3ADP44A | Torshare Ltd | TORSHARE | TL09-70W(5700K) | Outdoor Luminaires | Mid Output | Architectural Flood and Spot Luminaires | Standard | FALSE | [9 empty] | 42282 |  |  | No |  | 3 | 6318 | 82.99 | 76.13 | 16.74 | 0.9036 | 5700 | 71.9
PCZ2PJHK | Torshare Ltd | TORSHARE | TL10-100W(5700K) | Outdoor Luminaires | Mid Output | Architectural Flood and Spot Luminaires | Standard | FALSE | [9 empty] | 42282 |  |  | No |  | 3 | 8173 | 83.25 | 98.17 | 16.49 | 0.9214 | 5700 | 71.9
P4XEVQB1 | Torshare Ltd | TORSHARE | TL02-30W(5700K) | Outdoor Luminaires | Low Output | Architectural Flood and Spot Luminaires | Standard | FALSE | [9 empty] | 42282 |  |  | No |  | 3 | 2967 | 99.46 | 29.83 | 14.26 | 0.9045 | 5700 | 70.5
P5SFWR4D | Torshare Ltd | TORSHARE | TL03-50W(5700K) | Outdoor Luminaires | Low Output | Architectural Flood and Spot Luminaires | Standard | FALSE | [9 empty] | 42282 |  |  | No |  | 3 | 4420 | 89.13 | 49.59 | 16.04 | 0.9132 | 5700 | 70.1
PQ311T4Y | Torshare Ltd | TORSHARE | TL09-70W(5000K) | Outdoor Luminaires | Mid Output | Architectural Flood and Spot Luminaires | Standard | FALSE | [9 empty] | 42282 |  |  | No |  | 3 | 5750.4 | 76.85 | 74.83 | 15.97 | 0.9042 | 5000 | 73
PAYS84CD | Torshare Ltd | TORSHARE | TL10-100W(5000K) | Outdoor Luminaires | Mid Output | Architectural Flood and Spot Luminaires | Standard | FALSE | [9 empty] | 42282 |  |  | No |  | 3 | 7471.3 | 76.85 | 96.62 | 16.01 | 0.9034 | 5000 | 72.2
PVGMFQDN | Torshare Ltd | TORSHARE | TL02-30W(5000K) | Outdoor Luminaires | Low Output | Architectural Flood and Spot Luminaires | Standard | FALSE | [9 empty] | 42282 |  |  | No |  | 3 | 2718.8 | 92.51 | 29.39 | 12.81 | 0.9078 | 5000 | 71.4
PRXVQASJ | Torshare Ltd | TORSHARE | TL03-50W(5000K) | Outdoor Luminaires | Low Output | Architectural Flood and Spot Luminaires | Standard | FALSE | [9 empty] | 42282 |  |  | No |  | 3 | 4028.5 | 82.6 | 48.77 | 15.95 | 0.9068 | 5000 | 71.2
PUS51AE6 | Torshare Ltd | TORSHARE | TL09-70W(4500K) | Outdoor Luminaires | Mid Output | Architectural Flood and Spot Luminaires | Standard | FALSE | [9 empty] | 42282 |  |  | No |  | 3 | 5750.4 | 76.85 | 74.83 | 15.97 | 0.9042 | 4500 | 73
PQ8DXNK8 | Torshare Ltd | TORSHARE | TL10-100W(4500K) | Outdoor Luminaires | Mid Output | Architectural Flood and Spot Luminaires | Standard | FALSE | [9 empty] | 42282 |  |  | No |  | 3 | 7471.3 | 76.85 | 96.62 | 16.01 | 0.9034 | 4500 | 72.2
PCXJGY39 | Torshare Ltd | TORSHARE | TL02-30W(4500K) | Outdoor Luminaires | Low Output | Architectural Flood and Spot Luminaires | Standard | FALSE | [9 empty] | 42282 |  |  | No |  | 3 | 2718.8 | 92.51 | 29.39 | 12.81 | 0.9078 | 4500 | 71.4
PCE1A8MJ | Torshare Ltd | TORSHARE | TL03-50W(4500K) | Outdoor Luminaires | Low Output | Architectural Flood and Spot Luminaires | Standard | FALSE | [9 empty] | 42282 |  |  | No |  | 3 | 4028.5 | 82.6 | 48.77 | 15.95 | 0.9068 | 4500 | 71.2
P2E9ET1X | Torshare Ltd | TORSHARE | TL09-70W(4000K) | Outdoor Luminaires | Mid Output | Architectural Flood and Spot Luminaires | Standard | FALSE | [9 empty] | 42282 |  |  | No |  | 3 | 5750.4 | 76.85 | 74.83 | 15.97 | 0.9042 | 4000 | 73
P2GE251U | Torshare Ltd | TORSHARE | TL10-100W(4000K) | Outdoor Luminaires | Mid Output | Architectural Flood and Spot Luminaires | Standard | FALSE | [9 empty] | 42282 |  |  | No |  | 3 | 7471.3 | 76.85 | 96.62 | 16.01 | 0.9034 | 4000 | 72.2
PD1EQ55P | Torshare Ltd | TORSHARE | TL02-30W(4000K) | Outdoor Luminaires | Low Output | Architectural Flood and Spot Luminaires | Standard | FALSE | [9 empty] | 42282 |  |  | No |  | 3 | 2718.8 | 92.51 | 29.39 | 12.81 | 0.9078 | 4000 | 71.4
PNRQ5WRA | Torshare Ltd | TORSHARE | TL03-50W(4000K) | Outdoor Luminaires | Low Output | Architectural Flood and Spot Luminaires | Standard | FALSE | [9 empty] | 42282 |  |  | No |  | 3 | 4028.5 | 82.6 | 48.77 | 15.95 | 0.9068 | 4000 | 71.2
PEJANKN6 | Torshare Ltd | TORSHARE | TL09-70W(3500K) | Outdoor Luminaires | Mid Output | Architectural Flood and Spot Luminaires | Standard | FALSE | [9 empty] | 42282 |  |  | No |  | 3 | 5750.4 | 76.85 | 74.83 | 15.97 | 0.9042 | 3500 | 73
PKNC4FBR | Torshare Ltd | TORSHARE | TL10-100W(3500K) | Outdoor Luminaires | Mid Output | Architectural Flood and Spot Luminaires | Standard | FALSE | [9 empty] | 42282 |  |  | No |  | 3 | 7471.3 | 76.85 | 96.62 | 16.01 | 0.9034 | 3500 | 72.2
PZ5XP5BK | Torshare Ltd | TORSHARE | TL02-30W(3500K) | Outdoor Luminaires | Low Output | Architectural Flood and Spot Luminaires | Standard | FALSE | [9 empty] | 42282 |  |  | No |  | 3 | 2718.8 | 92.51 | 29.39 | 12.81 | 0.9078 | 3500 | 71.4
PUJY6TNU | Torshare Ltd | TORSHARE | TL03-50W(3500K) | Outdoor Luminaires | Low Output | Architectural Flood and Spot Luminaires | Standard | FALSE | [9 empty] | 42282 |  |  | No |  | 3 | 4028.5 | 82.6 | 48.77 | 15.95 | 0.9068 | 3500 | 71.2
PYBD9PT3 | HeSaLight A/S | HeSaLight | HL-FL-HP-600 | Outdoor Luminaires | Very High Output | Architectural Flood and Spot Luminaires | Standard | TRUE | 53887 | 87.79 | 613.8 | 7.8 | 0.981 | 5334 | 73.8 | 5 | 50000 | 42279 |  |  | NotYetVerified |  | 3 | 53000 | 90 | 640 |  | 0.9 | 5700 | 73
PZFNZTNN | HeSaLight A/S | HeSaLight | HL-FL-HP-200 | Outdoor Luminaires | High Output | Architectural Flood and Spot Luminaires | Standard | TRUE | 20217 | 90.7 | 222.9 | 14.32 | 0.972 | 4932 | 70.9 | 5 | 50000 | 42279 |  |  | NotYetVerified |  | 3 | 21000 | 90 | 220 |  | 0.9 | 5000 | 71
PFR9MFZM | HeSaLight A/S | HeSaLight | HL-FL-HP-400 | Outdoor Luminaires | Very High Output | Architectural Flood and Spot Luminaires | Standard | TRUE | 39205 | 88.04 | 445.3 | 14.3 | 0.971 | 5263 | 71.5 | 5 | 50000 | 42279 |  |  | NotYetVerified |  | 3 | 39000 | 90 | 440 |  | 0.9 | 5000 | 74
PRFY92YV | HeSaLight A/S | HeSaLight | HL-FL-HP-80(30K) | Outdoor Luminaires | Mid Output | Architectural Flood and Spot Luminaires | Standard | TRUE | 6792.1 | 78.13 | 86.93 | 13.5 | 0.953 | 3100 | 82.6 | 5 | 50000 | 42279 |  |  | NotYetVerified |  | 3 | 7000 | 77.8 | 90 |  |  | 3000 | 80
PS37WGHG | HeSaLight A/S | HeSaLight | HL-FL-HP-80(57K) | Outdoor Luminaires | Mid Output | Architectural Flood and Spot Luminaires | Standard | FALSE | [9 empty] | 42279 | Not Yet Verified | Not Yet Verified | NotYetVerified |  | 3 | 7000 | 77.8 | 90 |  |  | 5700 | 80
PATZC683 | Mission LED Lighting Company Ltd. | Mission | MS-FLD-450-AR | Outdoor Luminaires | Very High Output | Architectural Flood and Spot Luminaires | Standard | TRUE | 54238.85 | 115.979 | 467.66 | 7.53 | 0.976 | 5060 | 73.6 | 10 | 60000 | 42278 |  |  | NotYetVerified |  | 3 | 54238.85 | 115.979 | 467.66 | 7.53 | 0.999 | 5060 | 73.6
P767HCFX | Mission LED Lighting Company Ltd. | Mission | MS-FLD-900-AR | Outdoor Luminaires | Very High Output | Architectural Flood and Spot Luminaires | Standard | TRUE | 106792.26 | 114.46 | 933.05 | 9.4 | 0.9667 | 5256 | 75 | 10 | 60000 | 42278 |  |  | NotYetVerified |  | 3 | 106792.26 | 114.46 | 933.05 | 9.4 | 0.999 | 5256 | 75
PK1UX8YD | Mission LED Lighting Company Ltd. | Mission | MS-FLD-750-AR | Outdoor Luminaires | Very High Output | Architectural Flood and Spot Luminaires | Standard | FALSE | [9 empty] | 42278 |  |  | NotYetVerified |  | 3 | 89852.76 | 115.568 | 777.49 | 9.12 | 0.999 | 5118 | 74.4
PZPS41MB | Mission LED Lighting Company Ltd. | Mission | MS-FLD-600-AR | Outdoor Luminaires | Very High Output | Architectural Flood and Spot Luminaires | Standard | FALSE | [9 empty] | 42278 |  |  | NotYetVerified |  | 3 | 70957.125 | 114.451 | 619.98 | 8.92 | 0.999 | 5002 | 72.8
P2K2KVF96 | TECHLIGHT | Fusion | LB-N-H-X-1-X-XX-XX | Outdoor Luminaires | Mid Output | Architectural Flood and Spot Luminaires | Standard | TRUE | 5529.6 | 68.8 | 80.4 | 12.92 | 0.957 | 4140 | 83 | 5 | 50000 | 42277 |  |  | No |  | 3 | 5530 | 68.8 | 80.4 | 12.9 | 0.96 | 4140 | 83
PFQUC5AN4 | TECHLIGHT | Fusion | LB-N-F-X-1-X-XX-XX | Outdoor Luminaires | Low Output | Architectural Flood and Spot Luminaires | Standard | TRUE | 4149.2 | 77 | 53.9 | 7.1 | 0.955 | 4090 | 82 | 5 | 50000 | 42277 |  |  | No |  | 3 | 4149 | 77 | 53.9 | 7.1 | 0.96 | 4090 | 82
P42D5BZ9 | DONGGUAN THAILIGHT SEMICONDUCTOR LIGHTING CO.LTD. | Thailight | TLFLF2203YYZZ | Outdoor Luminaires | High Output | Architectural Flood and Spot Luminaires | Standard | TRUE | 21495 | 99.51 | 216 | 18.31 | 0.9301 | 3110 | 83.6 | 5 | 50000 | 42277 |  |  | No |  | 3 | 21578 | 96.75 | 223 | 18.31 | 0.9301 | 3000 | 83.6
PK5VHQRE | Dongbu Lightec | LumiDas Expolsion Proof | EX170-UM-D2(DDC-BXX)-C [XX can be SW or CL] | Outdoor Luminaires | High Output | Architectural Flood and Spot Luminaires | Standard | TRUE | 17898 | 105.8 | 169.2 | 13.5 | 0.929 | 5043 | 75.6 | 5 | 50000 | 42277 |  |  | NotYetVerified |  | 3 | 17000 | 100 | 170 | 20 | 0.9 | 5000 | 70
P6FFHTUA | Dongbu Lightec | LumiDas Expolsion Proof | EX140-UM-D2(DDC-BXX)-C [XX can be SW or CL] | Outdoor Luminaires | High Output | Architectural Flood and Spot Luminaires | Standard | TRUE | 14731 | 106.1 | 138.8 | 14.5 | 0.926 | 5050 | 74.3 | 5 | 50000 | 42277 |  |  | NotYetVerified |  | 3 | 14000 | 100 | 140 | 20 | 0.9 | 5000 | 70
PSAFSGAC | DONGGUAN THAILIGHT SEMICONDUCTOR LIGHTING CO.LTD. | Thailight | TLFLF803YYZZ | Outdoor Luminaires | Mid Output | Architectural Flood and Spot Luminaires | Standard | FALSE | [9 empty] | 42277 |  |  | Yes | Product updated on 1/9/2017 | 3 | 9724.9 | 121.74 | 79.88 | 16.02 | 0.95 | 3000 | 82.7
PHQYAFTV | Dongbu Lightec | LumiDas Expolsion Proof | EX110-UM-D2(DDC-BXX)-C [XX can be SW or CL] | Outdoor Luminaires | High Output | Architectural Flood and Spot Luminaires | Standard | TRUE | 12528 | 111.3 | 112.6 | 11.6 | 0.898 | 5038 | 83.4 | 5 | 50000 | 42277 |  |  | NotYetVerified |  | 3 | 12000 | 105 | 110 | 20 | 0.9 | 5000 | 80
PPWDGQRW | DONGGUAN THAILIGHT SEMICONDUCTOR LIGHTING CO.LTD. | Thailight | TLFLF805YYZZ | Outdoor Luminaires | Mid Output | Architectural Flood and Spot Luminaires | Standard | FALSE | [9 empty] | 42277 |  |  | Yes | Product updated on 1/9/2017 | 3 | 10342 | 130.81 | 79.06 | 16.07 | 0.99 | 5000 | 82.2
PFQP9W6Z | DONGGUAN THAILIGHT SEMICONDUCTOR LIGHTING CO.LTD. | Thailight | TLFLF2205YYZZ | Outdoor Luminaires | High Output | Architectural Flood and Spot Luminaires | Standard | FALSE | [9 empty] | 42277 |  |  | Yes | Product updated on 1/9/2017 | 3 | 26731 | 122 | 228.5 | 7.95 | 0.94 | 5000 | 83.5
P8VHPETH | DONGGUAN THAILIGHT SEMICONDUCTOR LIGHTING CO.LTD. | Thailight | TLFLF804YYZZ | Outdoor Luminaires | Mid Output | Architectural Flood and Spot Luminaires | Standard | FALSE | [9 empty] | 42277 |  |  | Yes | Product updated on 1/9/2017 | 4.1 | 10033 | 126 | 79.47 | 16.02 | 0.95 | 4000 | 82.7
P8W3AZWS | DONGGUAN THAILIGHT SEMICONDUCTOR LIGHTING CO.LTD. | Thailight | TLFLF2204YYZZ | Outdoor Luminaires | High Output | Architectural Flood and Spot Luminaires | Standard | FALSE | [9 empty] | 42277 |  |  | Yes | Product updated on 1/9/2017 | 4.1 | 26219 | 117.21 | 231.4 | 7.82 | 0.95 | 4000 | 82
PH17ZGG2 | SHENZHEN SUNPER OPTO CO.LTD | SUNPER | SP-FL-150WA (3000K) | Outdoor Luminaires | High Output | Architectural Flood and Spot Luminaires | Standard | TRUE | 12153.229 | 83.84 | 144.96 | 16.89 | 0.914 | 3028 | 68.8 | 6 | 50000 | 42276 |  |  | NotYetVerified |  | 3 | 12153.229 | 83.84 | 144.96 | 16.89 | 0.914 | 3028 | 68.8
PNE5NU8S | SHENZHEN SUNPER OPTO CO.LTD | SUNPER | SP-FL-100WA (3000K) | Outdoor Luminaires | Mid Output | Architectural Flood and Spot Luminaires | Standard | TRUE | 8701.364 | 85.29 | 102.02 | 15.35 | 0.91 | 3036 | 68.9 | 6 | 50000 | 42276 |  |  | NotYetVerified |  | 3 | 8701.364 | 85.29 | 102.02 | 15.35 | 0.91 | 3036 | 68.9
PU5NZ7BG | SHENZHEN SUNPER OPTO CO.LTD | SUNPER | SP-FL-200WA (3000K) | Outdoor Luminaires | High Output | Architectural Flood and Spot Luminaires | Standard | TRUE | 16309.42 | 80.42 | 202.81 | 11.81 | 0.902 | 3040 | 68.8 | 6 | 50000 | 42276 |  |  | NotYetVerified |  | 3 | 16309.42 | 80.42 | 202.81 | 11.81 | 0.902 | 3040 | 68.8
P000018ZY | SHENZHEN FUDAKIN DISPLAY LIGHTING CO. LTD. | FUDAKINLED | FDK-FLA-08-30-30K | Outdoor Luminaires | Low Output | Architectural Flood and Spot Luminaires | Standard | TRUE | 2669 | 87.71 | 30.43 | 20.23 | 0.8776 | 3089 | 81 | 5 | 50000 | 42276 |  |  | NotYetVerified |  | 3 | 2669 | 88 | 30 | 20 | 0.984 | 3000 | 81
P00001903 | SHENZHEN FUDAKIN DISPLAY LIGHTING CO. LTD. | FUDAKINLED | FDK-FLB-08-30-30K | Outdoor Luminaires | Low Output | Architectural Flood and Spot Luminaires | Standard | TRUE | 2811.9 | 92.56 | 30.38 | 20.36 | 0.8711 | 3095 | 81 | 5 | 50000 | 42276 |  |  | NotYetVerified |  | 3 | 2812 | 93 | 30.38 | 20 | 0.984 | 3000 | 81
PCA641H8 | SHENZHEN SUNPER OPTO CO.LTD | SUNPER | SP-FL-150WA (5700K) | Outdoor Luminaires | High Output | Architectural Flood and Spot Luminaires | Standard | FALSE | [9 empty] | 42276 |  |  | NotYetVerified |  | 3 | 12531.942 | 87.2 | 143.71 | 16.34 | 0.995 | 5912 | 70.1
PV4N9WB6 | SHENZHEN SUNPER OPTO CO.LTD | SUNPER | SP-FL-100WA (5700K) | Outdoor Luminaires | Mid Output | Architectural Flood and Spot Luminaires | Standard | FALSE | [9 empty] | 42276 |  |  | NotYetVerified |  | 3 | 8903.375 | 86.78 | 102.6 | 14.84 | 0.995 | 5908 | 69.8
PVH89A73 | SHENZHEN SUNPER OPTO CO.LTD | SUNPER | SP-FL-200WA (5700K) | Outdoor Luminaires | High Output | Architectural Flood and Spot Luminaires | Standard | FALSE | [9 empty] | 42276 |  |  | NotYetVerified |  | 3 | 16603.623 | 81.38 | 204.02 | 11.28 | 0.995 | 5854 | 70.5
P76YJJKF | SHENZHEN SUNPER OPTO CO.LTD | SUNPER | SP-FL-200WA (5000K) | Outdoor Luminaires | High Output | Architectural Flood and Spot Luminaires | Standard | FALSE | [9 empty] | 42276 |  |  | NotYetVerified |  | 3 | 16551.809 | 81.2 | 203.84 | 11.34 | 0.995 | 5213 | 70.2
P5XYFHSF | SHENZHEN SUNPER OPTO CO.LTD | SUNPER | SP-FL-100WA (5000K) | Outdoor Luminaires | Mid Output | Architectural Flood and Spot Luminaires | Standard | FALSE | [9 empty] | 42276 |  |  | NotYetVerified |  | 3 | 8865.545 | 86.51 | 102.48 | 14.9 | 0.995 | 5213 | 69.7
PYDDC8MA | SHENZHEN SUNPER OPTO CO.LTD | SUNPER | SP-FL-150WA (5000K) | Outdoor Luminaires | High Output | Architectural Flood and Spot Luminaires | Standard | FALSE | [9 empty] | 42276 |  |  | NotYetVerified |  | 3 | 12434.933 | 86.54 | 143.69 | 16.4 | 0.995 | 5027 | 69.9
P8Z1VHCJ | SHENZHEN SUNPER OPTO CO.LTD | SUNPER | SP-FL-200WA (4500K) | Outdoor Luminaires | High Output | Architectural Flood and Spot Luminaires | Standard | FALSE | [9 empty] | 42276 |  |  | NotYetVerified |  | 3 | 16524.16 | 81.14 | 203.65 | 11.46 | 0.995 | 4674 | 69.9
PJ37VB7A | SHENZHEN SUNPER OPTO CO.LTD | SUNPER | SP-FL-100WA (4500K) | Outdoor Luminaires | Mid Output | Architectural Flood and Spot Luminaires | Standard | FALSE | [9 empty] | 42276 |  |  | NotYetVerified |  | 3 | 8846.975 | 86.43 | 102.36 | 15.04 | 0.995 | 4509 | 69.5
PZRWX6CE | SHENZHEN SUNPER OPTO CO.LTD | SUNPER | SP-FL-150WA (4500K) | Outdoor Luminaires | High Output | Architectural Flood and Spot Luminaires | Standard | FALSE | [9 empty] | 42276 |  |  | NotYetVerified |  | 3 | 12363.956 | 86.07 | 143.65 | 16.47 | 0.994 | 4418 | 69.6
PZSSDY9G | SHENZHEN SUNPER OPTO CO.LTD | SUNPER | SP-FL-100WA (4000K) | Outdoor Luminaires | Mid Output | Architectural Flood and Spot Luminaires | Standard | FALSE | [9 empty] | 42276 |  |  | NotYetVerified |  | 3 | 8815.613 | 86.25 | 102.21 | 15.13 | 0.994 | 4185 | 69.4
PKMBKDXH | SHENZHEN SUNPER OPTO CO.LTD | SUNPER | SP-FL-200WA (4000K) | Outdoor Luminaires | High Output | Architectural Flood and Spot Luminaires | Standard | FALSE | [9 empty] | 42276 |  |  | NotYetVerified |  | 3 | 16453.836 | 80.89 | 203.41 | 11.51 | 0.994 | 4092 | 69.6
PN82SASH | SHENZHEN SUNPER OPTO CO.LTD | SUNPER | SP-FL-150WA (4000K) | Outdoor Luminaires | High Output | Architectural Flood and Spot Luminaires | Standard | FALSE | [9 empty] | 42276 |  |  | NotYetVerified |  | 3 | 12277.492 | 85.48 | 143.63 | 16.53 | 0.994 | 3914 | 69.4
P7C43UUD | SHENZHEN SUNPER OPTO CO.LTD | SUNPER | SP-FL-150WA (3500K) | Outdoor Luminaires | High Output | Architectural Flood and Spot Luminaires | Standard | FALSE | [9 empty] | 42276 |  |  | NotYetVerified |  | 3 | 12118.404 | 84.39 | 143.6 | 16.6 | 0.994 | 3652 | 69.2
P6WSWUXT | SHENZHEN SUNPER OPTO CO.LTD | SUNPER | SP-FL-200WA (3500K) | Outdoor Luminaires | High Output | Architectural Flood and Spot Luminaires | Standard | FALSE | [9 empty] | 42276 |  |  | NotYetVerified |  | 3 | 16386.016 | 80.62 | 203.25 | 11.63 | 0.994 | 3453 | 69.3
PDMD26PH | SHENZHEN SUNPER OPTO CO.LTD | SUNPER | SP-FL-100WA (3500K) | Outdoor Luminaires | Mid Output | Architectural Flood and Spot Luminaires | Standard | FALSE | [9 empty] | 42276 |  |  | NotYetVerified |  | 3 | 8792.372 | 86.09 | 102.13 | 15.21 | 0.994 | 3447 | 69.2
P00001907 | SHENZHEN FUDAKIN DISPLAY LIGHTING CO. LTD. | FUDAKINLED | FDK-FLB-08-30-50K | Outdoor Luminaires | Low Output | Architectural Flood and Spot Luminaires | Standard | FALSE | [9 empty] | 42276 | Not Yet Verified | Not Yet Verified | NotYetVerified |  | 3 | 2812 | 93 | 30.38 | 20 | 0.984 | 5000 | 81
P00001902 | SHENZHEN FUDAKIN DISPLAY LIGHTING CO. LTD. | FUDAKINLED | FDK-FLA-08-30-50K | Outdoor Luminaires | Low Output | Architectural Flood and Spot Luminaires | Standard | FALSE | [9 empty] | 42276 | Not Yet Verified | Not Yet Verified | NotYetVerified |  | 3 | 2669 | 88 | 30 | 20 | 0.984 | 5000 | 81
P00001905 | SHENZHEN FUDAKIN DISPLAY LIGHTING CO. LTD. | FUDAKINLED | FDK-FLB-08-30-40K | Outdoor Luminaires | Low Output | Architectural Flood and Spot Luminaires | Standard | FALSE | [9 empty] | 42276 | Not Yet Verified | Not Yet Verified | NotYetVerified |  | 3 | 2812 | 93 | 30.38 | 20 | 0.984 | 4000 | 81
P00001900 | SHENZHEN FUDAKIN DISPLAY LIGHTING CO. LTD. | FUDAKINLED | FDK-FLA-08-30-40K | Outdoor Luminaires | Low Output | Architectural Flood and Spot Luminaires | Standard | FALSE | [9 empty] | 42276 | Not Yet Verified | Not Yet Verified | NotYetVerified |  | 3 | 2669 | 88 | 30 | 20 | 0.984 | 4000 | 81
PB691QEB | RDA Lighting Inc. | RDA Lighting | RFL2-LED40-B-5K-W-XXX-XXX-DIM | Outdoor Luminaires | Low Output | Architectural Flood and Spot Luminaires | Standard | TRUE | 4396.5 | 112.98 | 38.91 | 18 | 0.946 | 4954 | 73 | 5 | 50000 | 42275 |  |  | NotYetVerified |  | 3 | 4396 | 112 | 40 | 20 | 0.9 | 5000 | 70
PHPH54U5 | Unity Opto Technology Co. Ltd. | UNi | MPS-PL506240-602 | Outdoor Luminaires | High Output | Architectural Flood and Spot Luminaires | Standard | TRUE | 28977.58 | 117.36 | 246.92 | 10.85 | 0.944 | 4882 | 82 | 5 | 50000 | 42275 |  |  | No |  | 3 | 27000 | 112.5 | 240 | 15 | 0.95 | 5000 | 75
PZ2CRNAM | Unity Opto Technology Co. Ltd. | UNi | MPS-PL506240-601 | Outdoor Luminaires | High Output | Architectural Flood and Spot Luminaires | Standard | TRUE | 28835.56 | 116.47 | 247.57 | 7.95 | 0.941 | 4859 | 80 | 5 | 50000 | 42275 |  |  | No |  | 3 | 27000 | 112.5 | 240 | 15 | 0.95 | 5000 | 75
PX2R6BVU | RDA Lighting Inc. | RDA Lighting | RFL1-LED20-B-4K-W-XXX-XXX-DIM | Outdoor Luminaires | Low Output | Architectural Flood and Spot Luminaires | Standard | TRUE | 2180.631 | 111.34 | 19.59 | 15.33 | 0.934 | 4071 | 72.2 | 5 | 50000 | 42275 |  |  | NotYetVerified |  | 3 | 2180 | 111 | 20 | 20 | 0.9 | 4000 | 70
P1Q8J1N5 | RDA Lighting Inc. | RDA Lighting | RFL2-LED52-B-4K-W-XXX-XXX | Outdoor Luminaires | Mid Output | Architectural Flood and Spot Luminaires | Standard | TRUE | 5584 | 113.01 | 49.41 | 16.6 | 0.926 | 3955 | 71.6 | 5 | 50000 | 42275 |  |  | NotYetVerified |  | 3 | 5584 | 113 | 50 | 20 | 0.9 | 4000 | 70
PZMQ16G5 | RDA Lighting Inc. | RDA Lighting | RFL4-LED135-B-4K-N-XXX-XXX-DIM | Outdoor Luminaires | High Output | Architectural Flood and Spot Luminaires | Standard | TRUE | 12965 | 96.75 | 134 | 16.04 | 0.923 | 3907 | 71.1 | 5 | 50000 | 42275 |  |  | NotYetVerified |  | 3 | 12965 | 96 | 134 | 20 | 0.9 | 4000 | 70
PVGXV5D4 | RDA Lighting Inc. | RDA Lighting | RFL4-LED103-B-4K-W-XXX-XXX-DIM | Outdoor Luminaires | High Output | Architectural Flood and Spot Luminaires | Standard | TRUE | 11113.3 | 110.3 | 100.76 | 15.97 | 0.921 | 3938 | 70.9 | 5 | 50000 | 42275 |  |  | NotYetVerified |  | 3 | 11113 | 110 | 101 | 20 | 0.9 | 4000 | 70
PB9MG8BR | RDA Lighting Inc. | RDA Lighting | RFL4-LED152-B-5K-N-XXX-XXX | Outdoor Luminaires | High Output | Architectural Flood and Spot Luminaires | Standard | TRUE | 13554 | 91.88 | 147.52 | 18.98 | 0.916 | 4864 | 73.4 | 5 | 50000 | 42275 |  |  | NotYetVerified |  | 3 | 13554 | 91 | 150 | 20 | 0.9 | 5000 | 70
PGF6NJUN | RDA Lighting Inc. | RDA Lighting | RFL4-LED152-B-4K-N-XXX-XXX | Outdoor Luminaires | High Output | Architectural Flood and Spot Luminaires | Standard | TRUE | 13939.1 | 92.74 | 150.31 | 18.98 | 0.916 | 3892 | 70.9 | 5 | 50000 | 42275 |  |  | NotYetVerified |  | 3 | 14057 | 93 | 150 | 20 | 0.9 | 4000 | 70
PSBSZ3F3 | RDA Lighting Inc. | RDA Lighting | RFL3-LED80-B-5K-W-XXX-XXX-DIM | Outdoor Luminaires | Mid Output | Architectural Flood and Spot Luminaires | Standard | TRUE | 7878.5 | 104.06 | 75.71 | 17.34 | 0.915 | 4865 | 73 | 5 | 50000 | 42275 |  |  | NotYetVerified |  | 3 | 7878 | 104 | 76 | 20 | 0.9 | 5000 | 70
PUUWWJSP | RDA Lighting Inc. | RDA Lighting | RFL4-LED114-B-4K-W-XXX-XXX | Outdoor Luminaires | High Output | Architectural Flood and Spot Luminaires | Standard | TRUE | 11717.2 | 102.71 | 114.08 | 18.92 | 0.912 | 3933 | 71.5 | 5 | 50000 | 42275 |  |  | NotYetVerified |  | 3 | 11717 | 102 | 114 | 20 | 0.9 | 4000 | 70
PJDGQZ51 | RDA Lighting Inc. | RDA Lighting | RFL3-LED80-B-5K-W-XXX-XXX | Outdoor Luminaires | Mid Output | Architectural Flood and Spot Luminaires | Standard | FALSE | [9 empty] | 42275 | Not Dimmable | Not Dimmable | NotYetVerified |  | 3 | 7878 | 104 | 76 | 20 | 0.9 | 5000 | 70
PAX116N1 | RDA Lighting Inc. | RDA Lighting | RFL2-LED40-B-5K-W-XXX-XXX | Outdoor Luminaires | Low Output | Architectural Flood and Spot Luminaires | Standard | FALSE | [9 empty] | 42275 | Not Dimmable | Not Dimmable | NotYetVerified |  | 3 | 4396 | 112 | 40 | 20 | 0.9 | 5000 | 70
PZ3KQHEE | RDA Lighting Inc. | RDA Lighting | RFL1-LED20-B-5K-W-XXX-XXX-DIM | Outdoor Luminaires | Low Output | Architectural Flood and Spot Luminaires | Standard | FALSE | [9 empty] | 42275 | Dimmable | Continuous Below 10 | NotYetVerified |  | 3 | 2227 | 113 | 20 | 20 | 0.9 | 5000 | 70
P7871QCN | RDA Lighting Inc. | RDA Lighting | RFL1-LED20-B-5K-W-XXX-XXX | Outdoor Luminaires | Low Output | Architectural Flood and Spot Luminaires | Standard | FALSE | [9 empty] | 42275 | Dimmable | Continuous Below 10 | NotYetVerified |  | 3 | 2227 | 113 | 20 | 20 | 0.9 | 5000 | 70
PB7997MA | RDA Lighting Inc. | RDA Lighting | RFL2-LED52-B-5K-W-XXX-XXX | Outdoor Luminaires | Mid Output | Architectural Flood and Spot Luminaires | Standard | FALSE | [9 empty] | 42275 | Not Dimmable | Not Dimmable | NotYetVerified |  | 3 | 5840 | 116 | 50 | 20 | 0.9 | 5000 | 70
PHU41V8U | RDA Lighting Inc. | RDA Lighting | RFL4-LED135-B-5K-N-XXX-XXX | Outdoor Luminaires | High Output | Architectural Flood and Spot Luminaires | Standard | FALSE | [9 empty] | 42275 | Not Dimmable | Not Dimmable | NotYetVerified |  | 3 | 13294 | 100 | 134 | 20 | 0.9 | 5000 | 70
PZ4PPKEZ | RDA Lighting Inc. | RDA Lighting | RFL4-LED114-B-5K-W-XXX-XXX | Outdoor Luminaires | High Output | Architectural Flood and Spot Luminaires | Standard | FALSE | [9 empty] | 42275 | Not Dimmable | Not Dimmable | NotYetVerified |  | 3 | 11928 | 105 | 114 | 20 | 0.9 | 5000 | 70
P6TKEEGX | RDA Lighting Inc. | RDA Lighting | RFL4-LED103-B-5K-W-XXX-XXX | Outdoor Luminaires | High Output | Architectural Flood and Spot Luminaires | Standard | FALSE | [9 empty] | 42275 | Not Dimmable | Not Dimmable | NotYetVerified |  | 3 | 11263 | 111 | 101 | 20 | 0.9 | 5000 | 70
PGNWUSY5 | RDA Lighting Inc. | RDA Lighting | RFL2-LED52-B-5K-W-XXX-XXX-DIM | Outdoor Luminaires | Mid Output | Architectural Flood and Spot Luminaires | Standard | FALSE | [9 empty] | 42275 | Dimmable | Continuous Below 10 | NotYetVerified |  | 3 | 5840 | 116 | 50 | 20 | 0.9 | 5000 | 70
PZ7787W3 | RDA Lighting Inc. | RDA Lighting | RFL4-LED152-B-5K-N-XXX-XXX-DIM | Outdoor Luminaires | High Output | Architectural Flood and Spot Luminaires | Standard | FALSE | [9 empty] | 42275 | Dimmable | Continuous Below 10 | NotYetVerified |  | 3 | 13554 | 91 | 150 | 20 | 0.9 | 5000 | 70
P62PBCGX | RDA Lighting Inc. | RDA Lighting | RFL4-LED135-B-5K-N-XXX-XXX-DIM | Outdoor Luminaires | High Output | Architectural Flood and Spot Luminaires | Standard | FALSE | [9 empty] | 42275 | Dimmable | Continuous Below 10 | NotYetVerified |  | 3 | 13294 | 100 | 134 | 20 | 0.9 | 5000 | 70
PHJ2MPXY | RDA Lighting Inc. | RDA Lighting | RFL4-LED114-B-5K-W-XXX-XXX-DIM | Outdoor Luminaires | High Output | Architectural Flood and Spot Luminaires | Standard | FALSE | [9 empty] | 42275 | Dimmable | Continuous Below 10 | NotYetVerified |  | 3 | 11928 | 105 | 114 | 20 | 0.9 | 5000 | 70
PWQNAKUV | RDA Lighting Inc. | RDA Lighting | RFL4-LED103-B-5K-W-XXX-XXX-DIM | Outdoor Luminaires | High Output | Architectural Flood and Spot Luminaires | Standard | FALSE | [9 empty] | 42275 | Dimmable | Continuous Below 10 | NotYetVerified |  | 3 | 11263 | 111 | 101 | 20 | 0.9 | 5000 | 70
PB2FFSNM | RDA Lighting Inc. | RDA Lighting | RFL3-LED80-B-4K-W-XXX-XXX | Outdoor Luminaires | Mid Output | Architectural Flood and Spot Luminaires | Standard | FALSE | [9 empty] | 42275 | Not Dimmable | Not Dimmable | NotYetVerified |  | 3 | 8005 | 105 | 76 | 20 | 0.9 | 4000 | 70
P5V84YXR | RDA Lighting Inc. | RDA Lighting | RFL2-LED40-B-4K-W-XXX-XXX | Outdoor Luminaires | Low Output | Architectural Flood and Spot Luminaires | Standard | FALSE | [9 empty] | 42275 | Not Dimmable | Not Dimmable | NotYetVerified |  | 3 | 4732 | 118 | 40 | 20 | 0.9 | 4000 | 70
P6NEC36C | RDA Lighting Inc. | RDA Lighting | RFL3-LED80-B-4K-W-XXX-XXX-DIM | Outdoor Luminaires | Mid Output | Architectural Flood and Spot Luminaires | Standard | FALSE | [9 empty] | 42275 | Dimmable | Continuous Below 10 | NotYetVerified |  | 3 | 8005 | 105 | 76 | 20 | 0.9 | 4000 | 70
PAUC58FW | RDA Lighting Inc. | RDA Lighting | RFL2-LED40-B-4K-W-XXX-XXX-DIM | Outdoor Luminaires | Low Output | Architectural Flood and Spot Luminaires | Standard | FALSE | [9 empty] | 42275 | Dimmable | Continuous Below 10 | NotYetVerified |  | 3 | 4732 | 118 | 40 | 20 | 0.9 | 4000 | 70
PDJT3H79 | RDA Lighting Inc. | RDA Lighting | RFL1-LED20-B-4K-W-XXX-XXX | Outdoor Luminaires | Low Output | Architectural Flood and Spot Luminaires | Standard | FALSE | [9 empty] | 42275 | Dimmable | Continuous Below 10 | NotYetVerified |  | 3 | 2180 | 111 | 20 | 20 | 0.9 | 4000 | 70
P6U4QRZB | RDA Lighting Inc. | RDA Lighting | RFL4-LED135-B-4K-N-XXX-XXX | Outdoor Luminaires | High Output | Architectural Flood and Spot Luminaires | Standard | FALSE | [9 empty] | 42275 | Not Dimmable | Not Dimmable | NotYetVerified |  | 3 | 12965 | 96 | 134 | 20 | 0.9 | 4000 | 70
PC4G7R3F | RDA Lighting Inc. | RDA Lighting | RFL4-LED103-B-4K-W-XXX-XXX | Outdoor Luminaires | High Output | Architectural Flood and Spot Luminaires | Standard | FALSE | [9 empty] | 42275 | Not Dimmable | Not Dimmable | NotYetVerified |  | 3 | 11113 | 110 | 101 | 20 | 0.9 | 4000 | 70
P3TFXTFD | RDA Lighting Inc. | RDA Lighting | RFL2-LED52-B-4K-W-XXX-XXX-DIM | Outdoor Luminaires | Mid Output | Architectural Flood and Spot Luminaires | Standard | FALSE | [9 empty] | 42275 | Dimmable | Continuous Below 10 | NotYetVerified |  | 3 | 5584 | 113 | 50 | 20 | 0.9 | 4000 | 70
PDJZ2G24 | RDA Lighting Inc. | RDA Lighting | RFL4-LED152-B-4K-N-XXX-XXX-DIM | Outdoor Luminaires | High Output | Architectural Flood and Spot Luminaires | Standard | FALSE | [9 empty] | 42275 | Dimmable | Continuous Below 10 | NotYetVerified |  | 3 | 14057 | 93 | 150 | 20 | 0.9 | 4000 | 70
PH7XDBNR | RDA Lighting Inc. | RDA Lighting | RFL4-LED114-B-4K-W-XXX-XXX-DIM | Outdoor Luminaires | High Output | Architectural Flood and Spot Luminaires | Standard | FALSE | [9 empty] | 42275 | Dimmable | Continuous Below 10 | NotYetVerified |  | 3 | 11717 | 102 | 114 | 20 | 0.9 | 4000 | 70
PXDU2HD5 | Shenzhen Yaorong Technology Co.Ltd | YAORONG | YR-FL280-W50-X(3000K) | Outdoor Luminaires | Low Output | Architectural Flood and Spot Luminaires | Standard | TRUE | 4926.4 | 98.95 | 49.79 | 15.95 | 0.945 | 3115 | 73.6 | 5 | 50000 | 42270 |  |  | No |  | 3 | 4926.4 | 98.95 | 49.79 | 15.95 | 0.945 | 3000 | 73.6
PCZ9A1AX | Shenzhen Yaorong Technology Co.Ltd | YAORONG | YR-FL330-W100-X(3000K) | Outdoor Luminaires | High Output | Architectural Flood and Spot Luminaires | Standard | TRUE | 9953.9 | 99.61 | 99.93 | 14.97 | 0.9119 | 3122 | 73.4 | 5 | 50000 | 42270 |  |  | No |  | 3 | 9953.9 | 99.61 | 99.93 | 14.97 | 0.9119 | 3000 | 73.4
PSZ2AVX6 | Shenzhen Yaorong Technology Co.Ltd | YAORONG | YR-FL390-W140-X(3000K) | Outdoor Luminaires | High Output | Architectural Flood and Spot Luminaires | Standard | TRUE | 14476 | 104.31 | 138.8 | 15.35 | 0.9051 | 3120 | 73.7 | 5 | 50000 | 42270 |  |  | No |  | 3 | 14476 | 104.31 | 138.8 | 15.35 | 0.9051 | 3000 | 73.7
PZPTMKGP | Shenzhen Yaorong Technology Co.Ltd | YAORONG | YR-FL330-W080-X(3000K) | Outdoor Luminaires | Mid Output | Architectural Flood and Spot Luminaires | Standard | TRUE | 7834.4 | 97.75 | 80.15 | 17.69 | 0.9048 | 3120 | 73.3 | 5 | 50000 | 42270 |  |  | No |  | 3 | 7834.4 | 97.75 | 80.15 | 17.69 | 0.9048 | 3000 | 73.3
PA5GRYHT | Shenzhen Yaorong Technology Co.Ltd | YAORONG | YR-FL220-W30-X(3000K) | Outdoor Luminaires | Low Output | Architectural Flood and Spot Luminaires | Standard | TRUE | 3124 | 99 | 31.55 | 19.75 | 0.9036 | 3116 | 73.6 | 5 | 50000 | 42270 |  |  | No |  | 3 | 3124 | 99 | 31.55 | 19.75 | 0.9036 | 3000 | 73.6
PN5S36BW | DONGGUAN THAILIGHT SEMICONDUCTOR LIGHTING CO.LTD. | Thailight | TLFLF1003YYZZ | Outdoor Luminaires | High Output | Architectural Flood and Spot Luminaires | Standard | TRUE | 10035 | 103.53 | 96.93 | 19.07 | 0.9024 | 3058 | 82 | 5 | 50000 | 42270 |  |  | No |  | 3 | 10035 | 103.53 | 96.93 | 19.07 | 0.9024 | 3000 | 82
PBTXW4QJ | Philips Solid-State Lighting Solutions Inc | Philips VAYA | 399-016000-10 | Outdoor Luminaires | Mid Output | Architectural Flood and Spot Luminaires | Standard | FALSE | [9 empty] | 42270 |  |  | NotYetVerified |  | 3 | 5400 | 75 | 68 | 20 | 0.9 | 5000 | 80
PGYHGT6T | Philips Solid-State Lighting Solutions Inc | Philips VAYA | 399-016000-11 | Outdoor Luminaires | Mid Output | Architectural Flood and Spot Luminaires | Standard | FALSE | [9 empty] | 42270 |  |  | NotYetVerified |  | 3 | 5200 | 75 | 68 | 10.8 | 0.92 | 5000 | 74
PPMBW92C | Philips Solid-State Lighting Solutions Inc | Philips VAYA | 399-016000-09 | Outdoor Luminaires | Mid Output | Architectural Flood and Spot Luminaires | Standard | FALSE | [9 empty] | 42270 |  |  | NotYetVerified |  | 3 | 5700 | 75 | 68 | 10.1 | 0.92 | 5000 | 74
PEDNP3JF | Philips Solid-State Lighting Solutions Inc | Philips VAYA | 399-016000-04 | Outdoor Luminaires | Mid Output | Architectural Flood and Spot Luminaires | Standard | FALSE | [9 empty] | 42270 |  |  | NotYetVerified |  | 3 | 5400 | 75 | 68 | 20 | 0.9 | 4000 | 80
P6JADCTH | Philips Solid-State Lighting Solutions Inc | Philips VAYA | 399-016000-05 | Outdoor Luminaires | Mid Output | Architectural Flood and Spot Luminaires | Standard | FALSE | [9 empty] | 42270 |  |  | NotYetVerified |  | 3 | 5200 | 75 | 68 | 10.8 | 0.92 | 4000 | 74
PFT2JHHU | Philips Solid-State Lighting Solutions Inc | Philips VAYA | 399-016000-03 | Outdoor Luminaires | Mid Output | Architectural Flood and Spot Luminaires | Standard | FALSE | [9 empty] | 42270 |  |  | NotYetVerified |  | 3 | 5700 | 75 | 68 | 10.1 | 0.92 | 4000 | 74
P9XTHEFA | Philips Solid-State Lighting Solutions Inc | Philips VAYA | 399-016000-01 | Outdoor Luminaires | Mid Output | Architectural Flood and Spot Luminaires | Standard | FALSE | [9 empty] | 42270 |  |  | NotYetVerified |  | 3 | 5400 | 75 | 68 | 20 | 0.9 | 3000 | 80
PNBCKKUF | Philips Solid-State Lighting Solutions Inc | Philips VAYA | 399-016000-02 | Outdoor Luminaires | Mid Output | Architectural Flood and Spot Luminaires | Standard | FALSE | [9 empty] | 42270 |  |  | NotYetVerified |  | 3 | 5200 | 75 | 68 | 10.8 | 0.92 | 3000 | 80
PTVFJCNP | Philips Solid-State Lighting Solutions Inc | Philips VAYA | 399-016000-00 | Outdoor Luminaires | Mid Output | Architectural Flood and Spot Luminaires | Standard | FALSE | [9 empty] | 42270 |  |  | NotYetVerified |  | 3 | 5700 | 75 | 68 | 10.1 | 0.92 | 3000 | 80
PX1GTA5U | Philips Solid-State Lighting Solutions Inc | Philips VAYA | 399-016000-06 | Outdoor Luminaires | Mid Output | Architectural Flood and Spot Luminaires | Standard | FALSE | [9 empty] | 42270 |  |  | NotYetVerified |  | 3 | 5800 | 85 | 68 | 10 | 0.92 | 2700 | 80
PUHEF2B5 | Philips Solid-State Lighting Solutions Inc | Philips VAYA | 399-016000-07 | Outdoor Luminaires | Mid Output | Architectural Flood and Spot Luminaires | Standard | FALSE | [9 empty] | 42270 |  |  | NotYetVerified |  | 3 | 5600 | 80 | 68 | 10 | 0.92 | 2700 | 80
PQF6ADR8 | Philips Solid-State Lighting Solutions Inc | Philips VAYA | 399-016000-08 | Outdoor Luminaires | Mid Output | Architectural Flood and Spot Luminaires | Standard | FALSE | [9 empty] | 42270 |  |  | NotYetVerified |  | 3 | 5100 | 75 | 68 | 10 | 0.92 | 2700 | 80
PT13X1YK | Shenzhen Yaorong Technology Co.Ltd | YAORONG | YR-FL280-W50-X(5700K) | Outdoor Luminaires | Low Output | Architectural Flood and Spot Luminaires | Standard | FALSE | [9 empty] | 42270 |  |  | No |  | 3 | 5217 | 104.49 | 49.93 | 15.82 | 0.9402 | 5700 | 75.7
PPP1MM22 | Shenzhen Yaorong Technology Co.Ltd | YAORONG | YR-FL330-W080-X(5700K) | Outdoor Luminaires | Mid Output | Architectural Flood and Spot Luminaires | Standard | FALSE | [9 empty] | 42270 |  |  | No |  | 3 | 8514 | 104.81 | 81.23 | 17.25 | 0.9067 | 5700 | 75.2
P1P726NJ | Shenzhen Yaorong Technology Co.Ltd | YAORONG | YR-FL390-W140-X(5700K) | Outdoor Luminaires | High Output | Architectural Flood and Spot Luminaires | Standard | FALSE | [9 empty] | 42270 |  |  | No |  | 3 | 15778 | 112.54 | 140.2 | 15.28 | 0.9087 | 5700 | 74.9
P3B635K4 | Shenzhen Yaorong Technology Co.Ltd | YAORONG | YR-FL330-W100-X(5700K) | Outdoor Luminaires | High Output | Architectural Flood and Spot Luminaires | Standard | FALSE | [9 empty] | 42270 |  |  | No |  | 3 | 10591 | 105.35 | 100.53 | 14.56 | 0.9095 | 5700 | 74.5
PGDGDRMJ | Shenzhen Yaorong Technology Co.Ltd | YAORONG | YR-FL220-W30-X(5700K) | Outdoor Luminaires | Low Output | Architectural Flood and Spot Luminaires | Standard | FALSE | [9 empty] | 42270 |  |  | No |  | 3 | 3379 | 105.43 | 32.05 | 19.68 | 0.9057 | 5700 | 74
PS76QWM6 | Shenzhen Yaorong Technology Co.Ltd | YAORONG | YR-FL390-W140-X(5000K) | Outdoor Luminaires | High Output | Architectural Flood and Spot Luminaires | Standard | FALSE | [9 empty] | 42270 |  |  | No |  | 3 | 14476 | 104.31 | 138.8 | 15.35 | 0.9051 | 5000 | 73.7
PREXWAQ8 | Shenzhen Yaorong Technology Co.Ltd | YAORONG | YR-FL220-W30-X(5000K) | Outdoor Luminaires | Low Output | Architectural Flood and Spot Luminaires | Standard | FALSE | [9 empty] | 42270 |  |  | No |  | 3 | 3124 | 99 | 31.55 | 19.75 | 0.9036 | 5000 | 73.6
PAQV16HJ | Shenzhen Yaorong Technology Co.Ltd | YAORONG | YR-FL280-W50-X(5000K) | Outdoor Luminaires | Low Output | Architectural Flood and Spot Luminaires | Standard | FALSE | [9 empty] | 42270 |  |  | No |  | 3 | 4926.4 | 98.95 | 49.79 | 15.95 | 0.945 | 5000 | 73.6
PS93XG48 | Shenzhen Yaorong Technology Co.Ltd | YAORONG | YR-FL330-W100-X(5000K) | Outdoor Luminaires | High Output | Architectural Flood and Spot Luminaires | Standard | FALSE | [9 empty] | 42270 |  |  | No |  | 3 | 9953.9 | 99.61 | 99.93 | 14.97 | 0.9119 | 5000 | 73.4
PS4Z55K3 | Shenzhen Yaorong Technology Co.Ltd | YAORONG | YR-FL330-W080-X(5000K) | Outdoor Luminaires | Mid Output | Architectural Flood and Spot Luminaires | Standard | FALSE | [9 empty] | 42270 |  |  | No |  | 3 | 7834.4 | 97.75 | 80.15 | 17.69 | 0.9048 | 5000 | 73.3
P9CKY3Y4 | Shenzhen Yaorong Technology Co.Ltd | YAORONG | YR-FL390-W140-X(4500K) | Outdoor Luminaires | High Output | Architectural Flood and Spot Luminaires | Standard | FALSE | [9 empty] | 42270 |  |  | No |  | 3 | 14476 | 104.31 | 138.8 | 15.35 | 0.9051 | 4500 | 73.7
PBBBE44V | Shenzhen Yaorong Technology Co.Ltd | YAORONG | YR-FL220-W30-X(4500K) | Outdoor Luminaires | Low Output | Architectural Flood and Spot Luminaires | Standard | FALSE | [9 empty] | 42270 |  |  | No |  | 3 | 3124 | 99 | 31.55 | 19.75 | 0.9036 | 4500 | 73.6
PASB7U57 | Shenzhen Yaorong Technology Co.Ltd | YAORONG | YR-FL280-W50-X(4500K) | Outdoor Luminaires | Low Output | Architectural Flood and Spot Luminaires | Standard | FALSE | [9 empty] | 42270 |  |  | No |  | 3 | 4926.4 | 98.95 | 49.79 | 15.95 | 0.945 | 4500 | 73.6
PNQE8NTJ | Shenzhen Yaorong Technology Co.Ltd | YAORONG | YR-FL330-W100-X(4500K) | Outdoor Luminaires | High Output | Architectural Flood and Spot Luminaires | Standard | FALSE | [9 empty] | 42270 |  |  | No |  | 3 | 9953.9 | 99.61 | 99.93 | 14.97 | 0.9119 | 4500 | 73.4
P6XKU54T | Shenzhen Yaorong Technology Co.Ltd | YAORONG | YR-FL330-W080-X(4500K) | Outdoor Luminaires | Mid Output | Architectural Flood and Spot Luminaires | Standard | FALSE | [9 empty] | 42270 |  |  | No |  | 3 | 7834.4 | 97.75 | 80.15 | 17.69 | 0.9048 | 4500 | 73.3
PK4CPSNZ | Shenzhen Yaorong Technology Co.Ltd | YAORONG | YR-FL390-W140-X(4000K) | Outdoor Luminaires | High Output | Architectural Flood and Spot Luminaires | Standard | FALSE | [9 empty] | 42270 |  |  | No |  | 3 | 14476 | 104.31 | 138.8 | 15.35 | 0.9051 | 4000 | 73.7
PWRM38B2 | Shenzhen Yaorong Technology Co.Ltd | YAORONG | YR-FL220-W30-X(4000K) | Outdoor Luminaires | Low Output | Architectural Flood and Spot Luminaires | Standard | FALSE | [9 empty] | 42270 |  |  | No |  | 3 | 3124 | 99 | 31.55 | 19.75 | 0.9036 | 4000 | 73.6
P2G2QN6E | Shenzhen Yaorong Technology Co.Ltd | YAORONG | YR-FL280-W50-X(4000K) | Outdoor Luminaires | Low Output | Architectural Flood and Spot Luminaires | Standard | FALSE | [9 empty] | 42270 |  |  | No |  | 3 | 4926.4 | 98.95 | 49.79 | 15.95 | 0.945 | 4000 | 73.6
PWT4ZJ7E | Shenzhen Yaorong Technology Co.Ltd | YAORONG | YR-FL330-W100-X(4000K) | Outdoor Luminaires | High Output | Architectural Flood and Spot Luminaires | Standard | FALSE | [9 empty] | 42270 |  |  | No |  | 3 | 9953.9 | 99.61 | 99.93 | 14.97 | 0.9119 | 4000 | 73.4
PMPE6BY9 | Shenzhen Yaorong Technology Co.Ltd | YAORONG | YR-FL330-W080-X(4000K) | Outdoor Luminaires | Mid Output | Architectural Flood and Spot Luminaires | Standard | FALSE | [9 empty] | 42270 |  |  | No |  | 3 | 7834.4 | 97.75 | 80.15 | 17.69 | 0.9048 | 4000 | 73.3
PH87R2EZ | Shenzhen Yaorong Technology Co.Ltd | YAORONG | YR-FL390-W140-X(3500K) | Outdoor Luminaires | High Output | Architectural Flood and Spot Luminaires | Standard | FALSE | [9 empty] | 42270 |  |  | No |  | 3 | 14476 | 104.31 | 138.8 | 15.35 | 0.9051 | 3500 | 73.7
PG4QN7ES | Shenzhen Yaorong Technology Co.Ltd | YAORONG | YR-FL220-W30-X(3500K) | Outdoor Luminaires | Low Output | Architectural Flood and Spot Luminaires | Standard | FALSE | [9 empty] | 42270 |  |  | No |  | 3 | 3124 | 99 | 31.55 | 19.75 | 0.9036 | 3500 | 73.6
PF2964V3 | Shenzhen Yaorong Technology Co.Ltd | YAORONG | YR-FL280-W50-X(3500K) | Outdoor Luminaires | Low Output | Architectural Flood and Spot Luminaires | Standard | FALSE | [9 empty] | 42270 |  |  | No |  | 3 | 4926.4 | 98.95 | 49.79 | 15.95 | 0.945 | 3500 | 73.6
PF8686XW | Shenzhen Yaorong Technology Co.Ltd | YAORONG | YR-FL330-W100-X(3500K) | Outdoor Luminaires | High Output | Architectural Flood and Spot Luminaires | Standard | FALSE | [9 empty] | 42270 |  |  | No |  | 3 | 9953.9 | 99.61 | 99.93 | 14.97 | 0.9119 | 3500 | 73.4
PW5G734X | Shenzhen Yaorong Technology Co.Ltd | YAORONG | YR-FL330-W080-X(3500K) | Outdoor Luminaires | Mid Output | Architectural Flood and Spot Luminaires | Standard | FALSE | [9 empty] | 42270 |  |  | No |  | 3 | 7834.4 | 97.75 | 80.15 | 17.69 | 0.9048 | 3500 | 73.3
PC2FV768 | DONGGUAN THAILIGHT SEMICONDUCTOR LIGHTING CO.LTD. | Thailight | TLFLF1005YYZZ | Outdoor Luminaires | High Output | Architectural Flood and Spot Luminaires | Standard | FALSE | [9 empty] | 42270 |  |  | Yes | Product updated on 1/9/2017 | 4.1 | 12353 | 125 | 98.72 | 18.57 | 0.93 | 5000 | 82.8
PUFNSKRU | DONGGUAN THAILIGHT SEMICONDUCTOR LIGHTING CO.LTD. | Thailight | TLFLF1004YYZZ | Outdoor Luminaires | High Output | Architectural Flood and Spot Luminaires | Standard | FALSE | [9 empty] | 42270 |  |  | Yes | Product updated on 1/9/2017 | 3 | 12105 | 121.06 | 99.99 | 18.53 | 0.93 | 4000 | 82.2
P6CQ9HEU | Shenzhen Yaorong Technology Co.Ltd | YAORONG | YR-FL675-W600-X(3000K) | Outdoor Luminaires | Very High Output | Architectural Flood and Spot Luminaires | Standard | TRUE | 59145 | 96.31 | 614.1 | 8.73 | 0.9323 | 3125 | 74 | 5 |  | 42264 |  |  | No |  | 3 | 59145 | 96.31 | 614.1 | 8.73 | 0.9323 | 3000 | 74
PDE1GZB4 | Shenzhen Yaorong Technology Co.Ltd | YAORONG | YR-FL675-W400-X(3000K) | Outdoor Luminaires | Very High Output | Architectural Flood and Spot Luminaires | Standard | TRUE | 40630 | 100.33 | 404.9 | 11.02 | 0.9233 | 3123 | 73.9 | 5 |  | 42264 |  |  | No |  | 3 | 40630 | 100.33 | 404.9 | 11.02 | 0.9233 | 3000 | 73.9
PHQCGBTC | Shenzhen Yaorong Technology Co.Ltd | YAORONG | YR-FL390-W210-X(3000K) | Outdoor Luminaires | High Output | Architectural Flood and Spot Luminaires | Standard | TRUE | 21667 | 101.6 | 213.3 | 15.36 | 0.9226 | 3146 | 74 | 5 |  | 42264 |  |  | No |  | 3 | 21667 | 101.6 | 213.3 | 15.36 | 0.9226 | 3000 | 74
P9P9EKMD | Shenzhen Yaorong Technology Co.Ltd | YAORONG | YR-FL390-W280-X(3000K) | Outdoor Luminaires | High Output | Architectural Flood and Spot Luminaires | Standard | TRUE | 28666 | 101.79 | 281.6 | 14.86 | 0.9039 | 3118 | 73.7 | 5 |  | 42264 |  |  | No |  | 3 | 28666 | 101.79 | 281.6 | 14.86 | 0.9039 | 3000 | 73.7
P46M7175 | Shenzhen Yaorong Technology Co.Ltd | YAORONG | YR-FL390-W280-X(5700K) | Outdoor Luminaires | Very High Output | Architectural Flood and Spot Luminaires | Standard | FALSE | [9 empty] | 42264 |  |  | No |  | 3 | 31204 | 110.07 | 283.5 | 14.56 | 0.9046 | 5700 | 75.5
PHW2E433 | Shenzhen Yaorong Technology Co.Ltd | YAORONG | YR-FL675-W600-X(5700K) | Outdoor Luminaires | Very High Output | Architectural Flood and Spot Luminaires | Standard | FALSE | [9 empty] | 42264 |  |  | No |  | 3 | 63668 | 103.16 | 617.2 | 8.68 | 0.9362 | 5700 | 75.5
PA5QTQCV | Shenzhen Yaorong Technology Co.Ltd | YAORONG | YR-FL675-W400-X(5700K) | Outdoor Luminaires | Very High Output | Architectural Flood and Spot Luminaires | Standard | FALSE | [9 empty] | 42264 |  |  | No |  | 3 | 44479 | 108.88 | 408.5 | 10.89 | 0.9251 | 5700 | 75.3
PAY5JR1W | Shenzhen Yaorong Technology Co.Ltd | YAORONG | YR-FL390-W210-X(5700K) | Outdoor Luminaires | High Output | Architectural Flood and Spot Luminaires | Standard | FALSE | [9 empty] | 42264 |  |  | No |  | 3 | 22750 | 106.16 | 214.3 | 15.42 | 0.9246 | 5700 | 74.8
P699EV6Y | Shenzhen Yaorong Technology Co.Ltd | YAORONG | YR-FL390-W210-X(5000K) | Outdoor Luminaires | High Output | Architectural Flood and Spot Luminaires | Standard | FALSE | [9 empty] | 42264 |  |  | No |  | 3 | 21667 | 101.6 | 213.3 | 15.36 | 0.9226 | 5000 | 74
PUCVQEN9 | Shenzhen Yaorong Technology Co.Ltd | YAORONG | YR-FL675-W600-X(5000K) | Outdoor Luminaires | Very High Output | Architectural Flood and Spot Luminaires | Standard | FALSE | [9 empty] | 42264 |  |  | No |  | 3 | 59145 | 96.31 | 614.1 | 8.73 | 0.9323 | 5000 | 74
PKQ61EEP | Shenzhen Yaorong Technology Co.Ltd | YAORONG | YR-FL675-W400-X(5000K) | Outdoor Luminaires | Very High Output | Architectural Flood and Spot Luminaires | Standard | FALSE | [9 empty] | 42264 |  |  | No |  | 3 | 40630 | 100.33 | 404.9 | 11.02 | 0.9233 | 5000 | 73.9
PBAUPX5X | Shenzhen Yaorong Technology Co.Ltd | YAORONG | YR-FL390-W280-X(5000K) | Outdoor Luminaires | High Output | Architectural Flood and Spot Luminaires | Standard | FALSE | [9 empty] | 42264 |  |  | No |  | 3 | 28666 | 101.79 | 281.6 | 14.86 | 0.9039 | 5000 | 73.7
PXG6SHBB | Shenzhen Yaorong Technology Co.Ltd | YAORONG | YR-FL390-W210-X(4500K) | Outdoor Luminaires | High Output | Architectural Flood and Spot Luminaires | Standard | FALSE | [9 empty] | 42264 |  |  | No |  | 3 | 21667 | 101.6 | 213.3 | 15.36 | 0.9226 | 4500 | 74
PZVJUSCJ | Shenzhen Yaorong Technology Co.Ltd | YAORONG | YR-FL675-W600-X(4500K) | Outdoor Luminaires | Very High Output | Architectural Flood and Spot Luminaires | Standard | FALSE | [9 empty] | 42264 |  |  | No |  | 3 | 59145 | 96.31 | 614.1 | 8.73 | 0.9323 | 4500 | 74
P6MA1N9N | Shenzhen Yaorong Technology Co.Ltd | YAORONG | YR-FL675-W400-X(4500K) | Outdoor Luminaires | Very High Output | Architectural Flood and Spot Luminaires | Standard | FALSE | [9 empty] | 42264 |  |  | No |  | 3 | 40630 | 100.33 | 404.9 | 11.02 | 0.9233 | 4500 | 73.9
PTEVXGS6 | Shenzhen Yaorong Technology Co.Ltd | YAORONG | YR-FL390-W280-X(4500K) | Outdoor Luminaires | High Output | Architectural Flood and Spot Luminaires | Standard | FALSE | [9 empty] | 42264 |  |  | No |  | 3 | 28666 | 101.79 | 281.6 | 14.86 | 0.9039 | 4500 | 73.7
P71535NR | Shenzhen Yaorong Technology Co.Ltd | YAORONG | YR-FL390-W210-X(4000K) | Outdoor Luminaires | High Output | Architectural Flood and Spot Luminaires | Standard | FALSE | [9 empty] | 42264 |  |  | No |  | 3 | 21667 | 101.6 | 213.3 | 15.36 | 0.9226 | 4000 | 74
P3ZSMCRG | Shenzhen Yaorong Technology Co.Ltd | YAORONG | YR-FL675-W600-X(4000K) | Outdoor Luminaires | Very High Output | Architectural Flood and Spot Luminaires | Standard | FALSE | [9 empty] | 42264 |  |  | No |  | 3 | 59145 | 96.31 | 614.1 | 8.73 | 0.9323 | 4000 | 74
PJPTD5G8 | Shenzhen Yaorong Technology Co.Ltd | YAORONG | YR-FL675-W400-X(4000K) | Outdoor Luminaires | Very High Output | Architectural Flood and Spot Luminaires | Standard | FALSE | [9 empty] | 42264 |  |  | No |  | 3 | 40630 | 100.33 | 404.9 | 11.02 | 0.9233 | 4000 | 73.9
PGG13RB9 | Shenzhen Yaorong Technology Co.Ltd | YAORONG | YR-FL390-W280-X(4000K) | Outdoor Luminaires | High Output | Architectural Flood and Spot Luminaires | Standard | FALSE | [9 empty] | 42264 |  |  | No |  | 3 | 28666 | 101.79 | 281.6 | 14.86 | 0.9039 | 4000 | 73.7
P5SE1GDE | Shenzhen Yaorong Technology Co.Ltd | YAORONG | YR-FL390-W210-X(3500K) | Outdoor Luminaires | High Output | Architectural Flood and Spot Luminaires | Standard | FALSE | [9 empty] | 42264 |  |  | No |  | 3 | 21667 | 101.6 | 213.3 | 15.36 | 0.9226 | 3500 | 74
PT445Z7G | Shenzhen Yaorong Technology Co.Ltd | YAORONG | YR-FL675-W600-X(3500K) | Outdoor Luminaires | Very High Output | Architectural Flood and Spot Luminaires | Standard | FALSE | [9 empty] | 42264 |  |  | No |  | 3 | 59145 | 96.31 | 614.1 | 8.73 | 0.9323 | 3500 | 74
PSDR9YWS | Shenzhen Yaorong Technology Co.Ltd | YAORONG | YR-FL675-W400-X(3500K) | Outdoor Luminaires | Very High Output | Architectural Flood and Spot Luminaires | Standard | FALSE | [9 empty] | 42264 |  |  | No |  | 3 | 40630 | 100.33 | 404.9 | 11.02 | 0.9233 | 3500 | 73.9
PA65QNGW | Shenzhen Yaorong Technology Co.Ltd | YAORONG | YR-FL390-W280-X(3500K) | Outdoor Luminaires | High Output | Architectural Flood and Spot Luminaires | Standard | FALSE | [9 empty] | 42264 |  |  | No |  | 3 | 28666 | 101.79 | 281.6 | 14.86 | 0.9039 | 3500 | 73.7
PUKB61GJ | SIMKAR Corporation | Simkar | AFL21230U1 | Outdoor Luminaires | High Output | Architectural Flood and Spot Luminaires | Standard | TRUE | 23706 | 114.68 | 206.7 | 10.21 | 0.937 | 3114 | 83.2 | 5 | 50000 | 42263 |  |  | NotYetVerified |  | 3 | 23706 | 114.68 | 206.7 | 10.21 | 0.937 | 3000 | 83.2
PPRBGWWK | Cree Inc. | E-conolight E-HL9 series | E-HL9S30CSZ | Outdoor Luminaires | High Output | Architectural Flood and Spot Luminaires | Standard | TRUE | 23038.4 | 75.92 | 303.7 | 16.37 | 0.927 | 5066 | 77 | 5 | 50000 | 42263 |  |  | NotYetVerified |  | 3 | 23000 | 76.67 | 300 | 16 | 0.93 | 5000 | 77
PAU3VGRY | Cree Inc. | E-conolight E-HL9 series | E-HL9F30NSZ | Outdoor Luminaires | High Output | Architectural Flood and Spot Luminaires | Standard | TRUE | 26098.36 | 86.48 | 301.8 | 15.66 | 0.926 | 4023 | 76 | 5 | 50000 | 42263 |  |  | NotYetVerified |  | 3 | 26600 | 88.67 | 300 | 16 | 0.93 | 4000 | 76
P19S9JD1 | SIMKAR Corporation | Simkar | AFM11530U1 | Outdoor Luminaires | High Output | Architectural Flood and Spot Luminaires | Standard | TRUE | 13950 | 117.115 | 119.1 | 19.44 | 0.9013 | 3116 | 83.1 | 5 | 50000 | 42263 |  |  | NotYetVerified |  | 3 | 13950 | 117.15 | 119.1 | 19.44 | 0.9013 | 3000 | 83.1
PXWXHKFD | SIMKAR Corporation | Simkar | AFL21250U1 | Outdoor Luminaires | High Output | Architectural Flood and Spot Luminaires | Standard | FALSE | [9 empty] | 42263 |  |  | NotYetVerified |  | 3 | 25412 | 122.59 | 207.3 | 10.57 | 0.905 | 5000 | 83.7
P4F5427A | SIMKAR Corporation | Simkar | AFM11550U1 | Outdoor Luminaires | High Output | Architectural Flood and Spot Luminaires | Standard | FALSE | [9 empty] | 42263 |  |  | NotYetVerified |  | 3 | 14453 | 119.74 | 120.7 | 19.44 | 0.9013 | 5000 | 83.8
P2DFEFGN | Cree Inc. | E-conolight E-HL9 series | E-HL9F30CSZ | Outdoor Luminaires | High Output | Architectural Flood and Spot Luminaires | Standard | FALSE | [9 empty] | 42263 |  |  | NotYetVerified |  | 3 | 27400 | 91.33 | 300 | 16 | 0.93 | 5000 | 76
PA5CTU9QA | Noribachi | Noribachi | 063-FLL-[optional upgrades]-[mounting] | Outdoor Luminaires | Mid Output | Architectural Flood and Spot Luminaires | Standard | TRUE | 9380 | 102 | 92.4 | 7.68 | 0.966 | 4886 | 73.9 | 5 | 100000 | 42262 |  |  | NotYetVerified |  | 3
P4HN35J9 | Revolution Lighting Technologies | Revolution Lighting Technologies | 125001-004 | Outdoor Luminaires | Very High Output | Architectural Flood and Spot Luminaires | Standard | TRUE | 48362.4 | 80.4 | 601.3 | 7.96 | 0.9601 | 3039 | 72.4 | 5 | 50000 | 42262 |  |  | NotYetVerified |  | 3 | 48362 | 81 | 600 | 20 | 0.9 | 3000 | 70
PQ21A9X8 | Lighting Group of America | Lighting Group of America | FL-1571L1B | Outdoor Luminaires | Mid Output | Architectural Flood and Spot Luminaires | Standard | TRUE | 5468.82 | 104 | 52.78 | 17 | 0.95 | 5164 | 74 | 5 | 50000 | 42262 |  |  | NotYetVerified |  | 3
P8661FD6 | Revolution Lighting Technologies | Revolution Lighting Technologies | 125000-004 | Outdoor Luminaires | Very High Output | Architectural Flood and Spot Luminaires | Standard | TRUE | 36720 | 79.6 | 461.4 | 8.08 | 0.9397 | 3025 | 72.7 | 5 | 50000 | 42262 |  |  | NotYetVerified |  | 3 | 38820 | 81 | 480 | 20 | 0.9 | 3000 | 70
PD3WGKV2 | Lighting Group of America | Lighting Group of America | FL-1571L1A | Outdoor Luminaires | Low Output | Architectural Flood and Spot Luminaires | Standard | TRUE | 1752.76 | 82 | 21.47 | 20 | 0.92 | 5224 | 75 | 5 | 50000 | 42262 |  |  | NotYetVerified |  | 3
PUNCRAHU | Revolution Lighting Technologies | Revolution Lighting Technologies | 125001-008 | Outdoor Luminaires | Very High Output | Architectural Flood and Spot Luminaires | Standard | FALSE | [9 empty] | 42262 |  |  | NotYetVerified |  | 3 | 49134 | 82 | 600 | 20 | 0.9 | 5700 | 70
PTCE3XV5 | Revolution Lighting Technologies | Revolution Lighting Technologies | 125000-007 | Outdoor Luminaires | Very High Output | Architectural Flood and Spot Luminaires | Standard | FALSE | [9 empty] | 42262 |  |  | NotYetVerified |  | 3 | 41031 | 85 | 480 | 20 | 0.9 | 5500 | 70
P7262TJM | Revolution Lighting Technologies | Revolution Lighting Technologies | 125001-001 | Outdoor Luminaires | Very High Output | Architectural Flood and Spot Luminaires | Standard | FALSE | [9 empty] | 42262 |  |  | NotYetVerified |  | 3 | 49123 | 82 | 600 | 20 | 0.9 | 5000 | 70
PYM1BKHH | Revolution Lighting Technologies | Revolution Lighting Technologies | 125000-001 | Outdoor Luminaires | Very High Output | Architectural Flood and Spot Luminaires | Standard | FALSE | [9 empty] | 42262 |  |  | NotYetVerified |  | 3 | 41021 | 85 | 480 | 20 | 0.9 | 5000 | 70
PJG952C1 | Revolution Lighting Technologies | Revolution Lighting Technologies | 125001-006 | Outdoor Luminaires | Very High Output | Architectural Flood and Spot Luminaires | Standard | FALSE | [9 empty] | 42262 |  |  | NotYetVerified |  | 3 | 49110 | 82 | 600 | 20 | 0.9 | 4500 | 70
PF3Z6MJG | Revolution Lighting Technologies | Revolution Lighting Technologies | 125000-006 | Outdoor Luminaires | Very High Output | Architectural Flood and Spot Luminaires | Standard | FALSE | [9 empty] | 42262 |  |  | NotYetVerified |  | 3 | 41002 | 85 | 480 | 20 | 0.9 | 4500 | 70
PDF554ZY | Revolution Lighting Technologies | Revolution Lighting Technologies | 125001-000 | Outdoor Luminaires | Very High Output | Architectural Flood and Spot Luminaires | Standard | FALSE | [9 empty] | 42262 |  |  | NotYetVerified |  | 3 | 49095 | 82 | 600 | 20 | 0.9 | 4000 | 70
PJ97ZPCD | Revolution Lighting Technologies | Revolution Lighting Technologies | 125000-000 | Outdoor Luminaires | Very High Output | Architectural Flood and Spot Luminaires | Standard | FALSE | [9 empty] | 42262 |  |  | NotYetVerified |  | 3 | 41018 | 85 | 480 | 20 | 0.9 | 4000 | 70
PE5CCCQ3 | Revolution Lighting Technologies | Revolution Lighting Technologies | 125001-005 | Outdoor Luminaires | Very High Output | Architectural Flood and Spot Luminaires | Standard | FALSE | [9 empty] | 42262 |  |  | NotYetVerified |  | 3 | 49132 | 82 | 600 | 20 | 0.9 | 3500 | 70
PNV8BE9M | Revolution Lighting Technologies | Revolution Lighting Technologies | 125000-005 | Outdoor Luminaires | Very High Output | Architectural Flood and Spot Luminaires | Standard | FALSE | [9 empty] | 42262 |  |  | NotYetVerified |  | 3 | 41015 | 85 | 480 | 20 | 0.9 | 3500 | 70
PVPGD3EQ | Magic Lite 2013 Ltd | Magic Lite | FL-600-XX-UNV-YY | Outdoor Luminaires | Very High Output | Architectural Flood and Spot Luminaires | Standard | TRUE | 53887 | 87.79 | 613.8 | 7.8 | 0.981 | 5334 | 73.8 | 5 | 50000 | 42261 |  |  | NotYetVerified |  | 3 | 53000 | 90 | 640 |  | 0.9 | 5700 | 73
PRNWCXRD | Magic Lite 2013 Ltd | Magic Lite | FL-200-XX-UNV-YY | Outdoor Luminaires | High Output | Architectural Flood and Spot Luminaires | Standard | TRUE | 20217 | 90.7 | 222.9 | 14.32 | 0.972 | 4932 | 70.9 | 5 | 50000 | 42261 |  |  | NotYetVerified |  | 3 | 21000 | 90 | 220 |  | 0.9 | 5000 | 71
PSVA3281 | Magic Lite 2013 Ltd | Magic Lite | FL-400-XX-UNV-YY | Outdoor Luminaires | Very High Output | Architectural Flood and Spot Luminaires | Standard | TRUE | 39205 | 88.04 | 445.3 | 14.3 | 0.971 | 5263 | 71.5 | 5 | 50000 | 42261 |  |  | NotYetVerified |  | 3 | 39000 | 90 | 440 |  | 0.9 | 5000 | 74
PRWFQ9FQ | Magic Lite 2013 Ltd | Magic Lite | FL-080-XX-UNV-YY(30K) | Outdoor Luminaires | Mid Output | Architectural Flood and Spot Luminaires | Standard | TRUE | 6792.1 | 78.13 | 86.93 | 13.5 | 0.953 | 3100 | 82.6 | 5 | 50000 | 42261 |  |  | NotYetVerified |  | 3 | 7000 | 77.8 | 90 |  |  | 3000 | 80
P5S41MK9 | Orbit Industries Inc. | ORBIT | LWP21-180W-CW | Outdoor Luminaires | High Output | Architectural Flood and Spot Luminaires | Standard | TRUE | 17180 | 99.7 | 172.32 | 11.33 | 0.933 | 5184 | 73 | 5 |  | 42261 |  |  | NotYetVerified |  | 3 | 17180 | 99.7 | 172.32 | 11.33 | 0.933 | 5000 | 70
PV6Q5ZBW | Orbit Industries Inc. | ORBIT | LWP21-80W-CW | Outdoor Luminaires | Mid Output | Architectural Flood and Spot Luminaires | Standard | TRUE | 8795 | 114.32 | 76.93 | 20.94 | 0.896 | 5051 | 71.5 | 5 |  | 42261 |  |  | NotYetVerified |  | 3 | 8795 | 114.3 | 76.93 | 20.94 | 0.896 | 5000 | 70
P52CPE7P | Foshan Naturaled Electric Co.Ltd | Naturaled | LED-FXFDL50/40K/XX | Outdoor Luminaires | Mid Output | Architectural Flood and Spot Luminaires | Standard | TRUE | 5621.656 | 112.269 | 50.073 | 23.78 | 0.893 | 3959 | 71.5 | 5 | 50000 | 42261 |  |  | NotYetVerified |  | 3 | 5621.656 | 112.269 | 50.073 | 23.78 | 0.984 | 3959 | 71.5
PDD8Q3H3 | Orbit Industries Inc. | ORBIT | LWP21-235W-CW | Outdoor Luminaires | High Output | Architectural Flood and Spot Luminaires | Standard | TRUE | 19365.7 | 82.25 | 235.44 | 9.56 | 0.872 | 5278 | 73.9 | 5 | 50000 | 42261 |  |  | NotYetVerified |  | 3
P4MFMKFN | Magic Lite 2013 Ltd | Magic Lite | FL-080-XX-UNV-YY(57K) | Outdoor Luminaires | Mid Output | Architectural Flood and Spot Luminaires | Standard | FALSE | [9 empty] | 42261 |  |  | NotYetVerified |  | 3 | 7000 | 77.8 | 90 |  |  | 5700 | 80
PHN2RH4M | Orbit Industries Inc. | ORBIT | LWP21-115W-CW | Outdoor Luminaires | High Output | Architectural Flood and Spot Luminaires | Standard | FALSE | [9 empty] | 42261 |  |  | NotYetVerified |  | 3 | 12548 | 109 | 115.1 | 17.09 | 0.911 | 5000 | 70
PD4342U7 | Orbit Industries Inc. | ORBIT | LWP21-150W-CW | Outdoor Luminaires | High Output | Architectural Flood and Spot Luminaires | Standard | FALSE | [9 empty] | 42261 |  |  | NotYetVerified |  | 3 | 14850 | 100.9 | 147.2 | 13.86 | 0.923 | 5000 | 70
PWVG7VFG | Foshan Naturaled Electric Co.Ltd | Naturaled | LED-FXFDL50/50K/XX | Outdoor Luminaires | Mid Output | Architectural Flood and Spot Luminaires | Standard | FALSE | [9 empty] | 42261 |  |  | NotYetVerified |  | 3 | 5741.922 | 115.022 | 49.92 | 23.78 | 0.984 | 5030 | 72.3
PXCGTG5G | WUXI ELLIPZ LIGHTING TECHNOLOGY CO LTD | Ellipz Lighting | 8800AC45SN | Outdoor Luminaires | Mid Output | Architectural Flood and Spot Luminaires | Standard | TRUE | 6513.8 | 96.3 | 67.64 | 15.38 | 0.947 | 4351 | 92.6 | 5 | 50000 | 42256 |  |  | NotYetVerified |  | 3 | 6500 | 96 | 68 | 15 | 0.96 | 4500 | 92.5
P6SG4JEY | SEEKING LED-LIGHTING LIMITED | SEEKING | XJ-FLA480W (4000K)[Beam Angle 34Â° x 82.4Â° Only] | Outdoor Luminaires | Very High Output | Architectural Flood and Spot Luminaires | Standard | TRUE | 41589.64 | 82.27 | 505.53 | 9.31 | 0.945 | 4164 | 69.3 | 5 | 50000 | 42256 |  |  | No |  | 3 | 41637.324 | 82.38 | 505.43 | 9.19 | 0.995 | 4000 | 67.1
PQRVZF4V | SEEKING LED-LIGHTING LIMITED | SEEKING | XJ-SPA480W (4000K)[Beam Angle 10Â° Only] | Outdoor Luminaires | Very High Output | Architectural Flood and Spot Luminaires | Standard | TRUE | 43408.33 | 85.94 | 505.1 | 10.04 | 0.944 | 4254 | 82.1 | 5 | 50000 | 42256 |  |  | No |  | 3 | 43479.902 | 86.15 | 504.7 | 9.58 | 0.995 | 4000 | 72.6
PB6TU3SK | SEEKING LED-LIGHTING LIMITED | SEEKING | XJ-SPA240W (4000K)[Beam Angle 10Â° Only] | Outdoor Luminaires | High Output | Architectural Flood and Spot Luminaires | Standard | TRUE | 21208.1 | 86.28 | 245.8 | 10.69 | 0.943 | 4242 | 70.8 | 5 | 50000 | 42256 |  |  | No |  | 3 | 21603.174 | 86.81 | 245.4 | 10.36 | 0.996 | 4709 | 68.3
P65FTD68 | SEEKING LED-LIGHTING LIMITED | SEEKING | XJ-FLA960W (4000K)[Beam Angle 50Â°x90Â°] | Outdoor Luminaires | Very High Output | Architectural Flood and Spot Luminaires | Standard | TRUE | 76032.03 | 77.78 | 977.58 | 16.498 | 0.935 | 4103 | 72.3 | 5 | 50000 | 42256 |  |  | No |  | 3 | 76089.72 | 77.83 | 977.64 | 16.34 | 0.924 | 4593 | 72.1
PRNCRRGM | WUXI ELLIPZ LIGHTING TECHNOLOGY CO LTD | Ellipz Lighting | 8A00AC45SN | Outdoor Luminaires | High Output | Architectural Flood and Spot Luminaires | Standard | TRUE | 13931.9 | 99 | 140.7 | 15.31 | 0.932 | 4463 | 93.2 | 5 | 50000 | 42256 |  |  | NotYetVerified |  | 3 | 13900 | 99 | 145 | 15 | 0.93 | 4500 | 93
PK8Y8WR3 | SEEKING LED-LIGHTING LIMITED | SEEKING | XJ-FLA100W (4000K)[Beam Angle 110Â° Only] | Outdoor Luminaires | High Output | Architectural Flood and Spot Luminaires | Standard | TRUE | 10986.364 | 106.809 | 102.86 | 15.82 | 0.924 | 4177 | 82.2 | 5 | 50000 | 42256 |  |  | No |  | 3 | 11125.094 | 107.52 | 103.47 | 15.61 | 0.993 | 4000 | 82.5
PA7YZKYH | SEEKING LED-LIGHTING LIMITED | SEEKING | XJ-FLA200W (4000K)[Beam Angle 110Â° Only] | Outdoor Luminaires | High Output | Architectural Flood and Spot Luminaires | Standard | TRUE | 21198.09 | 103.94 | 203.95 | 10.8 | 0.922 | 4231 | 82 | 5 | 50000 | 42256 |  |  | No |  | 3 | 21303.938 | 104.59 | 203.69 | 10.53 | 0.995 | 4725 | 82.2
PQ1GQVPX | SEEKING LED-LIGHTING LIMITED | SEEKING | XJ-FLA150W (4000K)[Beam Angle 110Â° Only] | Outdoor Luminaires | High Output | Architectural Flood and Spot Luminaires | Standard | TRUE | 16527.2 | 108.79 | 151.92 | 14.59 | 0.908 | 4177 | 82.2 | 5 | 50000 | 42256 |  |  | No |  | 3 | 16609.129 | 109.53 | 151.64 | 14.18 | 0.994 | 4000 | 82.7
P4FBTGGV | WUXI ELLIPZ LIGHTING TECHNOLOGY CO LTD | Ellipz Lighting | 8A00AC57SN | Outdoor Luminaires | High Output | Architectural Flood and Spot Luminaires | Standard | FALSE | [9 empty] | 42256 |  |  | NotYetVerified |  | 3 | 13900 | 99 | 145 | 15 | 0.93 | 5700 | 93
PUX4E8ZK | WUXI ELLIPZ LIGHTING TECHNOLOGY CO LTD | Ellipz Lighting | 8800AC57SN | Outdoor Luminaires | Mid Output | Architectural Flood and Spot Luminaires | Standard | FALSE | [9 empty] | 42256 |  |  | NotYetVerified |  | 3 | 6500 | 96 | 68 | 15 | 0.96 | 5700 | 92.5
P6P35P57 | WUXI ELLIPZ LIGHTING TECHNOLOGY CO LTD | Ellipz Lighting | 8A00AC50SN | Outdoor Luminaires | High Output | Architectural Flood and Spot Luminaires | Standard | FALSE | [9 empty] | 42256 |  |  | NotYetVerified |  | 3 | 13900 | 99 | 145 | 15 | 0.93 | 5000 | 93
PPHG9QN3 | WUXI ELLIPZ LIGHTING TECHNOLOGY CO LTD | Ellipz Lighting | 8800AC50SN | Outdoor Luminaires | Mid Output | Architectural Flood and Spot Luminaires | Standard | FALSE | [9 empty] | 42256 |  |  | NotYetVerified |  | 3 | 6500 | 96 | 68 | 15 | 0.96 | 5000 | 92.5
PBEESF8K | SEEKING LED-LIGHTING LIMITED | SEEKING | XJ-FLA960W (5000K)[Beam Angle 50Â°x90Â°] | Outdoor Luminaires | Very High Output | Architectural Flood and Spot Luminaires | Standard | FALSE | [9 empty] | 42256 |  |  | No |  | 3 | 76246.23 | 77.98 | 977.8 | 16.34 | 0.925 | 5296 | 72.2
PAAHM3VH | SEEKING LED-LIGHTING LIMITED | SEEKING | XJ-SPA240W (5000K)[Beam Angle 10Â° Only] | Outdoor Luminaires | High Output | Architectural Flood and Spot Luminaires | Standard | FALSE | [9 empty] | 42256 |  |  | No |  | 3 | 21339.51 | 86.85 | 245.7 | 10.26 | 0.996 | 5268 | 68.4
PBADAXHF | SEEKING LED-LIGHTING LIMITED | SEEKING | XJ-FLA480W (5000K)[Beam Angle 34Â° x 82.4Â° Only] | Outdoor Luminaires | Very High Output | Architectural Flood and Spot Luminaires | Standard | FALSE | [9 empty] | 42256 |  |  | No |  | 3 | 41703.23 | 82.51 | 505.46 | 9.05 | 0.996 | 5212 | 67.3
PAXDCMDP | SEEKING LED-LIGHTING LIMITED | SEEKING | XJ-FLA150W (5000K)[Beam Angle 110Â° Only] | Outdoor Luminaires | High Output | Architectural Flood and Spot Luminaires | Standard | FALSE | [9 empty] | 42256 |  |  | No |  | 3 | 16701.99 | 109.85 | 152.03 | 13.22 | 0.994 | 5186 | 83
P1NKVR7B | SEEKING LED-LIGHTING LIMITED | SEEKING | XJ-FLA100W (5000K)[Beam Angle 110Â° Only] | Outdoor Luminaires | High Output | Architectural Flood and Spot Luminaires | Standard | FALSE | [9 empty] | 42256 |  |  | No |  | 3 | 11196.868 | 107.87 | 103.8 | 15.47 | 0.994 | 5168 | 83.1
P2TS8854 | SEEKING LED-LIGHTING LIMITED | SEEKING | XJ-FLA200W (5000K)[Beam Angle 110Â° Only] | Outdoor Luminaires | High Output | Architectural Flood and Spot Luminaires | Standard | FALSE | [9 empty] | 42256 |  |  | No |  | 3 | 21365.11 | 104.87 | 203.72 | 10.29 | 0.995 | 5134 | 82.5
PJGFD6Q1 | SEEKING LED-LIGHTING LIMITED | SEEKING | XJ-SPA480W (5000K)[Beam Angle 10Â° Only] | Outdoor Luminaires | Very High Output | Architectural Flood and Spot Luminaires | Standard | FALSE | [9 empty] | 42256 |  |  | No |  | 3 | 43601.914 | 86.36 | 504.9 | 9.55 | 0.996 | 4856 | 72.7
PVBBVKMD | SEEKING LED-LIGHTING LIMITED | SEEKING | XJ-FLA200W (4500K)[Beam Angle 110Â° Only] | Outdoor Luminaires | High Output | Architectural Flood and Spot Luminaires | Standard | FALSE | [9 empty] | 42256 |  |  | No |  | 3 | 21303.938 | 104.59 | 203.69 | 10.53 | 0.995 | 4725 | 82.2
PJ4S6GNJ | SEEKING LED-LIGHTING LIMITED | SEEKING | XJ-SPA240W (4500K)[Beam Angle 10Â° Only] | Outdoor Luminaires | High Output | Architectural Flood and Spot Luminaires | Standard | FALSE | [9 empty] | 42256 |  |  | No |  | 3 | 21603.174 | 86.81 | 245.4 | 10.36 | 0.996 | 4709 | 68.3
PZAZ8CUE | SEEKING LED-LIGHTING LIMITED | SEEKING | XJ-SPA480W (4500K)[Beam Angle 10Â° Only] | Outdoor Luminaires | Very High Output | Architectural Flood and Spot Luminaires | Standard | FALSE | [9 empty] | 42256 |  |  | No |  | 3 | 43479.902 | 86.15 | 504.7 | 9.58 | 0.995 | 4673 | 72.6
P38624RA | SEEKING LED-LIGHTING LIMITED | SEEKING | XJ-FLA100W (4500K)[Beam Angle 110Â° Only] | Outdoor Luminaires | High Output | Architectural Flood and Spot Luminaires | Standard | FALSE | [9 empty] | 42256 |  |  | No |  | 3 | 11125.094 | 107.52 | 103.47 | 15.61 | 0.993 | 4619 | 82.5
PX92JNJS | SEEKING LED-LIGHTING LIMITED | SEEKING | XJ-FLA150W (4500K)[Beam Angle 110Â° Only] | Outdoor Luminaires | High Output | Architectural Flood and Spot Luminaires | Standard | FALSE | [9 empty] | 42256 |  |  | No |  | 3 | 16609.129 | 109.53 | 151.64 | 14.18 | 0.994 | 4593 | 82.7
P43XTCG8 | SEEKING LED-LIGHTING LIMITED | SEEKING | XJ-FLA960W (4500K)[Beam Angle 50Â°x90Â°] | Outdoor Luminaires | Very High Output | Architectural Flood and Spot Luminaires | Standard | FALSE | [9 empty] | 42256 |  |  | No |  | 3 | 76089.72 | 77.83 | 977.64 | 16.34 | 0.924 | 4593 | 72.1
PDKXXAEV | SEEKING LED-LIGHTING LIMITED | SEEKING | XJ-FLA480W (4500K)[Beam Angle 34Â° x 82.4Â° Only] | Outdoor Luminaires | Very High Output | Architectural Flood and Spot Luminaires | Standard | FALSE | [9 empty] | 42256 |  |  | No |  | 3 | 41637.324 | 82.38 | 505.43 | 9.19 | 0.995 | 4486 | 67.1
PFT2GMU4 | Tamlite Lighting | Tamlite Lighting | TARBKFLL3010YYZZ | Outdoor Luminaires | Low Output | Architectural Flood and Spot Luminaires | Standard | TRUE | 942.15 | 85.11 | 11.07 | 18.51 | 0.9473 | 3087 | 83 | 5 | 50000 | 42255 |  |  | NotYetVerified |  | 3 | 900 | 85 | 12 |  | 0.9 | 3000 | 80
P4DMSJ43 | Tamlite Lighting | Tamlite Lighting | TARBKFLL3020YYZZ | Outdoor Luminaires | Low Output | Architectural Flood and Spot Luminaires | Standard | TRUE | 1599 | 77.4 | 20.66 | 18.71 | 0.9031 | 3049 | 83 | 5 | 50000 | 42255 |  |  | NotYetVerified |  | 3 | 1599 | 77.4 | 20 |  | 0.9798 | 3000 | 83
PEJQU7GZ | Tamlite Lighting | Tamlite Lighting | TARBKFLL5010YYZZ | Outdoor Luminaires | Low Output | Architectural Flood and Spot Luminaires | Standard | FALSE | [9 empty] | 42255 |  |  | NotYetVerified |  | 3 | 900 | 85 | 12 |  | 0.9 | 5000 | 80
PFH64GDR | Tamlite Lighting | Tamlite Lighting | TARBKFLL5020YYZZ | Outdoor Luminaires | Low Output | Architectural Flood and Spot Luminaires | Standard | FALSE | [9 empty] | 42255 |  |  | NotYetVerified |  | 3 | 1859 | 97.28 | 20 |  | 0.9058 | 5000 | 83
PZFQVXFN | Tamlite Lighting | Tamlite Lighting | TARBKFLL4510YYZZ | Outdoor Luminaires | Low Output | Architectural Flood and Spot Luminaires | Standard | FALSE | [9 empty] | 42255 |  |  | NotYetVerified |  | 3 | 900 | 85 | 12 |  | 0.9 | 4500 | 80
PK5QM84R | Tamlite Lighting | Tamlite Lighting | TARBKFLL4010YYZZ | Outdoor Luminaires | Low Output | Architectural Flood and Spot Luminaires | Standard | FALSE | [9 empty] | 42255 |  |  | NotYetVerified |  | 3 | 900 | 85 | 12 |  | 0.9 | 4000 | 80
PDT7R89A | Tamlite Lighting | Tamlite Lighting | TARBKFLL4020YYZZ | Outdoor Luminaires | Low Output | Architectural Flood and Spot Luminaires | Standard | FALSE | [9 empty] | 42255 |  |  | NotYetVerified |  | 3 | 1599 | 77.4 | 20 |  | 0.9798 | 4000 | 83
P7E1V9RA | Tamlite Lighting | Tamlite Lighting | TARBKFLL3510YYZZ | Outdoor Luminaires | Low Output | Architectural Flood and Spot Luminaires | Standard | FALSE | [9 empty] | 42255 |  |  | NotYetVerified |  | 3 | 900 | 85 | 12 |  | 0.9 | 3500 | 80
PVQTSYZ4 | EYE Lighting | GL Series | GL-X-100-40-7-M-U-XX-D | Outdoor Luminaires | Mid Output | Architectural Flood and Spot Luminaires | Standard | FALSE | [9 empty] | 42255 |  |  | NotYetVerified |  | 3 | 9533 | 95.88 | 100 |  | 0.95 | 4000 | 70
PX82C256 | EYE Lighting | GL Series | GL-X-150-40-7-W-U-XX-D | Outdoor Luminaires | High Output | Architectural Flood and Spot Luminaires | Standard | FALSE | [9 empty] | 42255 |  |  | NotYetVerified |  | 3 | 14025.13 | 92.79 | 150 |  | 0.95 | 4000 | 70
PRY8GDKS | EYE Lighting | GL Series | GL-X-150-40-7-M-U-XX-D | Outdoor Luminaires | High Output | Architectural Flood and Spot Luminaires | Standard | FALSE | [9 empty] | 42255 |  |  | NotYetVerified |  | 3 | 12141.42 | 81.87 | 150 |  | 0.95 | 4000 | 70
P295TRVU | EYE Lighting | GL Series | GL-X-120-40-7-W-U-XX-D | Outdoor Luminaires | High Output | Architectural Flood and Spot Luminaires | Standard | FALSE | [9 empty] | 42255 |  |  | NotYetVerified |  | 3 | 11669 | 99.1 | 120 |  | 0.95 | 4000 | 70
PE5QJCR2 | EYE Lighting | GL Series | GL-X-120-40-7-M-U-XX-D | Outdoor Luminaires | High Output | Architectural Flood and Spot Luminaires | Standard | FALSE | [9 empty] | 42255 |  |  | NotYetVerified |  | 3 | 10761.64 | 89.15 | 120 |  | 0.95 | 4000 | 70
P9JZA58Z | EYE Lighting | GL Series | GL-X-100-40-7-W-U-XX-D | Outdoor Luminaires | High Output | Architectural Flood and Spot Luminaires | Standard | FALSE | [9 empty] | 42255 |  |  | NotYetVerified |  | 3 | 10062.17 | 100.36 | 100 |  | 0.95 | 4000 | 70
PS4ZMKQJ | Shanghai CKRA Lighting Technology Co. Ltd | CKRA | CKL-FL41A-20-3000K | Outdoor Luminaires | Low Output | Architectural Flood and Spot Luminaires | Standard | TRUE | 1829.56 | 88.32 | 20.72 | 7.3 | 0.925 | 3035 | 83.7 | 5 | 50000 | 42250 |  |  | No |  | 3 | 1700 | 85 | 20 | 7.3 | 0.925 | 3000 | 80
PDAM6ZP4 | Cree Inc. | E-Conolight | E-HL8S15C2Z | Outdoor Luminaires | High Output | Architectural Flood and Spot Luminaires | Standard | TRUE | 11667.4 | 80.78 | 144.43 | 15.48 | 0.917 | 5199 | 76 | 5 | 50000 | 42250 |  |  | NotYetVerified |  | 3 | 11600 | 80 | 144 | 15 | 0.92 | 5000 | 76
PNRW82W3 | Shanghai CKRA Lighting Technology Co. Ltd | CKRA | CKL-FL41A-30-3000K | Outdoor Luminaires | Low Output | Architectural Flood and Spot Luminaires | Standard | TRUE | 2411.49 | 81.83 | 29.47 | 9.2 | 0.913 | 3053 | 83.3 | 5 | 50000 | 42250 |  |  | No |  | 3 | 2550 | 85 | 30 | 9.2 | 0.913 | 3000 | 80
PD2EUD1Q | Shanghai CKRA Lighting Technology Co. Ltd | CKRA | CKL-FL41A-30-5500K | Outdoor Luminaires | Low Output | Architectural Flood and Spot Luminaires | Standard | FALSE | [9 empty] | 42250 |  |  | No |  | 3 | 2800 | 93 | 30 | 9.2 | 0.913 | 5500 | 80
PAM43KN6 | Shanghai CKRA Lighting Technology Co. Ltd | CKRA | CKL-FL41A-20-5500K | Outdoor Luminaires | Low Output | Architectural Flood and Spot Luminaires | Standard | FALSE | [9 empty] | 42250 |  |  | No |  | 3 | 1860 | 93 | 20 | 7.3 | 0.925 | 5500 | 80
PZZWZGB6 | Shanghai CKRA Lighting Technology Co. Ltd | CKRA | CKL-FL41A-30-5000K | Outdoor Luminaires | Low Output | Architectural Flood and Spot Luminaires | Standard | FALSE | [9 empty] | 42250 |  |  | No |  | 3 | 2700 | 91 | 30 | 9.2 | 0.913 | 5000 | 80
PSE9ZVHH | Shanghai CKRA Lighting Technology Co. Ltd | CKRA | CKL-FL41A-20-5000K | Outdoor Luminaires | Low Output | Architectural Flood and Spot Luminaires | Standard | FALSE | [9 empty] | 42250 |  |  | No |  | 3 | 1820 | 91 | 20 | 7.3 | 0.925 | 5000 | 80
P4CF7U3A | Shanghai CKRA Lighting Technology Co. Ltd | CKRA | CKL-FL41A-30-4000K | Outdoor Luminaires | Low Output | Architectural Flood and Spot Luminaires | Standard | FALSE | [9 empty] | 42250 |  |  | No |  | 3 | 2650 | 89 | 30 | 9.2 | 0.913 | 4000 | 80
P3T3NW36 | Shanghai CKRA Lighting Technology Co. Ltd | CKRA | CKL-FL41A-20-4000K | Outdoor Luminaires | Low Output | Architectural Flood and Spot Luminaires | Standard | FALSE | [9 empty] | 42250 |  |  | No |  | 3 | 1780 | 89 | 20 | 7.3 | 0.925 | 4000 | 80
PSXTF3F2 | Shanghai CKRA Lighting Technology Co. Ltd | CKRA | CKL-FL41A-30-3500K | Outdoor Luminaires | Low Output | Architectural Flood and Spot Luminaires | Standard | FALSE | [9 empty] | 42250 |  |  | No |  | 3 | 2600 | 87 | 30 | 9.2 | 0.913 | 3500 | 80
P6QV75RX | Shanghai CKRA Lighting Technology Co. Ltd | CKRA | CKL-FL41A-20-3500K | Outdoor Luminaires | Low Output | Architectural Flood and Spot Luminaires | Standard | FALSE | [9 empty] | 42250 |  |  | No |  | 3 | 1740 | 87 | 20 | 7.3 | 0.925 | 3500 | 80
PPPU75Z3 | Cree Inc. | E-Conolight | E-HL8F15C2Z | Outdoor Luminaires | High Output | Architectural Flood and Spot Luminaires | Standard | FALSE | [9 empty] | 42250 |  |  | NotYetVerified |  | 3 | 13200 | 91 | 144 | 15 | 0.92 | 5000 | 75
PGUBM2HY | Cree Inc. | E-Conolight | E-HL8F15N2Z | Outdoor Luminaires | High Output | Architectural Flood and Spot Luminaires | Standard | FALSE | [9 empty] | 42250 |  |  | NotYetVerified |  | 3 | 12300 | 81 | 150 | 15 | 0.92 | 4000 | 77
PJMYG1WF | Luminance | SUNSET Lighting | F7390-66 3000K | Outdoor Luminaires | Low Output | Architectural Flood and Spot Luminaires | Standard | TRUE | 942.15 | 85.11 | 11.07 | 18.51 | 0.9473 | 3087 | 83 | 5 | 50000 | 42249 |  |  | NotYetVerified |  | 3 | 900 | 85 | 12 |  | 0.9 | 3000 | 80
PQZXP1JF | DONGGUAN THAILIGHT SEMICONDUCTOR LIGHTING CO.LTD. | Thailight | TLFLF3003YYZZ | Outdoor Luminaires | Very High Output | Architectural Flood and Spot Luminaires | Standard | TRUE | 30857 | 101.45 | 304.2 | 7.88 | 0.947 | 3056 | 83.5 | 5 | 50000 | 42249 |  |  | No |  | 3 | 30857 | 101.45 | 304.2 | 7.88 | 0.947 | 3000 | 83.5
PXPJP9NM | Luminance | SUNSET Lighting | F7394-66 3000K | Outdoor Luminaires | Low Output | Architectural Flood and Spot Luminaires | Standard | TRUE | 2275.5 | 77.53 | 29.35 | 16.69 | 0.91 | 3124 | 82.9 | 5 | 50000 | 42249 |  |  | NotYetVerified |  | 3 | 2200 | 75 | 30 |  | 0.9 | 3000 | 80
PKAASYEF | Luminance | SUNSET Lighting | F7395-66 3000K | Outdoor Luminaires | Low Output | Architectural Flood and Spot Luminaires | Standard | TRUE | 3781.3 | 75.87 | 49.84 | 18.66 | 0.91 | 3151 | 82.7 | 5 | 50000 | 42249 |  |  | NotYetVerified |  | 3 | 3700 | 75 | 50 |  | 0.9 | 3000 | 80
PBP63QC3 | DONGGUAN THAILIGHT SEMICONDUCTOR LIGHTING CO.LTD. | Thailight | TLFLF1503YYZZ | Outdoor Luminaires | High Output | Architectural Flood and Spot Luminaires | Standard | TRUE | 15131 | 98.1 | 154.3 | 6.27 | 0.9017 | 3055 | 83.2 | 5 | 50000 | 42249 |  |  | No |  | 3 | 15131 | 98.1 | 154.3 | 6.27 | 0.9017 | 3000 | 83.2
PGUE9P4T | Luminance | SUNSET Lighting | F7395-66 5000K | Outdoor Luminaires | Low Output | Architectural Flood and Spot Luminaires | Standard | FALSE | [9 empty] | 42249 |  |  | NotYetVerified |  | 3 | 3700 | 75 | 50 |  | 0.9 | 5000 | 80
PGJSMH6A | Luminance | SUNSET Lighting | F7394-66 5000K | Outdoor Luminaires | Low Output | Architectural Flood and Spot Luminaires | Standard | FALSE | [9 empty] | 42249 |  |  | NotYetVerified |  | 3 | 2200 | 75 | 30 |  | 0.9 | 5000 | 80
PCCD867Y | Luminance | SUNSET Lighting | F7390-66 5000K | Outdoor Luminaires | Low Output | Architectural Flood and Spot Luminaires | Standard | FALSE | [9 empty] | 42249 |  |  | NotYetVerified |  | 3 | 900 | 85 | 12 |  | 0.9 | 5000 | 80
P53SEFQM | Luminance | SUNSET Lighting | F7395-66 4500K | Outdoor Luminaires | Low Output | Architectural Flood and Spot Luminaires | Standard | FALSE | [9 empty] | 42249 |  |  | NotYetVerified |  | 3 | 3700 | 75 | 50 |  | 0.9 | 4500 | 80
PYTS75F7 | Luminance | SUNSET Lighting | F7394-66 4500K | Outdoor Luminaires | Low Output | Architectural Flood and Spot Luminaires | Standard | FALSE | [9 empty] | 42249 |  |  | NotYetVerified |  | 3 | 2200 | 75 | 30 |  | 0.9 | 4500 | 80
P1XF1329 | Luminance | SUNSET Lighting | F7390-66 4500K | Outdoor Luminaires | Low Output | Architectural Flood and Spot Luminaires | Standard | FALSE | [9 empty] | 42249 |  |  | NotYetVerified |  | 3 | 900 | 85 | 12 |  | 0.9 | 4500 | 80
P9343XE8 | Luminance | SUNSET Lighting | F7395-66 4000K | Outdoor Luminaires | Low Output | Architectural Flood and Spot Luminaires | Standard | FALSE | [9 empty] | 42249 |  |  | NotYetVerified |  | 3 | 3700 | 75 | 50 |  | 0.9 | 4000 | 80
P4DMECKU | Luminance | SUNSET Lighting | F7394-66 4000K | Outdoor Luminaires | Low Output | Architectural Flood and Spot Luminaires | Standard | FALSE | [9 empty] | 42249 |  |  | NotYetVerified |  | 3 | 2200 | 75 | 30 |  | 0.9 | 4000 | 80
PXZKQSBS | Luminance | SUNSET Lighting | F7390-66 4000K | Outdoor Luminaires | Low Output | Architectural Flood and Spot Luminaires | Standard | FALSE | [9 empty] | 42249 |  |  | NotYetVerified |  | 3 | 900 | 85 | 12 |  | 0.9 | 4000 | 80
PFDHWREH | Luminance | SUNSET Lighting | F7395-66 3500K | Outdoor Luminaires | Low Output | Architectural Flood and Spot Luminaires | Standard | FALSE | [9 empty] | 42249 |  |  | NotYetVerified |  | 3 | 3700 | 75 | 50 |  | 0.9 | 3500 | 80
PURBSGK4 | Luminance | SUNSET Lighting | F7394-66 3500K | Outdoor Luminaires | Low Output | Architectural Flood and Spot Luminaires | Standard | FALSE | [9 empty] | 42249 |  |  | NotYetVerified |  | 3 | 2200 | 75 | 30 |  | 0.9 | 3500 | 80
PAKNRHFV | Luminance | SUNSET Lighting | F7390-66 3500K | Outdoor Luminaires | Low Output | Architectural Flood and Spot Luminaires | Standard | FALSE | [9 empty] | 42249 |  |  | NotYetVerified |  | 3 | 900 | 85 | 12 |  | 0.9 | 3500 | 80
P5G7HBSJ | DONGGUAN THAILIGHT SEMICONDUCTOR LIGHTING CO.LTD. | Thailight | TLFLF3006YYZZ | Outdoor Luminaires | Very High Output | Architectural Flood and Spot Luminaires | Standard | FALSE | [9 empty] | 42249 |  |  | Yes | Product updated on 1/9/2017 | 4.1 | 38646 | 126.58 | 305.3 | 7.89 | 0.93 | 5700 | 82.8
PGCEPD74 | DONGGUAN THAILIGHT SEMICONDUCTOR LIGHTING CO.LTD. | Thailight | TLFLF1506YYZZ | Outdoor Luminaires | High Output | Architectural Flood and Spot Luminaires | Standard | FALSE | [9 empty] | 42249 |  |  | Yes | Product updated on 1/9/2017 | 3 | 19018 | 125.04 | 152.1 | 6.48 | 0.93 | 5700 | 83
PW3BYYNK | DONGGUAN THAILIGHT SEMICONDUCTOR LIGHTING CO.LTD. | Thailight | TLFLF3005YYZZ | Outdoor Luminaires | Very High Output | Architectural Flood and Spot Luminaires | Standard | FALSE | [9 empty] | 42249 |  |  | Yes | Product updated on 1/9/2017 | 3 | 38122 | 124 | 306.4 | 7.85 | 0.93 | 5000 | 82.4
P5FDPQJU | DONGGUAN THAILIGHT SEMICONDUCTOR LIGHTING CO.LTD. | Thailight | TLFLF1505YYZZ | Outdoor Luminaires | High Output | Architectural Flood and Spot Luminaires | Standard | FALSE | [9 empty] | 42249 |  |  | Yes | Product updated on 1/9/2017 | 4.1 | 18752 | 123 | 152.65 | 6.41 | 0.93 | 5000 | 82.3
PYR8FKQH | DONGGUAN THAILIGHT SEMICONDUCTOR LIGHTING CO.LTD. | Thailight | TLFLF3004YYZZ | Outdoor Luminaires | Very High Output | Architectural Flood and Spot Luminaires | Standard | FALSE | [9 empty] | 42249 |  |  | Yes | Product updated on 1/9/2017 | 3 | 37597 | 122.27 | 307.5 | 7.85 | 0.93 | 4000 | 82.4
PS684E28 | DONGGUAN THAILIGHT SEMICONDUCTOR LIGHTING CO.LTD. | Thailight | TLFLF1504YYZZ | Outdoor Luminaires | High Output | Architectural Flood and Spot Luminaires | Standard | FALSE | [9 empty] | 42249 |  |  | Yes | Product updated on 1/9/2017 | 3 | 18486 | 120.67 | 153.2 | 6.41 | 0.93 | 4000 | 82.3
P5RDCWEJ | RAB Design Lighting | RAB Design | RFL2-LED40-B-5K-W-XXX-XXX-DIM | Outdoor Luminaires | Low Output | Architectural Flood and Spot Luminaires | Standard | TRUE | 4396.5 | 112.98 | 38.91 | 18 | 0.946 | 4954 | 73 | 5 | 50000 | 42247 |  |  | NotYetVerified |  | 3 | 4396 | 112 | 40 | 20 | 0.9 | 5000 | 70
PRPQKTG6 | RAB Design Lighting | RAB Design | RFL1-LED20-B-4K-W-XXX-XXX-DIM | Outdoor Luminaires | Low Output | Architectural Flood and Spot Luminaires | Standard | TRUE | 2180.631 | 111.34 | 19.59 | 15.33 | 0.934 | 4071 | 72.2 | 5 | 50000 | 42247 |  |  | NotYetVerified |  | 3 | 2180 | 111 | 20 | 20 | 0.9 | 4000 | 70
PASCFNMM | RAB Design Lighting | RAB Design | RFL2-LED52-B-4K-W-XXX-XXX | Outdoor Luminaires | Mid Output | Architectural Flood and Spot Luminaires | Standard | TRUE | 5584 | 113.01 | 49.41 | 16.6 | 0.926 | 3955 | 71.6 | 5 | 50000 | 42247 |  |  | NotYetVerified |  | 3 | 5584 | 113 | 50 | 20 | 0.9 | 4000 | 70
PTKX5N1H | RAB Design Lighting | RAB Design | RFL4-LED135-B-4K-N-XXX-XXX-DIM | Outdoor Luminaires | High Output | Architectural Flood and Spot Luminaires | Standard | TRUE | 12965 | 96.75 | 134 | 16.04 | 0.923 | 3907 | 71.1 | 5 | 50000 | 42247 |  |  | NotYetVerified |  | 3 | 12965 | 96 | 134 | 20 | 0.9 | 4000 | 70
PGE97SH4 | RAB Design Lighting | RAB Design | RFL4-LED103-B-4K-W-XXX-XXX-DIM | Outdoor Luminaires | High Output | Architectural Flood and Spot Luminaires | Standard | TRUE | 11113.3 | 110.3 | 100.76 | 15.97 | 0.921 | 3938 | 70.9 | 5 | 50000 | 42247 |  |  | NotYetVerified |  | 3 | 11113 | 110 | 101 | 20 | 0.9 | 4000 | 70
PAKTTZHQ | RAB Design Lighting | RAB Design | RFL4-LED152-B-5K-N-XXX-XXX | Outdoor Luminaires | High Output | Architectural Flood and Spot Luminaires | Standard | TRUE | 13554 | 91.88 | 147.52 | 18.98 | 0.916 | 4864 | 73.4 | 5 | 50000 | 42247 |  |  | NotYetVerified |  | 3 | 13554 | 91 | 150 | 20 | 0.9 | 5000 | 70
PZT63JKT | RAB Design Lighting | RAB Design | RFL4-LED152-B-4K-N-XXX-XXX | Outdoor Luminaires | High Output | Architectural Flood and Spot Luminaires | Standard | TRUE | 13939.1 | 92.74 | 150.31 | 18.98 | 0.916 | 3892 | 70.9 | 5 | 50000 | 42247 |  |  | NotYetVerified |  | 3 | 14057 | 93 | 150 | 20 | 0.9 | 4000 | 70
P9A7J48T | RAB Design Lighting | RAB Design | RFL3-LED80-B-5K-W-XXX-XXX-DIM | Outdoor Luminaires | Mid Output | Architectural Flood and Spot Luminaires | Standard | TRUE | 7878.5 | 104.06 | 75.71 | 17.34 | 0.915 | 4865 | 73 | 5 | 50000 | 42247 |  |  | NotYetVerified |  | 3 | 7878 | 104 | 76 | 20 | 0.9 | 5000 | 70
PHAF2E9T | RAB Design Lighting | RAB Design | RFL4-LED114-B-4K-W-XXX-XXX | Outdoor Luminaires | High Output | Architectural Flood and Spot Luminaires | Standard | TRUE | 11717.2 | 102.71 | 114.08 | 18.92 | 0.912 | 3933 | 71.5 | 5 | 50000 | 42247 |  |  | NotYetVerified |  | 3 | 11717 | 102 | 114 | 20 | 0.9 | 4000 | 70
PY12MFPA | Philips Solid-State Lighting Solutions Inc | Philips VAYA | 399-015000-11 | Outdoor Luminaires | Low Output | Architectural Flood and Spot Luminaires | Standard | FALSE | [9 empty] | 42247 |  |  | NotYetVerified |  | 3 | 3500 | 85 | 44 | 16 | 0.98 | 5000 | 75
P89BSKNN | Philips Solid-State Lighting Solutions Inc | Philips VAYA | 399-015000-09 | Outdoor Luminaires | Low Output | Architectural Flood and Spot Luminaires | Standard | FALSE | [9 empty] | 42247 |  |  | NotYetVerified |  | 3 | 3300 | 75 | 44 | 16.7 | 0.98 | 5000 | 74
P34YM1E5 | Philips Solid-State Lighting Solutions Inc | Philips VAYA | 399-015000-10 | Outdoor Luminaires | Low Output | Architectural Flood and Spot Luminaires | Standard | FALSE | [9 empty] | 42247 |  |  | NotYetVerified |  | 3 | 3300 | 75 | 44 | 15.8 | 0.98 | 5000 | 74
PFDH6JGA | Philips Solid-State Lighting Solutions Inc | Philips VAYA | 399-015000-05 | Outdoor Luminaires | Low Output | Architectural Flood and Spot Luminaires | Standard | FALSE | [9 empty] | 42247 |  |  | NotYetVerified |  | 3 | 3000 | 70 | 44 | 16 | 0.98 | 4000 | 75
P2MQPJU8 | Philips Solid-State Lighting Solutions Inc | Philips VAYA | 399-015000-03 | Outdoor Luminaires | Low Output | Architectural Flood and Spot Luminaires | Standard | FALSE | [9 empty] | 42247 |  |  | NotYetVerified |  | 3 | 3300 | 75 | 44 | 16.7 | 0.98 | 4000 | 74
P8MM18G9 | Philips Solid-State Lighting Solutions Inc | Philips VAYA | 399-015000-04 | Outdoor Luminaires | Low Output | Architectural Flood and Spot Luminaires | Standard | FALSE | [9 empty] | 42247 |  |  | NotYetVerified |  | 3 | 3300 | 75 | 44 | 15.8 | 0.98 | 4000 | 74
PN74K9V4 | Philips Solid-State Lighting Solutions Inc | Philips VAYA | 399-015000-00 | Outdoor Luminaires | Low Output | Architectural Flood and Spot Luminaires | Standard | FALSE | [9 empty] | 42247 |  |  | NotYetVerified |  | 3 | 3300 | 75 | 44 | 16.7 | 0.98 | 3000 | 80
PAFKFNJ2 | Philips Solid-State Lighting Solutions Inc | Philips VAYA | 399-015000-01 | Outdoor Luminaires | Low Output | Architectural Flood and Spot Luminaires | Standard | FALSE | [9 empty] | 42247 |  |  | NotYetVerified |  | 3 | 3300 | 75 | 44 | 15.8 | 0.98 | 3000 | 80
P6PCKSE2 | Philips Solid-State Lighting Solutions Inc | Philips VAYA | 399-015000-02 | Outdoor Luminaires | Low Output | Architectural Flood and Spot Luminaires | Standard | FALSE | [9 empty] | 42247 |  |  | NotYetVerified |  | 3 | 3000 | 70 | 44 | 16 | 0.98 | 3000 | 75
PESH9WGU | Philips Solid-State Lighting Solutions Inc | Philips VAYA | 399-015000-08 | Outdoor Luminaires | Low Output | Architectural Flood and Spot Luminaires | Standard | FALSE | [9 empty] | 42247 |  |  | NotYetVerified |  | 3 | 3000 | 70 | 44 | 16 | 0.98 | 2700 | 80
P3ARGZDZ | Philips Solid-State Lighting Solutions Inc | Philips VAYA | 399-015000-07 | Outdoor Luminaires | Low Output | Architectural Flood and Spot Luminaires | Standard | FALSE | [9 empty] | 42247 |  |  | NotYetVerified |  | 3 | 3300 | 80 | 44 | 16 | 0.98 | 2700 | 80
P3DU1J9U | Philips Solid-State Lighting Solutions Inc | Philips VAYA | 399-015000-06 | Outdoor Luminaires | Low Output | Architectural Flood and Spot Luminaires | Standard | FALSE | [9 empty] | 42247 |  |  | NotYetVerified |  | 3 | 3500 | 80 | 44 | 16 | 0.98 | 2700 | 80
PE47XWHV | RAB Design Lighting | RAB Design | RFL3-LED80-B-5K-W-XXX-XXX | Outdoor Luminaires | Mid Output | Architectural Flood and Spot Luminaires | Standard | FALSE | [9 empty] | 42247 |  |  | NotYetVerified |  | 3 | 7878 | 104 | 76 | 20 | 0.9 | 5000 | 70
PWF8B7EQ | RAB Design Lighting | RAB Design | RFL2-LED40-B-5K-W-XXX-XXX | Outdoor Luminaires | Low Output | Architectural Flood and Spot Luminaires | Standard | FALSE | [9 empty] | 42247 |  |  | NotYetVerified |  | 3 | 4396 | 112 | 40 | 20 | 0.9 | 5000 | 70
PBXFWVG4 | RAB Design Lighting | RAB Design | RFL1-LED20-B-5K-W-XXX-XXX | Outdoor Luminaires | Low Output | Architectural Flood and Spot Luminaires | Standard | FALSE | [9 empty] | 42247 |  |  | NotYetVerified |  | 3 | 2227 | 113 | 20 | 20 | 0.9 | 5000 | 70
P1ZDBGVU | RAB Design Lighting | RAB Design | RFL1-LED20-B-5K-W-XXX-XXX-DIM | Outdoor Luminaires | Low Output | Architectural Flood and Spot Luminaires | Standard | FALSE | [9 empty] | 42247 |  |  | NotYetVerified |  | 3 | 2227 | 113 | 20 | 20 | 0.9 | 5000 | 70
PFCU8CVP | RAB Design Lighting | RAB Design | RFL2-LED52-B-5K-W-XXX-XXX | Outdoor Luminaires | Mid Output | Architectural Flood and Spot Luminaires | Standard | FALSE | [9 empty] | 42247 |  |  | NotYetVerified |  | 3 | 5840 | 116 | 50 | 20 | 0.9 | 5000 | 70
PD9NNEWU | RAB Design Lighting | RAB Design | RFL4-LED135-B-5K-N-XXX-XXX | Outdoor Luminaires | High Output | Architectural Flood and Spot Luminaires | Standard | FALSE | [9 empty] | 42247 |  |  | NotYetVerified |  | 3 | 13294 | 100 | 134 | 20 | 0.9 | 5000 | 70
PZ6VS6NE | RAB Design Lighting | RAB Design | RFL4-LED114-B-5K-W-XXX-XXX | Outdoor Luminaires | High Output | Architectural Flood and Spot Luminaires | Standard | FALSE | [9 empty] | 42247 |  |  | NotYetVerified |  | 3 | 11928 | 105 | 114 | 20 | 0.9 | 5000 | 70
PBWYJW6C | RAB Design Lighting | RAB Design | RFL4-LED103-B-5K-W-XXX-XXX | Outdoor Luminaires | High Output | Architectural Flood and Spot Luminaires | Standard | FALSE | [9 empty] | 42247 |  |  | NotYetVerified |  | 3 | 11263 | 111 | 101 | 20 | 0.9 | 5000 | 70
PDBEEKTF | RAB Design Lighting | RAB Design | RFL2-LED52-B-5K-W-XXX-XXX-DIM | Outdoor Luminaires | Mid Output | Architectural Flood and Spot Luminaires | Standard | FALSE | [9 empty] | 42247 |  |  | NotYetVerified |  | 3 | 5840 | 116 | 50 | 20 | 0.9 | 5000 | 70
PHJFXGBU | RAB Design Lighting | RAB Design | RFL4-LED152-B-5K-N-XXX-XXX-DIM | Outdoor Luminaires | High Output | Architectural Flood and Spot Luminaires | Standard | FALSE | [9 empty] | 42247 |  |  | NotYetVerified |  | 3 | 13554 | 91 | 150 | 20 | 0.9 | 5000 | 70
PE5K9NY7 | RAB Design Lighting | RAB Design | RFL4-LED135-B-5K-N-XXX-XXX-DIM | Outdoor Luminaires | High Output | Architectural Flood and Spot Luminaires | Standard | FALSE | [9 empty] | 42247 |  |  | NotYetVerified |  | 3 | 13294 | 100 | 134 | 20 | 0.9 | 5000 | 70
PETZ7J2R | RAB Design Lighting | RAB Design | RFL4-LED114-B-5K-W-XXX-XXX-DIM | Outdoor Luminaires | High Output | Architectural Flood and Spot Luminaires | Standard | FALSE | [9 empty] | 42247 |  |  | NotYetVerified |  | 3 | 11928 | 105 | 114 | 20 | 0.9 | 5000 | 70
PYEBBENG | RAB Design Lighting | RAB Design | RFL4-LED103-B-5K-W-XXX-XXX-DIM | Outdoor Luminaires | High Output | Architectural Flood and Spot Luminaires | Standard | FALSE | [9 empty] | 42247 |  |  | NotYetVerified |  | 3 | 11263 | 111 | 101 | 20 | 0.9 | 5000 | 70
PNP9CHP4 | RAB Design Lighting | RAB Design | RFL3-LED80-B-4K-W-XXX-XXX | Outdoor Luminaires | Mid Output | Architectural Flood and Spot Luminaires | Standard | FALSE | [9 empty] | 42247 |  |  | NotYetVerified |  | 3 | 8005 | 105 | 76 | 20 | 0.9 | 4000 | 70
PPWC7CKB | RAB Design Lighting | RAB Design | RFL2-LED40-B-4K-W-XXX-XXX | Outdoor Luminaires | Low Output | Architectural Flood and Spot Luminaires | Standard | FALSE | [9 empty] | 42247 |  |  | NotYetVerified |  | 3 | 4732 | 118 | 40 | 20 | 0.9 | 4000 | 70
PGBG22QX | RAB Design Lighting | RAB Design | RFL3-LED80-B-4K-W-XXX-XXX-DIM | Outdoor Luminaires | Mid Output | Architectural Flood and Spot Luminaires | Standard | FALSE | [9 empty] | 42247 |  |  | NotYetVerified |  | 3 | 8005 | 105 | 76 | 20 | 0.9 | 4000 | 70
PAPAJY74 | RAB Design Lighting | RAB Design | RFL2-LED40-B-4K-W-XXX-XXX-DIM | Outdoor Luminaires | Low Output | Architectural Flood and Spot Luminaires | Standard | FALSE | [9 empty] | 42247 |  |  | NotYetVerified |  | 3 | 4732 | 118 | 40 | 20 | 0.9 | 4000 | 70
PYQTN5JE | RAB Design Lighting | RAB Design | RFL1-LED20-B-4K-W-XXX-XXX | Outdoor Luminaires | Low Output | Architectural Flood and Spot Luminaires | Standard | FALSE | [9 empty] | 42247 |  |  | NotYetVerified |  | 3 | 2180 | 111 | 20 | 20 | 0.9 | 4000 | 70
PWKQ1WVQ | RAB Design Lighting | RAB Design | RFL4-LED135-B-4K-N-XXX-XXX | Outdoor Luminaires | High Output | Architectural Flood and Spot Luminaires | Standard | FALSE | [9 empty] | 42247 |  |  | NotYetVerified |  | 3 | 12965 | 96 | 134 | 20 | 0.9 | 4000 | 70
PR6QV7Y1 | RAB Design Lighting | RAB Design | RFL4-LED103-B-4K-W-XXX-XXX | Outdoor Luminaires | High Output | Architectural Flood and Spot Luminaires | Standard | FALSE | [9 empty] | 42247 |  |  | NotYetVerified |  | 3 | 11113 | 110 | 101 | 20 | 0.9 | 4000 | 70
P2JY89BX | RAB Design Lighting | RAB Design | RFL2-LED52-B-4K-W-XXX-XXX-DIM | Outdoor Luminaires | Mid Output | Architectural Flood and Spot Luminaires | Standard | FALSE | [9 empty] | 42247 |  |  | NotYetVerified |  | 3 | 5584 | 113 | 50 | 20 | 0.9 | 4000 | 70
PPUXKZA1 | RAB Design Lighting | RAB Design | RFL4-LED152-B-4K-N-XXX-XXX-DIM | Outdoor Luminaires | High Output | Architectural Flood and Spot Luminaires | Standard | FALSE | [9 empty] | 42247 |  |  | NotYetVerified |  | 3 | 14057 | 93 | 150 | 20 | 0.9 | 4000 | 70
PHJEEFCF | RAB Design Lighting | RAB Design | RFL4-LED114-B-4K-W-XXX-XXX-DIM | Outdoor Luminaires | High Output | Architectural Flood and Spot Luminaires | Standard | FALSE | [9 empty] | 42247 |  |  | NotYetVerified |  | 3 | 11717 | 102 | 114 | 20 | 0.9 | 4000 | 70
PB8SNVTH | Mobern Lighting Co | Mobern Lighting Co | MLFL10-LED52MV50BZ | Outdoor Luminaires | Mid Output | Architectural Flood and Spot Luminaires | Standard | TRUE | 5468.82 | 104 | 52.78 | 17 | 0.95 | 5164 | 74 | 5 | 50000 | 42243 |  |  | NotYetVerified |  | 3
P8GK9WCH | Eaton's Crouse-Hinds Business | Champ | [FMV/PFM]11LCY/[UNV1/UNV34] 76 [ /M20/M25] | Outdoor Luminaires | High Output | Architectural Flood and Spot Luminaires | Premium | TRUE | 10830 | 108.68 | 99.65 | 18.37 | 0.921 | 5105 | 73.7 | 5 | 60000 | 42243 | Not Dimmable | Not Dimmable | No |  | 3 | 10830 | 110 | 98.56 | 7.31 | 0.996 | 5000 | 70
PREBK4SU | Eaton's Crouse-Hinds Business | Champ | [FMV/PFM]11LCY/[UNV1/UNV34] 76 [ /M20/M25] S891 | Outdoor Luminaires | Mid Output | Architectural Flood and Spot Luminaires | Standard | TRUE | 8971 | 90.03 | 99.65 | 18.37 | 0.921 | 5253 | 72.6 | 5 | 60000 | 42243 |  |  | No |  | 3 | 8971 | 91.5 | 98.09 | 7.33 | 0.996 | 5000 | 70
PG1J9SWP | Eaton's Crouse-Hinds Business | Champ | [FMV/PFM]3LCY/[UNV1/UNV34] 76 [ /M20/M25] S891 | Outdoor Luminaires | Low Output | Architectural Flood and Spot Luminaires | Standard | TRUE | 2626 | 88.03 | 29.83 | 18.37 | 0.921 | 5176 | 71.8 | 5 | 60000 | 42243 |  |  | No |  | 3 | 2688 | 96.3 | 27.92 | 11.9 | 0.992 | 5000 | 70
PQYJS8JW | Eaton's Crouse-Hinds Business | Champ | [FMV/PFM]3LCY/[UNV1/UNV34] 76 [ /M20/M25] | Outdoor Luminaires | Low Output | Architectural Flood and Spot Luminaires | Premium | FALSE | [9 empty] | 42243 |  |  | No |  | 3 | 3213 | 115 | 27.92 | 11.9 | 0.992 | 5000 | 70
P11372YP | Eaton's Crouse-Hinds Business | Champ | [FMV/PFM]3LCY/[UNV1/UNV34] 76 [ /M20/M25] S903 | Outdoor Luminaires | Low Output | Architectural Flood and Spot Luminaires | Standard | FALSE | [9 empty] | 42243 |  |  | No |  | 3 | 3044 | 109 | 27.92 | 11.9 | 0.992 | 5000 | 70
P18RHEYN | Eaton's Crouse-Hinds Business | Champ | [FMV/PFM]9LCY/[UNV1/UNV34] 76 [ /M20/M25] S903 | Outdoor Luminaires | Mid Output | Architectural Flood and Spot Luminaires | Standard | FALSE | [9 empty] | 42243 |  |  | No |  | 3 | 8546 | 109 | 78.71 | 8.78 | 0.995 | 5000 | 70
P6R5VQB4 | Eaton's Crouse-Hinds Business | Champ | [FMV/PFM]9LCY/[UNV1/UNV34] 76 [ /M20/M25] S891 | Outdoor Luminaires | Mid Output | Architectural Flood and Spot Luminaires | Standard | FALSE | [9 empty] | 42243 |  |  | No |  | 3 | 7681 | 97.6 | 78.71 | 8.78 | 0.995 | 5000 | 70
PTGFD3CE | Eaton's Crouse-Hinds Business | Champ | [FMV/PFM]9LCY/[UNV1/UNV34] 76 [ /M20/M25] | Outdoor Luminaires | Mid Output | Architectural Flood and Spot Luminaires | Premium | FALSE | [9 empty] | 42243 |  |  | No |  | 3 | 9020 | 115 | 78.71 | 8.77 | 0.995 | 5000 | 70
PYSDF34M | Eaton's Crouse-Hinds Business | Champ | [FMV/PFM]5LCY/[UNV1/UNV34] 76 [ /M20/M25] S903 | Outdoor Luminaires | Low Output | Architectural Flood and Spot Luminaires | Standard | FALSE | [9 empty] | 42243 |  |  | No |  | 3 | 4876 | 107.1 | 45.37 | 7.99 | 0.995 | 5000 | 70
PSPH7GPK | Eaton's Crouse-Hinds Business | Champ | [FMV/PFM]5LCY/[UNV1/UNV34] 76 [ /M20/M25] S891 | Outdoor Luminaires | Low Output | Architectural Flood and Spot Luminaires | Standard | FALSE | [9 empty] | 42243 |  |  | No |  | 3 | 4273 | 94.2 | 45.37 | 7.99 | 0.995 | 5000 | 70
PHVU96T2 | Eaton's Crouse-Hinds Business | Champ | [FMV/PFM]5LCY/[UNV1/UNV34] 76 [ /M20/M25] | Outdoor Luminaires | Mid Output | Architectural Flood and Spot Luminaires | Premium | FALSE | [9 empty] | 42243 |  |  | No |  | 3 | 5147 | 113 | 45.39 | 7.92 | 0.995 | 5000 | 70
PMQZA14F | Eaton's Crouse-Hinds Business | Champ | [FMV/PFM]11LCY/[UNV1/UNV34] 76 [ /M20/M25] S903 | Outdoor Luminaires | High Output | Architectural Flood and Spot Luminaires | Standard | FALSE | [9 empty] | 42243 |  |  | No |  | 3 | 10260 | 104.3 | 98.09 | 7.33 | 0.996 | 5000 | 70
PVSK883G | Eaton's Crouse-Hinds Business | Champ | [FMV/PFM]13LCY/[UNV1/UNV34] 76 [ /M20/M25] S903 | Outdoor Luminaires | High Output | Architectural Flood and Spot Luminaires | Standard | FALSE | [9 empty] | 42243 |  |  | No |  | 3 | 12183 | 109 | 112 | 6.36 | 0.998 | 5000 | 70
PSQMKNSG | Eaton's Crouse-Hinds Business | Champ | [FMV/PFM]13LCY/[UNV1/UNV34] 76 [ /M20/M25] S891 | Outdoor Luminaires | High Output | Architectural Flood and Spot Luminaires | Standard | FALSE | [9 empty] | 42243 |  |  | No |  | 3 | 11150 | 99.6 | 112 | 6.36 | 0.998 | 5000 | 70
P1JEMWH7 | Eaton's Crouse-Hinds Business | Champ | [FMV/PFM]13LCY/[UNV1/UNV34] 76 [ /M20/M25] | Outdoor Luminaires | High Output | Architectural Flood and Spot Luminaires | Premium | FALSE | [9 empty] | 42243 | Not Dimmable | Not Dimmable | No |  | 3 | 12860 | 115 | 111.7 | 6.35 | 0.997 | 5000 | 70
PBHWP2S9 | Eaton's Crouse-Hinds Business | Champ | [FMV/PFM]7LCY/[UNV1/UNV34] 76 [ /M20/M25] | Outdoor Luminaires | Mid Output | Architectural Flood and Spot Luminaires | Premium | FALSE | [9 empty] | 42243 | Not Dimmable | Not Dimmable | No |  | 3 | 7064 | 114 | 61.84 | 5.83 | 0.997 | 5000 | 70
PHF4Y2CB | Eaton's Crouse-Hinds Business | Champ | [FMV/PFM]7LCY/[UNV1/UNV34] 76 [ /M20/M25] S903 | Outdoor Luminaires | Mid Output | Architectural Flood and Spot Luminaires | Standard | FALSE | [9 empty] | 42243 |  |  | No |  | 3 | 6692 | 108 | 61.79 | 5.83 | 0.997 | 5000 | 70
PPTHP235 | Eaton's Crouse-Hinds Business | Champ | [FMV/PFM]7LCY/[UNV1/UNV34] 76 [ /M20/M25] S891 | Outdoor Luminaires | Mid Output | Architectural Flood and Spot Luminaires | Standard | FALSE | [9 empty] | 42243 |  |  | No |  | 3 | 5841 | 94.5 | 61.79 | 5.83 | 0.997 | 5000 | 70
PJE6SE2J | Eaton's Crouse-Hinds Business | Champ | [FMV/PFM]3LCY/[UNV1/UNV34] D 76 [ /M20/M25] | Outdoor Luminaires | Low Output | Architectural Flood and Spot Luminaires | Premium | FALSE | [9 empty] | 42243 |  |  | No |  | 3 | 3213 | 115 | 27.92 | 11.9 | 0.992 | 5000 | 70
PZ4QJMJC | Eaton's Crouse-Hinds Business | Champ | [FMV/PFM]3LCY/[UNV1/UNV34] D 76 [ /M20/M25] S903 | Outdoor Luminaires | Low Output | Architectural Flood and Spot Luminaires | Standard | FALSE | [9 empty] | 42243 |  |  | No |  | 3 | 3044 | 109 | 27.92 | 11.9 | 0.992 | 5000 | 70
PTE861T6 | Eaton's Crouse-Hinds Business | Champ | [FMV/PFM]3LCY/[UNV1/UNV34] D 76 [ /M20/M25] S891 | Outdoor Luminaires | Low Output | Architectural Flood and Spot Luminaires | Standard | FALSE | [9 empty] | 42243 |  |  | No |  | 3 | 2688 | 96.3 | 27.92 | 11.9 | 0.992 | 5000 | 70
PSR193HN | Eaton's Crouse-Hinds Business | Champ | [FMV/PFM]9LCY/[UNV1/UNV34] D 76 [ /M20/M25] S903 | Outdoor Luminaires | Mid Output | Architectural Flood and Spot Luminaires | Standard | FALSE | [9 empty] | 42243 |  |  | No |  | 3 | 8546 | 109 | 78.71 | 8.78 | 0.995 | 5000 | 70
PXNNWB24 | Eaton's Crouse-Hinds Business | Champ | [FMV/PFM]9LCY/[UNV1/UNV34] D 76 [ /M20/M25] S891 | Outdoor Luminaires | Mid Output | Architectural Flood and Spot Luminaires | Standard | FALSE | [9 empty] | 42243 |  |  | No |  | 3 | 7681 | 97.6 | 78.71 | 8.78 | 0.995 | 5000 | 70
PE5TA3E5 | Eaton's Crouse-Hinds Business | Champ | [FMV/PFM]9LCY/[UNV1/UNV34] D 76 [ /M20/M25] | Outdoor Luminaires | Mid Output | Architectural Flood and Spot Luminaires | Premium | FALSE | [9 empty] | 42243 |  |  | No |  | 3 | 9020 | 115 | 78.71 | 8.77 | 0.995 | 5000 | 70
PPYSWUHS | Eaton's Crouse-Hinds Business | Champ | [FMV/PFM]5LCY/[UNV1/UNV34] D 76 [ /M20/M25] S903 | Outdoor Luminaires | Low Output | Architectural Flood and Spot Luminaires | Standard | FALSE | [9 empty] | 42243 |  |  | No |  | 3 | 4876 | 107.1 | 45.37 | 7.99 | 0.995 | 5000 | 70
PXXNGEUS | Eaton's Crouse-Hinds Business | Champ | [FMV/PFM]5LCY/[UNV1/UNV34] D 76 [ /M20/M25] S891 | Outdoor Luminaires | Low Output | Architectural Flood and Spot Luminaires | Standard | FALSE | [9 empty] | 42243 |  |  | No |  | 3 | 4273 | 94.2 | 45.37 | 7.99 | 0.995 | 5000 | 70
PWF7F7D2 | Eaton's Crouse-Hinds Business | Champ | [FMV/PFM]5LCY/[UNV1/UNV34] D 76 [ /M20/M25] | Outdoor Luminaires | Mid Output | Architectural Flood and Spot Luminaires | Premium | FALSE | [9 empty] | 42243 |  |  | No |  | 3 | 5147 | 113 | 45.39 | 7.92 | 0.995 | 5000 | 70
P1AA8E8E | Eaton's Crouse-Hinds Business | Champ | [FMV/PFM]11LCY/[UNV1/UNV34] D 76 [ /M20/M25] S891 | Outdoor Luminaires | Mid Output | Architectural Flood and Spot Luminaires | Standard | FALSE | [9 empty] | 42243 |  |  | No |  | 3 | 8971 | 91.5 | 98.09 | 7.33 | 0.996 | 5000 | 70
P18F67WE | Eaton's Crouse-Hinds Business | Champ | [FMV/PFM]11LCY/[UNV1/UNV34] D 76 [ /M20/M25] S903 | Outdoor Luminaires | High Output | Architectural Flood and Spot Luminaires | Standard | FALSE | [9 empty] | 42243 |  |  | No |  | 3 | 10260 | 104.3 | 98.09 | 7.33 | 0.996 | 5000 | 70
PNKY324M | Eaton's Crouse-Hinds Business | Champ | [FMV/PFM]11LCY/[UNV1/UNV34] D 76 [ /M20/M25] | Outdoor Luminaires | High Output | Architectural Flood and Spot Luminaires | Premium | FALSE | [9 empty] | 42243 |  |  | No |  | 3 | 10830 | 110 | 98.56 | 7.31 | 0.996 | 5000 | 70
P4D3G5PF | Eaton's Crouse-Hinds Business | Champ | [FMV/PFM]13LCY/[UNV1/UNV34] D 76 [ /M20/M25] S903 | Outdoor Luminaires | High Output | Architectural Flood and Spot Luminaires | Standard | FALSE | [9 empty] | 42243 |  |  | No |  | 3 | 12183 | 109 | 112 | 6.36 | 0.998 | 5000 | 70
P7XWJURE | Eaton's Crouse-Hinds Business | Champ | [FMV/PFM]13LCY/[UNV1/UNV34] D 76 [ /M20/M25] S891 | Outdoor Luminaires | High Output | Architectural Flood and Spot Luminaires | Standard | FALSE | [9 empty] | 42243 |  |  | No |  | 3 | 11150 | 99.6 | 112 | 6.36 | 0.998 | 5000 | 70
PVG89CT5 | Eaton's Crouse-Hinds Business | Champ | [FMV/PFM]13LCY/[UNV1/UNV34] D 76 [ /M20/M25] | Outdoor Luminaires | High Output | Architectural Flood and Spot Luminaires | Premium | FALSE | [9 empty] | 42243 |  |  | No |  | 3 | 12860 | 115 | 111.7 | 6.35 | 0.997 | 5000 | 70
PKDASSYU | Eaton's Crouse-Hinds Business | Champ | [FMV/PFM]7LCY/[UNV1/UNV34] D 76 [ /M20/M25] | Outdoor Luminaires | Mid Output | Architectural Flood and Spot Luminaires | Premium | FALSE | [9 empty] | 42243 |  |  | No |  | 3 | 7064 | 114 | 61.84 | 5.83 | 0.997 | 5000 | 70
PRRKFJQN | Eaton's Crouse-Hinds Business | Champ | [FMV/PFM]7LCY/[UNV1/UNV34] D 76 [ /M20/M25] S903 | Outdoor Luminaires | Mid Output | Architectural Flood and Spot Luminaires | Standard | FALSE | [9 empty] | 42243 |  |  | No |  | 3 | 6692 | 108 | 61.79 | 5.83 | 0.997 | 5000 | 70
PMGHNFM9 | Eaton's Crouse-Hinds Business | Champ | [FMV/PFM]7LCY/[UNV1/UNV34] D 76 [ /M20/M25] S891 | Outdoor Luminaires | Mid Output | Architectural Flood and Spot Luminaires | Standard | FALSE | [9 empty] | 42243 |  |  | No |  | 3 | 5841 | 94.5 | 61.79 | 5.83 | 0.997 | 5000 | 70
PBTA96JC1 | Acuity Brands Lighting | Holophane | SVLED2 PNL PK3 MVOLT 50K XXX XXXX XX XX XXXXX | Outdoor Luminaires | High Output | Architectural Flood and Spot Luminaires | Premium | TRUE | 12330 | 115.05 | 107.17 | 3.85 | 0.9672 | 4742 | 71.41 | 5 | 100000 | 42242 | Dimmable | Continuous Below 10 | No |  | 3 | 12330 | 115.05 | 107.17 | 3.14 | 0.976 | 4742 | 71.41
PUAY6G2Y | Dongguan Kelta | Tii | TFL155K-15 | Outdoor Luminaires | Low Output | Architectural Flood and Spot Luminaires | Standard | TRUE | 1721.61 | 107.88 | 15.96 | 20.5 | 0.96 | 4895 | 84.6 | 5 | 50000 | 42242 |  |  | NotYetVerified |  | 3 | 1722 | 107.9 | 15.9 | 20.5 | 0.96 | 5000 | 84
P1KRZKU1 | Dongguan Kelta | Tii | TFL455K-15 | Outdoor Luminaires | Mid Output | Architectural Flood and Spot Luminaires | Standard | FALSE | [9 empty] | 42242 |  |  | NotYetVerified |  | 3 | 5234 | 109.5 | 47.8 | 20.4 | 0.96 | 5000 | 84
PK71EHZ4 | Dongguan Kelta | Tii | TFL305K-15 | Outdoor Luminaires | Low Output | Architectural Flood and Spot Luminaires | Standard | FALSE | [9 empty] | 42242 |  |  | NotYetVerified |  | 3 | 3450 | 107.1 | 32.2 | 20.4 | 0.96 | 5000 | 80
PM2M842H | Dongguan Kelta | Tii | TFL605K-15 | Outdoor Luminaires | Mid Output | Architectural Flood and Spot Luminaires | Standard | FALSE | [9 empty] | 42242 |  |  | NotYetVerified |  | 3 | 6950 | 108.6 | 64 | 20.3 | 0.96 | 5000 | 80
PN5B6WAC | Foshan Naturaled Electric Co.Ltd | Naturaled | LED-FXFDL28/40K/XX | Outdoor Luminaires | Low Output | Architectural Flood and Spot Luminaires | Standard | TRUE | 3010.681 | 107.678 | 27.96 | 15.48 | 0.925 | 4009 | 71.3 | 5 | 50000 | 42241 |  |  | NotYetVerified |  | 3 | 3010.681 | 107.678 | 27.96 | 15.48 | 0.989 | 4009 | 71.3
P9BHJNWV | Foshan Naturaled Electric Co.Ltd | Naturaled | LED-FXFDL13/40K/XX | Outdoor Luminaires | Low Output | Architectural Flood and Spot Luminaires | Standard | TRUE | 1301.123 | 97.535 | 13.34 | 10.01 | 0.871 | 3929 | 71.6 | 5 | 50000 | 42241 |  |  | NotYetVerified |  | 3 | 1301.123 | 97.535 | 13.34 | 10.01 | 0.991 | 3929 | 71.6
PXEMA29J | Foshan Naturaled Electric Co.Ltd | Naturaled | LED-FXFDL28/50K/XX | Outdoor Luminaires | Low Output | Architectural Flood and Spot Luminaires | Standard | FALSE | [9 empty] | 42241 |  |  | NotYetVerified |  | 3 | 3084.961 | 110.177 | 28 | 15.48 | 0.989 | 5074 | 72.7
P1F8VVRH | Foshan Naturaled Electric Co.Ltd | Naturaled | LED-FXFDL13/50K/XX | Outdoor Luminaires | Low Output | Architectural Flood and Spot Luminaires | Standard | FALSE | [9 empty] | 42241 |  |  | NotYetVerified |  | 3 | 1319.742 | 101.285 | 13.03 | 10.01 | 0.991 | 5016 | 72.5
P4EYH4QC | Eaton (formerly Cooper Lighting) | ALLPRO | REV250F | Outdoor Luminaires | Low Output | Architectural Flood and Spot Luminaires | Standard | TRUE | 2159 | 80.6 | 26.8 | 11.9 | 0.9903 |  |  |  |  | 42237 |  |  | Yes |  | 3
P6BR4XNB | Eaton (formerly Cooper Lighting) | ALLPRO | REV350F | Outdoor Luminaires | Low Output | Architectural Flood and Spot Luminaires | Standard | TRUE | 2359 | 74.7 | 31.6 |  | 0.989 | 5041 | 75.1 | 5 |  | 42237 |  |  | Yes |  | 3
PWPF2T1K | SmartRay Inc. | SmartRay | SRMP40W | Outdoor Luminaires | Low Output | Architectural Flood and Spot Luminaires | Standard | TRUE | 4404.19 | 100.37 | 43.88 | 18.5 | 0.93 | 5790 | 75.2 | 5 | 50000 | 42237 |  |  | No |  | 3 | 4400 | 100.37 | 43.88 | 23 | 0.93 | 5700 | 75
P26HBW7F | SmartRay Inc. | SmartRay | SRMP80W | Outdoor Luminaires | Mid Output | Architectural Flood and Spot Luminaires | Standard | TRUE | 9881.68 | 119.47 | 82.71 | 20.1 | 0.89 | 5704 | 75.3 | 5 | 50000 | 42237 |  |  | No |  | 3 | 9880 | 119.45 | 82.71 | 20.1 | 0.89 | 5700 | 75
PWJH8DQX | Eaton (formerly Cooper Lighting) | ALLPRO | REV-3-[27 BLANK]-35-[F PC M]-[W BLANK] | Outdoor Luminaires | Low Output | Architectural Flood and Spot Luminaires | Standard | FALSE | [9 empty] | 42237 |  |  | Yes |  | 3 | 2400 | 77.4194 | 31 | 11.1 | 0.995 | 5000 | 73
PJFND93M | Eaton (formerly Cooper Lighting) | ALLPRO | REV-3-[27 BLANK]-50-[F PC M]-[W BLANK] | Outdoor Luminaires | Low Output | Architectural Flood and Spot Luminaires | Standard | FALSE | [9 empty] | 42237 |  |  | Yes |  | 3 | 2400 | 77.4194 | 31 | 11.1 | 0.995 | 5000 | 73
PWFY6HXE | Eaton (formerly Cooper Lighting) | ALLPRO | REV-2-[18 BLANK]-50-[F PC M]-[W BLANK] | Outdoor Luminaires | Low Output | Architectural Flood and Spot Luminaires | Standard | FALSE | [9 empty] | 42237 |  |  | Yes |  | 3 | 2159 | 80.8614 | 26.7 | 11.1 | 0.995 | 3500 | 73
PPBTZZMN | Eaton (formerly Cooper Lighting) | ALLPRO | REV-2-[18 BLANK]-35-[F PC M]-[W BLANK] | Outdoor Luminaires | Low Output | Architectural Flood and Spot Luminaires | Standard | FALSE | [9 empty] | 42237 |  |  | Yes |  | 3 | 2159 | 80.8614 | 26.7 | 11.1 | 0.995 | 3500 | 73
PP2NUQRQ9 | Lighting Solutions Group LLc D.B.A.SpecGradeLED | SpecGradeLED | AFL-1000-5000K-60X60-90-305V-XX | Outdoor Luminaires | Very High Output | Architectural Flood and Spot Luminaires | Standard | TRUE | 123237.84 | 105 | 1176 | 10 | 0.95 | 5046 | 76 | 5 | 50000 | 42235 |  |  | NotYetVerified |  | 3 | 112941 | 113 | 1000 |  |  | 5000 | 82
P5BFVN2F | Eiko Global LLC | EIKO | AFL-3P-W-U | Outdoor Luminaires | High Output | Architectural Flood and Spot Luminaires | Standard | TRUE | 17180 | 99.7 | 172.32 | 11.33 | 0.933 | 5184 | 73 | 5 |  | 42235 |  |  | NotYetVerified |  | 3 | 17180 | 99.7 | 172.32 | 11.33 | 0.933 | 5000 | 70
P5J1YQX1 | Eiko Global LLC | EIKO | AFL-5C-W-U | Outdoor Luminaires | High Output | Architectural Flood and Spot Luminaires | Standard | TRUE | 19365.7 | 82.25 | 235.44 | 9.56 | 0.872 | 5278 | 73.9 | 5 | 50000 | 42235 |  |  | NotYetVerified |  | 3
P1HNSGGR | Eiko Global LLC | EIKO | AFL-3C-W-U | Outdoor Luminaires | High Output | Architectural Flood and Spot Luminaires | Standard | FALSE | [9 empty] | 42235 |  |  | NotYetVerified |  | 3 | 12548 | 109 | 115.1 | 17.09 | 0.911 | 5000 | 70
PCC1WPZT | Huizhou Arrlux Optoelectronic Co.Ltd | ARRLUX | FLD450-5000K | Outdoor Luminaires | Very High Output | Architectural Flood and Spot Luminaires | Standard | TRUE | 54238.85 | 115.979 | 467.66 | 7.53 | 0.976 | 5060 | 73.6 | 10 | 60000 | 42234 |  |  | NotYetVerified |  | 3 | 54238.85 | 115.979 | 467.66 | 7.53 | 0.999 | 5060 | 73.6
PE6J5PVE | Huizhou Arrlux Optoelectronic Co.Ltd | ARRLUX | FLD900-5000K | Outdoor Luminaires | Very High Output | Architectural Flood and Spot Luminaires | Standard | TRUE | 106792.26 | 114.46 | 933.05 | 9.4 | 0.9667 | 5256 | 75 | 10 | 60000 | 42234 |  |  | NotYetVerified |  | 3 | 106792.26 | 114.46 | 933.05 | 9.4 | 0.999 | 5256 | 75
PGYHVCMA | ABOVE ALL LIGHTING INC. | ABBlighting | ABBFL70501 | Outdoor Luminaires | Mid Output | Architectural Flood and Spot Luminaires | Standard | TRUE | 5978.6 | 101.4 | 58.97 | 14.71 | 0.966 | 4881 | 65.4 | 5 | 50000 | 42234 |  |  | NotYetVerified |  | 3 | 5978.6 | 101.4 | 58.97 | 14.71 | 0.966 | 4881 | 65.4
PC9Y7MM7 | ABOVE ALL LIGHTING INC. | ABBlighting | ABBFL70501-N | Outdoor Luminaires | Mid Output | Architectural Flood and Spot Luminaires | Standard | TRUE | 5784.5 | 98.5 | 58.73 | 13.92 | 0.965 | 4853 | 65 | 5 | 50000 | 42234 |  |  | NotYetVerified |  | 3 | 5784.5 | 98.5 | 58.73 | 13.92 | 0.965 | 4853 | 65
P5YBN2N5 | ABOVE ALL LIGHTING INC. | ABBlighting | ABBFL100501-III | Outdoor Luminaires | Mid Output | Architectural Flood and Spot Luminaires | Standard | TRUE | 8852.5 | 86.1 | 102.84 | 8.22 | 0.964 | 4877 | 67.7 | 5 | 50000 | 42234 |  |  | NotYetVerified |  | 3 | 8852.5 | 86.1 | 102.84 | 8.22 | 0.964 | 4877 | 67.7
PH7R2JDY | Shenzhen Green Energy Lighting Co. LTD. | G | FLXW70 4000K | Outdoor Luminaires | Mid Output | Architectural Flood and Spot Luminaires | Standard | TRUE | 5914.2 | 91.34 | 64.75 | 14.09 | 0.945 | 3982 | 71 | 5 |  | 42234 |  |  | NotYetVerified |  | 3 | 5914.2 | 91.34 | 64.75 | 14.09 | 0.945 | 3982 | 71
P58KBSRK | Shenzhen Green Energy Lighting Co. LTD. | G | FLXW100L 4000K | Outdoor Luminaires | Mid Output | Architectural Flood and Spot Luminaires | Standard | TRUE | 9139 | 99.55 | 91.8 | 15.38 | 0.932 | 3962 | 71 | 5 |  | 42234 |  |  | NotYetVerified |  | 3 | 9139 | 99.55 | 91.8 | 15.38 | 0.932 | 3962 | 71
PSW8QZ187 | Beijing Solarone Energy Technology Co. Ltd | Solar one | RT300FS40W | Outdoor Luminaires | Low Output | Architectural Flood and Spot Luminaires | Standard | TRUE | 4404.19 | 100.37 | 43.88 | 18.5 | 0.93 | 5790 | 75.2 | 5 | 50000 | 42234 |  |  | No |  | 3 | 4400 | 100.37 | 43.88 | 23 | 0.93 | 5700 | 75
PMTAKDRH | ABOVE ALL LIGHTING INC. | ABBlighting | ABBFL140501-N | Outdoor Luminaires | High Output | Architectural Flood and Spot Luminaires | Standard | TRUE | 13329 | 91.2 | 146.19 | 13.84 | 0.928 | 4847 | 65.7 | 5 | 50000 | 42234 |  |  | NotYetVerified |  | 3 | 13329 | 91.2 | 146.19 | 13.84 | 0.928 | 4847 | 65.7
PN17DHXY | Shanghai Supertek Lighting Co. Ltd | SUPERTEK | FL41A-20-3000K | Outdoor Luminaires | Low Output | Architectural Flood and Spot Luminaires | Standard | TRUE | 1829.56 | 88.32 | 20.72 | 7.3 | 0.925 | 3035 | 83.7 | 5 | 50000 | 42234 |  |  | No |  | 3 | 1700 | 85 | 20 | 7.3 | 0.925 | 3000 | 80
PYX1HHUP | Shenzhen Green Energy Lighting Co. LTD. | G | FLXW50 4000K | Outdoor Luminaires | Low Output | Architectural Flood and Spot Luminaires | Standard | TRUE | 4760.7 | 96.18 | 49.5 | 13.45 | 0.925 | 3976 | 71 | 5 |  | 42234 |  |  | NotYetVerified |  | 3 | 4760.7 | 96.18 | 49.5 | 13.45 | 0.925 | 3976 | 71
PMBJZDNT | ABOVE ALL LIGHTING INC. | ABBlighting | ABBFL70501-III | Outdoor Luminaires | Mid Output | Architectural Flood and Spot Luminaires | Standard | TRUE | 5595.1 | 90.3 | 61.99 | 11.87 | 0.919 | 4938 | 68.4 | 5 | 50000 | 42234 |  |  | NotYetVerified |  | 3 | 5595.1 | 90.3 | 61.99 | 11.87 | 0.919 | 4938 | 68.4
P5KTAV1U | ABOVE ALL LIGHTING INC. | ABBlighting | ABBFL140501-III | Outdoor Luminaires | High Output | Architectural Flood and Spot Luminaires | Standard | TRUE | 12208 | 88.1 | 138.61 | 13.8 | 0.916 | 4938 | 68.2 | 5 | 50000 | 42234 |  |  | NotYetVerified |  | 3 | 12208 | 88.1 | 138.61 | 13.8 | 0.916 | 4938 | 68.2
P2AK52RP | ABOVE ALL LIGHTING INC. | ABBlighting | ABBFL100501-N | Outdoor Luminaires | Mid Output | Architectural Flood and Spot Luminaires | Standard | TRUE | 9740.6 | 99.1 | 98.31 | 15.68 | 0.915 | 4836 | 65.2 | 5 | 50000 | 42234 |  |  | NotYetVerified |  | 3 | 9740.6 | 99.1 | 98.31 | 15.68 | 0.915 | 4836 | 65.2
P3YE21AA | ABOVE ALL LIGHTING INC. | ABBlighting | ABBFL100501 | Outdoor Luminaires | Mid Output | Architectural Flood and Spot Luminaires | Standard | TRUE | 9856.5 | 100.1 | 98.42 | 16.32 | 0.914 | 4860 | 66.2 | 5 | 50000 | 42234 |  |  | NotYetVerified |  | 3 | 9856.5 | 100.1 | 98.42 | 16.32 | 0.914 | 4860 | 66.2
PUNQB31F | Shanghai Supertek Lighting Co. Ltd | SUPERTEK | FL41A-30-3000K | Outdoor Luminaires | Low Output | Architectural Flood and Spot Luminaires | Standard | TRUE | 2411.49 | 81.83 | 29.47 | 9.2 | 0.913 | 3053 | 83.3 | 5 | 50000 | 42234 |  |  | No |  | 3 | 2550 | 85 | 30 | 9.2 | 0.913 | 3000 | 80
PCYSYK4S | ABOVE ALL LIGHTING INC. | ABBlighting | ABBFL140501 | Outdoor Luminaires | High Output | Architectural Flood and Spot Luminaires | Standard | TRUE | 13995 | 94.9 | 147.4 | 11.53 | 0.91 | 4867 | 66.4 | 5 | 50000 | 42234 |  |  | NotYetVerified |  | 3 | 13995 | 94.9 | 147.4 | 11.53 | 0.91 | 4867 | 66.4
P7SBG1QX | SIMKAR Corporation | Simkar | MPF5030U1 | Outdoor Luminaires | Mid Output | Architectural Flood and Spot Luminaires | Standard | TRUE | 5389.5 | 107.94 | 49.93 | 14.17 | 0.9041 | 3105 | 82.6 | 5 | 50000 | 42234 |  |  | NotYetVerified |  | 3 | 5389.5 | 107.94 | 49.93 | 14.17 | 0.9041 | 3000 | 82.6
P5MH55WP | SIMKAR Corporation | Simkar | MPF7030U1 | Outdoor Luminaires | Mid Output | Architectural Flood and Spot Luminaires | Standard | TRUE | 8969.9 | 118.75 | 75.54 | 17.03 | 0.9019 | 3081 | 82.8 | 5 | 50000 | 42234 |  |  | NotYetVerified |  | 3 | 8969.9 | 118.75 | 75.54 | 17.03 | 0.9019 | 3000 | 82.8
PQG54SZYQ | Beijing Solarone Energy Technology Co. Ltd | Solar one | NewRT390FL80W | Outdoor Luminaires | Mid Output | Architectural Flood and Spot Luminaires | Standard | TRUE | 9881.68 | 119.47 | 82.71 | 20.1 | 0.89 | 5704 | 75.3 | 5 | 50000 | 42234 |  |  | No |  | 3 | 9880 | 119.45 | 82.71 | 20.1 | 0.89 | 5700 | 75
PU1W2JNY | SIMKAR Corporation | Simkar | MPF7050U1 | Outdoor Luminaires | High Output | Architectural Flood and Spot Luminaires | Standard | FALSE | [9 empty] | 42234 |  |  | NotYetVerified |  | 3 | 10401 | 138.57 | 75.06 | 17.19 | 0.9068 | 5000 | 83.7
PQN5R7M5 | SIMKAR Corporation | Simkar | MPF5050U1 | Outdoor Luminaires | Mid Output | Architectural Flood and Spot Luminaires | Standard | FALSE | [9 empty] | 42234 |  |  | NotYetVerified |  | 3 | 6193 | 122.95 | 50.37 | 14.02 | 0.9035 | 5000 | 83.6
PA5MVUBA | Shenzhen Green Energy Lighting Co. LTD. | G | FLXW70 5700K | Outdoor Luminaires | Mid Output | Architectural Flood and Spot Luminaires | Standard | FALSE | [9 empty] | 42234 |  |  | NotYetVerified |  | 3 | 6020.154 | 93.18 | 64.61 | 13.72 | 0.972 | 5990 | 72.6
P949SNMZ | Shenzhen Green Energy Lighting Co. LTD. | G | FLXW50 5700K | Outdoor Luminaires | Low Output | Architectural Flood and Spot Luminaires | Standard | FALSE | [9 empty] | 42234 |  |  | NotYetVerified |  | 3 | 4891.127 | 100.5 | 48.67 | 13.12 | 0.989 | 5904 | 70.4
PGDAF2DZ | Shenzhen Green Energy Lighting Co. LTD. | G | FLXW100L 5700K | Outdoor Luminaires | Mid Output | Architectural Flood and Spot Luminaires | Standard | FALSE | [9 empty] | 42234 |  |  | NotYetVerified |  | 3 | 9241.256 | 100.83 | 91.65 | 14.96 | 0.997 | 5892 | 72.8
PJ1KAFE2 | Shenzhen Green Energy Lighting Co. LTD. | G | FLXW50 5000K | Outdoor Luminaires | Low Output | Architectural Flood and Spot Luminaires | Standard | FALSE | [9 empty] | 42234 |  |  | NotYetVerified |  | 3 | 4792.371 | 98.71 | 48.55 | 13.26 | 0.99 | 5263 | 70.3
PZ8MQ69U | Shenzhen Green Energy Lighting Co. LTD. | G | FLXW100L 5000K | Outdoor Luminaires | Mid Output | Architectural Flood and Spot Luminaires | Standard | FALSE | [9 empty] | 42234 |  |  | NotYetVerified |  | 3 | 9220.183 | 100.69 | 91.57 | 15.13 | 0.997 | 5188 | 72.4
PEHHD75S | Shenzhen Green Energy Lighting Co. LTD. | G | FLXW70 5000K | Outdoor Luminaires | Mid Output | Architectural Flood and Spot Luminaires | Standard | FALSE | [9 empty] | 42234 |  |  | NotYetVerified |  | 3 | 5985.836 | 92.66 | 64.6 | 13.84 | 0.972 | 4951 | 72.2
P7RKNPS4 | Shenzhen Green Energy Lighting Co. LTD. | G | FLXW50 4500K | Outdoor Luminaires | Low Output | Architectural Flood and Spot Luminaires | Standard | FALSE | [9 empty] | 42234 |  |  | NotYetVerified |  | 3 | 4735.055 | 97.63 | 48.5 | 13.33 | 0.989 | 4659 | 70.2
PEAHTV56 | Shenzhen Green Energy Lighting Co. LTD. | G | FLXW70 4500K | Outdoor Luminaires | Mid Output | Architectural Flood and Spot Luminaires | Standard | FALSE | [9 empty] | 42234 |  |  | NotYetVerified |  | 3 | 5965.246 | 92.37 | 64.58 | 13.96 | 0.971 | 4404 | 71.8
P334HH7X | Shenzhen Green Energy Lighting Co. LTD. | G | FLXW100L 4500K | Outdoor Luminaires | Mid Output | Architectural Flood and Spot Luminaires | Standard | FALSE | [9 empty] | 42234 |  |  | NotYetVerified |  | 3 | 9180.486 | 100.41 | 91.43 | 15.25 | 0.997 | 4376 | 71.5
PH5U2QQN | Huizhou Arrlux Optoelectronic Co.Ltd | ARRLUX | FLD750-5000K | Outdoor Luminaires | Very High Output | Architectural Flood and Spot Luminaires | Standard | FALSE | [9 empty] | 42234 |  |  | NotYetVerified |  | 3 | 89852.76 | 115.568 | 777.49 | 9.12 | 0.999 | 5118 | 74.4
PHQZA6PN | Huizhou Arrlux Optoelectronic Co.Ltd | ARRLUX | FLD600-5000K | Outdoor Luminaires | Very High Output | Architectural Flood and Spot Luminaires | Standard | FALSE | [9 empty] | 42234 |  |  | NotYetVerified |  | 3 | 70957.125 | 114.451 | 619.98 | 8.92 | 0.999 | 5002 | 72.8
PAUVRUBG | Shanghai Supertek Lighting Co. Ltd | SUPERTEK | FL41A-30-5500K | Outdoor Luminaires | Low Output | Architectural Flood and Spot Luminaires | Standard | FALSE | [9 empty] | 42234 | Not Dimmable | Not Dimmable | No |  | 3 | 2800 | 93 | 30 | 9.2 | 0.913 | 5500 | 80
P246Y2K2 | Shanghai Supertek Lighting Co. Ltd | SUPERTEK | FL41A-20-5500K | Outdoor Luminaires | Low Output | Architectural Flood and Spot Luminaires | Standard | FALSE | [9 empty] | 42234 | Not Dimmable | Not Dimmable | No |  | 3 | 1860 | 93 | 20 | 7.3 | 0.925 | 5500 | 80
PDWVBBE8 | Shanghai Supertek Lighting Co. Ltd | SUPERTEK | FL41A-30-5000K | Outdoor Luminaires | Low Output | Architectural Flood and Spot Luminaires | Standard | FALSE | [9 empty] | 42234 | Not Dimmable | Not Dimmable | No |  | 3 | 2700 | 91 | 30 | 9.2 | 0.913 | 5000 | 80
P25A2VGS | Shanghai Supertek Lighting Co. Ltd | SUPERTEK | FL41A-20-5000K | Outdoor Luminaires | Low Output | Architectural Flood and Spot Luminaires | Standard | FALSE | [9 empty] | 42234 | Not Dimmable | Not Dimmable | No |  | 3 | 1820 | 91 | 20 | 7.3 | 0.925 | 5000 | 80
PDNYC81M | Shanghai Supertek Lighting Co. Ltd | SUPERTEK | FL41A-30-4000K | Outdoor Luminaires | Low Output | Architectural Flood and Spot Luminaires | Standard | FALSE | [9 empty] | 42234 | Not Dimmable | Not Dimmable | No |  | 3 | 2650 | 89 | 30 | 9.2 | 0.913 | 4000 | 80
PDE69QPQ | Shanghai Supertek Lighting Co. Ltd | SUPERTEK | FL41A-20-4000K | Outdoor Luminaires | Low Output | Architectural Flood and Spot Luminaires | Standard | FALSE | [9 empty] | 42234 | Not Dimmable | Not Dimmable | No |  | 3 | 1780 | 89 | 20 | 7.3 | 0.925 | 4000 | 80
PTMQNH3S | Shanghai Supertek Lighting Co. Ltd | SUPERTEK | FL41A-30-3500K | Outdoor Luminaires | Low Output | Architectural Flood and Spot Luminaires | Standard | FALSE | [9 empty] | 42234 | Not Dimmable | Not Dimmable | No |  | 3 | 2600 | 87 | 30 | 9.2 | 0.913 | 3500 | 80
P2A867ZQ | Shanghai Supertek Lighting Co. Ltd | SUPERTEK | FL41A-20-3500K | Outdoor Luminaires | Low Output | Architectural Flood and Spot Luminaires | Standard | FALSE | [9 empty] | 42234 | Not Dimmable | Not Dimmable | No |  | 3 | 1740 | 87 | 20 | 7.3 | 0.925 | 3500 | 80
PWXCMCD7 | Reita Industrial Co. Ltd | REITA | RT-BLLF100W | Outdoor Luminaires | High Output | Architectural Flood and Spot Luminaires | Standard | TRUE | 12890 | 127 | 101 | 13.7 | 0.94 | 5700 | 69 | 5 | 50000 | 42231 |  |  | NotYetVerified |  | 3 | 12890.15 | 127.2 | 101.34 | 13.7 | 0.94 | 5486 | 69.3
PN5TKDVA | Verlite Company Ltd. | Veright | VF-150AN2 | Outdoor Luminaires | High Output | Architectural Flood and Spot Luminaires | Standard | TRUE | 12504.8 | 80.87 | 154.62 | 11.43 | 0.939 | 4147 | 72 | 5 | 50000 | 42230 |  |  | NotYetVerified |  | 3 | 12504 | 80.87 | 154.62 | 6.14 | 0.995 | 4147 | 72
P6HGUEWGK | Noribachi | Noribachi | 021-FLL-[optional upgrades]-[mounting] | Outdoor Luminaires | Low Output | Architectural Flood and Spot Luminaires | Standard | TRUE | 3667 | 116 | 31.57 | 13.4 | 0.928 | 4760 | 74.5 | 5 | 100000 | 42230 |  |  | NotYetVerified |  | 3
PZ66HN2U | Verlite Company Ltd. | Veright | VF-100AW2 | Outdoor Luminaires | Mid Output | Architectural Flood and Spot Luminaires | Standard | TRUE | 7693.45 | 79.21 | 97.1 | 19.2 | 0.92 | 3183 | 80.8 | 5 | 50000 | 42230 |  |  | NotYetVerified |  | 3 |  |  |  |  | 0.9 | 3000 | 70
PK4KJJRZ | Verlite Company Ltd. | Veright | VF-050AN2 | Outdoor Luminaires | Low Output | Architectural Flood and Spot Luminaires | Standard | TRUE | 4029.11 | 79 | 51 | 19.96 | 0.892 | 4199 | 73.1 | 5 | 50000 | 42230 |  |  | NotYetVerified |  | 3 | 4029.11 | 79 | 51 | 13.62 | 0.988 | 4199 | 73
PWUKJPJ7 | Verlite Company Ltd. | Veright | VF-150AC2 | Outdoor Luminaires | High Output | Architectural Flood and Spot Luminaires | Standard | FALSE | [9 empty] | 42230 | Not Dimmable | Not Dimmable | NotYetVerified |  | 3 | 12000 | 80 | 150 | 6.14 | 0.995 | 5700 | 72
P7BVXNTB | Verlite Company Ltd. | Veright | VF-050AC2 | Outdoor Luminaires | Low Output | Architectural Flood and Spot Luminaires | Standard | FALSE | [9 empty] | 42230 | Not Dimmable | Not Dimmable | NotYetVerified |  | 3 | 4500 | 90 | 50 | 13.62 | 0.988 | 5700 | 73
PGEDX5G5 | Verlite Company Ltd. | Veright | VF-150AC2 | Outdoor Luminaires | High Output | Architectural Flood and Spot Luminaires | Standard | FALSE | [9 empty] | 42230 | Not Dimmable | Not Dimmable | NotYetVerified |  | 3 | 12000 | 80 | 150 | 6.14 | 0.995 | 5000 | 72
P7ZBZTDT | Verlite Company Ltd. | Veright | VF-050AC2 [5700K] | Outdoor Luminaires | Low Output | Architectural Flood and Spot Luminaires | Standard | FALSE | [9 empty] | 42230 | Not Dimmable | Not Dimmable | NotYetVerified |  | 3 | 4500 | 90 | 50 | 13.62 | 0.988 | 5000 | 73
PWYMY4BK | Verlite Company Ltd. | Veright | VF-150AN2 | Outdoor Luminaires | High Output | Architectural Flood and Spot Luminaires | Standard | FALSE | [9 empty] | 42230 | Not Dimmable | Not Dimmable | NotYetVerified |  | 3 | 12000 | 80 | 150 | 6.14 | 0.995 | 4500 | 72
PP5UA9RR | Verlite Company Ltd. | Veright | VF-050AN2 [4500K] | Outdoor Luminaires | Low Output | Architectural Flood and Spot Luminaires | Standard | FALSE | [9 empty] | 42230 | Not Dimmable | Not Dimmable | NotYetVerified |  | 3 | 4500 | 90 | 50 | 13.62 | 0.988 | 4500 | 73
PUUPZT93 | OSW Lighting Co.LTD | OSWLED | OSW-TG-500W | Outdoor Luminaires | Very High Output | Architectural Flood and Spot Luminaires | Standard | TRUE | 44277.82 | 86.85 | 509.8 | 4.15 | 0.997 | 4033 | 82.2 | 5 | 50000 | 42229 |  |  | NotYetVerified |  | 3 | 44277.82 | 86.85 | 509.8 | 4.15 | 0.997 | 4033 | 82
PKWT4WA4 | The Straits Lighting Company LLC | Straits Lighting Company | SL923FLE-80W-30K | Outdoor Luminaires | Mid Output | Architectural Flood and Spot Luminaires | Standard | TRUE | 6282 | 78.56 | 79.95 | 13.52 | 0.9588 | 3074 | 83 | 5 | 50000 | 42229 |  |  | NotYetVerified |  | 3 | 6000 | 75 | 80 |  | 0.95 | 3000 | 80
P6QM8MQV | The Straits Lighting Company LLC | Straits Lighting Company | SL923FLE-10W-30K | Outdoor Luminaires | Low Output | Architectural Flood and Spot Luminaires | Standard | TRUE | 942.15 | 85.11 | 11.07 | 18.51 | 0.9473 | 3087 | 83 | 5 | 50000 | 42229 |  |  | NotYetVerified |  | 3 | 900 | 85 | 12 |  | 0.9 | 3000 | 80
PXWXFEEQ | Reita Industrial Co. Ltd | REITA | RT-BLLF400W | Outdoor Luminaires | Very High Output | Architectural Flood and Spot Luminaires | Standard | TRUE | 49616 | 123 | 404 | 12 | 0.94 | 5700 | 69 | 5 | 50000 | 42229 |  |  | NotYetVerified |  | 3 | 49616.18 | 122.93 | 403.6 | 12 | 0.94 | 5562 | 68.8
PF9RRTB6 | Reita Industrial Co. Ltd | REITA | RT-BLLF200W | Outdoor Luminaires | High Output | Architectural Flood and Spot Luminaires | Standard | TRUE | 24253 | 120 | 202 | 11.4 | 0.94 | 5700 | 69 | 5 | 50000 | 42229 |  |  | NotYetVerified |  | 3 | 24253.66 | 120.66 | 201.99 | 11.4 | 0.94 | 5452 | 68.9
PHD7XG9A | The Straits Lighting Company LLC | Straits Lighting Company | SL923FLC-120W-30K | Outdoor Luminaires | High Output | Architectural Flood and Spot Luminaires | Standard | TRUE | 10242 | 85.63 | 119.6 | 11.61 | 0.9394 | 3155 | 84 | 5 | 50000 | 42229 |  |  | NotYetVerified |  | 3 | 10000 | 80 | 120 |  | 0.9 | 3000 | 80
P41VAV66 | The Straits Lighting Company LLC | Straits Lighting Company | SL923FLC-200W-30K | Outdoor Luminaires | High Output | Architectural Flood and Spot Luminaires | Standard | TRUE | 16783 | 86.39 | 194.3 | 11.34 | 0.9371 | 3111 | 83 | 5 | 50000 | 42229 |  |  | NotYetVerified |  | 3 | 16000 | 80 | 200 |  | 0.9 | 3000 | 80
P5E2F1AP | The Straits Lighting Company LLC | Straits Lighting Company | SL923FLE-100W-30K | Outdoor Luminaires | Mid Output | Architectural Flood and Spot Luminaires | Standard | TRUE | 7876.6 | 85.37 | 92.27 | 14.75 | 0.9264 | 3007 | 83.3 | 5 | 50000 | 42229 |  |  | NotYetVerified |  | 3 | 7800 | 85 | 100 |  | 0.9 | 3000 | 80
PMTJSZ6T | The Straits Lighting Company LLC | Straits Lighting Company | SL923FLC-160W-30K | Outdoor Luminaires | High Output | Architectural Flood and Spot Luminaires | Standard | TRUE | 14499 | 91.42 | 158.6 | 13.38 | 0.9218 | 3111 | 84 | 5 | 50000 | 42229 |  |  | NotYetVerified |  | 3 | 14000 | 90 | 160 |  | 0.9 | 3000 | 80
PT9EFQXE | The Straits Lighting Company LLC | Straits Lighting Company | SL923FLE-50W-30K | Outdoor Luminaires | Low Output | Architectural Flood and Spot Luminaires | Standard | TRUE | 3781.3 | 75.87 | 49.84 | 18.66 | 0.91 | 3151 | 82.7 | 5 | 50000 | 42229 |  |  | NotYetVerified |  | 3 | 3700 | 75 | 50 |  | 0.9 | 3000 | 80
PCS9VZ34 | The Straits Lighting Company LLC | Straits Lighting Company | SL923FLE-30W-30K | Outdoor Luminaires | Low Output | Architectural Flood and Spot Luminaires | Standard | TRUE | 2275.5 | 77.53 | 29.35 | 16.69 | 0.91 | 3124 | 82.9 | 5 | 50000 | 42229 |  |  | NotYetVerified |  | 3 | 2200 | 75 | 30 |  | 0.9 | 3000 | 80
PUBFSZM4 | The Straits Lighting Company LLC | Straits Lighting Company | SL923FLD-30W-27K | Outdoor Luminaires | Low Output | Architectural Flood and Spot Luminaires | Standard | TRUE | 2501.3 | 86.54 | 28.9 | 19.23 | 0.9098 | 5064 | 74.2 | 5 |  | 42229 |  |  | NotYetVerified |  | 3 | 2501.3 | 86.54 | 28.9 | 19.23 | 0.9098 | 5000 | 74.1
PEVRVVZX | Tamlite Lighting | Tamlite Lighting | RBFLED203K*-XX | Outdoor Luminaires | Low Output | Architectural Flood and Spot Luminaires | Standard | TRUE | 1599 | 77.4 | 20.66 | 18.71 | 0.9031 | 3049 | 83 | 5 | 50000 | 42229 |  |  | NotYetVerified |  | 3 | 1599 | 77.4 | 20 |  | 0.9798 | 3000 | 83
PPP3XZKW | The Straits Lighting Company LLC | Straits Lighting Company | SL923FLE-100W-50K | Outdoor Luminaires | Mid Output | Architectural Flood and Spot Luminaires | Standard | FALSE | [9 empty] | 42229 |  |  | NotYetVerified |  | 3 | 7800 | 85 | 100 |  | 0.9 | 5000 | 80
PYB8CNJ7 | The Straits Lighting Company LLC | Straits Lighting Company | SL923FLE-50W-50K | Outdoor Luminaires | Low Output | Architectural Flood and Spot Luminaires | Standard | FALSE | [9 empty] | 42229 |  |  | NotYetVerified |  | 3 | 3700 | 75 | 50 |  | 0.9 | 5000 | 80
PR37WWQV | The Straits Lighting Company LLC | Straits Lighting Company | SL923FLE-30W-50K | Outdoor Luminaires | Low Output | Architectural Flood and Spot Luminaires | Standard | FALSE | [9 empty] | 42229 |  |  | NotYetVerified |  | 3 | 2200 | 75 | 30 |  | 0.9 | 5000 | 80
P28TBZ3F | The Straits Lighting Company LLC | Straits Lighting Company | SL923FLE-10W-50K | Outdoor Luminaires | Low Output | Architectural Flood and Spot Luminaires | Standard | FALSE | [9 empty] | 42229 |  |  | NotYetVerified |  | 3 | 900 | 85 | 12 |  | 0.9 | 5000 | 80
PHUYJXJ7 | The Straits Lighting Company LLC | Straits Lighting Company | SL923FLC-200W-50K | Outdoor Luminaires | High Output | Architectural Flood and Spot Luminaires | Standard | FALSE | [9 empty] | 42229 |  |  | NotYetVerified |  | 3 | 16000 | 80 | 200 |  | 0.9 | 5000 | 80
PAJZ4RHH | The Straits Lighting Company LLC | Straits Lighting Company | SL923FLC-160W-50K | Outdoor Luminaires | High Output | Architectural Flood and Spot Luminaires | Standard | FALSE | [9 empty] | 42229 |  |  | NotYetVerified |  | 3 | 14000 | 90 | 160 |  | 0.9 | 5000 | 80
P4DX7PT2 | The Straits Lighting Company LLC | Straits Lighting Company | SL923FLC-120W-50K | Outdoor Luminaires | High Output | Architectural Flood and Spot Luminaires | Standard | FALSE | [9 empty] | 42229 |  |  | NotYetVerified |  | 3 | 10000 | 80 | 120 |  | 0.9 | 5000 | 80
PBRECFDW | The Straits Lighting Company LLC | Straits Lighting Company | SL923FLD-30W-50K | Outdoor Luminaires | Low Output | Architectural Flood and Spot Luminaires | Standard | FALSE | [9 empty] | 42229 |  |  | NotYetVerified |  | 3 | 2501.3 | 86.54 | 28.9 | 19.23 | 0.9098 | 5000 | 74.1
P8FCBNHW | The Straits Lighting Company LLC | Straits Lighting Company | SL923FLE-80W-50K | Outdoor Luminaires | Mid Output | Architectural Flood and Spot Luminaires | Standard | FALSE | [9 empty] | 42229 |  |  | NotYetVerified |  | 3 | 6500 | 80 | 80 |  | 0.95 | 5000 | 80
PR7NWBKY | The Straits Lighting Company LLC | Straits Lighting Company | SL923FLE-100W-45K | Outdoor Luminaires | Mid Output | Architectural Flood and Spot Luminaires | Standard | FALSE | [9 empty] | 42229 |  |  | NotYetVerified |  | 3 | 7800 | 85 | 100 |  | 0.9 | 4500 | 80
PWAEM6KA | The Straits Lighting Company LLC | Straits Lighting Company | SL923FLE-50W-45K | Outdoor Luminaires | Low Output | Architectural Flood and Spot Luminaires | Standard | FALSE | [9 empty] | 42229 |  |  | NotYetVerified |  | 3 | 3700 | 75 | 50 |  | 0.9 | 4500 | 80
PWMT6P75 | The Straits Lighting Company LLC | Straits Lighting Company | SL923FLE-30W-45K | Outdoor Luminaires | Low Output | Architectural Flood and Spot Luminaires | Standard | FALSE | [9 empty] | 42229 |  |  | NotYetVerified |  | 3 | 2200 | 75 | 30 |  | 0.9 | 4500 | 80
PU2SE37Y | The Straits Lighting Company LLC | Straits Lighting Company | SL923FLE-10W-45K | Outdoor Luminaires | Low Output | Architectural Flood and Spot Luminaires | Standard | FALSE | [9 empty] | 42229 |  |  | NotYetVerified |  | 3 | 900 | 85 | 12 |  | 0.9 | 4500 | 80
P9ZYY9U7 | The Straits Lighting Company LLC | Straits Lighting Company | SL923FLC-200W-45K | Outdoor Luminaires | High Output | Architectural Flood and Spot Luminaires | Standard | FALSE | [9 empty] | 42229 |  |  | NotYetVerified |  | 3 | 16000 | 80 | 200 |  | 0.9 | 4500 | 80
P8D7HZUH | The Straits Lighting Company LLC | Straits Lighting Company | SL923FLC-160W-45K | Outdoor Luminaires | High Output | Architectural Flood and Spot Luminaires | Standard | FALSE | [9 empty] | 42229 |  |  | NotYetVerified |  | 3 | 14000 | 90 | 160 |  | 0.9 | 4500 | 80
P6ZDQDTX | The Straits Lighting Company LLC | Straits Lighting Company | SL923FLC-120W-45K | Outdoor Luminaires | High Output | Architectural Flood and Spot Luminaires | Standard | FALSE | [9 empty] | 42229 |  |  | NotYetVerified |  | 3 | 10000 | 80 | 120 |  | 0.9 | 4500 | 80
P33KZDU8 | The Straits Lighting Company LLC | Straits Lighting Company | SL923FLE-80W-45K | Outdoor Luminaires | Mid Output | Architectural Flood and Spot Luminaires | Standard | FALSE | [9 empty] | 42229 |  |  | NotYetVerified |  | 3 | 6000 | 75 | 80 |  | 0.95 | 4500 | 80
PSS387DN | The Straits Lighting Company LLC | Straits Lighting Company | SL923FLE-100W-40K | Outdoor Luminaires | Mid Output | Architectural Flood and Spot Luminaires | Standard | FALSE | [9 empty] | 42229 |  |  | NotYetVerified |  | 3 | 7800 | 85 | 100 |  | 0.9 | 4000 | 80
P2P6X2RW | The Straits Lighting Company LLC | Straits Lighting Company | SL923FLE-50W-40K | Outdoor Luminaires | Low Output | Architectural Flood and Spot Luminaires | Standard | FALSE | [9 empty] | 42229 |  |  | NotYetVerified |  | 3 | 3700 | 75 | 50 |  | 0.9 | 4000 | 80
P8K2YHHE | The Straits Lighting Company LLC | Straits Lighting Company | SL923FLE-30W-40K | Outdoor Luminaires | Low Output | Architectural Flood and Spot Luminaires | Standard | FALSE | [9 empty] | 42229 |  |  | NotYetVerified |  | 3 | 2200 | 75 | 30 |  | 0.9 | 4000 | 80
PQ99Z5GR | The Straits Lighting Company LLC | Straits Lighting Company | SL923FLE-10W-40K | Outdoor Luminaires | Low Output | Architectural Flood and Spot Luminaires | Standard | FALSE | [9 empty] | 42229 |  |  | NotYetVerified |  | 3 | 900 | 85 | 12 |  | 0.9 | 4000 | 80
PGXWVZUM | The Straits Lighting Company LLC | Straits Lighting Company | SL923FLC-200W-40K | Outdoor Luminaires | High Output | Architectural Flood and Spot Luminaires | Standard | FALSE | [9 empty] | 42229 |  |  | NotYetVerified |  | 3 | 16000 | 80 | 200 |  | 0.9 | 4000 | 80
P1T2149P | The Straits Lighting Company LLC | Straits Lighting Company | SL923FLC-160W-40K | Outdoor Luminaires | High Output | Architectural Flood and Spot Luminaires | Standard | FALSE | [9 empty] | 42229 |  |  | NotYetVerified |  | 3 | 14000 | 90 | 160 |  | 0.9 | 4000 | 80
P2N9C1SP | The Straits Lighting Company LLC | Straits Lighting Company | SL923FLC-120W-40K | Outdoor Luminaires | High Output | Architectural Flood and Spot Luminaires | Standard | FALSE | [9 empty] | 42229 |  |  | NotYetVerified |  | 3 | 10000 | 80 | 120 |  | 0.9 | 4000 | 80
P71MFW14 | The Straits Lighting Company LLC | Straits Lighting Company | SL923FLE-80W-40K | Outdoor Luminaires | Mid Output | Architectural Flood and Spot Luminaires | Standard | FALSE | [9 empty] | 42229 |  |  | NotYetVerified |  | 3 | 6000 | 75 | 80 |  | 0.95 | 4000 | 80
PF728X8V | The Straits Lighting Company LLC | Straits Lighting Company | SL923FLE-100W-35K | Outdoor Luminaires | Mid Output | Architectural Flood and Spot Luminaires | Standard | FALSE | [9 empty] | 42229 |  |  | NotYetVerified |  | 3 | 7800 | 85 | 100 |  | 0.9 | 3500 | 80
PZMW87CN | The Straits Lighting Company LLC | Straits Lighting Company | SL923FLE-50W-35K | Outdoor Luminaires | Low Output | Architectural Flood and Spot Luminaires | Standard | FALSE | [9 empty] | 42229 |  |  | NotYetVerified |  | 3 | 3700 | 75 | 50 |  | 0.9 | 3500 | 80
P9CEU59W | The Straits Lighting Company LLC | Straits Lighting Company | SL923FLE-30W-35K | Outdoor Luminaires | Low Output | Architectural Flood and Spot Luminaires | Standard | FALSE | [9 empty] | 42229 |  |  | NotYetVerified |  | 3 | 2200 | 75 | 30 |  | 0.9 | 3500 | 80
PK7KSTRZ | The Straits Lighting Company LLC | Straits Lighting Company | SL923FLE-10W-35K | Outdoor Luminaires | Low Output | Architectural Flood and Spot Luminaires | Standard | FALSE | [9 empty] | 42229 |  |  | NotYetVerified |  | 3 | 900 | 85 | 12 |  | 0.9 | 3500 | 80
PAZCZ31Q | The Straits Lighting Company LLC | Straits Lighting Company | SL923FLC-200W-35K | Outdoor Luminaires | High Output | Architectural Flood and Spot Luminaires | Standard | FALSE | [9 empty] | 42229 |  |  | NotYetVerified |  | 3 | 16000 | 80 | 200 |  | 0.9 | 3500 | 80
PXZQMPZ7 | The Straits Lighting Company LLC | Straits Lighting Company | SL923FLC-160W-35K | Outdoor Luminaires | High Output | Architectural Flood and Spot Luminaires | Standard | FALSE | [9 empty] | 42229 |  |  | NotYetVerified |  | 3 | 14000 | 90 | 160 |  | 0.9 | 3500 | 80
PACS4RKP | The Straits Lighting Company LLC | Straits Lighting Company | SL923FLC-120W-35K | Outdoor Luminaires | High Output | Architectural Flood and Spot Luminaires | Standard | FALSE | [9 empty] | 42229 |  |  | NotYetVerified |  | 3 | 10000 | 80 | 120 |  | 0.9 | 3500 | 80
PA78R4TQ | The Straits Lighting Company LLC | Straits Lighting Company | SL923FLE-80W-35K | Outdoor Luminaires | Mid Output | Architectural Flood and Spot Luminaires | Standard | FALSE | [9 empty] | 42229 |  |  | NotYetVerified |  | 3 | 6000 | 75 | 80 |  | 0.95 | 3500 | 80
PZ9J3M6N | Tamlite Lighting | Tamlite Lighting | RBFLED205K*-XX | Outdoor Luminaires | Low Output | Architectural Flood and Spot Luminaires | Standard | FALSE | [9 empty] | 42229 |  |  | NotYetVerified |  | 3 | 1859 | 97.28 | 20 |  | 0.9058 | 5000 | 83
P5W3RVB8 | Tamlite Lighting | Tamlite Lighting | RBFLED204K*-XX | Outdoor Luminaires | Low Output | Architectural Flood and Spot Luminaires | Standard | FALSE | [9 empty] | 42229 |  |  | NotYetVerified |  | 3 | 1599 | 77.4 | 20 |  | 0.9798 | 4000 | 83
PBWU8S3VU | Shenzhen Xinshengyang Opto-electronics Technology Co.Ltd. | XinShengYang | PQLV-FL-A200W-57K | Outdoor Luminaires | High Output | Architectural Flood and Spot Luminaires | Standard | FALSE | [9 empty] | 42229 |  |  | NotYetVerified |  | 3 | 17658.95 | 85.379 | 207 | 18.08 | 0.994 | 5874 | 68.5
PKXGJMAE | TACO Metals Inc. | Lumateq | LB40N-BRZ-110-00 | Outdoor Luminaires | Low Output | Architectural Flood and Spot Luminaires | Standard | TRUE | 3760.3 | 93.96 | 40.02 | 11.9 | 0.96 | 5760 | 81.8 | 5 | 50000 | 42228 |  |  | NotYetVerified |  | 3 | 3760 | 94 | 40 | 11.9 | 0.99 | 5700 | 80
PKJ8UVR3 | Eran Industries | Eran Industries Ltd. | FLL400-135W-40K-N33-8-D-XX-XX-X | Outdoor Luminaires | High Output | Architectural Flood and Spot Luminaires | Standard | TRUE | 12965 | 96.75 | 134 | 16.04 | 0.923 | 3907 | 71.1 | 5 | 50000 | 42228 |  |  | NotYetVerified |  | 3 | 12965 | 96 | 134 | 20 | 0.9 | 4000 | 70
P9VJFZPM | Lumecon LLC | Lumecon | LF-MD-15-DB-ST-1-NW-A-X-X-X-X | Outdoor Luminaires | Low Output | Architectural Flood and Spot Luminaires | Premium | TRUE | 1507 | 105.7 | 14.26 | 9.12 | 0.899 | 4111 | 82.3 | 10 | 100000 | 42228 | Dimmable | Continuous Below 10 | Yes |  | 3 | 1519 | 106.6 | 14.25 | 8.99 | 0.899 | 4111 | 82.3
PXR8AMXM | Lumecon LLC | Lumecon | LF-RB-60-DB-ST-1-NW-A-X-X-X-X | Outdoor Luminaires | Low Output | Architectural Flood and Spot Luminaires | Standard | TRUE | 4846 | 86.81 | 55.82 | 11.76 | 0.892 | 4113 | 80.5 | 10 | 100000 | 42228 |  |  | NotYetVerified |  | 3 | 4895 | 87.43 | 55.99 | 11.76 | 0.892 | 4113 | 80.5
PSKVQFDY | Lumecon LLC | Lumecon | LF-RB-60-DB-ST-1-NW-GR-X-X-X-X | Outdoor Luminaires | Low Output | Architectural Flood and Spot Luminaires | Standard | FALSE | [9 empty] | 42228 |  |  | NotYetVerified |  | 3 | 4895 | 87.43 | 55.99 | 11.76 | 0.892 | 4113 | 80.5
PB434RTF | Lumecon LLC | Lumecon | LF-RB-60-DB-ST-1-NW-T-X-X-X-X | Outdoor Luminaires | Low Output | Architectural Flood and Spot Luminaires | Standard | FALSE | [9 empty] | 42228 |  |  | NotYetVerified |  | 3 | 4895 | 87.43 | 55.99 | 11.76 | 0.892 | 4113 | 80.5
P191UMSP | Lumecon LLC | Lumecon | LF-RB-60-DB-ST-1-NW-SF-X-X-X-X | Outdoor Luminaires | Low Output | Architectural Flood and Spot Luminaires | Standard | FALSE | [9 empty] | 42228 |  |  | NotYetVerified |  | 3 | 4895 | 87.43 | 55.99 | 11.76 | 0.892 | 4113 | 80.5
PZZ8D62G | Lumecon LLC | Lumecon | LF-MD-15-DB-ST-1-NW-SF-X-X-X-X | Outdoor Luminaires | Low Output | Architectural Flood and Spot Luminaires | Premium | FALSE | [9 empty] | 42228 |  |  | Yes |  | 3 | 1519 | 106.6 | 14.25 | 8.99 | 0.899 | 4111 | 82.3
PVR69ZZQ | Lumecon LLC | Lumecon | LF-MD-15-DB-ST-1-NW-T-X-X-X-X | Outdoor Luminaires | Low Output | Architectural Flood and Spot Luminaires | Premium | FALSE | [9 empty] | 42228 |  |  | Yes |  | 3 | 1519 | 106.6 | 14.25 | 8.99 | 0.899 | 4111 | 82.3
PMGBN438 | Lumecon LLC | Lumecon | LF-MD-15-DB-ST-1-NW-GR-X-X-X-X | Outdoor Luminaires | Low Output | Architectural Flood and Spot Luminaires | Premium | FALSE | [9 empty] | 42228 |  |  | Yes |  | 3 | 1519 | 106.6 | 14.25 | 8.99 | 0.899 | 4111 | 82.3
PYR7QGU6 | Eran Industries | Eran Industries Ltd. | FLL400-135W-50K-N33-8-XX-XX-X | Outdoor Luminaires | High Output | Architectural Flood and Spot Luminaires | Standard | FALSE | [9 empty] | 42228 |  |  | NotYetVerified |  | 3 | 13294 | 100 | 134 | 20 | 0.9 | 5000 | 70
PZKYFC7E | Eran Industries | Eran Industries Ltd. | FLL400-135W-50K-N33-8-D-XX-XX-X | Outdoor Luminaires | High Output | Architectural Flood and Spot Luminaires | Standard | FALSE | [9 empty] | 42228 |  |  | NotYetVerified |  | 3 | 13294 | 100 | 134 | 20 | 0.9 | 5000 | 70
P5P9AZYY | Eran Industries | Eran Industries Ltd. | FLL400-135W-40K-N33-8-XX-XX-X | Outdoor Luminaires | High Output | Architectural Flood and Spot Luminaires | Standard | FALSE | [9 empty] | 42228 |  |  | NotYetVerified |  | 3 | 12965 | 96 | 134 | 20 | 0.9 | 4000 | 70
P5AXGQH7 | Tamlite Lighting | Tamlite Lighting | TLFLLED1805K | Outdoor Luminaires | High Output | Architectural Flood and Spot Luminaires | Standard | TRUE | 17180 | 99.7 | 172.32 | 11.33 | 0.933 | 5184 | 73 | 5 |  | 42227 |  |  | NotYetVerified |  | 3 | 17180 | 99.7 | 172.32 | 11.33 | 0.933 | 5000 | 70
PGSMZP5T | Tamlite Lighting | Tamlite Lighting | TLFLLED805K | Outdoor Luminaires | Mid Output | Architectural Flood and Spot Luminaires | Standard | TRUE | 8795 | 114.32 | 76.93 | 20.94 | 0.896 | 5051 | 71.5 | 5 |  | 42227 |  |  | NotYetVerified |  | 3 | 8795 | 114.3 | 76.93 | 20.94 | 0.896 | 5000 | 70
P6APWQ6P | Tamlite Lighting | Tamlite Lighting | TLFLLED2405K | Outdoor Luminaires | High Output | Architectural Flood and Spot Luminaires | Standard | TRUE | 19365.7 | 82.25 | 235.44 | 9.56 | 0.872 | 5278 | 73.9 | 5 | 50000 | 42227 |  |  | NotYetVerified |  | 3
P9XA3YD1 | DECO Lighting | DECO Lighting | DFLOOD-LED-20-50-UNV-HK-BZ | Outdoor Luminaires | Low Output | Architectural Flood and Spot Luminaires | Standard | TRUE | 1576 | 78.4 | 20.1 | 10.66 | 0.87 | 5214 | 84.2 | 5 | 50000 | 42227 |  |  | NotYetVerified |  | 3 | 1590 |  | 21 |  | 0.99 | 5000 | 84
PTFUHZXA | Tamlite Lighting | Tamlite Lighting | TLFLLED1205K | Outdoor Luminaires | High Output | Architectural Flood and Spot Luminaires | Standard | FALSE | [9 empty] | 42227 |  |  | NotYetVerified |  | 3 | 12548 | 109 | 115.1 | 17.09 | 0.911 | 5000 | 70
PXKY1982 | Tamlite Lighting | Tamlite Lighting | TLFLLED1505K | Outdoor Luminaires | High Output | Architectural Flood and Spot Luminaires | Standard | FALSE | [9 empty] | 42227 |  |  | NotYetVerified |  | 3 | 14850 | 100.9 | 147.2 | 13.86 | 0.923 | 5000 | 70
PC4T2QTT | EcoSense Lighting Ltd Co | EcoSense | WSH-M2-30-120-zz-yy-11 [120V Only] | Outdoor Luminaires | Low Output | Architectural Flood and Spot Luminaires | Standard | TRUE | 2920 | 72.04 | 39.36 | 20.1 | 0.975 | 3062 | 82.2 | 5 | 100000 | 42222 |  |  | NotYetVerified |  | 3 | 2965 | 74 | 45 | 20 | 0.9 | 3000 | 80
P3H6EKQF | EcoSense Lighting Ltd Co | EcoSense | WSH-M2-40-120-zz-yy-11 [120V Only] | Outdoor Luminaires | Low Output | Architectural Flood and Spot Luminaires | Standard | FALSE | [9 empty] | 42222 | Dimmable | Continuous Below 10 | NotYetVerified |  | 3 | 3302 | 82 | 45 | 20 | 0.9 | 4000 | 80
PA77EB1K | EcoSense Lighting Ltd Co | EcoSense | WSH-M2-35-120-zz-yy-11 [120V Only] | Outdoor Luminaires | Low Output | Architectural Flood and Spot Luminaires | Standard | FALSE | [9 empty] | 42222 | Dimmable | Continuous Below 10 | NotYetVerified |  | 3 | 3127 | 78 | 45 | 20 | 0.9 | 3500 | 80
P9HZBQRT | Sunrain Systems | Esbright | F120 | Outdoor Luminaires | High Output | Architectural Flood and Spot Luminaires | Standard | TRUE | 13039.48 | 106.488 | 122.45 | 8.98 | 0.9593 | 5566 | 69.5 | 5 | 50000 | 42221 |  |  | NotYetVerified |  | 3 | 12000 | 100 | 120 | 9 | 0.95 | 5700 | 80
PD27EST7 | LED Waves Inc. | LED Waves | LW30-SHB2x4-W5000K | Outdoor Luminaires | High Output | Architectural Flood and Spot Luminaires | Standard | TRUE | 39782 | 121 | 328.8 | 12.3 | 0.903 | 4807 | 73.3 | 5 | 50000 | 42221 |  |  | NotYetVerified | Updated on 11/2/2016 | 3 | 39782 | 121 | 330 | 12.3 | 0.903 | 5000 | 73.3
PUQAQWFC | NUR MANUFACTURING | NUR Manufacturing | FL-100W-5600K | Outdoor Luminaires | Mid Output | Architectural Flood and Spot Luminaires | Standard | TRUE | 9423.093 | 90.55 | 104.07 | 19.13 | 0.967 | 5868 | 84.4 | 5 | 50000 | 42219 |  |  | NotYetVerified |  | 3 |  |  | 100 |  | 0.95 | 5700 | 70
PGA9M7XK | NUR MANUFACTURING | NUR Manufacturing | FL-200W-5600K | Outdoor Luminaires | High Output | Architectural Flood and Spot Luminaires | Standard | TRUE | 19299.988 | 97.303 | 198.35 | 14.2 | 0.949 | 5490 | 82.4 | 5 | 50000 | 42219 |  |  | NotYetVerified |  | 3 |  |  | 200 |  | 0.95 | 5700 | 70
PPQW4Z5A | NUR MANUFACTURING | NUR Manufacturing | FL-50W-5600K | Outdoor Luminaires | Low Output | Architectural Flood and Spot Luminaires | Standard | TRUE | 4643.486 | 90.62 | 51.24 | 19.06 | 0.931 | 5946 | 85.3 | 5 | 50000 | 42219 |  |  | NotYetVerified |  | 3 |  |  | 50 |  | 0.95 | 5700 | 70
P6BWUQXJ | TACO Metals Inc. | Lumateq | LW96-BRZ-110-00 [BS-1 mounting only] | Outdoor Luminaires | Mid Output | Architectural Flood and Spot Luminaires | Standard | TRUE | 8123.25 | 89.25 | 90.74 | 17.2 | 0.91 | 5926 | 82 | 5 |  | 42219 |  |  | NotYetVerified |  | 3 | 8123.25 | 89.52 | 90.74 | 13.1 | 0.99 | 5700 | 82
PNJVY9UD | TACO Metals Inc. | Lumateq | LW40-BRZ-110-00 [120V ONLY BS-1 Mounting Only] | Outdoor Luminaires | Low Output | Architectural Flood and Spot Luminaires | Standard | TRUE | 3508.4 | 86.1 | 40.75 | 20.3 | 0.91 | 5848 | 82 | 5 | 50000 | 42219 |  |  | NotYetVerified |  | 3 | 3508.44 | 86.1 | 40.75 | 20.3 | 0.98 | 3500 | 81.7
PCBG5TJQ | TACO Metals Inc. | Lumateq | LW52-BRZ-110-00 [BS-1 mounting only] | Outdoor Luminaires | Low Output | Architectural Flood and Spot Luminaires | Standard | TRUE | 4580.17 | 85.55 | 53.54 | 24.2 | 0.9 | 5874 | 82 | 5 |  | 42219 |  |  | NotYetVerified |  | 3 | 4580.17 | 85.55 | 53.54 | 18.2 | 0.98 | 5700 | 82
PSPRCTAT | NUR MANUFACTURING | NUR Manufacturing | FL-150W-5600K | Outdoor Luminaires | High Output | Architectural Flood and Spot Luminaires | Standard | TRUE | 14852.42 | 98.75 | 150.4 |  |  | 5626 | 83.4 | 5 | 50000 | 42219 |  |  | NotYetVerified |  | 3.1 |  |  | 150 |  |  | 5700 | 70
PUEUCCJDK | Bravoled Lighting Manufacturing Co. Ltd. | Bravoled | BL-FL04-150W-277-5.2K | Outdoor Luminaires | High Output | Architectural Flood and Spot Luminaires | Standard | TRUE | 14691 | 93.72 | 156.7 | 8.4 | 0.948 | 5444 | 78.2 | 5 | 50000 | 42215 |  |  | NotYetVerified |  | 3
PMQ4CD6VR | Bravoled Lighting Manufacturing Co. Ltd. | Bravoled | BL-FL04-80W-277-5.2K | Outdoor Luminaires | Mid Output | Architectural Flood and Spot Luminaires | Standard | TRUE | 6119.2 | 75.16 | 81.41 | 11.9 | 0.97 | 5260 | 77.2 | 5 | 50000 | 42214 |  |  | No |  | 3
PRX9YHQE | IGT Lighting Inc | IGT | IGTEFL-400200 | Outdoor Luminaires | High Output | Architectural Flood and Spot Luminaires | Standard | TRUE | 19415.46 | 106.15 | 182.9 | 9.23 | 0.964 | 5310 | 86.2 | 5 | 50000 | 42214 |  |  | NotYetVerified |  | 3 | 19415.46 | 106.15 | 182.9 | 7.66 | 0.997 | 5310 | 86
P3EQ8PMU | IGT Lighting Inc | IGT | IGTEFL-400150 | Outdoor Luminaires | High Output | Architectural Flood and Spot Luminaires | Standard | TRUE | 15349.52 | 106.23 | 144.5 | 7.18 | 0.949 | 5304 | 84.9 | 5 | 50000 | 42214 |  |  | NotYetVerified |  | 3 | 15349.52 | 106.23 | 144.5 | 4.69 | 0.997 | 5000 | 85
P7UQXR21Z | MHT Lighting | MHT Lighting | MHTL-FLD-60E-5K-U-DB [120V ONLY] | Outdoor Luminaires | Mid Output | Architectural Flood and Spot Luminaires | Standard | TRUE | 5240 | 88.6 | 59.14 | 7.82 | 0.99 | 5054 | 81.3 | 5 | 100000 | 42213 |  |  | NotYetVerified |  | 3 | 5240 | 88.6 | 59.14 | 7.82 | 0.992 | 5054 | 81.3
P8WC677Z | Philips Solid-State Lighting Solutions Inc | Philips VAYA | 350-000015-48 | Outdoor Luminaires | Low Output | Architectural Flood and Spot Luminaires | Standard | TRUE | 3450.2 | 80.65 | 42.78 | 16.14 | 0.986 | 2703 | 80.7 | 5 | 50000 | 42213 |  |  | NotYetVerified |  | 3 | 3500 | 80 | 44 | 16 | 0.98 | 2700 | 80
PP88KURA | Philips Solid-State Lighting Solutions Inc | Philips VAYA | 350-000015-50 | Outdoor Luminaires | Low Output | Architectural Flood and Spot Luminaires | Standard | TRUE | 3037 | 72.88 | 42.16 | 16.18 | 0.985 | 2725 | 80.9 | 5 | 50000 | 42213 |  |  | NotYetVerified |  | 3 | 3000 | 70 | 44 | 16 | 0.98 | 2700 | 80
PGGAMDVB | Philips Solid-State Lighting Solutions Inc | Philips VAYA | 350-000015-49 | Outdoor Luminaires | Low Output | Architectural Flood and Spot Luminaires | Standard | TRUE | 3346.3 | 79.66 | 42.01 | 16.45 | 0.984 | 2718 | 80.9 | 5 | 50000 | 42213 |  |  | NotYetVerified |  | 3 | 3300 | 80 | 44 | 16 | 0.98 | 2700 | 80
PEKYEG31 | Singbee | Singbee | SP-2026-60W-2B-40K-17-MV-N | Outdoor Luminaires | Mid Output | Architectural Flood and Spot Luminaires | Premium | TRUE | 6687.2 | 113.15 | 59.1 | 14.06 | 0.9585 | 4007 | 72.3 | 5 | 50000 | 42213 |  |  | No | Updated on 12/28/2016 | 3 | 7157.01 | 121.1 | 59.1 | 4.84 | 0.9966 | 4007 | 72.3
PHFFHSRE | Singbee | Singbee | SP-2026-40W-2B-40K-17-(MVHV)-N | Outdoor Luminaires | Mid Output | Architectural Flood and Spot Luminaires | Premium | TRUE | 5347 | 137.14 | 38.99 | 15.27 | 0.9664 | 4021 | 76.7 | 5 | 50000 | 42213 |  |  | No | Updated on 2/9/2017 | 4.1 | 5347.0884 | 137.14 | 38.99 | 10.35 | 0.9965 | 4021 | 76.7
P5C3K1R2 | Singbee | Singbee | SP-2026-250W-7B-40K-17-MV-N | Outdoor Luminaires | High Output | Architectural Flood and Spot Luminaires | Premium | TRUE | 30064 | 120.45 | 249.6 | 13.11 | 0.9321 | 4127 | 77.5 | 5 | 50000 | 42213 | Not Dimmable | Not Dimmable | No | Updated on 12/28/2016 | 3 | 29839 | 121.1 | 246.4 | 13.11 | 0.9938 | 4019 | 72.3
PEF8GZ3F | Singbee | Singbee | SP-2026-100W-3B-40K-17-MV-N | Outdoor Luminaires | High Output | Architectural Flood and Spot Luminaires | Premium | TRUE | 11313 | 116.77 | 96.89 | 14.39 | 0.926 | 4053 | 72.2 | 5 | 50000 | 42213 |  |  | No | Updated on 12/28/2016 | 3 | 11733.379 | 121.1 | 96.89 | 7.46 | 0.9935 | 4007 | 72.2
PJ8JPYW7 | Philips Solid-State Lighting Solutions Inc | Philips VAYA | 350-000016-33 | Outdoor Luminaires | Mid Output | Architectural Flood and Spot Luminaires | Standard | TRUE | 5590.6 | 82.87 | 67.46 | 9.6 | 0.924 | 2694 | 80.7 | 5 | 50000 | 42213 |  |  | NotYetVerified |  | 3 | 5600 | 80 | 68 | 10 | 0.92 | 2700 | 80
PBG4ZYUD | Philips Solid-State Lighting Solutions Inc | Philips VAYA | 350-000016-34 | Outdoor Luminaires | Mid Output | Architectural Flood and Spot Luminaires | Standard | TRUE | 5164.1 | 77.05 | 67.02 | 9.37 | 0.924 | 2718 | 80.5 | 5 | 50000 | 42213 |  |  | NotYetVerified |  | 3 | 5100 | 75 | 68 | 10 | 0.92 | 2700 | 80
P99NPEYS | Philips Solid-State Lighting Solutions Inc | Philips VAYA | 350-000016-32 | Outdoor Luminaires | Mid Output | Architectural Flood and Spot Luminaires | Standard | TRUE | 5816.1 | 86.16 | 67.5 | 9.56 | 0.923 | 2697 | 80.5 | 5 | 50000 | 42213 |  |  | NotYetVerified |  | 3 | 5800 | 85 | 68 | 10 | 0.92 | 2700 | 80
PTG2R891 | Philips Solid-State Lighting Solutions Inc | Philips VAYA | 350-000015-58 | Outdoor Luminaires | Low Output | Architectural Flood and Spot Luminaires | Standard | FALSE | [9 empty] | 42213 |  |  | NotYetVerified |  | 3 | 3500 | 85 | 44 | 16 | 0.98 | 5000 | 75
PDNZR962 | Philips Solid-State Lighting Solutions Inc | Philips | 350-000015-62 [120V Only] | Outdoor Luminaires | Low Output | Architectural Flood and Spot Luminaires | Standard | FALSE | [9 empty] | 42213 |  |  | NotYetVerified |  | 3 | 3500 | 85 | 44 | 16 | 0.98 | 5000 | 75
PQR5JJ8R | Philips Solid-State Lighting Solutions Inc | Philips VAYA | 350-000015-26 | Outdoor Luminaires | Low Output | Architectural Flood and Spot Luminaires | Standard | FALSE | [9 empty] | 42213 |  |  | NotYetVerified |  | 3 | 3000 | 70 | 44 | 16 | 0.98 | 4000 | 75
P8ABTSAM | Philips Solid-State Lighting Solutions Inc | Philips | 350-000015-30 [120V Only] | Outdoor Luminaires | Low Output | Architectural Flood and Spot Luminaires | Standard | FALSE | [9 empty] | 42213 |  |  | NotYetVerified |  | 3 | 3000 | 70 | 44 | 16 | 0.98 | 4000 | 75
PX988EMM | Philips Solid-State Lighting Solutions Inc | Philips | 350-000015-22 [120V Only] | Outdoor Luminaires | Low Output | Architectural Flood and Spot Luminaires | Standard | FALSE | [9 empty] | 42213 |  |  | NotYetVerified |  | 3 | 3000 | 70 | 44 | 16 | 0.98 | 3000 | 75
P6CJMGY5 | Philips Solid-State Lighting Solutions Inc | Philips VAYA | 350-000015-18 | Outdoor Luminaires | Low Output | Architectural Flood and Spot Luminaires | Standard | FALSE | [9 empty] | 42213 |  |  | NotYetVerified |  | 3 | 3000 | 70 | 44 | 16 | 0.98 | 3000 | 75
P6Z4UXXC | Philips Solid-State Lighting Solutions Inc | Philips | 350-000015-54 [120V Only] | Outdoor Luminaires | Low Output | Architectural Flood and Spot Luminaires | Standard | FALSE | [9 empty] | 42213 |  |  | NotYetVerified |  | 3 | 3000 | 70 | 44 | 16 | 0.98 | 2700 | 80
PWGXBYX1 | Philips Solid-State Lighting Solutions Inc | Philips | 350-000015-53 [120V Only] | Outdoor Luminaires | Low Output | Architectural Flood and Spot Luminaires | Standard | FALSE | [9 empty] | 42213 |  |  | NotYetVerified |  | 3 | 3300 | 80 | 44 | 16 | 0.98 | 2700 | 80
P578NB8B | Philips Solid-State Lighting Solutions Inc | Philips | 350-000015-52 [120V Only] | Outdoor Luminaires | Low Output | Architectural Flood and Spot Luminaires | Standard | FALSE | [9 empty] | 42213 |  |  | NotYetVerified |  | 3 | 3500 | 80 | 44 | 16 | 0.98 | 2700 | 80
PCMSSZJ4 | Singbee | Singbee | SP-2026-150W-5B-57K-80-(MVHV)-N | Outdoor Luminaires | High Output | Architectural Flood and Spot Luminaires | Premium | FALSE | [9 empty] | 42213 | Not Dimmable | Not Dimmable | No | Updated on 12/28/2016 | 3 | 18191.7 | 123 | 147.9 | 6.62 | 0.9946 | 5755 | 75.3
PP8V4Z3J | Singbee | Singbee | SP-2026-150W-5B-57K-17-HV-N | Outdoor Luminaires | High Output | Architectural Flood and Spot Luminaires | Premium | FALSE | [9 empty] | 42213 | Not Dimmable | Not Dimmable | No | Updated on 12/28/2016 | 3 | 17987.598 | 121.62 | 147.9 | 6.62 | 0.9946 | 5755 | 75.3
PVBHYVEX | Singbee | Singbee | SP-2026-150W-5B-57K-17-MV-N | Outdoor Luminaires | High Output | Architectural Flood and Spot Luminaires | Premium | FALSE | [9 empty] | 42213 | Not Dimmable | Not Dimmable | No | Updated on 12/28/2016 | 3 | 17987.598 | 121.62 | 147.9 | 6.62 | 0.9946 | 5755 | 75.3
PMP37D8X | Singbee | Singbee | SP-2026-150W-5B-57K-80-(MVHV)-N-DIM | Outdoor Luminaires | High Output | Architectural Flood and Spot Luminaires | Premium | FALSE | [9 empty] | 42213 | Dimmable | Continuous Below 10 | No | Updated on 12/28/2016 | 3 | 18191.7 | 123 | 147.9 | 6.62 | 0.9946 | 5755 | 75.3
P4EEQFNN | Singbee | Singbee | SP-2026-150W-5B-57K-17-HV-N-DIM | Outdoor Luminaires | High Output | Architectural Flood and Spot Luminaires | Premium | FALSE | [9 empty] | 42213 | Dimmable | Continuous Below 10 | No | Updated on 12/28/2016 | 3 | 17987.598 | 121.62 | 147.9 | 6.62 | 0.9946 | 5755 | 75.3
PPJNWPK9 | Singbee | Singbee | SP-2026-150W-5B-57K-17-MV-N-DIM | Outdoor Luminaires | High Output | Architectural Flood and Spot Luminaires | Premium | FALSE | [9 empty] | 42213 | Dimmable | Continuous Below 10 | No | Updated on 12/28/2016 | 3 | 17987.598 | 121.62 | 147.9 | 6.62 | 0.9946 | 5755 | 75.3
P6NA3EJR | Singbee | Singbee | SP-2026-100W-3B-57K-80-(MVHV)-N | Outdoor Luminaires | High Output | Architectural Flood and Spot Luminaires | Premium | FALSE | [9 empty] | 42213 | Not Dimmable | Not Dimmable | No | Updated on 12/28/2016 | 3 | 12312.3 | 123 | 100.1 | 7.46 | 0.9935 | 5726 | 75.4
PKXQNFFN | Singbee | Singbee | SP-2026-100W-3B-57K-17-MV-N | Outdoor Luminaires | High Output | Architectural Flood and Spot Luminaires | Premium | FALSE | [9 empty] | 42213 | Not Dimmable | Not Dimmable | No | Updated on 12/28/2016 | 3 | 12174.162 | 121.62 | 100.1 | 7.46 | 0.9935 | 5726 | 75.4
P5E722ZK | Singbee | Singbee | SP-2026-100W-3B-57K-17-HV-N | Outdoor Luminaires | High Output | Architectural Flood and Spot Luminaires | Premium | FALSE | [9 empty] | 42213 | Not Dimmable | Not Dimmable | No | Updated on 12/28/2016 | 3 | 12174.162 | 121.62 | 100.1 | 7.46 | 0.9935 | 5726 | 75.4
P69KGASD | Singbee | Singbee | SP-2026-100W-3B-57K-80-(MVHV)-N-DIM | Outdoor Luminaires | High Output | Architectural Flood and Spot Luminaires | Premium | FALSE | [9 empty] | 42213 | Dimmable | Continuous Below 10 | No | Updated on 12/28/2016 | 3 | 12312.3 | 123 | 100.1 | 7.46 | 0.9935 | 5726 | 75.4
PMJQDHJP | Singbee | Singbee | SP-2026-100W-3B-57K-17-MV-N-DIM | Outdoor Luminaires | High Output | Architectural Flood and Spot Luminaires | Premium | FALSE | [9 empty] | 42213 | Dimmable | Continuous Below 10 | No | Updated on 12/28/2016 | 3 | 12174.162 | 121.62 | 100.1 | 7.46 | 0.9935 | 5726 | 75.4
PUGQU444 | Singbee | Singbee | SP-2026-100W-3B-57K-17-HV-N-DIM | Outdoor Luminaires | High Output | Architectural Flood and Spot Luminaires | Premium | FALSE | [9 empty] | 42213 | Dimmable | Continuous Below 10 | No | Updated on 12/28/2016 | 3 | 12174.162 | 121.62 | 100.1 | 7.46 | 0.9935 | 5726 | 75.4
PXGN79PK | Singbee | Singbee | SP-2026-200W-6B-57K-80-(MVHV)-N | Outdoor Luminaires | High Output | Architectural Flood and Spot Luminaires | Premium | FALSE | [9 empty] | 42213 | Not Dimmable | Not Dimmable | No | Updated on 12/28/2016 | 3 | 24440.1 | 123 | 198.7 | 7.2 | 0.9941 | 5712 | 75.5
PGYWGJRD | Singbee | Singbee | SP-2026-200W-6B-57K-17-MV-N | Outdoor Luminaires | High Output | Architectural Flood and Spot Luminaires | Premium | FALSE | [9 empty] | 42213 | Not Dimmable | Not Dimmable | No | Updated on 12/28/2016 | 3 | 24165.895 | 121.62 | 198.7 | 7.2 | 0.9941 | 5712 | 75.5
P3G8DDSR | Singbee | Singbee | SP-2026-200W-6B-57K-17-HV-N | Outdoor Luminaires | High Output | Architectural Flood and Spot Luminaires | Premium | FALSE | [9 empty] | 42213 | Not Dimmable | Not Dimmable | No | Updated on 12/28/2016 | 3 | 24165.895 | 121.62 | 198.7 | 7.2 | 0.9941 | 5712 | 75.5
PDDFTEQQ | Singbee | Singbee | SP-2026-200W-6B-57K-80-(MVHV)-N-DIM | Outdoor Luminaires | High Output | Architectural Flood and Spot Luminaires | Premium | FALSE | [9 empty] | 42213 | Dimmable | Continuous Below 10 | No | Updated on 12/28/2016 | 3 | 24440.1 | 123 | 198.7 | 7.2 | 0.9941 | 5712 | 75.5
PFRH74HK | Singbee | Singbee | SP-2026-200W-6B-57K-17-MV-N-DIM | Outdoor Luminaires | High Output | Architectural Flood and Spot Luminaires | Premium | FALSE | [9 empty] | 42213 | Dimmable | Continuous Below 10 | No | Updated on 12/28/2016 | 3 | 24165.895 | 121.62 | 198.7 | 7.2 | 0.9941 | 5712 | 75.5
P8P1AFTA | Singbee | Singbee | SP-2026-200W-6B-57K-17-HV-N-DIM | Outdoor Luminaires | High Output | Architectural Flood and Spot Luminaires | Premium | FALSE | [9 empty] | 42213 | Dimmable | Continuous Below 10 | No | Updated on 12/28/2016 | 3 | 24165.895 | 121.62 | 198.7 | 7.2 | 0.9941 | 5712 | 75.5
P3R7MTKP | Singbee | Singbee | SP-2026-250W-7B-57K-80-(MVHV)-N | Outdoor Luminaires | High Output | Architectural Flood and Spot Luminaires | Premium | FALSE | [9 empty] | 42213 | Not Dimmable | Not Dimmable | No | Updated on 12/28/2016 | 3 | 29962.8 | 123 | 243.6 | 7.48 | 0.9938 | 5708 | 75.3
PF4Q5QRM | Singbee | Singbee | SP-2026-250W-7B-57K-17-HV-N | Outdoor Luminaires | High Output | Architectural Flood and Spot Luminaires | Premium | FALSE | [9 empty] | 42213 | Not Dimmable | Not Dimmable | No | Updated on 12/28/2016 | 3 | 29626.633 | 121.62 | 243.6 | 7.48 | 0.996 | 5708 | 75.3
PDV43T7G | Singbee | Singbee | SP-2026-250W-7B-57K-17-MV-N | Outdoor Luminaires | High Output | Architectural Flood and Spot Luminaires | Premium | FALSE | [9 empty] | 42213 | Not Dimmable | Not Dimmable | No | Updated on 12/28/2016 | 3 | 29626.633 | 121.62 | 243.6 | 7.48 | 0.9938 | 5708 | 75.3
PQ2DC5RM | Singbee | Singbee | SP-2026-250W-7B-57K-80-(MVHV)-N-DIM | Outdoor Luminaires | High Output | Architectural Flood and Spot Luminaires | Premium | FALSE | [9 empty] | 42213 | Dimmable | Continuous Below 10 | No | Updated on 12/28/2016 | 3 | 29962.8 | 123 | 243.6 | 7.48 | 0.9938 | 5708 | 75.3
P3B7ZZ65 | Singbee | Singbee | SP-2026-250W-7B-57K-17-HV-N-DIM | Outdoor Luminaires | High Output | Architectural Flood and Spot Luminaires | Premium | FALSE | [9 empty] | 42213 | Dimmable | Continuous Below 10 | No | Updated on 12/28/2016 | 3 | 29626.633 | 121.62 | 243.6 | 7.48 | 0.996 | 5708 | 75.3
PNT134QG | Singbee | Singbee | SP-2026-250W-7B-57K-17-MV-N-DIM | Outdoor Luminaires | High Output | Architectural Flood and Spot Luminaires | Premium | FALSE | [9 empty] | 42213 | Dimmable | Continuous Below 10 | No | Updated on 12/28/2016 | 3 | 29626.633 | 121.62 | 243.6 | 7.48 | 0.9938 | 5708 | 75.3
P6NV1TQG | Singbee | Singbee | SP-2026-60W-2B-57K-17-HV-N | Outdoor Luminaires | Mid Output | Architectural Flood and Spot Luminaires | Premium | FALSE | [9 empty] | 42213 | Not Dimmable | Not Dimmable | No | Updated on 12/28/2016 | 3 | 7260.714 | 121.62 | 59.7 | 4.84 | 0.9866 | 5703 | 75.2
PG53H9XX | Singbee | Singbee | SP-2026-60W-2B-57K-80-(MVHV)-N | Outdoor Luminaires | Mid Output | Architectural Flood and Spot Luminaires | Premium | FALSE | [9 empty] | 42213 | Not Dimmable | Not Dimmable | No | Updated on 12/28/2016 | 3 | 7343.1 | 123 | 59.7 | 4.84 | 0.9966 | 5703 | 75.2
PB1XENNP | Singbee | Singbee | SP-2026-60W-2B-57K-17-MV-N | Outdoor Luminaires | Mid Output | Architectural Flood and Spot Luminaires | Premium | FALSE | [9 empty] | 42213 | Not Dimmable | Not Dimmable | No | Updated on 12/28/2016 | 3 | 7260.714 | 121.62 | 59.7 | 4.84 | 0.9966 | 5703 | 75.2
PTGZJAYG | Singbee | Singbee | SP-2026-60W-2B-57K-17-HV-N-DIM | Outdoor Luminaires | Mid Output | Architectural Flood and Spot Luminaires | Premium | FALSE | [9 empty] | 42213 | Dimmable | Continuous Below 10 | No | Updated on 12/28/2016 | 3 | 7260.714 | 121.62 | 59.7 | 4.84 | 0.9866 | 5703 | 75.2
P6N1QE7A | Singbee | Singbee | SP-2026-60W-2B-57K-80-(MVHV)-N-DIM | Outdoor Luminaires | Mid Output | Architectural Flood and Spot Luminaires | Premium | FALSE | [9 empty] | 42213 | Dimmable | Continuous Below 10 | No | Updated on 12/28/2016 | 3 | 7343.1 | 123 | 59.7 | 4.84 | 0.9966 | 5703 | 75.2
P6BD36RX | Singbee | Singbee | SP-2026-60W-2B-57K-17-MV-N-DIM | Outdoor Luminaires | Mid Output | Architectural Flood and Spot Luminaires | Premium | FALSE | [9 empty] | 42213 | Dimmable | Continuous Below 10 | No | Updated on 12/28/2016 | 3 | 7260.714 | 121.62 | 59.7 | 4.84 | 0.9966 | 5703 | 75.2
P128HW3X | Singbee | Singbee | SP-2026-40W-2B-57K-80-(MVHV)-N | Outdoor Luminaires | Mid Output | Architectural Flood and Spot Luminaires | Premium | FALSE | [9 empty] | 42213 | Not Dimmable | Not Dimmable | No | Updated on 2/9/2017 | 3 | 5544.14 | 139.3 | 39.8 | 6.46 | 0.9945 | 5699 | 75.1
PYG7BWE4 | Singbee | Singbee | SP-2026-40W-2B-57K-17-(MVHV)-N | Outdoor Luminaires | Mid Output | Architectural Flood and Spot Luminaires | Premium | FALSE | [9 empty] | 42213 | Not Dimmable | Not Dimmable | No | Updated on 2/9/2017 | 3 | 5496.38 | 138.1 | 39.8 | 6.46 | 0.9945 | 5699 | 75.1
P3CWNS7B | Singbee | Singbee | SP-2026-40W-2B-57K-80-(MVHV)-N-DIM | Outdoor Luminaires | Mid Output | Architectural Flood and Spot Luminaires | Premium | FALSE | [9 empty] | 42213 | Dimmable | Continuous Below 10 | No | Updated on 2/9/2017 | 3 | 5544.14 | 139.3 | 39.8 | 6.46 | 0.9945 | 5699 | 75.1
PXHK36E8 | Singbee | Singbee | SP-2026-40W-2B-57K-17-(MVHV)-N-DIM | Outdoor Luminaires | Mid Output | Architectural Flood and Spot Luminaires | Premium | FALSE | [9 empty] | 42213 | Dimmable | Continuous Below 10 | No | Updated on 2/9/2017 | 3 | 5496.38 | 138.1 | 39.8 | 6.46 | 0.9945 | 5699 | 75.1
P6MSEB7M | Singbee | Singbee | SP-2026-120W-4B-57K-80-(MVHV)-N | Outdoor Luminaires | High Output | Architectural Flood and Spot Luminaires | Premium | FALSE | [9 empty] | 42213 | Not Dimmable | Not Dimmable | No | Updated on 12/28/2016 | 3 | 14624.7 | 123 | 118.9 | 6.26 | 0.9955 | 5682 | 75.1
PVGQ36SX | Singbee | Singbee | SP-2026-120W-4B-57K-17-MV-N | Outdoor Luminaires | High Output | Architectural Flood and Spot Luminaires | Premium | FALSE | [9 empty] | 42213 | Not Dimmable | Not Dimmable | No | Updated on 12/28/2016 | 3 | 14460.618 | 121.62 | 118.9 | 6.26 | 0.9955 | 5682 | 75.1
PY11RMAP | Singbee | Singbee | SP-2026-120W-4B-57K-17-HV-N | Outdoor Luminaires | High Output | Architectural Flood and Spot Luminaires | Premium | FALSE | [9 empty] | 42213 | Not Dimmable | Not Dimmable | No | Updated on 12/28/2016 | 3 | 14460.618 | 121.62 | 118.9 | 6.26 | 0.9925 | 5682 | 75.1
PWYCFTYC | Singbee | Singbee | SP-2026-120W-4B-57K-80-(MVHV)-N-DIM | Outdoor Luminaires | High Output | Architectural Flood and Spot Luminaires | Premium | FALSE | [9 empty] | 42213 | Dimmable | Continuous Below 10 | No | Updated on 12/28/2016 | 3 | 14624.7 | 123 | 118.9 | 6.26 | 0.9955 | 5682 | 75.1
PNP2EZY2 | Singbee | Singbee | SP-2026-120W-4B-57K-17-MV-N-DIM | Outdoor Luminaires | High Output | Architectural Flood and Spot Luminaires | Premium | FALSE | [9 empty] | 42213 | Dimmable | Continuous Below 10 | No | Updated on 12/28/2016 | 3 | 14460.618 | 121.62 | 118.9 | 6.26 | 0.9955 | 5682 | 75.1
P624PMP8 | Singbee | Singbee | SP-2026-120W-4B-57K-17-HV-N-DIM | Outdoor Luminaires | High Output | Architectural Flood and Spot Luminaires | Premium | FALSE | [9 empty] | 42213 | Dimmable | Continuous Below 10 | No | Updated on 12/28/2016 | 3 | 14460.618 | 121.62 | 118.9 | 6.26 | 0.9925 | 5682 | 75.1
PV37W5X1 | Singbee | Singbee | SP-2026-150W-5B-50K-80-(MVHV)-N | Outdoor Luminaires | High Output | Architectural Flood and Spot Luminaires | Premium | FALSE | [9 empty] | 42213 | Not Dimmable | Not Dimmable | No | Updated on 12/28/2016 | 3 | 18396.36 | 123.3 | 149.2 | 6.62 | 0.9946 | 5007 | 74.3
PD7CH4X4 | Singbee | Singbee | SP-2026-150W-5B-50K-17-(MVHV)-N | Outdoor Luminaires | High Output | Architectural Flood and Spot Luminaires | Premium | FALSE | [9 empty] | 42213 | Not Dimmable | Not Dimmable | No | Updated on 12/28/2016 | 3 | 18132.479 | 121.94 | 148.7 | 6.62 | 0.9946 | 5007 | 74.3
PHBGN1UB | Singbee | Singbee | SP-2026-150W-5B-50K-80-(MVHV)-N-DIM | Outdoor Luminaires | High Output | Architectural Flood and Spot Luminaires | Premium | FALSE | [9 empty] | 42213 | Dimmable | Continuous Below 10 | No | Updated on 12/28/2016 | 3 | 18396.36 | 123.3 | 149.2 | 6.62 | 0.9946 | 5007 | 74.3
PBKPPWDZ | Singbee | Singbee | SP-2026-150W-5B-50K-17-(MVHV)-N-DIM | Outdoor Luminaires | High Output | Architectural Flood and Spot Luminaires | Premium | FALSE | [9 empty] | 42213 | Dimmable | Continuous Below 10 | No | Updated on 12/28/2016 | 3 | 18132.479 | 121.94 | 148.7 | 6.62 | 0.9946 | 5007 | 74.3
PVT6PMW3 | Singbee | Singbee | SP-2026-60W-2B-50K-80-(MVHV)-N | Outdoor Luminaires | Mid Output | Architectural Flood and Spot Luminaires | Premium | FALSE | [9 empty] | 42213 | Not Dimmable | Not Dimmable | No | Updated on 12/28/2016 | 3 | 7299.36 | 123.3 | 59.2 | 4.84 | 0.9966 | 5006 | 74.2
PVH9WDRK | Singbee | Singbee | SP-2026-60W-2B-50K-17-(MVHV)-N | Outdoor Luminaires | Mid Output | Architectural Flood and Spot Luminaires | Premium | FALSE | [9 empty] | 42213 | Not Dimmable | Not Dimmable | No | Updated on 12/28/2016 | 3 | 7206.654 | 121.94 | 59.1 | 4.84 | 0.9966 | 5006 | 74.2
PQKBCK99 | Singbee | Singbee | SP-2026-250W-7B-50K-80-(MVHV)-N | Outdoor Luminaires | High Output | Architectural Flood and Spot Luminaires | Premium | FALSE | [9 empty] | 42213 | Not Dimmable | Not Dimmable | No | Updated on 12/28/2016 | 3 | 30233.16 | 123.3 | 245.2 | 7.48 | 0.9938 | 5006 | 74.1
PAPHMP5Y | Singbee | Singbee | SP-2026-60W-2B-50K-80-(MVHV)-N-DIM | Outdoor Luminaires | Mid Output | Architectural Flood and Spot Luminaires | Premium | FALSE | [9 empty] | 42213 | Dimmable | Continuous Below 10 | No | Updated on 12/28/2016 | 3 | 7299.36 | 123.3 | 59.2 | 4.84 | 0.9966 | 5006 | 74.2
PSZFJ4SE | Singbee | Singbee | SP-2026-60W-2B-50K-17-(MVHV)-N-DIM | Outdoor Luminaires | Mid Output | Architectural Flood and Spot Luminaires | Premium | FALSE | [9 empty] | 42213 | Dimmable | Continuous Below 10 | No | Updated on 12/28/2016 | 3 | 7206.654 | 121.94 | 59.1 | 4.84 | 0.9966 | 5006 | 74.2
PU5X9WJ2 | Singbee | Singbee | SP-2026-250W-7B-50K-80-(MVHV)-N-DIM | Outdoor Luminaires | High Output | Architectural Flood and Spot Luminaires | Premium | FALSE | [9 empty] | 42213 | Dimmable | Continuous Below 10 | No | Updated on 12/28/2016 | 3 | 30233.16 | 123.3 | 245.2 | 7.48 | 0.9938 | 5006 | 74.1
PXUUMXM3 | Singbee | Singbee | SP-2026-100W-3B-50K-80-(MVHV)-N | Outdoor Luminaires | High Output | Architectural Flood and Spot Luminaires | Premium | FALSE | [9 empty] | 42213 | Not Dimmable | Not Dimmable | No | Updated on 12/28/2016 | 3 | 12071.07 | 123.3 | 97.9 | 7.46 | 0.9935 | 5005 | 74.1
PXNZF43R | Singbee | Singbee | SP-2026-100W-3B-50K-17-(MVHV)-N | Outdoor Luminaires | High Output | Architectural Flood and Spot Luminaires | Premium | FALSE | [9 empty] | 42213 | Not Dimmable | Not Dimmable | No | Updated on 12/28/2016 | 3 | 11814.767 | 121.94 | 96.89 | 7.46 | 0.9935 | 5005 | 74.1
PMP2R2KW | Singbee | Singbee | SP-2026-100W-3B-50K-80-(MVHV)-N-DIM | Outdoor Luminaires | High Output | Architectural Flood and Spot Luminaires | Premium | FALSE | [9 empty] | 42213 | Dimmable | Continuous Below 10 | No | Updated on 12/28/2016 | 3 | 12071.07 | 123.3 | 97.9 | 7.46 | 0.9935 | 5005 | 74.1
P2UPXPF4 | Singbee | Singbee | SP-2026-100W-3B-50K-17-(MVHV)-N-DIM | Outdoor Luminaires | High Output | Architectural Flood and Spot Luminaires | Premium | FALSE | [9 empty] | 42213 | Dimmable | Continuous Below 10 | No | Updated on 12/28/2016 | 3 | 11814.767 | 121.94 | 96.89 | 7.46 | 0.9935 | 5005 | 74.1
PHKF1F7T | Singbee | Singbee | SP-2026-250W-7B-50K-17-(MVHV)-N | Outdoor Luminaires | High Output | Architectural Flood and Spot Luminaires | Premium | FALSE | [9 empty] | 42213 | Not Dimmable | Not Dimmable | No | Updated on 12/28/2016 | 3 | 29533.867 | 121.94 | 242.2 | 7.48 | 0.9938 | 5003 | 74.1
PH6955AM | Singbee | Singbee | SP-2026-250W-7B-50K-17-(MVHV)-N-DIM | Outdoor Luminaires | High Output | Architectural Flood and Spot Luminaires | Premium | FALSE | [9 empty] | 42213 | Dimmable | Continuous Below 10 | No | Updated on 12/28/2016 | 3 | 29533.867 | 121.94 | 242.2 | 7.48 | 0.9938 | 5003 | 74.1
PSYKGGA3 | Singbee | Singbee | SP-2026-120W-4B-50K-80-(MVHV)-N | Outdoor Luminaires | High Output | Architectural Flood and Spot Luminaires | Premium | FALSE | [9 empty] | 42213 | Not Dimmable | Not Dimmable | No | Updated on 12/28/2016 | 3 | 14685.03 | 123.3 | 119.1 | 6.26 | 0.9955 | 4999 | 74.5
PMRNNDYM | Singbee | Singbee | SP-2026-120W-4B-50K-17-(MVHV)-N | Outdoor Luminaires | High Output | Architectural Flood and Spot Luminaires | Premium | FALSE | [9 empty] | 42213 | Not Dimmable | Not Dimmable | No | Updated on 12/28/2016 | 3 | 14535.248 | 121.94 | 119.2 | 6.26 | 0.9955 | 4999 | 74.5
PT2UFGQD | Singbee | Singbee | SP-2026-120W-4B-50K-80-(MVHV)-N-DIM | Outdoor Luminaires | High Output | Architectural Flood and Spot Luminaires | Premium | FALSE | [9 empty] | 42213 | Dimmable | Continuous Below 10 | No | Updated on 12/28/2016 | 3 | 14685.03 | 123.3 | 119.1 | 6.26 | 0.9955 | 4999 | 74.5
PTZ2SYKW | Singbee | Singbee | SP-2026-120W-4B-50K-17-(MVHV)-N-DIM | Outdoor Luminaires | High Output | Architectural Flood and Spot Luminaires | Premium | FALSE | [9 empty] | 42213 | Dimmable | Continuous Below 10 | No | Updated on 12/28/2016 | 3 | 14535.248 | 121.94 | 119.2 | 6.26 | 0.9955 | 4999 | 74.5
PQH2M77N | Singbee | Singbee | SP-2026-200W-6B-50K-80-(MVHV)-N | Outdoor Luminaires | High Output | Architectural Flood and Spot Luminaires | Premium | FALSE | [9 empty] | 42213 | Not Dimmable | Not Dimmable | No | Updated on 12/28/2016 | 3 | 24277.77 | 123.3 | 196.9 | 7.2 | 0.9941 | 4997 | 74.2
P516ZCNB | Singbee | Singbee | SP-2026-40W-2B-50K-80-(MVHV)-N | Outdoor Luminaires | Mid Output | Architectural Flood and Spot Luminaires | Premium | FALSE | [9 empty] | 42213 | Not Dimmable | Not Dimmable | No | Updated on 2/9/2017 | 3 | 5431.607 | 139.63 | 38.9 | 6.46 | 0.9945 | 4997 | 74.1
P4R6ZD1M | Singbee | Singbee | SP-2026-40W-2B-50K-17-(MVHV)-N | Outdoor Luminaires | Mid Output | Architectural Flood and Spot Luminaires | Premium | FALSE | [9 empty] | 42213 | Not Dimmable | Not Dimmable | No | Updated on 2/9/2017 | 3 | 5363.712 | 138.24 | 38.8 | 6.46 | 0.9945 | 4997 | 74.1
PCQKAUJG | Singbee | Singbee | SP-2026-200W-6B-50K-80-(MVHV)-N-DIM | Outdoor Luminaires | High Output | Architectural Flood and Spot Luminaires | Premium | FALSE | [9 empty] | 42213 | Dimmable | Continuous Below 10 | No | Updated on 12/28/2016 | 3 | 24277.77 | 123.3 | 196.9 | 7.2 | 0.9941 | 4997 | 74.2
PKUJCZFZ | Singbee | Singbee | SP-2026-40W-2B-50K-80-(MVHV)-N-DIM | Outdoor Luminaires | Mid Output | Architectural Flood and Spot Luminaires | Premium | FALSE | [9 empty] | 42213 | Dimmable | Continuous Below 10 | No | Updated on 2/9/2017 | 3 | 5431.607 | 139.63 | 38.9 | 6.46 | 0.9945 | 4997 | 74.1
PTT8KR49 | Singbee | Singbee | SP-2026-40W-2B-50K-17-(MVHV)-N-DIM | Outdoor Luminaires | Mid Output | Architectural Flood and Spot Luminaires | Premium | FALSE | [9 empty] | 42213 | Dimmable | Continuous Below 10 | No | Updated on 2/9/2017 | 3 | 5363.712 | 138.24 | 38.8 | 6.46 | 0.9945 | 4997 | 74.1
PWKKZE91 | Singbee | Singbee | SP-2026-200W-6B-50K-17-(MVHV)-N | Outdoor Luminaires | High Output | Architectural Flood and Spot Luminaires | Premium | FALSE | [9 empty] | 42213 | Not Dimmable | Not Dimmable | No | Updated on 12/28/2016 | 3 | 24095.344 | 121.94 | 197.6 | 7.2 | 0.9941 | 4995 | 74.2
PGYEGWF8 | Singbee | Singbee | SP-2026-200W-6B-50K-17-(MVHV)-N-DIM | Outdoor Luminaires | High Output | Architectural Flood and Spot Luminaires | Premium | FALSE | [9 empty] | 42213 | Dimmable | Continuous Below 10 | No | Updated on 12/28/2016 | 3 | 24095.344 | 121.94 | 197.6 | 7.2 | 0.9941 | 4995 | 74.2
PVB4B9VF | Singbee | Singbee | SP-2026-250W-7B-40K-80-(MVHV)-N | Outdoor Luminaires | High Output | Architectural Flood and Spot Luminaires | Premium | FALSE | [9 empty] | 42213 | Not Dimmable | Not Dimmable | No | Updated on 12/28/2016 | 3 | 30037 | 122.5 | 245.2 | 7.48 | 0.9938 | 4019 | 72.3
P5SG13F5 | Singbee | Singbee | SP-2026-250W-7B-40K-17-HV-N | Outdoor Luminaires | High Output | Architectural Flood and Spot Luminaires | Premium | FALSE | [9 empty] | 42213 | Not Dimmable | Not Dimmable | No | Updated on 12/28/2016 | 3 | 29330.42 | 121.1 | 242.2 | 7.48 | 0.996 | 4019 | 72.3
PZK7Q96B | Singbee | Singbee | SP-2026-250W-7B-40K-80-(MVHV)-N-DIM | Outdoor Luminaires | High Output | Architectural Flood and Spot Luminaires | Premium | FALSE | [9 empty] | 42213 | Dimmable | Continuous Below 10 | No | Updated on 12/28/2016 | 3 | 30037 | 122.5 | 245.2 | 7.48 | 0.9938 | 4019 | 72.3
P3A28S7X | Singbee | Singbee | SP-2026-250W-7B-40K-17-HV-N-DIM | Outdoor Luminaires | High Output | Architectural Flood and Spot Luminaires | Premium | FALSE | [9 empty] | 42213 | Dimmable | Continuous Below 10 | No | Updated on 12/28/2016 | 3 | 29330.42 | 121.1 | 242.2 | 7.48 | 0.996 | 4019 | 72.3
PQN5ZHWD | Singbee | Singbee | SP-2026-250W-7B-40K-17-MV-N-DIM | Outdoor Luminaires | High Output | Architectural Flood and Spot Luminaires | Premium | FALSE | [9 empty] | 42213 | Dimmable | Continuous Below 10 | No | Updated on 12/28/2016 | 3 | 29330.42 | 121.1 | 242.2 | 7.48 | 0.9938 | 4019 | 72.3
PTV6GHDV | Singbee | Singbee | SP-2026-60W-2B-40K-17-HV-N | Outdoor Luminaires | Mid Output | Architectural Flood and Spot Luminaires | Premium | FALSE | [9 empty] | 42213 | Not Dimmable | Not Dimmable | No | Updated on 12/28/2016 | 3 | 7157.01 | 121.1 | 59.1 | 4.84 | 0.9866 | 4007 | 72.3
P544TPMG | Singbee | Singbee | SP-2026-60W-2B-40K-80-(MVHV)-N | Outdoor Luminaires | Mid Output | Architectural Flood and Spot Luminaires | Premium | FALSE | [9 empty] | 42213 | Not Dimmable | Not Dimmable | No | Updated on 12/28/2016 | 3 | 7252 | 122.5 | 59.2 | 4.84 | 0.9966 | 4007 | 72.3
PR8F4YWP | Singbee | Singbee | SP-2026-100W-3B-40K-80-(MVHV)-N | Outdoor Luminaires | High Output | Architectural Flood and Spot Luminaires | Premium | FALSE | [9 empty] | 42213 | Not Dimmable | Not Dimmable | No | Updated on 12/28/2016 | 3 | 11992.75 | 122.5 | 97.9 | 7.46 | 0.9935 | 4007 | 72.2
PQWGASU4 | Singbee | Singbee | SP-2026-100W-3B-40K-17-HV-N | Outdoor Luminaires | High Output | Architectural Flood and Spot Luminaires | Premium | FALSE | [9 empty] | 42213 | Not Dimmable | Not Dimmable | No | Updated on 12/28/2016 | 3 | 11733.379 | 121.1 | 96.89 | 7.46 | 0.9935 | 4007 | 72.2
P2K4DNB5 | Singbee | Singbee | SP-2026-60W-2B-40K-17-HV-N-DIM | Outdoor Luminaires | Mid Output | Architectural Flood and Spot Luminaires | Premium | FALSE | [9 empty] | 42213 | Dimmable | Continuous Below 10 | No | Updated on 12/28/2016 | 3 | 7157.01 | 121.1 | 59.1 | 4.84 | 0.9866 | 4007 | 72.3
PB5THWVY | Singbee | Singbee | SP-2026-60W-2B-40K-80-(MVHV)-N-DIM | Outdoor Luminaires | Mid Output | Architectural Flood and Spot Luminaires | Premium | FALSE | [9 empty] | 42213 | Dimmable | Continuous Below 10 | No | Updated on 12/28/2016 | 3 | 7252 | 122.5 | 59.2 | 4.84 | 0.9966 | 4007 | 72.3
P51BPZ1H | Singbee | Singbee | SP-2026-60W-2B-40K-17-MV-N-DIM | Outdoor Luminaires | Mid Output | Architectural Flood and Spot Luminaires | Premium | FALSE | [9 empty] | 42213 | Dimmable | Continuous Below 10 | No | Updated on 12/28/2016 | 3 | 7157.01 | 121.1 | 59.1 | 4.84 | 0.9966 | 4007 | 72.3
PBRMEAYF | Singbee | Singbee | SP-2026-100W-3B-40K-80-(MVHV)-N-DIM | Outdoor Luminaires | High Output | Architectural Flood and Spot Luminaires | Premium | FALSE | [9 empty] | 42213 | Dimmable | Continuous Below 10 | No | Updated on 12/28/2016 | 3 | 11992.75 | 122.5 | 97.9 | 7.46 | 0.9935 | 4007 | 72.2
PJKUWENY | Singbee | Singbee | SP-2026-100W-3B-40K-17-MV-N-DIM | Outdoor Luminaires | High Output | Architectural Flood and Spot Luminaires | Premium | FALSE | [9 empty] | 42213 | Dimmable | Continuous Below 10 | No | Updated on 12/28/2016 | 3 | 11733.379 | 121.1 | 96.89 | 7.46 | 0.9935 | 4007 | 72.2
PAZ9W7BZ | Singbee | Singbee | SP-2026-100W-3B-40K-17-HV-N-DIM | Outdoor Luminaires | High Output | Architectural Flood and Spot Luminaires | Premium | FALSE | [9 empty] | 42213 | Dimmable | Continuous Below 10 | No | Updated on 12/28/2016 | 3 | 11733.379 | 121.1 | 96.89 | 7.46 | 0.9935 | 4007 | 72.2
PV6AVURM | Singbee | Singbee | SP-2026-120W-4B-40K-80-(MVHV)-N | Outdoor Luminaires | High Output | Architectural Flood and Spot Luminaires | Premium | FALSE | [9 empty] | 42213 | Not Dimmable | Not Dimmable | No | Updated on 12/28/2016 | 3 | 14589.75 | 122.5 | 119.1 | 6.26 | 0.9955 | 4006 | 72.4
PVJDX5ZY | Singbee | Singbee | SP-2026-120W-4B-40K-17-MV-N | Outdoor Luminaires | High Output | Architectural Flood and Spot Luminaires | Premium | FALSE | [9 empty] | 42213 | Not Dimmable | Not Dimmable | No | Updated on 12/28/2016 | 3 | 14435.12 | 121.1 | 119.2 | 6.26 | 0.9955 | 4006 | 72.4
PJX6Q52R | Singbee | Singbee | SP-2026-120W-4B-40K-17-HV-N | Outdoor Luminaires | High Output | Architectural Flood and Spot Luminaires | Premium | FALSE | [9 empty] | 42213 | Not Dimmable | Not Dimmable | No | Updated on 12/28/2016 | 3 | 14435.12 | 121.1 | 119.2 | 6.26 | 0.9925 | 4006 | 72.4
PH5KDQDG | Singbee | Singbee | SP-2026-120W-4B-40K-80-(MVHV)-N-DIM | Outdoor Luminaires | High Output | Architectural Flood and Spot Luminaires | Premium | FALSE | [9 empty] | 42213 | Dimmable | Continuous Below 10 | No | Updated on 12/28/2016 | 3 | 14589.75 | 122.5 | 119.1 | 6.26 | 0.9955 | 4006 | 72.4
PXBAQJG9 | Singbee | Singbee | SP-2026-120W-4B-40K-17-MV-N-DIM | Outdoor Luminaires | High Output | Architectural Flood and Spot Luminaires | Premium | FALSE | [9 empty] | 42213 | Dimmable | Continuous Below 10 | No | Updated on 12/28/2016 | 3 | 14435.12 | 121.1 | 119.2 | 6.26 | 0.9955 | 4006 | 72.4
P7QKD971 | Singbee | Singbee | SP-2026-120W-4B-40K-17-HV-N-DIM | Outdoor Luminaires | High Output | Architectural Flood and Spot Luminaires | Premium | FALSE | [9 empty] | 42213 | Dimmable | Continuous Below 10 | No | Updated on 12/28/2016 | 3 | 14435.12 | 121.1 | 119.2 | 6.26 | 0.9925 | 4006 | 72.4
PPKNUUEM | Singbee | Singbee | SP-2026-200W-6B-40K-80-(MVHV)-N | Outdoor Luminaires | High Output | Architectural Flood and Spot Luminaires | Premium | FALSE | [9 empty] | 42213 | Not Dimmable | Not Dimmable | No | Updated on 12/28/2016 | 3 | 24120.25 | 122.5 | 196.9 | 7.2 | 0.9941 | 4002 | 72.5
P6VQXN2R | Singbee | Singbee | SP-2026-200W-6B-40K-17-MV-N | Outdoor Luminaires | High Output | Architectural Flood and Spot Luminaires | Premium | FALSE | [9 empty] | 42213 | Not Dimmable | Not Dimmable | No | Updated on 12/28/2016 | 3 | 23929.36 | 121.1 | 197.6 | 7.2 | 0.9941 | 4002 | 72.5
PBCCCFDU | Singbee | Singbee | SP-2026-200W-6B-40K-17-HV-N | Outdoor Luminaires | High Output | Architectural Flood and Spot Luminaires | Premium | FALSE | [9 empty] | 42213 | Not Dimmable | Not Dimmable | No | Updated on 12/28/2016 | 3 | 23929.36 | 121.1 | 197.6 | 7.2 | 0.9941 | 4002 | 72.5
PS21N2VT | Singbee | Singbee | SP-2026-200W-6B-40K-80-(MVHV)-N-DIM | Outdoor Luminaires | High Output | Architectural Flood and Spot Luminaires | Premium | FALSE | [9 empty] | 42213 | Dimmable | Continuous Below 10 | No | Updated on 12/28/2016 | 3 | 24120.25 | 122.5 | 196.9 | 7.2 | 0.9941 | 4002 | 72.5
PTS32R9V | Singbee | Singbee | SP-2026-200W-6B-40K-17-MV-N-DIM | Outdoor Luminaires | High Output | Architectural Flood and Spot Luminaires | Premium | FALSE | [9 empty] | 42213 | Dimmable | Continuous Below 10 | No | Updated on 12/28/2016 | 3 | 23929.36 | 121.1 | 197.6 | 7.2 | 0.9941 | 4002 | 72.5
PUPWJKDW | Singbee | Singbee | SP-2026-200W-6B-40K-17-HV-N-DIM | Outdoor Luminaires | High Output | Architectural Flood and Spot Luminaires | Premium | FALSE | [9 empty] | 42213 | Dimmable | Continuous Below 10 | No | Updated on 12/28/2016 | 3 | 23929.36 | 121.1 | 197.6 | 7.2 | 0.9941 | 4002 | 72.5
P35PK5XT | Singbee | Singbee | SP-2026-150W-5B-40K-80-(MVHV)-N | Outdoor Luminaires | High Output | Architectural Flood and Spot Luminaires | Premium | FALSE | [9 empty] | 42213 | Not Dimmable | Not Dimmable | No | Updated on 12/28/2016 | 3 | 18277 | 122.5 | 149.2 | 6.62 | 0.9946 | 3998 | 72.2
PU794SGA | Singbee | Singbee | SP-2026-150W-5B-40K-17-HV-N | Outdoor Luminaires | High Output | Architectural Flood and Spot Luminaires | Premium | FALSE | [9 empty] | 42213 | Not Dimmable | Not Dimmable | No | Updated on 12/28/2016 | 3 | 18007.57 | 121.1 | 148.7 | 6.62 | 0.9946 | 3998 | 72.2
PH7QA2J1 | Singbee | Singbee | SP-2026-150W-5B-40K-17-MV-N | Outdoor Luminaires | High Output | Architectural Flood and Spot Luminaires | Premium | FALSE | [9 empty] | 42213 | Not Dimmable | Not Dimmable | No | Updated on 12/28/2016 | 3 | 18007.57 | 121.1 | 148.7 | 6.62 | 0.9946 | 3998 | 72.2
PSAS4FJB | Singbee | Singbee | SP-2026-150W-5B-40K-80-(MVHV)-N-DIM | Outdoor Luminaires | High Output | Architectural Flood and Spot Luminaires | Premium | FALSE | [9 empty] | 42213 | Dimmable | Continuous Below 10 | No | Updated on 12/28/2016 | 3 | 18277 | 122.5 | 149.2 | 6.62 | 0.9946 | 3998 | 72.2
PW4S8URD | Singbee | Singbee | SP-2026-150W-5B-40K-17-HV-N-DIM | Outdoor Luminaires | High Output | Architectural Flood and Spot Luminaires | Premium | FALSE | [9 empty] | 42213 | Dimmable | Continuous Below 10 | No | Updated on 12/28/2016 | 3 | 18007.57 | 121.1 | 148.7 | 6.62 | 0.9946 | 3998 | 72.2
PG96GCQN | Singbee | Singbee | SP-2026-150W-5B-40K-17-MV-N-DIM | Outdoor Luminaires | High Output | Architectural Flood and Spot Luminaires | Premium | FALSE | [9 empty] | 42213 | Dimmable | Continuous Below 10 | No | Updated on 12/28/2016 | 3 | 18007.57 | 121.1 | 148.7 | 6.62 | 0.9946 | 3998 | 72.2
PMRWXRYE | Singbee | Singbee | SP-2026-40W-2B-40K-80-(MVHV)-N | Outdoor Luminaires | Mid Output | Architectural Flood and Spot Luminaires | Premium | FALSE | [9 empty] | 42213 | Not Dimmable | Not Dimmable | No | Updated on 2/9/2017 | 3 | 5400.876 | 138.84 | 38.9 | 6.46 | 0.9945 | 3997 | 72.4
P6ZD26ET | Singbee | Singbee | SP-2026-40W-2B-40K-80-(MVHV)-N-DIM | Outdoor Luminaires | Mid Output | Architectural Flood and Spot Luminaires | Premium | FALSE | [9 empty] | 42213 | Dimmable | Continuous Below 10 | No | Updated on 2/9/2017 | 3 | 5400.876 | 138.84 | 38.9 | 6.46 | 0.9945 | 3997 | 72.4
PFC58HUJ | Singbee | Singbee | SP-2026-40W-2B-40K-17-(MVHV)-N-DIM | Outdoor Luminaires | Mid Output | Architectural Flood and Spot Luminaires | Premium | FALSE | [9 empty] | 42213 | Dimmable | Continuous Below 10 | No | Updated on 2/9/2017 | 3 | 5347.0884 | 137.14 | 38.99 | 10.35 | 0.9965 | 4021 | 76.7
PVDJTRTG | TACO Metals Inc. | Lumateq | LB160-BRZ-110-00 | Outdoor Luminaires | High Output | Architectural Flood and Spot Luminaires | Standard | TRUE | 14066.81 | 86.52 | 162.58 | 10 | 0.97 | 5838 | 81.2 | 5 | 50000 | 42212 |  |  | NotYetVerified |  | 3 | 14060 | 86.48 | 162.58 | 10 | 0.99 | 5700 | 80
P5RC1N7B | Sarin Energy Inc. | SES | SES-FL-5700-320 | Outdoor Luminaires | High Output | Architectural Flood and Spot Luminaires | Standard | TRUE | 24982.57 | 75.18 | 332.3 | 7.4 | 0.962 | 5916 | 70.5 | 5 | 50000 | 42212 |  |  | NotYetVerified |  | 3 | 24982.57 | 75.18 | 332.3 | 3.41 | 0.998 | 5916 | 71
P2GHMQ2Q | Sarin Energy Inc. | SES | SES-FL-4000-150 | Outdoor Luminaires | High Output | Architectural Flood and Spot Luminaires | Standard | TRUE | 12504.8 | 80.87 | 154.62 | 11.43 | 0.939 | 4147 | 72 | 5 | 50000 | 42212 |  |  | NotYetVerified |  | 3 | 12504 | 80.87 | 154.62 | 6.14 | 0.995 | 4147 | 72
PSVG18J8 | Sarin Energy Inc. | SES | SES-FL-3000-100 | Outdoor Luminaires | Mid Output | Architectural Flood and Spot Luminaires | Standard | TRUE | 7693.45 | 79.21 | 97.1 | 19.2 | 0.92 | 3183 | 80.8 | 5 | 50000 | 42212 |  |  | NotYetVerified |  | 3 |  |  |  |  | 0.9 | 3000 | 70
PQGASWGC | Cree Inc. | E-Conolight | E-HL7F07N2Z | Outdoor Luminaires | Mid Output | Architectural Flood and Spot Luminaires | Standard | TRUE | 7208.9 | 95.82 | 75.23 | 16.39 | 0.92 | 3910 | 72 | 5 | 50000 | 42212 |  |  | NotYetVerified |  | 3 | 7200 | 96 | 75 | 16.39 | 0.92 | 4000 | 72
PWEX3S78 | TACO Metals Inc. | Lumateq | LB100-BRZ-110-00 | Outdoor Luminaires | Mid Output | Architectural Flood and Spot Luminaires | Standard | TRUE | 8875.25 | 90.11 | 98.49 | 17.9 | 0.91 | 5818 | 81 | 5 | 50000 | 42212 |  |  | NotYetVerified |  | 3 | 8870 | 90.06 | 98.49 | 17.9 | 0.99 | 5700 | 80
P7RYJK9J | Sarin Energy Inc. | SES | SES-FL-4000-50 | Outdoor Luminaires | Low Output | Architectural Flood and Spot Luminaires | Standard | TRUE | 4029.11 | 79 | 51 | 19.96 | 0.892 | 4199 | 73.1 | 5 | 50000 | 42212 |  |  | NotYetVerified |  | 3 | 4029.11 | 79 | 51 | 13.62 | 0.988 | 4199 | 73
PD1V5YWM | Sarin Energy Inc. | SES | SES-FL-5700-150 | Outdoor Luminaires | High Output | Architectural Flood and Spot Luminaires | Standard | FALSE | [9 empty] | 42212 |  |  | NotYetVerified |  | 3 | 12000 | 80 | 150 | 6.14 | 0.995 | 5700 | 72
PBZ3SRTF | Sarin Energy Inc. | SES | SES-FL-5700-50 | Outdoor Luminaires | Low Output | Architectural Flood and Spot Luminaires | Standard | FALSE | [9 empty] | 42212 |  |  | NotYetVerified |  | 3 | 4500 | 90 | 50 | 13.62 | 0.988 | 5700 | 73
P6SUN1MN | Sarin Energy Inc. | SES | SES-FL-5000-150 | Outdoor Luminaires | High Output | Architectural Flood and Spot Luminaires | Standard | FALSE | [9 empty] | 42212 |  |  | NotYetVerified |  | 3 | 12000 | 80 | 150 | 6.14 | 0.995 | 5000 | 72
PVSWPX4U | Sarin Energy Inc. | SES | SES-FL-5000-50 | Outdoor Luminaires | Low Output | Architectural Flood and Spot Luminaires | Standard | FALSE | [9 empty] | 42212 |  |  | NotYetVerified |  | 3 | 4500 | 90 | 50 | 13.62 | 0.988 | 5000 | 73
PHJYWQV1 | Cree Inc. | E-Conolight | E-HL7F07C2Z | Outdoor Luminaires | Mid Output | Architectural Flood and Spot Luminaires | Standard | FALSE | [9 empty] | 42212 |  |  | NotYetVerified |  | 3 | 7400 | 99 | 75 | 16.17 | 0.92 | 5000 | 72
PP28SERS | Cree Inc. | E-Conolight | E-HL7S07C2Z | Outdoor Luminaires | Mid Output | Architectural Flood and Spot Luminaires | Standard | FALSE | [9 empty] | 42212 |  |  | NotYetVerified |  | 3 | 7700 | 102 | 75 | 16.09 | 0.92 | 5000 | 72
PX59FHUE | Cree Inc. | E-Conolight | E-HL7S07N2Z | Outdoor Luminaires | Mid Output | Architectural Flood and Spot Luminaires | Standard | FALSE | [9 empty] | 42212 |  |  | NotYetVerified |  | 3 | 7400 | 99 | 75 | 16.23 | 0.92 | 4000 | 72
PM4MH2QG | Tamlite Lighting | Tamlite Lighting | TATFLL3015XX | Outdoor Luminaires | Low Output | Architectural Flood and Spot Luminaires | Standard | TRUE | 1467.8 | 96.19 | 15.26 | 16.52 | 0.9079 | 3042 | 82.9 | 5 | 50000 | 42207 |  |  | NotYetVerified |  | 3 | 1467.8 | 96.19 | 15.26 | 20 | 0.9 | 3000 | 82.9
P8BWDEJA | Tamlite Lighting | Tamlite Lighting | TATFLL3030XX | Outdoor Luminaires | Low Output | Architectural Flood and Spot Luminaires | Standard | TRUE | 2899.1 | 98.84 | 29.33 | 16.49 | 0.9049 | 3041 | 83.2 | 5 | 50000 | 42207 |  |  | NotYetVerified |  | 3 | 2899.1 | 98.84 | 29.33 | 20 | 0.9 | 3000 | 83.2
P1X9PNCC | Tamlite Lighting | Tamlite Lighting | TATFLL3050XX | Outdoor Luminaires | Low Output | Architectural Flood and Spot Luminaires | Standard | TRUE | 4906.5 | 102.12 | 48.05 | 17.63 | 0.9031 | 3042 | 83.3 | 5 | 50000 | 42207 |  |  | NotYetVerified |  | 3 | 4906.5 | 102.12 | 48.05 | 20 | 0.9 | 3000 | 83.3
P25951W4 | Tamlite Lighting | Tamlite Lighting | TATFLL5050XX | Outdoor Luminaires | Low Output | Architectural Flood and Spot Luminaires | Standard | FALSE | [9 empty] | 42207 |  |  | NotYetVerified |  | 3 | 4906.5 | 102.12 | 48.05 | 20 | 0.9 | 5000 | 83.3
PRHND7WT | Tamlite Lighting | Tamlite Lighting | TATFLL5030XX | Outdoor Luminaires | Low Output | Architectural Flood and Spot Luminaires | Standard | FALSE | [9 empty] | 42207 |  |  | NotYetVerified |  | 3 | 2899.1 | 98.84 | 29.33 | 20 | 0.9 | 5000 | 83.2
PUV3AASN | Tamlite Lighting | Tamlite Lighting | TATFLL5015XX | Outdoor Luminaires | Low Output | Architectural Flood and Spot Luminaires | Standard | FALSE | [9 empty] | 42207 |  |  | NotYetVerified |  | 3 | 1467.8 | 96.19 | 15.26 | 20 | 0.9 | 5000 | 82.9
PWATV8JA | Damar | Damar | 38651A | Outdoor Luminaires | Mid Output | Architectural Flood and Spot Luminaires | Standard | TRUE | 6735.7 | 117.26 | 57.44 | 13.45 | 0.987 | 4014 | 72.4 | 5 | 50000 | 42206 |  |  | NotYetVerified |  | 3 | 6380 | 110 | 58 |  | 0.95 | 4000 | 70
P8RTCD56 | Damar | Damar | 38650A | Outdoor Luminaires | Low Output | Architectural Flood and Spot Luminaires | Standard | TRUE | 3336.7 | 113.08 | 29.51 | 16.81 | 0.9825 | 4038 | 73 | 5 | 50000 | 42206 |  |  | NotYetVerified |  | 3 | 3300 | 110 | 29 |  | 0.95 | 4000 | 70
P9W9KCKU | Eiko Global LLC | EIKO | FLM-3C-U | Outdoor Luminaires | Low Output | Architectural Flood and Spot Luminaires | Standard | TRUE | 3946.3 | 92 | 42.89 | 12.23 | 0.9491 | 5132 | 76.5 | 5 | 50000 | 42206 |  |  | NotYetVerified |  | 3 | 4000 | 88 | 45 | 20 | 0.9 | 5000 | 70
P5H1U11Y | Eiko Global LLC | EIKO | FLM-3C-N-U | Outdoor Luminaires | Low Output | Architectural Flood and Spot Luminaires | Standard | TRUE | 3634.1 | 84.3 | 43.13 | 11.77 | 0.9487 | 5080 | 74 | 5 | 50000 | 42206 |  |  | NotYetVerified |  | 3 | 3700 | 82 | 45 | 20 | 0.9 | 5000 | 70
PGT4KJYQ | Opalray Group Co. Ltd | OPALRAY | OPR-FL02-50W 2700K | Outdoor Luminaires | Low Output | Architectural Flood and Spot Luminaires | Standard | TRUE | 3777.58 | 78 | 48.58 | 14.11 | 0.946 | 2759 | 79.7 | 5 | 50000 | 42206 |  |  | NotYetVerified |  | 3 | 3777.58 | 78 | 48.58 | 4.77 | 0.994 | 2759 | 80
PWR37GQG | Eiko Global LLC | EIKO | FLM-2C-U | Outdoor Luminaires | Low Output | Architectural Flood and Spot Luminaires | Standard | TRUE | 2207.4 | 93.2 | 23.68 | 11.64 | 0.9354 | 5096 | 76.4 | 5 | 50000 | 42206 |  |  | NotYetVerified |  | 3 | 2200 | 88 | 25 | 20 | 0.9 | 5000 | 70
P33NXZV9 | Shenzhen Cesp Co. Ltd | China Energy South Power | CES-J150 | Outdoor Luminaires | High Output | Architectural Flood and Spot Luminaires | Standard | TRUE | 13335 | 88.42 | 150.8 | 11.86 | 0.933 | 5922 | 67.2 | 5 | 100000 | 42206 |  |  | NotYetVerified |  | 3 | 13500 | 93 | 150 | 11.86 | 0.933 | 5922 | 67.2
PUC1C93R | Eiko Global LLC | EIKO | FLM-2C-N-U | Outdoor Luminaires | Low Output | Architectural Flood and Spot Luminaires | Standard | TRUE | 1860.4 | 83.9 | 22.18 | 14.68 | 0.9148 | 5077 | 74.4 | 5 | 50000 | 42206 |  |  | NotYetVerified |  | 3 | 2000 | 80 | 25 | 20 | 0.9 | 5000 | 70
P6MNQVBD | Hardware Concepts Inc. | LEDOUTDOORUSA | LED-WP-40XXX [120V ONLY BS-1 Mounting Only] | Outdoor Luminaires | Low Output | Architectural Flood and Spot Luminaires | Standard | TRUE | 3508.4 | 86.1 | 40.75 | 20.3 | 0.91 | 5848 | 82 | 5 | 50000 | 42206 |  |  | NotYetVerified |  | 3 | 3508.44 | 86.1 | 40.75 | 20.3 | 0.98 | 3500 | 81.7
P87N5245 | LIGHTING BEST INTERNATIONAL LIMITED | LightingBest | LB-IM320-WBBB(3000K) | Outdoor Luminaires | Very High Output | Architectural Flood and Spot Luminaires | Standard | TRUE | 33126.7 | 81.1 | 408.3 | 20.11 | 0.8848 | 3055 | 72.5 | 5 | 50000 | 42206 |  |  | NotYetVerified |  | 3 | 33127 | 82.8 | 400 | 20 | 0.9 | 3000 | 70
PCMAS4AR | Eiko Global LLC | EIKO | FLM-1C-U | Outdoor Luminaires | Low Output | Architectural Flood and Spot Luminaires | Standard | TRUE | 1220.9 | 84.9 | 14.38 | 24.16 | 0.8746 | 5164 | 76.9 | 5 | 50000 | 42206 |  |  | NotYetVerified |  | 3 | 1250 | 83 | 15 | 20 | 0.9 | 5000 | 70
P9TD45C5 | Eiko Global LLC | EIKO | FLM-1C-N-U | Outdoor Luminaires | Low Output | Architectural Flood and Spot Luminaires | Standard | TRUE | 1152.7 | 81.5 | 14.14 | 19.03 | 0.8741 | 5098 | 73.9 | 5 | 50000 | 42206 |  |  | NotYetVerified |  | 3 | 1200 | 80 | 15 | 20 | 0.9 | 5000 | 70
PG33SC6R | Opalray Group Co. Ltd | OPALRAY | OPR-FL02-50W 5700K | Outdoor Luminaires | Low Output | Architectural Flood and Spot Luminaires | Standard | FALSE | [9 empty] | 42206 |  |  | NotYetVerified |  | 3 | 5000 | 100 | 50 | 4.77 | 0.994 | 5700 | 80
P84ZGBFX | Opalray Group Co. Ltd | OPALRAY | OPR-FL02-50W 5000K | Outdoor Luminaires | Low Output | Architectural Flood and Spot Luminaires | Standard | FALSE | [9 empty] | 42206 |  |  | NotYetVerified |  | 3 | 5000 | 100 | 50 | 4.77 | 0.994 | 5000 | 80
PSFTA2A8 | Opalray Group Co. Ltd | OPALRAY | OPR-FL02-50W 4500K | Outdoor Luminaires | Low Output | Architectural Flood and Spot Luminaires | Standard | FALSE | [9 empty] | 42206 |  |  | NotYetVerified |  | 3 | 5000 | 100 | 50 | 4.77 | 0.994 | 4500 | 80
PGYB41SC | Opalray Group Co. Ltd | OPALRAY | OPR-FL02-50W 4000K | Outdoor Luminaires | Low Output | Architectural Flood and Spot Luminaires | Standard | FALSE | [9 empty] | 42206 |  |  | NotYetVerified |  | 3 | 5000 | 100 | 50 | 4.77 | 0.994 | 4000 | 80
P5AHEMMK | Opalray Group Co. Ltd | OPALRAY | OPR-FL02-50W 3500K | Outdoor Luminaires | Low Output | Architectural Flood and Spot Luminaires | Standard | FALSE | [9 empty] | 42206 |  |  | NotYetVerified |  | 3 | 5000 | 100 | 50 | 4.77 | 0.994 | 3500 | 80
PMFVU34Q | Opalray Group Co. Ltd | OPALRAY | OPR-FL02-50W 3000K | Outdoor Luminaires | Low Output | Architectural Flood and Spot Luminaires | Standard | FALSE | [9 empty] | 42206 |  |  | NotYetVerified |  | 3 | 5000 | 100 | 50 | 4.77 | 0.994 | 3000 | 80
P4APNDEJ | LIGHTING BEST INTERNATIONAL LIMITED | LightingBest | LB-IM320-WBBB(5500K) | Outdoor Luminaires | Very High Output | Architectural Flood and Spot Luminaires | Standard | FALSE | [9 empty] | 42206 |  |  | NotYetVerified |  | 3 | 35042 | 87.6 | 400 | 20 | 0.9 | 5500 | 70
PXN29UGK | LIGHTING BEST INTERNATIONAL LIMITED | LightingBest | LB-IM320-DBBB(5500K) | Outdoor Luminaires | Very High Output | Architectural Flood and Spot Luminaires | Standard | FALSE | [9 empty] | 42206 |  |  | NotYetVerified |  | 3 | 35042 | 87.6 | 400 | 20 | 0.9 | 5500 | 70
PAVQ9VPE | LIGHTING BEST INTERNATIONAL LIMITED | LightingBest | LB-IM320-WBBB(5000K) | Outdoor Luminaires | Very High Output | Architectural Flood and Spot Luminaires | Standard | FALSE | [9 empty] | 42206 |  |  | NotYetVerified |  | 3 | 34403 | 86 | 400 | 20 | 0.9 | 5000 | 70
PRJ5PD45 | LIGHTING BEST INTERNATIONAL LIMITED | LightingBest | LB-IM320-DBBB(5000K) | Outdoor Luminaires | Very High Output | Architectural Flood and Spot Luminaires | Standard | FALSE | [9 empty] | 42206 |  |  | NotYetVerified |  | 3 | 34403 | 86 | 400 | 20 | 0.9 | 5000 | 70
PK74N72V | LIGHTING BEST INTERNATIONAL LIMITED | LightingBest | LB-IM320-WBBB(4500K) | Outdoor Luminaires | Very High Output | Architectural Flood and Spot Luminaires | Standard | FALSE | [9 empty] | 42206 |  |  | NotYetVerified |  | 3 | 34084 | 85.2 | 400 | 20 | 0.9 | 4500 | 70
P594NNGQ | LIGHTING BEST INTERNATIONAL LIMITED | LightingBest | LB-IM320-DBBB(4500K) | Outdoor Luminaires | Very High Output | Architectural Flood and Spot Luminaires | Standard | FALSE | [9 empty] | 42206 |  |  | NotYetVerified |  | 3 | 34084 | 85.2 | 400 | 20 | 0.9 | 4500 | 70
PJSXGTJC | LIGHTING BEST INTERNATIONAL LIMITED | LightingBest | LB-IM320-WBBB(4000K) | Outdoor Luminaires | Very High Output | Architectural Flood and Spot Luminaires | Standard | FALSE | [9 empty] | 42206 |  |  | NotYetVerified |  | 3 | 33756 | 84.4 | 400 | 20 | 0.9 | 4000 | 70
PAUS5BJN | LIGHTING BEST INTERNATIONAL LIMITED | LightingBest | LB-IM320-DBBB(4000K) | Outdoor Luminaires | Very High Output | Architectural Flood and Spot Luminaires | Standard | FALSE | [9 empty] | 42206 |  |  | NotYetVerified |  | 3 | 33756 | 84.4 | 400 | 20 | 0.9 | 4000 | 70
PPRP381N | LIGHTING BEST INTERNATIONAL LIMITED | LightingBest | LB-IM320-WBBB(3500K) | Outdoor Luminaires | Very High Output | Architectural Flood and Spot Luminaires | Standard | FALSE | [9 empty] | 42206 |  |  | NotYetVerified |  | 3 | 33446 | 83.6 | 400 | 20 | 0.9 | 3500 | 70
P1463GSY | LIGHTING BEST INTERNATIONAL LIMITED | LightingBest | LB-IM320-DBBB(3500K) | Outdoor Luminaires | Very High Output | Architectural Flood and Spot Luminaires | Standard | FALSE | [9 empty] | 42206 |  |  | NotYetVerified |  | 3 | 33446 | 83.6 | 400 | 20 | 0.9 | 3500 | 70
PQKSV8HN | LIGHTING BEST INTERNATIONAL LIMITED | LightingBest | LB-IM320-DBBB(3000K) | Outdoor Luminaires | Very High Output | Architectural Flood and Spot Luminaires | Standard | FALSE | [9 empty] | 42206 |  |  | NotYetVerified |  | 3 | 33127 | 82.8 | 400 | 20 | 0.9 | 3000 | 70
PNPRQH2E | Industrial Lighting Products | Industrial Lighting Products | FMS-20WLED-UNIV-5000K | Outdoor Luminaires | Low Output | Architectural Flood and Spot Luminaires | Standard | FALSE | [9 empty] | 42206 |  |  | NotYetVerified |  | 3 | 1701 | 92.3453 | 18.42 | 14 | 0.894 | 5000 | 75
PGXDBN4A | Damar | Damar | 38651B | Outdoor Luminaires | Mid Output | Architectural Flood and Spot Luminaires | Standard | FALSE | [9 empty] | 42206 |  |  | NotYetVerified |  | 3 | 6380 | 110 | 58 |  | 0.95 | 5000 | 70
PNHTQF8Y | Damar | Damar | 38650B | Outdoor Luminaires | Low Output | Architectural Flood and Spot Luminaires | Standard | FALSE | [9 empty] | 42206 |  |  | NotYetVerified |  | 3 | 3300 | 110 | 29 |  | 0.95 | 5000 | 70
PA5KVEZZV | Lumificient Corporation | Lumificient Corporation | EVG236-BB-AC-NW-UL1-XX-*-*-* | Outdoor Luminaires | High Output | Architectural Flood and Spot Luminaires | Standard | TRUE | 11446 | 92.8 | 123.3 | 11.3 | 0.923 | 4159 | 81.6 | 5 |  | 42205 |  |  | NotYetVerified |  | 3
P1EQYWU4 | Tamlite Lighting | Tamlite Lighting | RBFLED103K*-XX | Outdoor Luminaires | Low Output | Architectural Flood and Spot Luminaires | Standard | TRUE | 942.15 | 85.11 | 11.07 | 18.51 | 0.9473 | 3087 | 83 | 5 | 50000 | 42202 |  |  | NotYetVerified |  | 3 | 900 | 85 | 12 |  | 0.9 | 3000 | 80
PVK8ZD6D | S LITE CO. LTD. | S LITE | FL203AE-XX-SD(3000K) | Outdoor Luminaires | High Output | Architectural Flood and Spot Luminaires | Standard | TRUE | 13950 | 117.115 | 119.1 | 19.44 | 0.9013 | 3116 | 83.1 | 5 | 50000 | 42202 |  |  | NotYetVerified |  | 3 | 13950 | 117.15 | 119.1 | 19.44 | 0.9013 | 3000 | 83.1
PAMZF3TH | Tamlite Lighting | Tamlite Lighting | RBFLED105K*-XX | Outdoor Luminaires | Low Output | Architectural Flood and Spot Luminaires | Standard | FALSE | [9 empty] | 42202 |  |  | NotYetVerified |  | 3 | 900 | 85 | 12 |  | 0.9 | 5000 | 80
PC5J8M79 | Tamlite Lighting | Tamlite Lighting | RBFLED1045K*-XX | Outdoor Luminaires | Low Output | Architectural Flood and Spot Luminaires | Standard | FALSE | [9 empty] | 42202 |  |  | NotYetVerified |  | 3 | 900 | 85 | 12 |  | 0.9 | 4500 | 80
PZBMPAHF | Tamlite Lighting | Tamlite Lighting | RBFLED104K*-XX | Outdoor Luminaires | Low Output | Architectural Flood and Spot Luminaires | Standard | FALSE | [9 empty] | 42202 |  |  | NotYetVerified |  | 3 | 900 | 85 | 12 |  | 0.9 | 4000 | 80
PVNXTJ3M | Tamlite Lighting | Tamlite Lighting | RBFLED1035K*-XX | Outdoor Luminaires | Low Output | Architectural Flood and Spot Luminaires | Standard | FALSE | [9 empty] | 42202 |  |  | NotYetVerified |  | 3 | 900 | 85 | 12 |  | 0.9 | 3500 | 80
P6ZNTU5V | S LITE CO. LTD. | S LITE | FL203AE-XX-SD(5000K) | Outdoor Luminaires | High Output | Architectural Flood and Spot Luminaires | Standard | FALSE | [9 empty] | 42202 | Dimmable | Continuous Below 10 | NotYetVerified |  | 3 | 14453 | 119.74 | 120.7 | 19.44 | 0.9013 | 5000 | 83.8
P5D4W9YC | S LITE CO. LTD. | S LITE | FL203AE-XX-SD(4500K) | Outdoor Luminaires | High Output | Architectural Flood and Spot Luminaires | Standard | FALSE | [9 empty] | 42202 | Dimmable | Continuous Below 10 | NotYetVerified |  | 3 | 13950 | 117.15 | 119.1 | 19.44 | 0.9013 | 4500 | 83.1
P99Q77BN | S LITE CO. LTD. | S LITE | FL203AE-XX-SD(4000K) | Outdoor Luminaires | High Output | Architectural Flood and Spot Luminaires | Standard | FALSE | [9 empty] | 42202 | Dimmable | Continuous Below 10 | NotYetVerified |  | 3 | 13950 | 117.15 | 119.1 | 19.44 | 0.9013 | 4000 | 83.1
PTSCYTN2 | S LITE CO. LTD. | S LITE | FL203AE-XX-SD(3500K) | Outdoor Luminaires | High Output | Architectural Flood and Spot Luminaires | Standard | FALSE | [9 empty] | 42202 | Dimmable | Continuous Below 10 | NotYetVerified |  | 3 | 13950 | 117.15 | 119.1 | 19.44 | 0.9013 | 3500 | 83.1
PV9B9EYW | WallPacksDirect.com Inc | WPD Lighting Solutions | FL100-30K | Outdoor Luminaires | Mid Output | Architectural Flood and Spot Luminaires | Standard | TRUE | 7876.6 | 85.37 | 92.27 | 14.75 | 0.9264 | 3007 | 83.3 | 5 | 50000 | 42201 |  |  | NotYetVerified |  | 3 | 7800 | 85 | 100 |  | 0.9 | 3000 | 80
PA6ZAPEP | WallPacksDirect.com Inc | WPD Lighting Solutions | FL50-30K | Outdoor Luminaires | Low Output | Architectural Flood and Spot Luminaires | Standard | TRUE | 3781.3 | 75.87 | 49.84 | 18.66 | 0.91 | 3151 | 82.7 | 5 | 50000 | 42201 |  |  | NotYetVerified |  | 3 | 3700 | 75 | 50 |  | 0.9 | 3000 | 80
PJVWFR76 | WallPacksDirect.com Inc | WPD Lighting Solutions | FL100 | Outdoor Luminaires | Mid Output | Architectural Flood and Spot Luminaires | Standard | FALSE | [9 empty] | 42201 | Not Yet Verified | Not Yet Verified | NotYetVerified |  | 3 | 7800 | 85 | 100 |  | 0.9 | 5000 | 80
PDCMQ1ER | WallPacksDirect.com Inc | WPD Lighting Solutions | FL50 | Outdoor Luminaires | Low Output | Architectural Flood and Spot Luminaires | Standard | FALSE | [9 empty] | 42201 | Not Yet Verified | Not Yet Verified | NotYetVerified |  | 3 | 3700 | 75 | 50 |  | 0.9 | 5000 | 80
PVQMHSTQ | Sunrain Systems | Esbright | F200 | Outdoor Luminaires | High Output | Architectural Flood and Spot Luminaires | Standard | TRUE | 21645.3 | 106.801 | 202.67 | 12.26 | 0.929 | 5788 | 70 | 5 | 50000 | 42200 |  |  | NotYetVerified |  | 3 | 20000 | 100 | 200 |  | 0.95 | 5500 | 80
PRRY25EK | Eran Industries | Eran Industries Ltd. | FLL400-103W-40K-W66-8-D-XX-XX-X | Outdoor Luminaires | High Output | Architectural Flood and Spot Luminaires | Standard | TRUE | 11113.3 | 110.3 | 100.76 | 15.97 | 0.921 | 3938 | 70.9 | 5 | 50000 | 42200 |  |  | NotYetVerified |  | 3 | 11113 | 110 | 101 | 20 | 0.9 | 4000 | 70
P64K2VDE | Eran Industries | Eran Industries Ltd. | FLL400-103W-50K-W66-8-XX-XX-X | Outdoor Luminaires | High Output | Architectural Flood and Spot Luminaires | Standard | FALSE | [9 empty] | 42200 |  |  | NotYetVerified |  | 3 | 11263 | 111 | 101 | 20 | 0.9 | 5000 | 70
PXMYMH9Y | Eran Industries | Eran Industries Ltd. | FLL400-103W-50K-W66-8-D-XX-XX-X | Outdoor Luminaires | High Output | Architectural Flood and Spot Luminaires | Standard | FALSE | [9 empty] | 42200 |  |  | NotYetVerified |  | 3 | 11263 | 111 | 101 | 20 | 0.9 | 5000 | 70
PU7C81KN | Eran Industries | Eran Industries Ltd. | FLL400-103W-40K-W66-8-XX-XX-X | Outdoor Luminaires | High Output | Architectural Flood and Spot Luminaires | Standard | FALSE | [9 empty] | 42200 |  |  | NotYetVerified |  | 3 | 11113 | 110 | 101 | 20 | 0.9 | 4000 | 70
PVBFPW7Z | Arani Systems Corp | Arani | FL-80W | Outdoor Luminaires | Mid Output | Architectural Flood and Spot Luminaires | Standard | TRUE | 6119 | 75.16 | 81.41 | 11.9 | 0.977 | 5260 | 77 | 5 | 55000 | 42199 |  |  | NotYetVerified |  | 3 | 6000 | 75 | 80 |  | 0.95 | 5200 | 75
PT5F66AR | Arani Systems Corp | Arani | FL-160W | Outdoor Luminaires | High Output | Architectural Flood and Spot Luminaires | Standard | TRUE | 14691 | 93.72 | 156.7 | 8.4 | 0.948 | 5444 | 78.2 | 5 | 55000 | 42199 |  |  | NotYetVerified |  | 3 | 13000 | 87 | 150 | 20 | 0.9 | 5200 | 75
PWEXEHF3 | Arani Systems Corp | Arani | FL-35W | Outdoor Luminaires | Low Output | Architectural Flood and Spot Luminaires | Standard | TRUE | 2593 | 75.66 | 34.26 | 18.8 | 0.928 | 5238 | 77 | 5 | 55000 | 42199 |  |  | NotYetVerified |  | 3 | 2600 | 80 | 35 |  | 0.95 | 5200 | 75
P3F2UD9B | Arani Systems Corp | Arani | FL-55W | Outdoor Luminaires | Low Output | Architectural Flood and Spot Luminaires | Standard | TRUE | 3906 | 76.84 | 50.83 | 17.4 | 0.928 | 5130 | 76 | 5 | 55000 | 42199 |  |  | NotYetVerified |  | 3 | 4000 | 80 | 50 |  | 0.9 | 5200 | 80
P49USXAD | CABA TECH LLC | CABATECH LLC | TG-500WCW | Outdoor Luminaires | Very High Output | Architectural Flood and Spot Luminaires | Standard | TRUE | 44277.82 | 86.85 | 509.8 | 17.2 | 0.924 | 4033 | 82.2 | 5 | 50000 | 42199 |  |  | NotYetVerified |  | 3 |  |  | 510 |  | 0.95 | 4000 | 80
PDQC6WDK | Arani Systems Corp | Arani | FL-120W | Outdoor Luminaires | High Output | Architectural Flood and Spot Luminaires | Standard | TRUE | 11644 | 90.15 | 129.1 | 12.2 | 0.921 | 5408 | 78 | 5 | 55000 | 42199 |  |  | NotYetVerified |  | 3 | 10000 | 80 | 120 |  | 0.95 | 5200 | 75
PSHT7JF4 | LEDtronics Inc. | Ledtronics | FDL003-3X50W-XPW-x01W | Outdoor Luminaires | High Output | Architectural Flood and Spot Luminaires | Standard | TRUE | 15007 | 98.6 | 152.2 | 16.62 | 0.917 | 5232 | 70.8 | 5 | 58000 | 42199 |  |  | NotYetVerified |  | 3 | 12910 | 90 | 150 |  | 1 | 5300 | 75
PUZV7U4S | LEDone Distribution Inc. | LED One | PQLV-FL-B20W-3000K | Outdoor Luminaires | Low Output | Architectural Flood and Spot Luminaires | Standard | TRUE | 1760.2 | 83.26 | 21.14 | 20.96 | 0.911 | 3086 | 81 | 5 | 50000 | 42199 |  |  | NotYetVerified |  | 3 |  | 90 | 20 |  | 0.95 | 3000 | 70
PF9ZU1D6 | TACO Metals Inc. | Lumateq | LB130-BRZ-110-00 | Outdoor Luminaires | High Output | Architectural Flood and Spot Luminaires | Standard | TRUE | 11746.93 | 90.42 | 129.91 | 17.9 | 0.91 | 5742 | 81.4 |  |  | 42199 |  |  | NotYetVerified |  | 3 | 11746.93 | 90.42 | 129.91 | 17.9 | 0.91 | 5742 | 81.4
P99BMR9Q | LEDone Distribution Inc. | LED One | PQLV-FL-B30W-3000K | Outdoor Luminaires | Low Output | Architectural Flood and Spot Luminaires | Standard | TRUE | 2564.6 | 85.15 | 30.12 | 23.05 | 0.909 | 3075 | 81 | 5 | 50000 | 42199 |  |  | NotYetVerified |  | 3 |  | 90 | 30 |  | 0.95 | 3000 | 70
PYZVAR8C | LEDone Distribution Inc. | LED One | PQLV-FL-B10W-5000K | Outdoor Luminaires | Low Output | Architectural Flood and Spot Luminaires | Standard | TRUE | 908.653 | 85.16 | 10.67 | 18.53 | 0.906 | 5072 | 83.2 | 5 | 50000 | 42199 |  |  | NotYetVerified |  | 3 |  | 90 | 10 |  | 0.95 | 5000 | 70
PR43QJVK | LEDone Distribution Inc. | LED One | PQLV-FL-B30W-5700K | Outdoor Luminaires | Low Output | Architectural Flood and Spot Luminaires | Standard | FALSE | [9 empty] | 42199 |  |  | NotYetVerified |  | 3 | 2700 | 90 | 30 |  | 0.95 | 5700 | 70
P6R6N2SH | LEDone Distribution Inc. | LED One | PQLV-FL-B20W-5700K | Outdoor Luminaires | Low Output | Architectural Flood and Spot Luminaires | Standard | FALSE | [9 empty] | 42199 |  |  | NotYetVerified |  | 3 | 1800 | 90 | 20 |  | 0.95 | 5700 | 70
PG3JKEU7 | LEDone Distribution Inc. | LED One | PQLV-FL-B30W-5000K | Outdoor Luminaires | Low Output | Architectural Flood and Spot Luminaires | Standard | FALSE | [9 empty] | 42199 |  |  | NotYetVerified |  | 3 | 2700 | 90 | 30 |  | 0.95 | 5000 | 70
PGUVGADP | LEDone Distribution Inc. | LED One | PQLV-FL-B20W-5000K | Outdoor Luminaires | Low Output | Architectural Flood and Spot Luminaires | Standard | FALSE | [9 empty] | 42199 |  |  | NotYetVerified |  | 3 | 1800 | 90 | 20 |  | 0.95 | 5000 | 70
PSE5UH5N | LEDone Distribution Inc. | LED One | PQLV-FL-B30W-4000K | Outdoor Luminaires | Low Output | Architectural Flood and Spot Luminaires | Standard | FALSE | [9 empty] | 42199 |  |  | NotYetVerified |  | 3 | 2700 | 90 | 30 |  | 0.95 | 4000 | 70
PNHRE7ZH | LEDone Distribution Inc. | LED One | PQLV-FL-B20W-4000K | Outdoor Luminaires | Low Output | Architectural Flood and Spot Luminaires | Standard | FALSE | [9 empty] | 42199 |  |  | NotYetVerified |  | 3 | 1800 | 90 | 20 |  | 0.95 | 4000 | 70
PK941NGY | TACO Metals Inc. | Lumateq | LB56N-BRZ-110-00 | Outdoor Luminaires | Mid Output | Architectural Flood and Spot Luminaires | Standard | TRUE | 5136.93 | 91.45 | 56.17 | 20.2 | 0.94 | 5710 | 81.5 | 5 | 50000 | 42198 |  |  | NotYetVerified |  | 3 | 5130 | 91.33 | 56.17 | 11 | 0.99 | 5700 | 80
PWA1XUN6 | S LITE CO. LTD. | S LITE | FL201AE-XX(3000K) | Outdoor Luminaires | Mid Output | Architectural Flood and Spot Luminaires | Standard | TRUE | 5389.5 | 107.94 | 49.93 | 14.17 | 0.9041 | 3105 | 82.6 | 5 | 50000 | 42198 |  |  | NotYetVerified |  | 3 | 5389.5 | 107.94 | 49.93 | 14.17 | 0.9041 | 3000 | 82.6
P29PNKCX | S LITE CO. LTD. | S LITE | FL202AE-XX(3000k) | Outdoor Luminaires | Mid Output | Architectural Flood and Spot Luminaires | Standard | TRUE | 8969.9 | 118.75 | 75.54 | 17.03 | 0.9019 | 3081 | 82.8 | 5 | 50000 | 42198 |  |  | NotYetVerified |  | 3 | 8969.9 | 118.75 | 75.54 | 17.03 | 0.9019 | 3000 | 82.8
PZDEGSN8 | S LITE CO. LTD. | S LITE | FL202AE-XX(5000k) | Outdoor Luminaires | High Output | Architectural Flood and Spot Luminaires | Standard | FALSE | [9 empty] | 42198 | Dimmable | Continuous Below 10 | NotYetVerified |  | 3 | 10401 | 138.57 | 75.06 | 17.19 | 0.9068 | 5000 | 83.7
PWMWSWUH | S LITE CO. LTD. | S LITE | FL201AE-XX(5000K) | Outdoor Luminaires | Mid Output | Architectural Flood and Spot Luminaires | Standard | FALSE | [9 empty] | 42198 | Dimmable | Continuous Below 10 | NotYetVerified |  | 3 | 6193 | 122.95 | 50.37 | 14.02 | 0.9035 | 5000 | 83.6
PU4W49S4 | S LITE CO. LTD. | S LITE | FL202AE-XX(4500k) | Outdoor Luminaires | Mid Output | Architectural Flood and Spot Luminaires | Standard | FALSE | [9 empty] | 42198 | Dimmable | Continuous Below 10 | NotYetVerified |  | 3 | 8969.9 | 118.75 | 75.54 | 17.03 | 0.9019 | 4500 | 82.8
PDS7AZPQ | S LITE CO. LTD. | S LITE | FL201AE-XX(4500K) | Outdoor Luminaires | Mid Output | Architectural Flood and Spot Luminaires | Standard | FALSE | [9 empty] | 42198 | Dimmable | Continuous Below 10 | NotYetVerified |  | 3 | 5389.5 | 107.94 | 49.93 | 14.17 | 0.9041 | 4500 | 82.6
P7T9RN1S | S LITE CO. LTD. | S LITE | FL202AE-XX(4000k) | Outdoor Luminaires | Mid Output | Architectural Flood and Spot Luminaires | Standard | FALSE | [9 empty] | 42198 | Dimmable | Continuous Below 10 | NotYetVerified |  | 3 | 8969.9 | 118.75 | 75.54 | 17.03 | 0.9019 | 4000 | 82.8
PZEQYFCZ | S LITE CO. LTD. | S LITE | FL201AE-XX(4000K) | Outdoor Luminaires | Mid Output | Architectural Flood and Spot Luminaires | Standard | FALSE | [9 empty] | 42198 | Dimmable | Continuous Below 10 | NotYetVerified |  | 3 | 5389.5 | 107.94 | 49.93 | 14.17 | 0.9041 | 4000 | 82.6
PPVBPEMK | S LITE CO. LTD. | S LITE | FL202AE-XX(3500k) | Outdoor Luminaires | Mid Output | Architectural Flood and Spot Luminaires | Standard | FALSE | [9 empty] | 42198 | Dimmable | Continuous Below 10 | NotYetVerified |  | 3 | 8969.9 | 118.75 | 75.54 | 17.03 | 0.9019 | 3500 | 82.8
PQBZW3AV | S LITE CO. LTD. | S LITE | FL201AE-XX(3500K) | Outdoor Luminaires | Mid Output | Architectural Flood and Spot Luminaires | Standard | FALSE | [9 empty] | 42198 | Dimmable | Continuous Below 10 | NotYetVerified |  | 3 | 5389.5 | 107.94 | 49.93 | 14.17 | 0.9041 | 3500 | 82.6
P864CZBV | US LED | VersaQube | VQ2-x-UNVL-2M-50 | Outdoor Luminaires | Low Output | Architectural Flood and Spot Luminaires | Standard | TRUE | 4721 | 97.9 | 46.69 | 7.37 | 0.982 | 4951 | 74 | 5 | 50000 | 42193 |  |  | NotYetVerified |  | 3 | 4721 | 97.9 | 48.24 | 20 | 0.9 | 4951 | 74
PVGEM7PM | Hardware Concepts Inc. | LEDOUTDOORUSA | LED-WP-35XXX [BS-1 mounting only] | Outdoor Luminaires | Low Output | Architectural Flood and Spot Luminaires | Standard | TRUE | 3211.72 | 97.65 | 32.89 | 18.8 | 0.92 | 5904 | 84 | 5 |  | 42193 |  |  | NotYetVerified |  | 3 | 3200 | 96.9 | 33 | 18.8 | 0.92 | 5700 | 80
PAR943ES | LEDtronics Inc. | Ledtronics | FDL004-2X50W-XPW-x01W | Outdoor Luminaires | Mid Output | Architectural Flood and Spot Luminaires | Standard | TRUE | 9394 | 92.55 | 101.5 | 17.03 | 0.911 | 5210 | 70.5 | 5 | 50000 | 42193 |  |  | NotYetVerified |  | 3 | 9390 | 92 | 100 | 17 | 0.9 | 5000 | 70
PGP3V56X | Hardware Concepts Inc. | LEDOUTDOORUSA | LED-WP-96XXX [BS-1 mounting only] | Outdoor Luminaires | Mid Output | Architectural Flood and Spot Luminaires | Standard | TRUE | 8123.25 | 89.25 | 90.74 | 17.2 | 0.91 | 5926 | 82 | 5 |  | 42193 |  |  | NotYetVerified |  | 3 | 8123.25 | 89.52 | 90.74 | 13.1 | 0.99 | 5700 | 82
PWXJZHDU | Hardware Concepts Inc. | LEDOUTDOORUSA | LED-WP-15XXX [BS-1 mounting only] | Outdoor Luminaires | Low Output | Architectural Flood and Spot Luminaires | Standard | TRUE | 1317.26 | 97.83 | 13.47 | 17.8 | 0.9 | 6006 | 83 | 5 |  | 42193 |  |  | NotYetVerified |  | 3 | 1310 | 93.57 | 14 | 17.8 | 0.9 | 5700 | 80
PBGDSMJG | Hardware Concepts Inc. | LEDOUTDOORUSA | LED-WP-52XXX [BS-1 mounting only] | Outdoor Luminaires | Low Output | Architectural Flood and Spot Luminaires | Standard | TRUE | 4580.17 | 85.55 | 53.54 | 24.2 | 0.9 | 5874 | 82 | 5 |  | 42193 |  |  | NotYetVerified |  | 3 | 4580.17 | 85.55 | 53.54 | 18.2 | 0.98 | 5700 | 82
P9FZ7YV8 | US LED | VersaQube | VQ2-x-UNVL-12-50 | Outdoor Luminaires | Low Output | Architectural Flood and Spot Luminaires | Standard | FALSE | [9 empty] | 42193 |  |  | NotYetVerified |  | 3 | 4854 | 100.7 | 48.22 | 20 | 0.9 | 4936 | 73.8
PWMSHJ2K | US LED | VersaQube | VQ2-x-UNVL-5M-50 | Outdoor Luminaires | Low Output | Architectural Flood and Spot Luminaires | Standard | FALSE | [9 empty] | 42193 |  |  | NotYetVerified |  | 3 | 4645 | 96.3 | 48.21 | 20 | 0.9 | 4877 | 73.7
PWKZMT8R | Industrial Lighting Products | Industrial Lighting Products | FLL-80WLED-UNIV-5000K | Outdoor Luminaires | Mid Output | Architectural Flood and Spot Luminaires | Standard | FALSE | [9 empty] | 42193 |  |  | NotYetVerified |  | 3 | 8501 | 100 | 80 |  |  | 5000 | 75
P7YX1Y8M | Industrial Lighting Products | Industrial Lighting Products | FDL-160WLED-UNIV-5000K | Outdoor Luminaires | High Output | Architectural Flood and Spot Luminaires | Standard | FALSE | [9 empty] | 42193 |  |  | NotYetVerified |  | 3 | 16980 | 109 | 160 |  |  | 5000 | 75
PMC5MUSD | Industrial Lighting Products | Industrial Lighting Products | FDL-120WLED-UNIV-5000K | Outdoor Luminaires | High Output | Architectural Flood and Spot Luminaires | Standard | FALSE | [9 empty] | 42193 |  |  | NotYetVerified |  | 3 | 11890 | 105 | 120 |  |  | 5000 | 75
PJ4YJH9G | Lumecon LLC | Lumecon | LF-LG-120-DB-ST-1-NW--[All Mounting Methods]-X-X-X-X-X-X | Outdoor Luminaires | High Output | Architectural Flood and Spot Luminaires | Premium | TRUE | 13324 | 108 | 123.34 | 17.57 | 0.935 | 4128 | 80.7 | 5 | 50000 | 42192 |  |  | Yes |  | 3 | 13574 | 109.9 | 123.5 | 20 | 0.9 | 4000 | 80
PBKK8NXF | Mobern Lighting Co | Mobern Lighting Co | MPLLED180MV50 | Outdoor Luminaires | High Output | Architectural Flood and Spot Luminaires | Standard | TRUE | 17180 | 99.7 | 172.32 | 11.33 | 0.933 | 5184 | 73 | 5 |  | 42192 |  |  | NotYetVerified |  | 3 | 17180 | 99.7 | 172.32 | 11.33 | 0.933 | 5000 | 70
P77RFM5Q | Lumecon LLC | Lumecon | LF-LG-60-DB-ST-1-NW-[All Mounting Methods]-X-X-X-X-X-X | Outdoor Luminaires | Mid Output | Architectural Flood and Spot Luminaires | Premium | TRUE | 7061 | 113.7 | 62.11 | 10.39 | 0.907 | 4097 | 80.7 | 5 | 50000 | 42192 | Dimmable | Continuous Below 10 | Yes |  | 3 | 7164 | 115.6 | 61.96 | 20 | 0.9 | 4000 | 80
PE8YM641 | Mobern Lighting Co | Mobern Lighting Co | MPLLED240MV50 | Outdoor Luminaires | High Output | Architectural Flood and Spot Luminaires | Standard | TRUE | 19365.7 | 82.25 | 235.44 | 9.56 | 0.872 | 5278 | 73.9 | 5 | 50000 | 42192 |  |  | NotYetVerified |  | 3
PEM1Y6GD | Mobern Lighting Co | Mobern Lighting Co | MPLLED120MV50 | Outdoor Luminaires | High Output | Architectural Flood and Spot Luminaires | Standard | FALSE | [9 empty] | 42192 |  |  | NotYetVerified |  | 3 | 12548 | 109 | 115.1 | 17.09 | 0.911 | 5000 | 70
PYUN3TTF | Mobern Lighting Co | Mobern Lighting Co | MPLLED150MV50 | Outdoor Luminaires | High Output | Architectural Flood and Spot Luminaires | Standard | FALSE | [9 empty] | 42192 |  |  | NotYetVerified |  | 3 | 14850 | 100.9 | 147.2 | 13.86 | 0.923 | 5000 | 70
PUJUPT7T | LIGHTING BEST INTERNATIONAL LIMITED | LightingBest | LB- IM320-WDDD(3000K) | Outdoor Luminaires | Very High Output | Architectural Flood and Spot Luminaires | Standard | TRUE | 48362.4 | 80.4 | 601.3 | 7.96 | 0.9601 | 3039 | 72.4 | 5 | 50000 | 42191 |  |  | NotYetVerified |  | 3 | 48362 | 81 | 600 | 20 | 0.9 | 3000 | 70
P46HDXN6 | LIGHTING BEST INTERNATIONAL LIMITED | LightingBest | LB-IM320-WCCC(3000K) | Outdoor Luminaires | Very High Output | Architectural Flood and Spot Luminaires | Standard | TRUE | 36720 | 79.6 | 461.4 | 8.08 | 0.9397 | 3025 | 72.7 | 5 | 50000 | 42191 |  |  | NotYetVerified |  | 3 | 38820 | 81 | 480 | 20 | 0.9 | 3000 | 70
PD9WY1DT | DONGGUAN THAILIGHT SEMICONDUCTOR LIGHTING CO.LTD. | Thailight | TLFLF153YYZZ | Outdoor Luminaires | Low Output | Architectural Flood and Spot Luminaires | Standard | TRUE | 1570.2 | 102.83 | 15.27 | 19.63 | 0.9264 | 3104 | 83.3 | 5 | 50000 | 42191 |  |  | No | Product updated on 1/9/2017 | 3 | 1566.4 | 107.29 | 14.6 | 19.63 | 0.93 | 3000 | 83.3
PQQHEEWH | DONGGUAN THAILIGHT SEMICONDUCTOR LIGHTING CO.LTD. | Thailight | TLFLF303YYZZ | Outdoor Luminaires | Low Output | Architectural Flood and Spot Luminaires | Standard | FALSE | [9 empty] | 42191 |  |  | No | Product updated on 1/9/2017 | 3 | 3453.2 | 116.78 | 29.57 | 17.11 | 0.92 | 3000 | 83.1
PYWRQDAX | DONGGUAN THAILIGHT SEMICONDUCTOR LIGHTING CO.LTD. | Thailight | TLFLF503YYZZ | Outdoor Luminaires | Mid Output | Architectural Flood and Spot Luminaires | Standard | FALSE | [9 empty] | 42191 |  |  | No | Product updated on 1/9/2017 | 3 | 5882.2 | 118.64 | 49.58 | 16.46 | 0.92 | 3000 | 84
PSBWAUY9 | LIGHTING BEST INTERNATIONAL LIMITED | LightingBest | LB- IM320-WDDD(5700K) | Outdoor Luminaires | Very High Output | Architectural Flood and Spot Luminaires | Standard | FALSE | [9 empty] | 42191 |  |  | NotYetVerified |  | 3 | 49134 | 82 | 600 | 20 | 0.9 | 5700 | 70
P86UDZDM | LIGHTING BEST INTERNATIONAL LIMITED | LightingBest | LB- IM320-DDDD(5700K) | Outdoor Luminaires | Very High Output | Architectural Flood and Spot Luminaires | Standard | FALSE | [9 empty] | 42191 |  |  | NotYetVerified |  | 3 | 49134 | 82 | 600 | 20 | 0.9 | 5700 | 70
PT9V7Q8D | LIGHTING BEST INTERNATIONAL LIMITED | LightingBest | LB-IM320-WCCC(5500K) | Outdoor Luminaires | Very High Output | Architectural Flood and Spot Luminaires | Standard | FALSE | [9 empty] | 42191 |  |  | NotYetVerified |  | 3 | 41031 | 85 | 480 | 20 | 0.9 | 5500 | 70
PAQZVHXB | LIGHTING BEST INTERNATIONAL LIMITED | LightingBest | LB-IM320-DCCC(5500K) | Outdoor Luminaires | Very High Output | Architectural Flood and Spot Luminaires | Standard | FALSE | [9 empty] | 42191 |  |  | NotYetVerified |  | 3 | 41031 | 85 | 480 | 20 | 0.9 | 5500 | 70
PU7FCG9W | LIGHTING BEST INTERNATIONAL LIMITED | LightingBest | LB- IM320-WDDD(5000K) | Outdoor Luminaires | Very High Output | Architectural Flood and Spot Luminaires | Standard | FALSE | [9 empty] | 42191 |  |  | NotYetVerified |  | 3 | 49123 | 82 | 600 | 20 | 0.9 | 5000 | 70
P869VX73 | LIGHTING BEST INTERNATIONAL LIMITED | LightingBest | LB-IM320-WCCC(5000K) | Outdoor Luminaires | Very High Output | Architectural Flood and Spot Luminaires | Standard | FALSE | [9 empty] | 42191 |  |  | NotYetVerified |  | 3 | 41021 | 85 | 480 | 20 | 0.9 | 5000 | 70
PFF22U74 | LIGHTING BEST INTERNATIONAL LIMITED | LightingBest | LB- IM320-DDDD(5000K) | Outdoor Luminaires | Very High Output | Architectural Flood and Spot Luminaires | Standard | FALSE | [9 empty] | 42191 |  |  | NotYetVerified |  | 3 | 49123 | 82 | 600 | 20 | 0.9 | 5000 | 70
P9ZRWQYM | LIGHTING BEST INTERNATIONAL LIMITED | LightingBest | LB-IM320-DCCC(5000K) | Outdoor Luminaires | Very High Output | Architectural Flood and Spot Luminaires | Standard | FALSE | [9 empty] | 42191 |  |  | NotYetVerified |  | 3 | 41021 | 85 | 480 | 20 | 0.9 | 5000 | 70
PWHP41V9 | LIGHTING BEST INTERNATIONAL LIMITED | LightingBest | LB- IM320-WDDD(4500K) | Outdoor Luminaires | Very High Output | Architectural Flood and Spot Luminaires | Standard | FALSE | [9 empty] | 42191 |  |  | NotYetVerified |  | 3 | 49110 | 82 | 600 | 20 | 0.9 | 4500 | 70
P86JS6BB | LIGHTING BEST INTERNATIONAL LIMITED | LightingBest | LB-IM320-WCCC(4500K) | Outdoor Luminaires | Very High Output | Architectural Flood and Spot Luminaires | Standard | FALSE | [9 empty] | 42191 |  |  | NotYetVerified |  | 3 | 41002 | 85 | 480 | 20 | 0.9 | 4500 | 70
PAAB6C4X | LIGHTING BEST INTERNATIONAL LIMITED | LightingBest | LB- IM320-DDDD(4500K) | Outdoor Luminaires | Very High Output | Architectural Flood and Spot Luminaires | Standard | FALSE | [9 empty] | 42191 |  |  | NotYetVerified |  | 3 | 49110 | 82 | 600 | 20 | 0.9 | 4500 | 70
PF2V9TSG | LIGHTING BEST INTERNATIONAL LIMITED | LightingBest | LB-IM320-DCCC(4500K) | Outdoor Luminaires | Very High Output | Architectural Flood and Spot Luminaires | Standard | FALSE | [9 empty] | 42191 |  |  | NotYetVerified |  | 3 | 41002 | 85 | 480 | 20 | 0.9 | 4500 | 70
PDH33MH7 | LIGHTING BEST INTERNATIONAL LIMITED | LightingBest | LB- IM320-WDDD(4000K) | Outdoor Luminaires | Very High Output | Architectural Flood and Spot Luminaires | Standard | FALSE | [9 empty] | 42191 |  |  | NotYetVerified |  | 3 | 49095 | 82 | 600 | 20 | 0.9 | 4000 | 70
PZ9JPAN3 | LIGHTING BEST INTERNATIONAL LIMITED | LightingBest | LB-IM320-WCCC(4000K) | Outdoor Luminaires | Very High Output | Architectural Flood and Spot Luminaires | Standard | FALSE | [9 empty] | 42191 |  |  | NotYetVerified |  | 3 | 41018 | 85 | 480 | 20 | 0.9 | 4000 | 70
PAEU2NTR | LIGHTING BEST INTERNATIONAL LIMITED | LightingBest | LB- IM320-DDDD(4000K) | Outdoor Luminaires | Very High Output | Architectural Flood and Spot Luminaires | Standard | FALSE | [9 empty] | 42191 |  |  | NotYetVerified |  | 3 | 49095 | 82 | 600 | 20 | 0.9 | 4000 | 70
P99W1K5B | LIGHTING BEST INTERNATIONAL LIMITED | LightingBest | LB-IM320-DCCC(4000K) | Outdoor Luminaires | Very High Output | Architectural Flood and Spot Luminaires | Standard | FALSE | [9 empty] | 42191 |  |  | NotYetVerified |  | 3 | 41018 | 85 | 480 | 20 | 0.9 | 4000 | 70
PA8FDDCR | LIGHTING BEST INTERNATIONAL LIMITED | LightingBest | LB- IM320-WDDD(3500K) | Outdoor Luminaires | Very High Output | Architectural Flood and Spot Luminaires | Standard | FALSE | [9 empty] | 42191 |  |  | NotYetVerified |  | 3 | 49132 | 82 | 600 | 20 | 0.9 | 3500 | 70
P9B1EXRK | LIGHTING BEST INTERNATIONAL LIMITED | LightingBest | LB-IM320-WCCC(3500K) | Outdoor Luminaires | Very High Output | Architectural Flood and Spot Luminaires | Standard | FALSE | [9 empty] | 42191 |  |  | NotYetVerified |  | 3 | 41015 | 85 | 480 | 20 | 0.9 | 3500 | 70
PG627PE8 | LIGHTING BEST INTERNATIONAL LIMITED | LightingBest | LB- IM320-DDDD(3500K) | Outdoor Luminaires | Very High Output | Architectural Flood and Spot Luminaires | Standard | FALSE | [9 empty] | 42191 |  |  | NotYetVerified |  | 3 | 49132 | 82 | 600 | 20 | 0.9 | 3500 | 70
P6MZAHQ6 | LIGHTING BEST INTERNATIONAL LIMITED | LightingBest | LB-IM320-DCCC(3500K) | Outdoor Luminaires | Very High Output | Architectural Flood and Spot Luminaires | Standard | FALSE | [9 empty] | 42191 |  |  | NotYetVerified |  | 3 | 41015 | 85 | 480 | 20 | 0.9 | 3500 | 70
P2KTKW56 | LIGHTING BEST INTERNATIONAL LIMITED | LightingBest | LB- IM320-DDDD(3000K) | Outdoor Luminaires | Very High Output | Architectural Flood and Spot Luminaires | Standard | FALSE | [9 empty] | 42191 |  |  | NotYetVerified |  | 3 | 48362 | 81 | 600 | 20 | 0.9 | 3000 | 70
PW643M3Q | LIGHTING BEST INTERNATIONAL LIMITED | LightingBest | LB-IM320-DCCC(3000K) | Outdoor Luminaires | Very High Output | Architectural Flood and Spot Luminaires | Standard | FALSE | [9 empty] | 42191 |  |  | NotYetVerified |  | 3 | 38820 | 81 | 480 | 20 | 0.9 | 3000 | 70
PWU1FFW1 | DONGGUAN THAILIGHT SEMICONDUCTOR LIGHTING CO.LTD. | Thailight | TLFLF306YYZZ | Outdoor Luminaires | Low Output | Architectural Flood and Spot Luminaires | Standard | FALSE | [9 empty] | 42191 |  |  | NotYetVerified |  | 3 | 2985 | 103.11 | 28.95 | 20 | 0.9 | 5700 | 84.5
PKBY6354 | DONGGUAN THAILIGHT SEMICONDUCTOR LIGHTING CO.LTD. | Thailight | TLFLF506YYZZ | Outdoor Luminaires | Low Output | Architectural Flood and Spot Luminaires | Standard | FALSE | [9 empty] | 42191 |  |  | NotYetVerified |  | 3 | 5053 | 105.64 | 47.83 | 20 | 0.9 | 5700 | 84.3
PNMAHM9T | DONGGUAN THAILIGHT SEMICONDUCTOR LIGHTING CO.LTD. | Thailight | TLFLF156YYZZ | Outdoor Luminaires | Low Output | Architectural Flood and Spot Luminaires | Standard | FALSE | [9 empty] | 42191 |  |  | NotYetVerified |  | 3 | 1511 | 101.21 | 14.93 | 20 | 0.9 | 5700 | 84.1
P47PZN37 | DONGGUAN THAILIGHT SEMICONDUCTOR LIGHTING CO.LTD. | Thailight | TLFLF505YYZZ | Outdoor Luminaires | Mid Output | Architectural Flood and Spot Luminaires | Standard | FALSE | [9 empty] | 42191 |  |  | No | Product updated on 1/9/2017 | 4.1 | 6179 | 126.31 | 48.92 | 16.54 | 0.92 | 5000 | 82.6
PQA8VQGX | DONGGUAN THAILIGHT SEMICONDUCTOR LIGHTING CO.LTD. | Thailight | TLFLF305YYZZ | Outdoor Luminaires | Low Output | Architectural Flood and Spot Luminaires | Standard | FALSE | [9 empty] | 42191 |  |  | No | Product updated on 1/9/2017 | 3 | 3718 | 125.52 | 29.62 | 17.07 | 0.92 | 5000 | 82.5
P9SEJGHK | DONGGUAN THAILIGHT SEMICONDUCTOR LIGHTING CO.LTD. | Thailight | TLFLF155YYZZ | Outdoor Luminaires | Low Output | Architectural Flood and Spot Luminaires | Standard | TRUE | 1667 | 110.76 | 15.05 | 19.67 | 0.9279 | 4986 | 82.5 | 5 | 50000 | 42191 |  |  | No | Product updated on 1/9/2017 | 4.1 | 1663 | 115.57 | 14.39 | 19.67 | 0.93 | 5000 | 82.5
PCMW1HQW | DONGGUAN THAILIGHT SEMICONDUCTOR LIGHTING CO.LTD. | Thailight | TLFLF504YYZZ | Outdoor Luminaires | Mid Output | Architectural Flood and Spot Luminaires | Standard | FALSE | [9 empty] | 42191 |  |  | No | Product updated on 1/9/2017 | 4.1 | 6031 | 122.45 | 49.25 | 16.46 | 0.92 | 4000 | 84
PPXH5S6T | DONGGUAN THAILIGHT SEMICONDUCTOR LIGHTING CO.LTD. | Thailight | TLFLF304YYZZ | Outdoor Luminaires | Low Output | Architectural Flood and Spot Luminaires | Standard | FALSE | [9 empty] | 42191 |  |  | No | Product updated on 1/9/2017 | 3 | 3586 | 121.16 | 29.6 | 17.11 | 0.92 | 4000 | 83.1
PCSV255Y | DONGGUAN THAILIGHT SEMICONDUCTOR LIGHTING CO.LTD. | Thailight | TLFLF154YYZZ | Outdoor Luminaires | Low Output | Architectural Flood and Spot Luminaires | Standard | FALSE | [9 empty] | 42191 |  |  | No | Product updated on 1/9/2017 | 3 | 1615 | 111.4 | 14.5 | 19.63 | 0.93 | 4000 | 83.3
PX4K1AMM | Acuity Brands Lighting | Lithonia Lighting | DSXF3 LED 6 40K IS | Outdoor Luminaires | High Output | Architectural Flood and Spot Luminaires | Standard | TRUE | 14490.57 | 100.33 | 144.43 | 7.25 | 0.9492 | 3929 | 73.6 | 5 |  | 42186 |  |  | NotYetVerified |  | 3 | 15025 | 100 | 151 | 7.07 | 0.99 | 4000 | 70
P6YQFKAU | Eran Industries | Eran Industries | FLL370-040W-50K-W66-8-D-XX-XX-X | Outdoor Luminaires | Low Output | Architectural Flood and Spot Luminaires | Standard | TRUE | 4396.5 | 112.98 | 38.91 | 18 | 0.946 | 4954 | 73 | 5 | 50000 | 42186 |  |  | NotYetVerified |  | 3 | 4396 | 112 | 40 | 20 | 0.9 | 5000 | 70
PTZ4J419 | Eran Industries | Eran Industries | FLL380-080W-50K-W66-8-XX-XX-X | Outdoor Luminaires | Mid Output | Architectural Flood and Spot Luminaires | Standard | TRUE | 7878.5 | 104.06 | 75.71 | 17.34 | 0.915 | 4865 | 73 | 5 | 50000 | 42186 |  |  | NotYetVerified |  | 3 | 7878 | 104 | 76 | 20 | 0.9 | 5000 | 70
P6H8PFC6 | Eran Industries | Eran Industries | FLL370-040W-50K-W66-8-XX-XX-X | Outdoor Luminaires | Low Output | Architectural Flood and Spot Luminaires | Standard | FALSE | [9 empty] | 42186 |  |  | NotYetVerified |  | 3 | 4396 | 112 | 40 | 20 | 0.9 | 5000 | 70
PZJ28JTZ | Eran Industries | Eran Industries | FLL380-080W-50K-W66-8-D-XX-XX-X | Outdoor Luminaires | Mid Output | Architectural Flood and Spot Luminaires | Standard | FALSE | [9 empty] | 42186 |  |  | NotYetVerified |  | 3 | 7878 | 104 | 76 | 20 | 0.9 | 5000 | 70
PDQ7VB9F | Eran Industries | Eran Industries | FLL380-080W-40K-W66-8-XX-XX-X | Outdoor Luminaires | Mid Output | Architectural Flood and Spot Luminaires | Standard | FALSE | [9 empty] | 42186 |  |  | NotYetVerified |  | 3 | 8005 | 105 | 76 | 20 | 0.9 | 4000 | 70
P7CT9H71 | Eran Industries | Eran Industries | FLL370-040W-40K-W66-8-XX-XX-X | Outdoor Luminaires | Low Output | Architectural Flood and Spot Luminaires | Standard | FALSE | [9 empty] | 42186 |  |  | NotYetVerified |  | 3 | 4732 | 118 | 40 | 20 | 0.9 | 4000 | 70
P2EUUQUZ | Eran Industries | Eran Industries | FLL380-080W-40K-W66-8-D-XX-XX-X | Outdoor Luminaires | Mid Output | Architectural Flood and Spot Luminaires | Standard | FALSE | [9 empty] | 42186 |  |  | NotYetVerified |  | 3 | 8005 | 105 | 76 | 20 | 0.9 | 4000 | 70
PUJWM1TV | Eran Industries | Eran Industries | FLL370-040W-40K-W66-8-D-XX-XX-X | Outdoor Luminaires | Low Output | Architectural Flood and Spot Luminaires | Standard | FALSE | [9 empty] | 42186 |  |  | NotYetVerified |  | 3 | 4732 | 118 | 40 | 20 | 0.9 | 4000 | 70
PMUCKEBS | Acuity Brands Lighting | Lithonia Lighting | DSXF3 LED 6 50K IS | Outdoor Luminaires | High Output | Architectural Flood and Spot Luminaires | Standard | FALSE | [9 empty] | 42186 | Not Dimmable | Not Dimmable | NotYetVerified |  | 3 | 15243 | 101 | 151 | 7.07 | 0.99 | 5000 | 70
P1UC9PTT | Acuity Brands Lighting | Lithonia Lighting | DSXF3 LED 6 50K YKC62 | Outdoor Luminaires | High Output | Architectural Flood and Spot Luminaires | Standard | FALSE | [9 empty] | 42186 | Not Dimmable | Not Dimmable | NotYetVerified |  | 3 | 15243 | 101 | 151 | 7.07 | 0.99 | 5000 | 70
P9WNKWW1 | Acuity Brands Lighting | Lithonia Lighting | DSXF3 LED 6 40K YKC62 | Outdoor Luminaires | High Output | Architectural Flood and Spot Luminaires | Standard | FALSE | [9 empty] | 42186 | Not Dimmable | Not Dimmable | NotYetVerified |  | 3 | 15025 | 100 | 151 | 7.07 | 0.99 | 4000 | 70
PV7246G9 | Kadium Lighting Inc | Kadium Lighting | VL-FL20-35W-06 | Outdoor Luminaires | Low Output | Architectural Flood and Spot Luminaires | Standard | TRUE | 2872.17 | 84.1 | 34.15 | 18.35 | 0.933 | 5106 | 72.8 | 5 | 50000 | 42185 |  |  | NotYetVerified |  | 3 | 2800 | 100 | 32 | 20 | 0.95 | 5000 | 70
P3AGCRKS | Hardware Concepts Inc. | LEDOUTDOORUSA | LED-F-14100-BZ-162 | Outdoor Luminaires | High Output | Architectural Flood and Spot Luminaires | Standard | TRUE | 14066.81 | 86.52 | 162.58 | 10 | 0.97 | 5838 | 81.2 | 5 | 50000 | 42184 |  |  | NotYetVerified |  | 3 | 14060 | 86.48 | 162.58 | 10 | 0.99 | 5700 | 80
P7P53AP7 | Hardware Concepts Inc. | LEDOUTDOORUSA | LED-F-3800-BZ-40 | Outdoor Luminaires | Low Output | Architectural Flood and Spot Luminaires | Standard | TRUE | 3760.3 | 93.96 | 40.02 | 11.9 | 0.96 | 5760 | 81.8 | 5 | 50000 | 42184 |  |  | NotYetVerified |  | 3 | 3760 | 94 | 40 | 11.9 | 0.99 | 5700 | 80
PK57EXU7 | GP Energy (Shanghai)Co.Ltd. | GP Energy | GPFL45LED50 | Outdoor Luminaires | Low Output | Architectural Flood and Spot Luminaires | Standard | TRUE | 3946.3 | 92 | 42.89 | 12.23 | 0.9491 | 5132 | 76.5 | 5 | 50000 | 42184 |  |  | NotYetVerified |  | 3 | 4000 | 88 | 45 | 20 | 0.9 | 5000 | 70
PV7V9SGC | ABOVE ALL LIGHTING INC. | ABBlighting | ABFL45LED50 | Outdoor Luminaires | Low Output | Architectural Flood and Spot Luminaires | Standard | TRUE | 3946.3 | 92 | 42.89 | 12.23 | 0.9491 | 5132 | 76.5 | 5 | 50000 | 42184 |  |  | NotYetVerified |  | 3 | 4000 | 88 | 45 | 20 | 0.9 | 5000 | 70
PNV962NM | GP Energy (Shanghai)Co.Ltd. | GP Energy | GPFL45LED50/N | Outdoor Luminaires | Low Output | Architectural Flood and Spot Luminaires | Standard | TRUE | 3634.1 | 84.3 | 43.13 | 11.77 | 0.9487 | 5080 | 74 | 5 | 50000 | 42184 |  |  | NotYetVerified |  | 3 | 3700 | 82 | 45 | 20 | 0.9 | 5000 | 70
PBQQ1DZZ | ABOVE ALL LIGHTING INC. | ABBlighting | ABBFL45LED50-N | Outdoor Luminaires | Low Output | Architectural Flood and Spot Luminaires | Standard | TRUE | 3634.1 | 84.3 | 43.13 | 11.77 | 0.9487 | 5080 | 74 | 5 | 50000 | 42184 |  |  | NotYetVerified |  | 3 | 3700 | 82 | 45 | 20 | 0.9 | 5000 | 70
PMRBTK4V | S LITE CO. LTD. | S LITE | FL204AE-XX-ID(3000K) | Outdoor Luminaires | High Output | Architectural Flood and Spot Luminaires | Standard | TRUE | 23642 | 112.22 | 210.7 | 11.25 | 0.943 | 3110 | 83.2 | 5 | 50000 | 42184 |  |  | NotYetVerified |  | 3 | 23642 | 112.22 | 210.7 | 11.25 | 0.943 | 3000 | 83.2
PQYW9YBK | Hardware Concepts Inc. | LEDOUTDOORUSA | LED-F-5200-BZ-56 | Outdoor Luminaires | Mid Output | Architectural Flood and Spot Luminaires | Standard | TRUE | 5136.93 | 91.45 | 56.17 | 20.2 | 0.94 | 5710 | 81.5 | 5 | 50000 | 42184 |  |  | NotYetVerified |  | 3 | 5130 | 91.33 | 56.17 | 11 | 0.99 | 5700 | 80
PZ59S5K3 | S LITE CO. LTD. | S LITE | FL204AE-XX-IC(3000K) | Outdoor Luminaires | High Output | Architectural Flood and Spot Luminaires | Standard | TRUE | 23706 | 114.68 | 206.7 | 10.21 | 0.937 | 3114 | 83.2 | 5 | 50000 | 42184 |  |  | NotYetVerified |  | 3 | 23706 | 114.68 | 206.7 | 10.21 | 0.937 | 3000 | 83.2
PPUR9N5G | GP Energy (Shanghai)Co.Ltd. | GP Energy | GPFL25LED50 | Outdoor Luminaires | Low Output | Architectural Flood and Spot Luminaires | Standard | TRUE | 2207.4 | 93.2 | 23.68 | 11.64 | 0.9354 | 5096 | 76.4 | 5 | 50000 | 42184 |  |  | NotYetVerified |  | 3 | 2200 | 88 | 25 | 20 | 0.9 | 5000 | 70
P1DA71T8 | ABOVE ALL LIGHTING INC. | ABBlighting | ABBFL25LED50 | Outdoor Luminaires | Low Output | Architectural Flood and Spot Luminaires | Standard | TRUE | 2207.4 | 93.2 | 23.68 | 11.64 | 0.9354 | 5096 | 76.4 | 5 | 50000 | 42184 |  |  | NotYetVerified |  | 3 | 2200 | 88 | 25 | 20 | 0.9 | 5000 | 70
PERXQJU7 | GP Energy (Shanghai)Co.Ltd. | GP Energy | GPFL25LED50/N | Outdoor Luminaires | Low Output | Architectural Flood and Spot Luminaires | Standard | TRUE | 1860.4 | 83.9 | 22.18 | 14.68 | 0.9148 | 5077 | 74.4 | 5 | 50000 | 42184 |  |  | NotYetVerified |  | 3 | 2000 | 80 | 25 | 20 | 0.9 | 5000 | 70
PU54QBA3 | ABOVE ALL LIGHTING INC. | ABBlighting | ABBFL25LED50-N | Outdoor Luminaires | Low Output | Architectural Flood and Spot Luminaires | Standard | TRUE | 1860.4 | 83.9 | 22.18 | 14.68 | 0.9148 | 5077 | 74.4 | 5 | 50000 | 42184 |  |  | NotYetVerified |  | 3 | 2000 | 80 | 25 | 20 | 0.9 | 5000 | 70
PD4FXFYN | Hardware Concepts Inc. | LEDOUTDOORUSA | LED-F-9000-BZ-100 | Outdoor Luminaires | Mid Output | Architectural Flood and Spot Luminaires | Standard | TRUE | 8875.25 | 90.11 | 98.49 | 17.9 | 0.91 | 5818 | 81 | 5 | 50000 | 42184 |  |  | NotYetVerified |  | 3 | 8870 | 90.06 | 98.49 | 17.9 | 0.99 | 5700 | 80
PK5HEEVM | GP Energy (Shanghai)Co.Ltd. | GP Energy | GPFL15LED50 | Outdoor Luminaires | Low Output | Architectural Flood and Spot Luminaires | Standard | TRUE | 1220.9 | 84.9 | 14.38 | 24.16 | 0.8746 | 5164 | 76.9 | 5 | 50000 | 42184 |  |  | NotYetVerified |  | 3 | 1250 | 83 | 15 | 20 | 0.9 | 5000 | 70
PGDGVSU8 | ABOVE ALL LIGHTING INC. | ABBlighting | ABBFL15LED50 | Outdoor Luminaires | Low Output | Architectural Flood and Spot Luminaires | Standard | TRUE | 1220.9 | 84.9 | 14.38 | 24.16 | 0.8746 | 5164 | 76.9 | 5 | 50000 | 42184 |  |  | NotYetVerified |  | 3 | 1250 | 83 | 15 | 20 | 0.9 | 5000 | 70
PX4HVKJM | GP Energy (Shanghai)Co.Ltd. | GP Energy | GPFL15LED50/N | Outdoor Luminaires | Low Output | Architectural Flood and Spot Luminaires | Standard | TRUE | 1152.7 | 81.5 | 14.14 | 19.03 | 0.8741 | 5098 | 73.9 | 5 | 50000 | 42184 |  |  | NotYetVerified |  | 3 | 1200 | 80 | 15 | 20 | 0.9 | 5000 | 70
P1ZPFYGF | ABOVE ALL LIGHTING INC. | ABBlighting | ABBFL15LED50-N | Outdoor Luminaires | Low Output | Architectural Flood and Spot Luminaires | Standard | TRUE | 1152.7 | 81.5 | 14.14 | 19.03 | 0.8741 | 5098 | 73.9 | 5 | 50000 | 42184 |  |  | NotYetVerified |  | 3 | 1200 | 80 | 15 | 20 | 0.9 | 5000 | 70
PAG341T5 | S LITE CO. LTD. | S LITE | FL204AE-XX-IC(5000K) | Outdoor Luminaires | High Output | Architectural Flood and Spot Luminaires | Standard | FALSE | [9 empty] | 42184 | Not Dimmable | Not Dimmable | NotYetVerified |  | 3 | 25412 | 122.59 | 207.3 | 10.57 | 0.905 | 5000 | 83.7
PN4RTK9J | S LITE CO. LTD. | S LITE | FL204AE-XX-ID(5000K) | Outdoor Luminaires | High Output | Architectural Flood and Spot Luminaires | Standard | FALSE | [9 empty] | 42184 | Dimmable | Continuous Below 10 | NotYetVerified |  | 3 | 25343 | 119.94 | 211.3 | 11.36 | 0.9056 | 5000 | 83.7
PCCU5HVG | S LITE CO. LTD. | S LITE | FL204AE-XX-IC(4500K) | Outdoor Luminaires | High Output | Architectural Flood and Spot Luminaires | Standard | FALSE | [9 empty] | 42184 | Not Dimmable | Not Dimmable | NotYetVerified |  | 3 | 23706 | 114.68 | 206.7 | 10.21 | 0.937 | 4500 | 83.2
PXN88QV9 | S LITE CO. LTD. | S LITE | FL204AE-XX-ID(4500K) | Outdoor Luminaires | High Output | Architectural Flood and Spot Luminaires | Standard | FALSE | [9 empty] | 42184 | Dimmable | Continuous Below 10 | NotYetVerified |  | 3 | 23642 | 112.22 | 210.7 | 11.25 | 0.943 | 4500 | 83.2
PA79UF3Y | S LITE CO. LTD. | S LITE | FL204AE-XX-IC(4000K) | Outdoor Luminaires | High Output | Architectural Flood and Spot Luminaires | Standard | FALSE | [9 empty] | 42184 | Not Dimmable | Not Dimmable | NotYetVerified |  | 3 | 23706 | 114.68 | 206.7 | 10.21 | 0.937 | 4000 | 83.2
PVFG2Y7S | S LITE CO. LTD. | S LITE | FL204AE-XX-ID(4000K) | Outdoor Luminaires | High Output | Architectural Flood and Spot Luminaires | Standard | FALSE | [9 empty] | 42184 | Dimmable | Continuous Below 10 | NotYetVerified |  | 3 | 23642 | 112.22 | 210.7 | 11.25 | 0.943 | 4000 | 83.2
PMXG5RXD | S LITE CO. LTD. | S LITE | FL204AE-XX-IC(3500K) | Outdoor Luminaires | High Output | Architectural Flood and Spot Luminaires | Standard | FALSE | [9 empty] | 42184 | Not Dimmable | Not Dimmable | NotYetVerified |  | 3 | 23706 | 114.68 | 206.7 | 10.21 | 0.937 | 3500 | 83.2
PU5XKE12 | S LITE CO. LTD. | S LITE | FL204AE-XX-ID(3500K) | Outdoor Luminaires | High Output | Architectural Flood and Spot Luminaires | Standard | FALSE | [9 empty] | 42184 | Dimmable | Continuous Below 10 | NotYetVerified |  | 3 | 23642 | 112.22 | 210.7 | 11.25 | 0.943 | 3500 | 83.2
PAH9NNS7 | Guangdong Xingpu Saving-energy Co. Ltd. | XPES | XP-IP-200 | Outdoor Luminaires | High Output | Architectural Flood and Spot Luminaires | Standard | TRUE | 19415.46 | 106.15 | 182.9 | 9.23 | 0.964 | 5310 | 86.2 | 5 | 50000 | 42180 |  |  | NotYetVerified |  | 3 | 19415.46 | 106.15 | 182.9 | 7.66 | 0.997 | 5310 | 86
P43XCG77 | Guangdong Xingpu Saving-energy Co. Ltd. | XPES | XP-IP-150 | Outdoor Luminaires | High Output | Architectural Flood and Spot Luminaires | Standard | TRUE | 15349.52 | 106.23 | 144.5 | 7.18 | 0.949 | 5304 | 84.9 | 5 | 50000 | 42180 |  |  | NotYetVerified |  | 3 | 15349.52 | 106.23 | 144.5 | 4.69 | 0.997 | 5000 | 85
P383RZH1 | Guangdong Xingpu Saving-energy Co. Ltd. | XPES | XP-IP-100 | Outdoor Luminaires | High Output | Architectural Flood and Spot Luminaires | Standard | TRUE | 10455.28 | 106.03 | 98.61 | 14.73 | 0.926 | 5308 | 85.5 | 5 | 50000 | 42180 |  |  | NotYetVerified |  | 3 | 10455.28 | 106.03 | 98.61 | 7.66 | 0.995 | 5308 | 86
PHWNJG6J | SNC OPTO ELECTRONIC CO LTD. | SNC LED | FL-30W (4000K) | Outdoor Luminaires | Low Output | Architectural Flood and Spot Luminaires | Standard | TRUE | 3106.9 | 103.63 | 30.07 | 18.75 | 0.932 | 4038 | 70.8 | 5 | 50000 | 42179 |  |  | NotYetVerified |  | 3 | 3106.9 | 103.63 | 29.98 | 18.75 | 0.923 | 4000 | 70.8
PGVEFR7Y | Hardware Concepts Inc. | LEDOUTDOORUSA | LED-F-11700-BZ-130 | Outdoor Luminaires | High Output | Architectural Flood and Spot Luminaires | Standard | TRUE | 11746.93 | 90.42 | 129.91 | 17.9 | 0.91 | 5742 | 81.4 | 5 | 50000 | 42179 |  |  | NotYetVerified |  | 3 | 11700 | 90 | 130 | 9.1 | 0.99 | 5700 | 80
P4EG9J71 | SNC OPTO ELECTRONIC CO LTD. | SNC LED | FL-30W (5700K) | Outdoor Luminaires | Low Output | Architectural Flood and Spot Luminaires | Standard | FALSE | [9 empty] | 42179 |  |  | NotYetVerified |  | 3 | 3417 | 113.03 | 30.23 | 18.75 | 0.923 | 5700 | 72.1
PUHVYQN9 | SNC OPTO ELECTRONIC CO LTD. | SNC LED | FL-30W (5000K) | Outdoor Luminaires | Low Output | Architectural Flood and Spot Luminaires | Standard | FALSE | [9 empty] | 42179 |  |  | NotYetVerified |  | 3 | 3106.9 | 103.63 | 29.98 | 18.75 | 0.923 | 5000 | 70.8
PCUZKKCJ | SNC OPTO ELECTRONIC CO LTD. | SNC LED | FL-30W (4500K) | Outdoor Luminaires | Low Output | Architectural Flood and Spot Luminaires | Standard | FALSE | [9 empty] | 42179 |  |  | NotYetVerified |  | 3 | 3106.9 | 103.63 | 29.98 | 18.75 | 0.923 | 4500 | 70.8
P13E9HAX | Core Products Canada Ltd. | CORE | FL80 (3000K) | Outdoor Luminaires | Mid Output | Architectural Flood and Spot Luminaires | Standard | TRUE | 6282 | 78.56 | 79.95 | 13.52 | 0.9588 | 3074 | 83 | 5 | 50000 | 42177 |  |  | NotYetVerified |  | 3 | 6000 | 75 | 80 |  | 0.95 | 3000 | 80
PNTSVXN8 | Eran Industries | Eran Industries | FLL370-052W-40K-W66-8-XX-XX-X | Outdoor Luminaires | Mid Output | Architectural Flood and Spot Luminaires | Standard | TRUE | 5584 | 113.01 | 49.41 | 16.6 | 0.926 | 3955 | 71.6 | 5 | 50000 | 42177 |  |  | NotYetVerified |  | 3 | 5584 | 113 | 50 | 20 | 0.9 | 4000 | 70
P43HU32Z | Eran Industries | Eran Industries | FLL400-152W-50K-N33-8-XX-XX-X | Outdoor Luminaires | High Output | Architectural Flood and Spot Luminaires | Standard | TRUE | 13554 | 91.88 | 147.52 | 18.98 | 0.916 | 4864 | 73.4 | 5 | 50000 | 42177 |  |  | NotYetVerified |  | 3 | 13554 | 91 | 150 | 20 | 0.9 | 5000 | 70
PZ3JTAEZ | Eran Industries | Eran Industries | FLL400-152W-40K-N33-8-XX-XX-X | Outdoor Luminaires | High Output | Architectural Flood and Spot Luminaires | Standard | TRUE | 13939.1 | 92.74 | 150.31 | 18.98 | 0.916 | 3892 | 70.9 | 5 | 50000 | 42177 |  |  | NotYetVerified |  | 3 | 14057 | 93 | 150 | 20 | 0.9 | 4000 | 70
PWRFNCFX | Eran Industries | Eran Industries | FLL400-114W-40K-W66-8-XX-XX-X | Outdoor Luminaires | High Output | Architectural Flood and Spot Luminaires | Standard | TRUE | 11717.2 | 102.71 | 114.08 | 18.92 | 0.912 | 3933 | 71.5 | 5 | 50000 | 42177 |  |  | NotYetVerified |  | 3 | 11717 | 102 | 114 | 20 | 0.9 | 4000 | 70
PK36ATT9 | Core Products Canada Ltd. | CORE | FL80 (5000K) | Outdoor Luminaires | Mid Output | Architectural Flood and Spot Luminaires | Standard | FALSE | [9 empty] | 42177 |  |  | NotYetVerified |  | 3 | 6500 | 80 | 80 |  | 0.95 | 5000 | 80
PUCWBN9T | Eran Industries | Eran Industries | FLL370-052W-50K-W66-8-XX-XX-X | Outdoor Luminaires | Mid Output | Architectural Flood and Spot Luminaires | Standard | FALSE | [9 empty] | 42177 |  |  | NotYetVerified |  | 3 | 5840 | 116 | 50 | 20 | 0.9 | 5000 | 70
PSDR6XCF | Eran Industries | Eran Industries | FLL400-114W-50K-W66-8-XX-XX-X | Outdoor Luminaires | High Output | Architectural Flood and Spot Luminaires | Standard | FALSE | [9 empty] | 42177 |  |  | NotYetVerified |  | 3 | 11928 | 105 | 114 | 20 | 0.9 | 5000 | 70
PJ7AQKK3 | Eran Industries | Eran Industries | FLL370-052W-50K-W66-8-D-XX-XX-X | Outdoor Luminaires | Mid Output | Architectural Flood and Spot Luminaires | Standard | FALSE | [9 empty] | 42177 |  |  | NotYetVerified |  | 3 | 5840 | 116 | 50 | 20 | 0.9 | 5000 | 70
P76YAQYN | Eran Industries | Eran Industries | FLL400-152W-50K-N33-8-D-XX-XX-X | Outdoor Luminaires | High Output | Architectural Flood and Spot Luminaires | Standard | FALSE | [9 empty] | 42177 |  |  | NotYetVerified |  | 3 | 13554 | 91 | 150 | 20 | 0.9 | 5000 | 70
PDF8P2MS | Eran Industries | Eran Industries | FLL400-114W-50K-W66-8-D-XX-XX-X | Outdoor Luminaires | High Output | Architectural Flood and Spot Luminaires | Standard | FALSE | [9 empty] | 42177 |  |  | NotYetVerified |  | 3 | 11928 | 105 | 114 | 20 | 0.9 | 5000 | 70
PRRY7YYT | Eran Industries | Eran Industries | FLL370-052W-40K-W66-8-D-XX-XX-X | Outdoor Luminaires | Mid Output | Architectural Flood and Spot Luminaires | Standard | FALSE | [9 empty] | 42177 |  |  | NotYetVerified |  | 3 | 5584 | 113 | 50 | 20 | 0.9 | 4000 | 70
P3HQ646B | Eran Industries | Eran Industries | FLL400-152W-40K-N33-8-D-XX-XX-X | Outdoor Luminaires | High Output | Architectural Flood and Spot Luminaires | Standard | FALSE | [9 empty] | 42177 |  |  | NotYetVerified |  | 3 | 14057 | 93 | 150 | 20 | 0.9 | 4000 | 70
PZZ2J7KD | Eran Industries | Eran Industries | FLL400-114W-40K-W66-8-D-XX-XX-X | Outdoor Luminaires | High Output | Architectural Flood and Spot Luminaires | Standard | FALSE | [9 empty] | 42177 |  |  | NotYetVerified |  | 3 | 11717 | 102 | 114 | 20 | 0.9 | 4000 | 70
P3UCTWUH3 | LED Waves Inc. |  | LW30-SHB2x5-W5000K | Outdoor Luminaires | Very High Output | Architectural Flood and Spot Luminaires | Standard | TRUE | 49990 | 121 | 411.7 | 16.9 | 0.922 | 4817 | 73.3 | 5 | 50000 | 42174 |  |  | NotYetVerified |  | 3 | 49991 | 121 | 406 | 16.9 | 0.922 | 5000 | 70
P8KVCRGQ | Eran Industries | Eran Industries | FLL360-020W-40K-W66-8-D-XX-XX-X | Outdoor Luminaires | Low Output | Architectural Flood and Spot Luminaires | Standard | TRUE | 2180.631 | 111.34 | 19.59 | 15.33 | 0.934 | 4071 | 72.2 | 5 | 50000 | 42173 |  |  | NotYetVerified |  | 3 | 2180 | 111 | 20 | 20 | 0.9 | 4000 | 70
PXWVFUR1 | Eran Industries | Eran Industries | FLL360-020W-50K-W66-8-D-XX-XX-X | Outdoor Luminaires | Low Output | Architectural Flood and Spot Luminaires | Standard | FALSE | [9 empty] | 42173 |  |  | NotYetVerified |  | 3 | 2227 | 113 | 20 | 20 | 0.9 | 5000 | 70
PFQFN4SU | Eran Industries | Eran Industries | FLL360-020W-50K-W66-8-XX-XX-X | Outdoor Luminaires | Low Output | Architectural Flood and Spot Luminaires | Standard | FALSE | [9 empty] | 42173 |  |  | NotYetVerified |  | 3 | 2227 | 113 | 20 | 20 | 0.9 | 5000 | 70
PZC4FHMS | Eran Industries | Eran Industries | FLL360-020W-40K-W66-8-XX-XX-X | Outdoor Luminaires | Low Output | Architectural Flood and Spot Luminaires | Standard | FALSE | [9 empty] | 42173 |  |  | NotYetVerified |  | 3 | 2180 | 111 | 20 | 20 | 0.9 | 4000 | 70
P18H68P8W | Shenzhen Minglight Co. Ltd | Minglight | ML-FL20-35W-277-50K | Outdoor Luminaires | Low Output | Architectural Flood and Spot Luminaires | Standard | TRUE | 2872.17 | 84.1 | 34.15 | 18.35 | 0.933 | 5106 | 72.8 | 5 | 50000 | 42171 |  |  | NotYetVerified |  | 3 | 2800 | 100 | 32 | 20 | 0.95 | 5000 | 70
PNG8PBV51 | Shenzhen Minglight Co. Ltd | Minglight | ML-FL20-35W-277-57K | Outdoor Luminaires | Low Output | Architectural Flood and Spot Luminaires | Standard | FALSE | [9 empty] | 42171 |  |  | NotYetVerified |  | 3 | 2800 | 100 | 32 | 20 | 0.95 | 5700 | 70
P1RM27BF | NSi Industries LLC | NSi Industries LLC | FL40LED | Outdoor Luminaires | Low Output | Architectural Flood and Spot Luminaires | Standard | TRUE | 3535.9 | 84 | 42.01 | 21 | 0.92 | 5146 | 83 | 5 | 50000 | 42170 |  |  | NotYetVerified |  | 3 | 3535.9 | 84 | 42.01 | 21 | 0.92 | 5146 | 83
PXBJRM7E | NSi Industries LLC | NSi Industries LLC | FL20LED | Outdoor Luminaires | Low Output | Architectural Flood and Spot Luminaires | Standard | TRUE | 1555.32 | 74 | 20.91 | 21 | 0.92 | 5114 | 75 | 5 | 50000 | 42170 |  |  | NotYetVerified |  | 3 | 1555.32 | 74 | 20.91 | 21 | 0.92 | 5114 | 75
PTZQ7G1N | Grandlite International Corp | Grandlite | LED1571/55W 5000K | Outdoor Luminaires | Mid Output | Architectural Flood and Spot Luminaires | Standard | TRUE | 5468.82 | 104 | 52.78 | 17 | 0.95 | 5164 | 74 | 5 | 50000 | 42167 |  |  | NotYetVerified |  | 3
PSVDWJCA | Grandlite International Corp | Grandlite | LED1571/20W | Outdoor Luminaires | Low Output | Architectural Flood and Spot Luminaires | Standard | TRUE | 1752.76 | 82 | 21.47 | 20 | 0.92 | 5224 | 75 | 5 | 50000 | 42167 |  |  | NotYetVerified |  | 3
PCPHE12T | SMART ENERGY SOLUTIONS | SES LED | SES-FL-200W(4000K) | Outdoor Luminaires | High Output | Architectural Flood and Spot Luminaires | Standard | TRUE | 19113 | 94.41 | 203.5 | 16.72 | 0.915 | 4255 | 75.4 | 5 | 50000 | 42166 |  |  | NotYetVerified | Updated 9/20/16 | 3 | 19113 | 94.41 | 203.5 | 16.72 | 0.914 | 4000 | 75.4
PPEM44YE | SMART ENERGY SOLUTIONS | SES LED | SES-FL-150W(4000K) | Outdoor Luminaires | High Output | Architectural Flood and Spot Luminaires | Standard | TRUE | 14651 | 94.92 | 154.4 | 15.87 | 0.908 | 4245 | 75.7 | 5 | 50000 | 42166 |  |  | NotYetVerified | Updated 9/20/16 | 3 | 14651 | 94.92 | 154.4 | 15.87 | 0.907 | 4000 | 75.7
PWGZBM4C | SMART ENERGY SOLUTIONS | SES LED | SES-FL-200W(4500K) | Outdoor Luminaires | High Output | Architectural Flood and Spot Luminaires | Standard | FALSE | [9 empty] | 42166 |  |  | NotYetVerified |  | 3 | 22530 | 110.39 | 204.1 | 16.51 | 0.912 | 5700 | 74
PUNP93PS | SMART ENERGY SOLUTIONS | SES LED | SES-FL-150W(5700K) | Outdoor Luminaires | High Output | Architectural Flood and Spot Luminaires | Standard | FALSE | [9 empty] | 42166 |  |  | NotYetVerified |  | 3 | 16387 | 106 | 154.6 | 15.33 | 0.907 | 5700 | 73.8
PHFFBJPP | SMART ENERGY SOLUTIONS | SES LED | SES-FL-150W(5000K) | Outdoor Luminaires | High Output | Architectural Flood and Spot Luminaires | Standard | FALSE | [9 empty] | 42166 |  |  | NotYetVerified |  | 3 | 14651 | 94.92 | 154.4 | 15.87 | 0.907 | 5000 | 75.7
PREEYKM4 | SMART ENERGY SOLUTIONS | SES LED | SES-FL-200W(5700K) | Outdoor Luminaires | High Output | Architectural Flood and Spot Luminaires | Standard | FALSE | [9 empty] | 42166 |  |  | NotYetVerified |  | 3 | 19113 | 94.41 | 203.5 | 16.72 | 0.914 | 5000 | 75.4
PSZ24KRK | SMART ENERGY SOLUTIONS | SES LED | SES-FL-150W(4500K) | Outdoor Luminaires | High Output | Architectural Flood and Spot Luminaires | Standard | FALSE | [9 empty] | 42166 |  |  | NotYetVerified |  | 3 | 14651 | 94.92 | 154.4 | 15.87 | 0.907 | 4500 | 75.7
PXF9XG5Q | SMART ENERGY SOLUTIONS | SES LED | SES-FL-200W(5000K) | Outdoor Luminaires | High Output | Architectural Flood and Spot Luminaires | Standard | FALSE | [9 empty] | 42166 |  |  | NotYetVerified |  | 3 | 19113 | 94.41 | 203.5 | 16.72 | 0.914 | 4500 | 75.4
PCSFBUHJ | Shinetoo Lighting LLC/ Shanghai Shinetoo Lighting Co. LTD | Shinetoo | ST-LFL-150N | Outdoor Luminaires | High Output | Architectural Flood and Spot Luminaires | Standard | TRUE | 12510 | 84.8 | 147.3 | 8.9 | 0.953 | 5425 | 74.3 | 5 | 50000 | 42164 |  |  | NotYetVerified |  | 3
PEWCXKAW | Shinetoo Lighting LLC/ Shanghai Shinetoo Lighting Co. LTD | Shinetoo | ST-LFL-200N | Outdoor Luminaires | High Output | Architectural Flood and Spot Luminaires | Standard | TRUE | 17760 | 85.1 | 208.7 | 8.2 | 0.95 | 5291 | 74.3 | 5 | 50000 | 42164 |  |  | NotYetVerified |  | 3
PSAZPXSH | Shinetoo Lighting LLC/ Shanghai Shinetoo Lighting Co. LTD | Shinetoo | ST-LFL-100N | Outdoor Luminaires | Mid Output | Architectural Flood and Spot Luminaires | Standard | TRUE | 8164 | 74.1 | 110.2 | 9.8 | 0.949 | 5154 | 76.7 | 5 | 50000 | 42164 |  |  | NotYetVerified |  | 3
PXHFYJJ8 | SmartCity US Inc. | SmartCity US | SCUS-AE4SW | Outdoor Luminaires | Low Output | Architectural Flood and Spot Luminaires | Standard | TRUE | 3417 | 83.1 | 41.13 | 14.84 | 0.9698 | 5810 | 70 | 5 | 65000 | 42163 |  |  | NotYetVerified |  | 3 | 3200 | 80 | 40 | 10 | 0.98 | 5700
PS65GK33 | SmartCity US Inc. | SmartCity US | SCUS-AE20W | Outdoor Luminaires | High Output | Architectural Flood and Spot Luminaires | Standard | TRUE | 17284.09 | 92.38 | 187.09 | 9.69 | 0.943 | 5974 | 70.7 | 5 | 100000 | 42163 |  |  | NotYetVerified |  | 3 | 17284.1 | 92.4 | 185 | 10 | 0.98 | 5700 | 70
PEA9EX4V | Reita Industrial Co. Ltd | REITA | RT-BLLF150W | Outdoor Luminaires | High Output | Architectural Flood and Spot Luminaires | Standard | TRUE | 17985.75 | 118.49 | 151.79 | 14.3 | 0.92 | 5862 | 74.6 | 5 | 50000 | 42163 |  |  | NotYetVerified |  | 3 | 17985 | 118 | 150 | 14.3 | 0.92 | 5700 | 75
PD4SQM1R | RAB Lighting | RAB Lighting | FXLED300[all mounting][all colors]/BL/[PC options]/480 | Outdoor Luminaires | Very High Output | Architectural Flood and Spot Luminaires | Standard | FALSE | [9 empty] | 42163 |  |  | NotYetVerified | Updated on 3/22/2017 | 3 | 38290 | 121 | 319 | 15.7 | 0.96 | 5010 | 74
P3CRHC31 | RAB Lighting | RAB Lighting Inc | FXLED300[all mounting][All Fixture Colors]/[Option Includes PC]/480 | Outdoor Luminaires | Very High Output | Architectural Flood and Spot Luminaires | Standard | FALSE | [9 empty] | 42163 |  |  | NotYetVerified |  | 3 | 38290 | 121 | 319 | 15.7 | 0.96 | 5010 | 74
PZR2HGJU | RAB Lighting | RAB Lighting | FXLED300[all mounting]B55[All Fixture Colors]/BL/[Option Includes PC]/480 | Outdoor Luminaires | Very High Output | Architectural Flood and Spot Luminaires | Standard | FALSE | [9 empty] | 42163 |  |  | NotYetVerified |  | 3 | 37550 | 118 | 318.6 | 15.7 | 0.96 | 4968 | 73.7
PEUSK3Z2 | RAB Lighting | RAB Lighting | FXLED300[all mounting]B55[All Fixture Colors]/[Option Includes PC]/480 | Outdoor Luminaires | Very High Output | Architectural Flood and Spot Luminaires | Standard | FALSE | [9 empty] | 42163 |  |  | NotYetVerified |  | 3 | 37550 | 118 | 318.6 | 15.7 | 0.96 | 4968 | 73.7
PFZABZ94 | RAB Lighting | RAB Lighting | FXLED300[all mounting][all colors]/D10/[PC options]/480 | Outdoor Luminaires | Very High Output | Architectural Flood and Spot Luminaires | Standard | FALSE | [9 empty] | 42163 |  |  | NotYetVerified | Updated on 3/22/2017 | 3 | 39097 | 121.2 | 319.4 | 15.2 | 0.93 | 4861 | 74
PGGYQUX5 | RAB Lighting | RAB Lighting | FXLED300[all mounting]B55[All Fixture Colors]/D10/[Option Includes PC]/480 | Outdoor Luminaires | Very High Output | Architectural Flood and Spot Luminaires | Standard | FALSE | [9 empty] | 42163 |  |  | NotYetVerified |  | 3 | 35595 | 110.4 | 322.4 | 15.2 | 0.93 | 4823 | 72
PDHGS5DV | RAB Lighting | RAB Lighting | FXLED300[all mounting]N[all colors]/D10/[PC options]/480 | Outdoor Luminaires | Very High Output | Architectural Flood and Spot Luminaires | Standard | FALSE | [9 empty] | 42163 |  |  | NotYetVerified | Updated on 3/22/2017 | 3 | 35532 | 109.77 | 323.7 | 15.1 | 0.93 | 4026 | 82
PJC3YXZV | RAB Lighting | RAB Lighting | FXLED300[all mounting]N[all colors]/BL/[PC options]/480 | Outdoor Luminaires | Very High Output | Architectural Flood and Spot Luminaires | Standard | FALSE | [9 empty] | 42163 |  |  | NotYetVerified | Updated on 3/22/2017 | 3 | 34100 | 108 | 317 | 15 | 0.96 | 4021 | 82.3
PCZBWQGC | RAB Lighting | RAB Lighting | FXLED300[all mounting]N[all colors]/[PC options]/480 | Outdoor Luminaires | Very High Output | Architectural Flood and Spot Luminaires | Standard | FALSE | [9 empty] | 42163 |  |  | NotYetVerified | Updated on 3/22/2017 | 4.1 | 38290 | 121 | 319 | 15.7 | 0.96 | 5010 | 74
PTN5BPRX | RAB Lighting | RAB Lighting | FXLED300[all mounting]NB55[All Fixture Colors]/D10/[Option Includes PC]/480 | Outdoor Luminaires | Very High Output | Architectural Flood and Spot Luminaires | Standard | FALSE | [9 empty] | 42163 |  |  | NotYetVerified |  | 3 | 30886 | 95.6 | 323.2 | 15.1 | 0.93 | 3997 | 82
PJJ43E4V | RAB Lighting | RAB Lighting | FXLED300[all mounting]NB55[All Fixture Colors]/BL/[Option Includes PC]/480 | Outdoor Luminaires | Very High Output | Architectural Flood and Spot Luminaires | Standard | FALSE | [9 empty] | 42163 |  |  | NotYetVerified |  | 3 | 33400 | 106 | 317 | 15 | 0.96 | 3985 | 82.2
PD28J7HG | RAB Lighting | RAB Lighting | FXLED300[all mounting]NB55[All Fixture Colors]/[Option Includes PC]/480 | Outdoor Luminaires | Very High Output | Architectural Flood and Spot Luminaires | Standard | FALSE | [9 empty] | 42163 |  |  | NotYetVerified |  | 3 | 33400 | 106 | 317 | 15 | 0.96 | 3985 | 82.2
PY4R8JVQ | RAB Lighting | RAB Lighting | FXLED300[all mounting]Y[all colors]/D10/[PC options]/480 | Outdoor Luminaires | Very High Output | Architectural Flood and Spot Luminaires | Standard | FALSE | [9 empty] | 42163 |  |  | NotYetVerified | Updated on 3/22/2017 | 3 | 33288 | 103.3 | 320.2 | 15 | 0.93 | 3056 | 81
PEAPZBB9 | RAB Lighting | RAB Lighting | FXLED300[all mounting]YB55[All Fixture Colors/]/BL/[Option Includes PC]/480 | Outdoor Luminaires | Very High Output | Architectural Flood and Spot Luminaires | Standard | FALSE | [9 empty] | 42163 |  |  | NotYetVerified |  | 3 | 31320 | 99.4 | 316 | 16 | 0.96 | 3053 | 81.4
P2HVPSVX | RAB Lighting | RAB Lighting | FXLED300[all mounting]YB55[All Fixture Colors]/[Option Includes PC]/480 | Outdoor Luminaires | Very High Output | Architectural Flood and Spot Luminaires | Standard | FALSE | [9 empty] | 42163 |  |  | NotYetVerified |  | 3 | 31320 | 99.4 | 316 | 16 | 0.96 | 3053 | 81.4
PCHKJ49G | RAB Lighting | RAB Lighting | FXLED300[all mounting]YB55[All Fixture Colors]/D10/[Option Includes PC]/480 | Outdoor Luminaires | High Output | Architectural Flood and Spot Luminaires | Standard | FALSE | [9 empty] | 42163 |  |  | NotYetVerified |  | 3 | 29099 | 90.6 | 321.3 | 15.1 | 0.93 | 3037 | 81
P6822N7S | RAB Lighting | RAB Lighting | FXLED300[all mounting]Y[all colors/]/BL/[PC options]/480 | Outdoor Luminaires | Very High Output | Architectural Flood and Spot Luminaires | Standard | FALSE | [9 empty] | 42163 |  |  | NotYetVerified | Updated on 3/22/2017 | 4.1 | 32200 | 101 | 318.8 | 15 | 0.96 | 3036 | 81.5
PSER2QXR | RAB Lighting | RAB Lighting | FXLED300[all mounting]Y[all colors]/[PC options]/480 | Outdoor Luminaires | Very High Output | Architectural Flood and Spot Luminaires | Standard | TRUE | 33469 | 104.6 | 320 | 10.8 | 0.958 | 3065 | 82 | 5 | 50000 | 42163 |  |  | NotYetVerified | Updated on 3/22/2017 | 3 | 32200 | 101 | 318.8 | 15 | 0.96 | 3036 | 81.5
PTK7XGXR | Reita Industrial Co. Ltd | REITA | RT-BLLF300W | Outdoor Luminaires | Very High Output | Architectural Flood and Spot Luminaires | Standard | FALSE | [9 empty] | 42163 | Not Dimmable | Not Dimmable | NotYetVerified |  | 3 | 36730 | 122 | 300 | 14.3 | 0.92 | 5700 | 75
P2PF8ETM | SPRING-LIGHTING ELECTRONICS CO.LTD | Spring-Lighting | SPL-FL01-200WS | Outdoor Luminaires | High Output | Architectural Flood and Spot Luminaires | Standard | TRUE | 19168.23 | 95.59 | 200.53 | 10.6 | 0.93 | 5764 | 79.9 | 5 | 50000 | 42160 |  |  | NotYetVerified |  | 3 | 19160 | 95.5468 | 200.53 | 10.6 | 0.93 | 5700 | 80
PA3EUZUC | SPRING-LIGHTING ELECTRONICS CO.LTD | Spring-Lighting | SPL-FL01-50WS | Outdoor Luminaires | Low Output | Architectural Flood and Spot Luminaires | Standard | TRUE | 4465.84 | 90.66 | 49.26 | 23.9 | 0.87 | 5770 | 80.1 | 5 | 50000 | 42160 |  |  | NotYetVerified |  | 3 | 4460 | 90.54 | 49.26 | 23.9 | 0.87 | 5700 | 80
PUC111GJ | SPRING-LIGHTING ELECTRONICS CO.LTD | Spring-Lighting | SPL-FL01-80WS | Outdoor Luminaires | Mid Output | Architectural Flood and Spot Luminaires | Standard | FALSE | [9 empty] | 42160 | Not Dimmable | Not Dimmable | NotYetVerified |  | 3 | 7610 | 92.2536 | 82.49 | 23.8 | 0.89 | 5700 | 80
PPWF3X14 | SPRING-LIGHTING ELECTRONICS CO.LTD | Spring-Lighting | SPL-FL01-100WS | Outdoor Luminaires | Mid Output | Architectural Flood and Spot Luminaires | Standard | FALSE | [9 empty] | 42160 | Not Dimmable | Not Dimmable | NotYetVerified |  | 3 | 9560 | 92.9599 | 102.84 | 22.4 | 0.9 | 5700 | 80
P3XZ4E74 | SPRING-LIGHTING ELECTRONICS CO.LTD | Spring-Lighting | SPL-FL01-150WS | Outdoor Luminaires | High Output | Architectural Flood and Spot Luminaires | Standard | FALSE | [9 empty] | 42160 | Not Dimmable | Not Dimmable | NotYetVerified |  | 3 | 14340 | 94.6098 | 151.57 | 9.3 | 0.94 | 5700 | 80
PCKFEX6V | Alder Optomechanical Corp. | Alder | HL-120S-HTD-T5WN60C8-UL | Outdoor Luminaires | High Output | Architectural Flood and Spot Luminaires | Standard | TRUE | 14386.68 | 114.43 | 125.73 | 7.98 | 0.964 | 3964 | 86.4 | 5 | 50000 | 42159 |  |  | NotYetVerified |  | 3 | 14386.68 | 114.43 | 125.73 | 7.98 | 0.964 | 3964 | 86.4
PZNHNRH6 | Alder Optomechanical Corp. | Alder | HL-120S-HTD-T5WD60C8-UL | Outdoor Luminaires | High Output | Architectural Flood and Spot Luminaires | Standard | FALSE | [9 empty] | 42159 |  |  | NotYetVerified |  | 3 | 13810.73 | 108.19 | 127.65 | 18.75 | 0.996 | 4926 | 83
PC6ASY5X | All Green Lighting Inc. | All Green Lighting Inc. | ORION-200W | Outdoor Luminaires | High Output | Architectural Flood and Spot Luminaires | Standard | TRUE | 19415.46 | 106.15 | 182.9 | 9.23 | 0.964 | 5310 | 86.2 | 5 | 50000 | 42157 |  |  | NotYetVerified |  | 3 | 19415.46 | 106.15 | 182.9 | 7.66 | 0.997 | 5310 | 86
P8EM7MR2 | All Green Lighting Inc. | All Green Lighting Inc. | ORION-150W | Outdoor Luminaires | High Output | Architectural Flood and Spot Luminaires | Standard | TRUE | 15349.52 | 106.23 | 144.5 | 7.18 | 0.949 | 5304 | 84.9 | 5 | 50000 | 42157 |  |  | NotYetVerified |  | 3 | 15349.52 | 106.23 | 144.5 | 4.69 | 0.997 | 5000 | 85
PYU63S69 | All Green Lighting Inc. | All Green Lighting Inc. | ORION-450W | Outdoor Luminaires | Very High Output | Architectural Flood and Spot Luminaires | Standard | TRUE | 45971.79 | 104.79 | 437.1 | 10.05 | 0.948 | 5308 | 87.7 | 5 | 50000 | 42157 |  |  | NotYetVerified |  | 3 | 45971.79 | 104.79 | 438.7 | 6.24 | 0.997 | 5308 | 88
P54QK8NS | Shenzhen Xinshengyang Opto-electronics Technology Co.Ltd. | XinShengYang | PQLV-FL-B20W-30K | Outdoor Luminaires | Low Output | Architectural Flood and Spot Luminaires | Standard | TRUE | 1760.2 | 83.26 | 21.14 | 20.96 | 0.911 | 3086 | 81 | 5 | 50000 | 42157 |  |  | NotYetVerified |  | 3 |  | 90 | 20 |  | 0.95 | 3000 | 70
PKN7268E | Shenzhen Xinshengyang Opto-electronics Technology Co.Ltd. | XinShengYang | PQLV-FL-B30W-30K | Outdoor Luminaires | Low Output | Architectural Flood and Spot Luminaires | Standard | TRUE | 2564.6 | 85.15 | 30.12 | 23.05 | 0.909 | 3075 | 81 | 5 | 50000 | 42157 |  |  | NotYetVerified |  | 3 |  | 90 | 30 |  | 0.95 | 3000 | 70
PJ7TFXS4 | Shenzhen Xinshengyang Opto-electronics Technology Co.Ltd. | XinShengYang | PQLV-FL-B30W-57K | Outdoor Luminaires | Low Output | Architectural Flood and Spot Luminaires | Standard | FALSE | [9 empty] | 42157 |  |  | NotYetVerified |  | 3 | 2700 | 90 | 30 | 22.4 | 0.95 | 5700 | 70
PBC9HJV2 | Shenzhen Xinshengyang Opto-electronics Technology Co.Ltd. | XinShengYang | PQLV-FL-B20W-57K | Outdoor Luminaires | Low Output | Architectural Flood and Spot Luminaires | Standard | FALSE | [9 empty] | 42157 |  |  | NotYetVerified |  | 3 | 1800 | 90 | 20 | 19.8 | 0.95 | 5700 | 70
PQ5TZA2K | Shenzhen Xinshengyang Opto-electronics Technology Co.Ltd. | XinShengYang | PQLV-FL-B30W-50K | Outdoor Luminaires | Low Output | Architectural Flood and Spot Luminaires | Standard | FALSE | [9 empty] | 42157 |  |  | NotYetVerified |  | 3 | 2700 | 90 | 30 | 23 | 0.95 | 5000 | 70
PJSY2QTV | Shenzhen Xinshengyang Opto-electronics Technology Co.Ltd. | XinShengYang | PQLV-FL-B20W-50K | Outdoor Luminaires | Low Output | Architectural Flood and Spot Luminaires | Standard | FALSE | [9 empty] | 42157 |  |  | NotYetVerified |  | 3 | 1800 | 90 | 20 | 20 | 0.95 | 5000 | 70
PYU7U5CH | Shenzhen Xinshengyang Opto-electronics Technology Co.Ltd. | XinShengYang | PQLV-FL-B20W-40K | Outdoor Luminaires | Low Output | Architectural Flood and Spot Luminaires | Standard | FALSE | [9 empty] | 42157 |  |  | NotYetVerified |  | 3 | 1800 | 90 | 20 | 20.9 | 0.95 | 4000 | 70
PYS6SG65 | Shenzhen Xinshengyang Opto-electronics Technology Co.Ltd. | XinShengYang | PQLV-FL-B30W-40K | Outdoor Luminaires | Low Output | Architectural Flood and Spot Luminaires | Standard | FALSE | [9 empty] | 42157 |  |  | NotYetVerified |  | 3 | 2700 | 90 | 30 | 20 | 0.95 | 4000 | 70
PTET1SWF | Shenzhen Xinshengyang Opto-electronics Technology Co.Ltd. | XinShengYang | PQLV-FL-A200W-30K | Outdoor Luminaires | High Output | Architectural Flood and Spot Luminaires | Standard | TRUE | 16979.533 | 81.052 | 209.49 | 20.99 | 0.947 | 3164 | 69 | 5 | 50000 | 42156 |  |  | NotYetVerified |  | 3 |  | 90 | 200 |  | 0.95 | 3000 | 70
PB2H4R3S | Shenzhen Xinshengyang Opto-electronics Technology Co.Ltd. | XinShengYang | PQLV-FL-A150W-30K | Outdoor Luminaires | High Output | Architectural Flood and Spot Luminaires | Standard | TRUE | 12732.447 | 84.56 | 150.58 | 14.87 | 0.931 | 3137 | 68.9 | 5 | 50000 | 42156 |  |  | NotYetVerified |  | 3 |  | 90 | 150 |  | 0.95 | 3000 | 70
PG36R5DG | Acuity Brands Lighting | Lithonia Lighting | OLWX2 LED 90W 50K | Outdoor Luminaires | Mid Output | Architectural Flood and Spot Luminaires | Standard | TRUE | 7126.75 | 81 | 87.45 | 19 | 0.93 | 5174 | 83 | 5 |  | 42156 |  |  | NotYetVerified |  | 3 | 7100 | 79 | 90 |  |  | 5000
P2TFMZTX | Acuity Brands Lighting | Lithonia Lighting | OLWX2 LED 150W 50K | Outdoor Luminaires | High Output | Architectural Flood and Spot Luminaires | Standard | TRUE | 12769.01 | 86 | 148.03 | 13 | 0.93 | 5260 | 76 | 5 |  | 42156 |  |  | NotYetVerified |  | 3 | 12700 | 85 | 150 |  |  | 5000
P3GGPDB4 | Philips Solid-State Lighting Solutions Inc | Philips VAYA | 350-000016-17 | Outdoor Luminaires | Mid Output | Architectural Flood and Spot Luminaires | Standard | TRUE | 5653.3 | 83.96 | 67.33 | 10.05 | 0.922 | 3025 | 82 | 5 | 50000 | 42156 |  |  | NotYetVerified |  | 3 | 5400 | 75 | 68 | 20 | 0.9 | 3000 | 80
PX999NWM | Shenzhen Xinshengyang Opto-electronics Technology Co.Ltd. | XinShengYang | PQLV-FL-A100W-30K | Outdoor Luminaires | Mid Output | Architectural Flood and Spot Luminaires | Standard | TRUE | 9482.903 | 91.8 | 103.3 | 18.65 | 0.918 | 3090 | 70.1 | 5 | 50000 | 42156 |  |  | NotYetVerified |  | 3 |  | 90 | 100 |  | 0.95 | 3000 | 70
PS7PYBRX | Shenzhen Xinshengyang Opto-electronics Technology Co.Ltd. | XinShengYang | PQLV-FL-B10W-50K | Outdoor Luminaires | Low Output | Architectural Flood and Spot Luminaires | Standard | TRUE | 908.653 | 85.16 | 10.67 | 18.53 | 0.906 | 5072 | 83.2 | 5 | 50000 | 42156 |  |  | NotYetVerified |  | 3 |  | 90 | 10 |  | 0.95 | 5000 | 70
PY4376PC | Philips Solid-State Lighting Solutions Inc | Philips VAYA | 350-000016-41 | Outdoor Luminaires | Mid Output | Architectural Flood and Spot Luminaires | Standard | FALSE | [9 empty] | 42156 |  |  | NotYetVerified |  | 3 | 5400 | 75 | 68 | 20 | 0.9 | 5000 | 80
PM9G4GHU | Philips Solid-State Lighting Solutions Inc | Philips VAYA | 350-000016-25 | Outdoor Luminaires | Mid Output | Architectural Flood and Spot Luminaires | Standard | FALSE | [9 empty] | 42156 |  |  | NotYetVerified |  | 3 | 5400 | 75 | 68 | 20 | 0.9 | 4000 | 80
PRS4RXE1 | Shenzhen Xinshengyang Opto-electronics Technology Co.Ltd. | XinShengYang | PQLV-FL-A100W-57K | Outdoor Luminaires | Mid Output | Architectural Flood and Spot Luminaires | Standard | FALSE | [9 empty] | 42156 |  |  | NotYetVerified |  | 3 | 9685.08 | 95.04 | 101.9 | 17.02 | 0.991 | 6006 | 69.3
PQFHRAUF | Shenzhen Xinshengyang Opto-electronics Technology Co.Ltd. | XinShengYang | PQLV-FL-A150W-57K | Outdoor Luminaires | High Output | Architectural Flood and Spot Luminaires | Standard | FALSE | [9 empty] | 42156 |  |  | NotYetVerified |  | 3 | 12998.168 | 86.31 | 150.59 | 13.76 | 0.994 | 5664 | 68.1
P33CBHEE | Shenzhen Xinshengyang Opto-electronics Technology Co.Ltd. | XinShengYang | PQLV-FL-A200W-50K | Outdoor Luminaires | High Output | Architectural Flood and Spot Luminaires | Standard | FALSE | [9 empty] | 42156 |  |  | NotYetVerified |  | 3 | 18000 | 90 | 200 | 18.1 | 0.95 | 5000 | 70
PVMAB7VG | Shenzhen Xinshengyang Opto-electronics Technology Co.Ltd. | XinShengYang | PQLV-FL-A100W-50K | Outdoor Luminaires | Mid Output | Architectural Flood and Spot Luminaires | Standard | FALSE | [9 empty] | 42156 |  |  | NotYetVerified |  | 3 | 9000 | 90 | 100 | 17 | 0.95 | 5000 | 70
PKA6C9CK | Shenzhen Xinshengyang Opto-electronics Technology Co.Ltd. | XinShengYang | PQLV-FL-A150W-50K | Outdoor Luminaires | High Output | Architectural Flood and Spot Luminaires | Standard | FALSE | [9 empty] | 42156 |  |  | NotYetVerified |  | 3 | 13500 | 90 | 150 | 13.7 | 0.95 | 5000 | 70
PHJAPBV4 | Shenzhen Xinshengyang Opto-electronics Technology Co.Ltd. | XinShengYang | PQLV-FL-A200W-40K | Outdoor Luminaires | High Output | Architectural Flood and Spot Luminaires | Standard | FALSE | [9 empty] | 42156 |  |  | NotYetVerified |  | 3 | 18000 | 90 | 200 | 20.9 | 0.95 | 4000 | 70
PH9S455B | Shenzhen Xinshengyang Opto-electronics Technology Co.Ltd. | XinShengYang | PQLV-FL-A100W-40K | Outdoor Luminaires | Mid Output | Architectural Flood and Spot Luminaires | Standard | FALSE | [9 empty] | 42156 |  |  | NotYetVerified |  | 3 | 9000 | 90 | 100 | 18.6 | 0.95 | 4000 | 70
P2UH96MB | Shenzhen Xinshengyang Opto-electronics Technology Co.Ltd. | XinShengYang | PQLV-FL-A150W-40K | Outdoor Luminaires | High Output | Architectural Flood and Spot Luminaires | Standard | FALSE | [9 empty] | 42156 |  |  | NotYetVerified |  | 3 | 13500 | 90 | 150 | 14.8 | 0.95 | 4000 | 70
PXMASK58 | Acuity Brands Lighting | Lithonia Lighting | OLWX2 LED 90W 50K 120 PE | Outdoor Luminaires | Mid Output | Architectural Flood and Spot Luminaires | Standard | FALSE | [9 empty] | 42156 | Not Yet Verified | Not Yet Verified | NotYetVerified |  | 3 | 7100 | 79 | 90 |  |  | 5000
PJG8GZFY | Acuity Brands Lighting | Lithonia Lighting | OLWX2 LED 150W 50K 120 PE | Outdoor Luminaires | High Output | Architectural Flood and Spot Luminaires | Standard | FALSE | [9 empty] | 42156 | Not Yet Verified | Not Yet Verified | NotYetVerified |  | 3 | 12700 | 85 | 150 |  |  | 5000
P9ADJSQR | CNLIGHT CO. LTD | CNLIGHT | CN-FLXW150 | Outdoor Luminaires | High Output | Architectural Flood and Spot Luminaires | Standard | TRUE | 13027.7 | 82.56 | 157.8 | 18.9 | 0.963 | 5182 | 70 | 5 | 50000 | 42153 |  |  | NotYetVerified |  | 3 | 12110 | 82.56 | 150 | 18.9 | 0.963 | 5000 | 65
PWNM2MX7 | CNLIGHT CO. LTD | CNLIGHT | CN-FLXW50 | Outdoor Luminaires | Low Output | Architectural Flood and Spot Luminaires | Standard | TRUE | 4358.81 | 87.23 | 49.97 | 14.2 | 0.874 | 5057 | 70 | 5 | 50000 | 42153 |  |  | NotYetVerified |  | 3 | 3800 | 87.23 | 50 | 14.2 | 0.874 | 5000 | 65
PF9JXHET | CNLIGHT CO. LTD | CNLIGHT | CN-FLXW100 | Outdoor Luminaires | Mid Output | Architectural Flood and Spot Luminaires | Standard | FALSE | [9 empty] | 42153 | Not Dimmable | Not Dimmable | NotYetVerified |  | 3 | 8500 | 87.07 | 100 | 24.5 | 0.893 | 5000 | 65
PXD94VDP | CNLIGHT CO. LTD | CNLIGHT | CN-FLXW70 | Outdoor Luminaires | Mid Output | Architectural Flood and Spot Luminaires | Standard | FALSE | [9 empty] | 42153 | Not Dimmable | Not Dimmable | NotYetVerified |  | 3 | 5200 | 85.33 | 70 | 23 | 0.872 | 5000 | 65
P3YC567B | CCR INC | CCR | CCR-FL-200W(4000K) | Outdoor Luminaires | High Output | Architectural Flood and Spot Luminaires | Standard | TRUE | 19113 | 94.41 | 203.5 | 16.72 | 0.915 | 4255 | 75.4 | 5 | 50000 | 42152 |  |  | NotYetVerified |  | 3 | 19113 | 94.41 | 203.5 | 16.72 | 0.914 | 4000 | 75.4
P47G5ZZZ | CCR INC | CCR | CCR-FL-150W(4000K) | Outdoor Luminaires | High Output | Architectural Flood and Spot Luminaires | Standard | TRUE | 14651 | 94.92 | 154.4 | 15.87 | 0.908 | 4245 | 75.7 | 5 | 50000 | 42152 |  |  | NotYetVerified |  | 3 | 14651 | 94.92 | 154.4 | 15.87 | 0.907 | 4000 | 75.7
PDYCR611 | CCR INC | CCR | CCR-FL-200W(5700K) | Outdoor Luminaires | High Output | Architectural Flood and Spot Luminaires | Standard | FALSE | [9 empty] | 42152 | Not Dimmable | Not Dimmable | NotYetVerified |  | 3 | 22530 | 110.39 | 204.1 | 16.51 | 0.912 | 5700 | 74
PCVQ5TCM | CCR INC | CCR | CCR-FL-150W(5700K) | Outdoor Luminaires | High Output | Architectural Flood and Spot Luminaires | Standard | FALSE | [9 empty] | 42152 | Not Dimmable | Not Dimmable | NotYetVerified |  | 3 | 16387 | 106 | 154.6 | 15.33 | 0.907 | 5700 | 73.8
PA46R44E | CCR INC | CCR | CCR-FL-150W(5000K) | Outdoor Luminaires | High Output | Architectural Flood and Spot Luminaires | Standard | FALSE | [9 empty] | 42152 | Not Dimmable | Not Dimmable | NotYetVerified |  | 3 | 14651 | 94.92 | 154.4 | 15.87 | 0.907 | 5000 | 75.7
PAB5J7Y1 | CCR INC | CCR | CCR-FL-200W(5000K) | Outdoor Luminaires | High Output | Architectural Flood and Spot Luminaires | Standard | FALSE | [9 empty] | 42152 | Not Dimmable | Not Dimmable | NotYetVerified |  | 3 | 19113 | 94.41 | 203.5 | 16.72 | 0.914 | 5000 | 75.4
PCJS75ED | CCR INC | CCR | CCR-FL-150W(4500K) | Outdoor Luminaires | High Output | Architectural Flood and Spot Luminaires | Standard | FALSE | [9 empty] | 42152 | Not Dimmable | Not Dimmable | NotYetVerified |  | 3 | 14651 | 94.92 | 154.4 | 15.87 | 0.907 | 4500 | 75.7
PAA1WKN2 | CCR INC | CCR | CCR-FL-200W(4500K) | Outdoor Luminaires | High Output | Architectural Flood and Spot Luminaires | Standard | FALSE | [9 empty] | 42152 | Not Dimmable | Not Dimmable | NotYetVerified |  | 3 | 19113 | 94.41 | 203.5 | 16.72 | 0.914 | 4500 | 75.4
PHXVRX87 | Standard Products Inc. | STANDARD | LED/FL/80W/30K/SF/120-277/STD | Outdoor Luminaires | Mid Output | Architectural Flood and Spot Luminaires | Standard | TRUE | 6282 | 78.56 | 79.95 | 13.52 | 0.9588 | 3074 | 83 | 5 | 50000 | 42151 |  |  | NotYetVerified |  | 3 | 6000 | 75 | 80 |  | 0.95 | 3000 | 80
P9RU87N6 | Standard Products Inc. | STANDARD | LED/FL/80W/30K/YK/120/277/STD | Outdoor Luminaires | Mid Output | Architectural Flood and Spot Luminaires | Standard | TRUE | 6282 | 78.56 | 79.95 | 13.52 | 0.9588 | 3074 | 83 | 5 | 50000 | 42151 |  |  | NotYetVerified |  | 3 | 6000 | 75 | 80 |  | 0.95 | 3000 | 80
PX2MWFJF | Standard Products Inc. | STANDARD | [63323 64217 64218]-LED/FL/10W/30K/KN/120-277V/ZZZ/STD | Outdoor Luminaires | Low Output | Architectural Flood and Spot Luminaires | Standard | TRUE | 942.15 | 85.11 | 11.07 | 18.51 | 0.9473 | 3087 | 83 | 5 | 50000 | 42151 |  |  | NotYetVerified |  | 3 | 900 | 85 | 12 |  | 0.9 | 3000 | 80
PS96R61N | Standard Products Inc. | STANDARD | LED/FL/120W/30K/TM/120-277/STD | Outdoor Luminaires | High Output | Architectural Flood and Spot Luminaires | Standard | TRUE | 10242 | 85.63 | 119.6 | 11.61 | 0.9394 | 3155 | 84 | 5 | 50000 | 42151 |  |  | NotYetVerified |  | 3 | 10000 | 80 | 120 |  | 0.9 | 3000 | 80
PRYZ9F3R | Standard Products Inc. | STANDARD | LED/FL/120W/30K/SF/120-277/STD | Outdoor Luminaires | High Output | Architectural Flood and Spot Luminaires | Standard | TRUE | 10242 | 85.63 | 119.6 | 11.61 | 0.9394 | 3155 | 84 | 5 | 50000 | 42151 |  |  | NotYetVerified |  | 3 | 10000 | 80 | 120 |  | 0.9 | 3000 | 80
PDUPSCNH | Standard Products Inc. | STANDARD | LED/FL/200W/30K/TM/120-277/STD | Outdoor Luminaires | High Output | Architectural Flood and Spot Luminaires | Standard | TRUE | 16783 | 86.39 | 194.3 | 11.34 | 0.9371 | 3111 | 83 | 5 | 50000 | 42151 |  |  | NotYetVerified |  | 3 | 16000 | 80 | 200 |  | 0.9 | 3000 | 80
P3YQ7VH6 | Standard Products Inc. | STANDARD | LED/FL/200W/30K/SF/120-277/STD | Outdoor Luminaires | High Output | Architectural Flood and Spot Luminaires | Standard | TRUE | 16783 | 86.39 | 194.3 | 11.34 | 0.9371 | 3111 | 83 | 5 | 50000 | 42151 |  |  | NotYetVerified |  | 3 | 16000 | 80 | 200 |  | 0.9 | 3000 | 80
PHZANUJV | Standard Products Inc. | STANDARD | LED/FL/100W30K/YK/120/277/STD | Outdoor Luminaires | Mid Output | Architectural Flood and Spot Luminaires | Standard | TRUE | 7876.6 | 85.37 | 92.27 | 14.75 | 0.9264 | 3007 | 83.3 | 5 | 50000 | 42151 |  |  | NotYetVerified |  | 3 | 7800 | 85 | 100 |  | 0.9 | 3000 | 80
P6FRK7RH | Standard Products Inc. | STANDARD | LED/FL/100W/30K/SF/120-277/STD | Outdoor Luminaires | Mid Output | Architectural Flood and Spot Luminaires | Standard | TRUE | 7876.6 | 85.37 | 92.27 | 14.75 | 0.9264 | 3007 | 83.3 | 5 | 50000 | 42151 |  |  | NotYetVerified |  | 3 | 7800 | 85 | 100 |  | 0.9 | 3000 | 80
PU5V3P19 | Standard Products Inc. | STANDARD | LED/FL/160W/30K/TM/120-277/STD | Outdoor Luminaires | High Output | Architectural Flood and Spot Luminaires | Standard | TRUE | 14499 | 91.42 | 158.6 | 13.38 | 0.9218 | 3111 | 84 | 5 | 50000 | 42151 |  |  | NotYetVerified |  | 3 | 14000 | 90 | 160 |  | 0.9 | 3000 | 80
PJ23TGPN | Standard Products Inc. | STANDARD | LED/FL/160W/30K/SF/120-277/STD | Outdoor Luminaires | High Output | Architectural Flood and Spot Luminaires | Standard | TRUE | 14499 | 91.42 | 158.6 | 13.38 | 0.9218 | 3111 | 84 | 5 | 50000 | 42151 |  |  | NotYetVerified |  | 3 | 14000 | 90 | 160 |  | 0.9 | 3000 | 80
P46FK4TW | Standard Products Inc. | STANDARD | 63325 LED/FL/30W/30K/KN/120-277/XXX/STD | Outdoor Luminaires | Low Output | Architectural Flood and Spot Luminaires | Standard | TRUE | 2275.5 | 77.53 | 29.35 | 16.69 | 0.91 | 3124 | 82.9 | 5 | 50000 | 42151 |  |  | NotYetVerified |  | 3 | 2200 | 75 | 30 |  | 0.9 | 3000 | 80
P1UZPXT5 | Standard Products Inc. | STANDARD | LED/FL/30W/30K/YK/120-277/STD | Outdoor Luminaires | Low Output | Architectural Flood and Spot Luminaires | Standard | TRUE | 2275.5 | 77.53 | 29.35 | 16.69 | 0.91 | 3124 | 82.9 | 5 | 50000 | 42151 |  |  | NotYetVerified |  | 3 | 2200 | 75 | 30 |  | 0.9 | 3000 | 80
PV3TE65V | Standard Products Inc. | STANDARD | LED/FL/50W/30K/KN/120-277/STD | Outdoor Luminaires | Low Output | Architectural Flood and Spot Luminaires | Standard | TRUE | 3781.3 | 75.87 | 49.84 | 18.66 | 0.91 | 3151 | 82.7 | 5 | 50000 | 42151 |  |  | NotYetVerified |  | 3 | 3700 | 75 | 50 |  | 0.9 | 3000 | 80
PTY37CVJ | Standard Products Inc. | STANDARD | LED/FL/50W/30K/YK/120-277/STD | Outdoor Luminaires | Low Output | Architectural Flood and Spot Luminaires | Standard | TRUE | 3781.3 | 75.87 | 49.84 | 18.66 | 0.91 | 3151 | 82.7 | 5 | 50000 | 42151 |  |  | NotYetVerified |  | 3 | 3700 | 75 | 50 |  | 0.9 | 3000 | 80
PWJ5N93A | Standard Products Inc. | STANDARD | 63329 LED/FL/100W/40K/SF/120-277/XXX/STD | Outdoor Luminaires | Mid Output | Architectural Flood and Spot Luminaires | Standard | FALSE | [9 empty] | 42151 |  |  | NotYetVerified |  | 3 | 7800 | 85 | 100 |  | 0.9 | 4000 | 80
P1E8MJFT | Standard Products Inc. | STANDARD | 63333 LED/FL/100W/40K/YK/120/277/XXX/STD | Outdoor Luminaires | Mid Output | Architectural Flood and Spot Luminaires | Standard | FALSE | [9 empty] | 42151 |  |  | NotYetVerified |  | 3 | 7800 | 85 | 100 |  | 0.9 | 4000 | 80
PN72KV79 | Standard Products Inc. | STANDARD | 63331 LED/FL/50W/40K/YK/120-277/XXX/STD | Outdoor Luminaires | Low Output | Architectural Flood and Spot Luminaires | Standard | FALSE | [9 empty] | 42151 |  |  | NotYetVerified |  | 3 | 3700 | 75 | 50 |  | 0.9 | 4000 | 80
PCATH7T4 | Standard Products Inc. | STANDARD | 63327 LED/FL/50W/40K/KN/120-277/XXX/STD | Outdoor Luminaires | Low Output | Architectural Flood and Spot Luminaires | Standard | FALSE | [9 empty] | 42151 |  |  | NotYetVerified |  | 3 | 3700 | 75 | 50 |  | 0.9 | 4000 | 80
PZEB24KP | Standard Products Inc. | STANDARD | 63326 LED/FL/30W/40K/KN/120-277/XXX/STD | Outdoor Luminaires | Low Output | Architectural Flood and Spot Luminaires | Standard | FALSE | [9 empty] | 42151 |  |  | NotYetVerified |  | 3 | 2200 | 75 | 30 |  | 0.9 | 4000 | 80
PDYE7YAU | Standard Products Inc. | STANDARD | 63330 LED/FL/30W/40K/YK/120-277/XXX/STD | Outdoor Luminaires | Low Output | Architectural Flood and Spot Luminaires | Standard | FALSE | [9 empty] | 42151 |  |  | NotYetVerified |  | 3 | 2200 | 75 | 30 |  | 0.9 | 4000 | 80
PC6ZZHRK | Standard Products Inc. | STANDARD | [63324 64219 64220]-LED/FL/10W/40K/KN/120-277V/ZZZ/STD | Outdoor Luminaires | Low Output | Architectural Flood and Spot Luminaires | Standard | FALSE | [9 empty] | 42151 |  |  | NotYetVerified |  | 3 | 900 | 85 | 12 |  | 0.9 | 4000 | 80
PZ8FS1UP | Standard Products Inc. | STANDARD | 63339 LED/FL/200W/40K/SF/120-277/XXX/STD | Outdoor Luminaires | High Output | Architectural Flood and Spot Luminaires | Standard | FALSE | [9 empty] | 42151 |  |  | NotYetVerified |  | 3 | 16000 | 80 | 200 |  | 0.9 | 4000 | 80
PM1EYNU9 | Standard Products Inc. | STANDARD | 63336 LED/FL/200W/40K/TM/120-277/XXX/STD | Outdoor Luminaires | High Output | Architectural Flood and Spot Luminaires | Standard | FALSE | [9 empty] | 42151 |  |  | NotYetVerified |  | 3 | 16000 | 80 | 200 |  | 0.9 | 4000 | 80
PSQ2BUUE | Standard Products Inc. | STANDARD | 63338 LED/FL/160W/40K/SF/120-277/XXX/STD | Outdoor Luminaires | High Output | Architectural Flood and Spot Luminaires | Standard | FALSE | [9 empty] | 42151 |  |  | NotYetVerified |  | 3 | 14000 | 90 | 160 |  | 0.9 | 4000 | 80
PSHMXUD3 | Standard Products Inc. | STANDARD | 63335 LED/FL/160W/40K/TM/120-277/XXX/STD | Outdoor Luminaires | High Output | Architectural Flood and Spot Luminaires | Standard | FALSE | [9 empty] | 42151 |  |  | NotYetVerified |  | 3 | 14000 | 90 | 160 |  | 0.9 | 4000 | 80
PEB6PRE2 | Standard Products Inc. | STANDARD | 63337 LED/FL/120W/40K/SF/120-277/XXX/STD | Outdoor Luminaires | High Output | Architectural Flood and Spot Luminaires | Standard | FALSE | [9 empty] | 42151 |  |  | NotYetVerified |  | 3 | 10000 | 80 | 120 |  | 0.9 | 4000 | 80
P9MAVRKT | Standard Products Inc. | STANDARD | 63334 LED/FL/120W/40K/TM/120-277/XXX/STD | Outdoor Luminaires | High Output | Architectural Flood and Spot Luminaires | Standard | FALSE | [9 empty] | 42151 |  |  | NotYetVerified |  | 3 | 10000 | 80 | 120 |  | 0.9 | 4000 | 80
PHB1SGXD | Standard Products Inc. | STANDARD | 63332 LED/FL/80W/40K/YK/120/277/XXX/STD | Outdoor Luminaires | Mid Output | Architectural Flood and Spot Luminaires | Standard | FALSE | [9 empty] | 42151 |  |  | NotYetVerified |  | 3 | 6000 | 75 | 80 |  | 0.95 | 4000 | 80
PEPTBQX5 | Standard Products Inc. | STANDARD | 63328 LED/FL/80W/40K/SF/120-277/XXX/STD | Outdoor Luminaires | Mid Output | Architectural Flood and Spot Luminaires | Standard | FALSE | [9 empty] | 42151 |  |  | NotYetVerified |  | 3 | 6000 | 75 | 80 |  | 0.95 | 4000 | 80
P4VR7EU2 | DECO Lighting | DECO Lighting | D700-RET-20-30-UNV | Outdoor Luminaires | Low Output | Architectural Flood and Spot Luminaires | Standard | TRUE | 942.15 | 85.11 | 11.07 | 18.51 | 0.9473 | 3087 | 83 | 5 | 50000 | 42150 |  |  | NotYetVerified |  | 3 | 900 | 85 | 12 |  | 0.9 | 3000 | 80
PHZYCKEH | DECO Lighting | DECO Lighting | D821-LED-120-30-UNV | Outdoor Luminaires | High Output | Architectural Flood and Spot Luminaires | Standard | TRUE | 10242 | 85.63 | 119.6 | 11.61 | 0.9394 | 3155 | 84 | 5 | 50000 | 42150 |  |  | NotYetVerified |  | 3 | 10000 | 80 | 120 |  | 0.9 | 3000 | 80
PPCQMM9W | DECO Lighting | DECO Lighting | D821-LED-150-30-UNV | Outdoor Luminaires | High Output | Architectural Flood and Spot Luminaires | Standard | TRUE | 14499 | 91.42 | 158.6 | 13.38 | 0.9218 | 3111 | 84 | 5 | 50000 | 42150 |  |  | NotYetVerified |  | 3 | 14000 | 90 | 160 |  | 0.9 | 3000 | 80
PHA4PR8B | LED Waves Inc. | LED Waves | LW30-SHB2x3-W5000K | Outdoor Luminaires | High Output | Architectural Flood and Spot Luminaires | Standard | TRUE | 29890 | 122 | 244.7 | 20 | 0.918 | 4809 | 73.3 | 5 | 50000 | 42150 |  |  | NotYetVerified |  | 3 | 29886 | 122 | 242 | 20 | 0.9 | 5000 | 73
P235WFYV | DECO Lighting | DECO Lighting | D700-RET-30-30-UNV | Outdoor Luminaires | Low Output | Architectural Flood and Spot Luminaires | Standard | TRUE | 2275.5 | 77.53 | 29.35 | 16.69 | 0.91 | 3124 | 82.9 | 5 | 50000 | 42150 |  |  | NotYetVerified |  | 3 | 2200 | 75 | 30 |  | 0.9 | 3000 | 80
PGZN9JWB | DECO Lighting | DECO Lighting | D700-RET-60-30-UNV | Outdoor Luminaires | Low Output | Architectural Flood and Spot Luminaires | Standard | TRUE | 3781.3 | 75.87 | 49.84 | 18.66 | 0.91 | 3151 | 82.7 | 5 | 50000 | 42150 |  |  | NotYetVerified |  | 3 | 3700 | 75 | 50 |  | 0.9 | 3000 | 80
PV66FSFD | DECO Lighting | DECO Lighting | D700-RET-60-50-UNV | Outdoor Luminaires | Low Output | Architectural Flood and Spot Luminaires | Standard | FALSE | [9 empty] | 42150 |  |  | NotYetVerified |  | 3 | 3700 | 75 | 50 |  | 0.9 | 5000 | 80
P8CM1UBU | DECO Lighting | DECO Lighting | D700-RET-30-50-UNV | Outdoor Luminaires | Low Output | Architectural Flood and Spot Luminaires | Standard | FALSE | [9 empty] | 42150 |  |  | NotYetVerified |  | 3 | 2200 | 75 | 30 |  | 0.9 | 5000 | 80
PRZHKH1V | DECO Lighting | DECO Lighting | D700-RET-20-50-UNV | Outdoor Luminaires | Low Output | Architectural Flood and Spot Luminaires | Standard | FALSE | [9 empty] | 42150 |  |  | NotYetVerified |  | 3 | 900 | 85 | 12 |  | 0.9 | 5000 | 80
PZRUXEQQ | DECO Lighting | DECO Lighting | D821-LED-150-50-UNV | Outdoor Luminaires | High Output | Architectural Flood and Spot Luminaires | Standard | FALSE | [9 empty] | 42150 |  |  | NotYetVerified |  | 3 | 14000 | 90 | 160 |  | 0.9 | 5000 | 80
P9K3DNU7 | DECO Lighting | DECO Lighting | D821-LED-120-50-UNV | Outdoor Luminaires | High Output | Architectural Flood and Spot Luminaires | Standard | FALSE | [9 empty] | 42150 |  |  | NotYetVerified |  | 3 | 10000 | 80 | 120 |  | 0.9 | 5000 | 80
PT1SEXGW | DECO Lighting | DECO Lighting | D700-RET-60-40-UNV | Outdoor Luminaires | Low Output | Architectural Flood and Spot Luminaires | Standard | FALSE | [9 empty] | 42150 |  |  | NotYetVerified |  | 3 | 3700 | 75 | 50 |  | 0.9 | 4000 | 80
P2ABWABG | DECO Lighting | DECO Lighting | D700-RET-30-40-UNV | Outdoor Luminaires | Low Output | Architectural Flood and Spot Luminaires | Standard | FALSE | [9 empty] | 42150 |  |  | NotYetVerified |  | 3 | 2200 | 75 | 30 |  | 0.9 | 4000 | 80
PEB146ZX | DECO Lighting | DECO Lighting | D700-RET-20-40-UNV | Outdoor Luminaires | Low Output | Architectural Flood and Spot Luminaires | Standard | FALSE | [9 empty] | 42150 |  |  | NotYetVerified |  | 3 | 900 | 85 | 12 |  | 0.9 | 4000 | 80
P6SPD7SS | DECO Lighting | DECO Lighting | D821-LED-150-40-UNV | Outdoor Luminaires | High Output | Architectural Flood and Spot Luminaires | Standard | FALSE | [9 empty] | 42150 |  |  | NotYetVerified |  | 3 | 14000 | 90 | 160 |  | 0.9 | 4000 | 80
PHQYAE42 | DECO Lighting | DECO Lighting | D821-LED-120-40-UNV | Outdoor Luminaires | High Output | Architectural Flood and Spot Luminaires | Standard | FALSE | [9 empty] | 42150 |  |  | NotYetVerified |  | 3 | 10000 | 80 | 120 |  | 0.9 | 4000 | 80
PWNFZDB5 | Nicor Inc. | NICOR LED | VT1-10S-UNV-50K-BK | Outdoor Luminaires | Low Output | Architectural Flood and Spot Luminaires | Standard | TRUE | 3723 | 106 | 35 | 24.8 | 0.904 | 5285 | 83.2 | 5 | 42000 | 42146 |  |  | NotYetVerified |  | 3
P5SGDSE1 | US Green Lighting Inc. | US Green Lighting | L/FL/80/XU/830/D001 | Outdoor Luminaires | Mid Output | Architectural Flood and Spot Luminaires | Standard | TRUE | 6282 | 78.56 | 79.95 | 13.52 | 0.9588 | 3074 | 83 | 5 | 50000 | 42145 |  |  | NotYetVerified |  | 3 | 6000 | 75 | 80 |  | 0.95 | 3000 | 80
PS2KT7M5 | US Green Lighting Inc. | US Green Lighting | L/FL/10/XU/830/D001 | Outdoor Luminaires | Low Output | Architectural Flood and Spot Luminaires | Standard | TRUE | 942.15 | 85.11 | 11.07 | 18.51 | 0.9473 | 3087 | 83 | 5 | 50000 | 42145 |  |  | NotYetVerified |  | 3 | 900 | 85 | 12 |  | 0.9 | 3000 | 80
PXDJZ7Z3 | US Green Lighting Inc. | US Green Lighting | L/SB/120/XU/830/D001 | Outdoor Luminaires | High Output | Architectural Flood and Spot Luminaires | Standard | TRUE | 10242 | 85.63 | 119.6 | 11.61 | 0.9394 | 3155 | 84 | 5 | 50000 | 42145 |  |  | NotYetVerified |  | 3 | 10000 | 80 | 120 |  | 0.9 | 3000 | 80
PD2SNFSS | US Green Lighting Inc. | US Green Lighting | L/SB/200/XU/830/D001 | Outdoor Luminaires | High Output | Architectural Flood and Spot Luminaires | Standard | TRUE | 16783 | 86.39 | 194.3 | 11.34 | 0.9371 | 3111 | 83 | 5 | 50000 | 42145 |  |  | NotYetVerified |  | 3 | 16000 | 80 | 200 |  | 0.9 | 3000 | 80
PBWJ22P9 | Halco Lighting Technologies | Halco Lighting Technologies | FL1/CL25BZ50/LED | Outdoor Luminaires | Low Output | Architectural Flood and Spot Luminaires | Standard | TRUE | 2210.9 | 87.53 | 25.26 | 12.95 | 0.9339 | 5155 | 75.1 | 5 | 50000 | 42145 |  |  | NotYetVerified |  | 3 | 2210.9 | 87.53 | 25.26 | 12 | 0.93 | 5000 | 75.1
PQZQ17FK | US Green Lighting Inc. | US Green Lighting | L/FL/100/XU/830/D001 | Outdoor Luminaires | Mid Output | Architectural Flood and Spot Luminaires | Standard | TRUE | 7876.6 | 85.37 | 92.27 | 14.75 | 0.9264 | 3007 | 83.3 | 5 | 50000 | 42145 |  |  | NotYetVerified |  | 3 | 7800 | 85 | 100 |  | 0.9 | 3000 | 80
PA1B85EV | US Green Lighting Inc. | US Green Lighting | L/SB/160/XU/830/D001 | Outdoor Luminaires | High Output | Architectural Flood and Spot Luminaires | Standard | TRUE | 14499 | 91.42 | 158.6 | 13.38 | 0.9218 | 3111 | 84 | 5 | 50000 | 42145 |  |  | NotYetVerified |  | 3 | 14000 | 90 | 160 |  | 0.9 | 3000 | 80
PV577DM6 | US Green Lighting Inc. | US Green Lighting | L/FL/30/XU/830/D001 | Outdoor Luminaires | Low Output | Architectural Flood and Spot Luminaires | Standard | TRUE | 2275.5 | 77.53 | 29.35 | 16.69 | 0.91 | 3124 | 82.9 | 5 | 50000 | 42145 |  |  | NotYetVerified |  | 3 | 2200 | 75 | 30 |  | 0.9 | 3000 | 80
PDDTMH44 | US Green Lighting Inc. | US Green Lighting | L/FL/50/XU/830/D001 | Outdoor Luminaires | Low Output | Architectural Flood and Spot Luminaires | Standard | TRUE | 3781.3 | 75.87 | 49.84 | 18.66 | 0.91 | 3151 | 82.7 | 5 | 50000 | 42145 |  |  | NotYetVerified | Updated 11/4/2016 | 3 | 3700 | 75 | 50 |  | 0.9 | 3000 | 80
PC96X8GN | US Green Lighting Inc. | US Green Lighting | L/FLB/30/XU/727/D001 | Outdoor Luminaires | Low Output | Architectural Flood and Spot Luminaires | Standard | TRUE | 2501.3 | 86.54 | 28.9 | 19.23 | 0.9098 | 5064 | 74.2 | 5 |  | 42145 |  |  | NotYetVerified |  | 3 | 2501.3 | 86.54 | 28.9 | 19.23 | 0.9098 | 5000 | 74.1
P3S44GU4 | US Green Lighting Inc. | US Green Lighting | L/FL/100/XU/850/D001 | Outdoor Luminaires | Mid Output | Architectural Flood and Spot Luminaires | Standard | FALSE | [9 empty] | 42145 | Not Yet Verified | Not Yet Verified | NotYetVerified |  | 3 | 7800 | 85 | 100 |  | 0.9 | 5000 | 80
P2DKDJWZ | US Green Lighting Inc. | US Green Lighting | L/FL/50/XU/850/D001 | Outdoor Luminaires | Low Output | Architectural Flood and Spot Luminaires | Standard | FALSE | [9 empty] | 42145 | Not Yet Verified | Not Yet Verified | NotYetVerified |  | 3 | 3700 | 75 | 50 |  | 0.9 | 5000 | 80
P5NWCGQZ | US Green Lighting Inc. | US Green Lighting | L/FL/30/XU/850/D001 | Outdoor Luminaires | Low Output | Architectural Flood and Spot Luminaires | Standard | FALSE | [9 empty] | 42145 | Not Yet Verified | Not Yet Verified | NotYetVerified |  | 3 | 2200 | 75 | 30 |  | 0.9 | 5000 | 80
PP69FBAN | US Green Lighting Inc. | US Green Lighting | L/FL/10/XU/850/D001 | Outdoor Luminaires | Low Output | Architectural Flood and Spot Luminaires | Standard | FALSE | [9 empty] | 42145 | Not Yet Verified | Not Yet Verified | NotYetVerified |  | 3 | 900 | 85 | 12 |  | 0.9 | 5000 | 80
PMW8RU71 | US Green Lighting Inc. | US Green Lighting | L/SB/200/XU/850/D001 | Outdoor Luminaires | High Output | Architectural Flood and Spot Luminaires | Standard | FALSE | [9 empty] | 42145 | Not Yet Verified | Not Yet Verified | NotYetVerified |  | 3 | 16000 | 80 | 200 |  | 0.9 | 5000 | 80
PKUP3AVR | US Green Lighting Inc. | US Green Lighting | L/SB/160/XU/850/D001 | Outdoor Luminaires | High Output | Architectural Flood and Spot Luminaires | Standard | FALSE | [9 empty] | 42145 | Not Yet Verified | Not Yet Verified | NotYetVerified |  | 3 | 14000 | 90 | 160 |  | 0.9 | 5000 | 80
P9W58JZ7 | US Green Lighting Inc. | US Green Lighting | L/SB/120/XU/850/D001 | Outdoor Luminaires | High Output | Architectural Flood and Spot Luminaires | Standard | FALSE | [9 empty] | 42145 | Not Yet Verified | Not Yet Verified | NotYetVerified |  | 3 | 10000 | 80 | 120 |  | 0.9 | 5000 | 80
PQ5NNRQC | US Green Lighting Inc. | US Green Lighting | L/FLB/30/XU/750/D001 | Outdoor Luminaires | Low Output | Architectural Flood and Spot Luminaires | Standard | FALSE | [9 empty] | 42145 | Not Yet Verified | Not Yet Verified | NotYetVerified |  | 3 | 2501.3 | 86.54 | 28.9 | 19.23 | 0.9098 | 5000 | 74.1
P2ATQV5W | US Green Lighting Inc. | US Green Lighting | L/FL/80/XU/850/D001 | Outdoor Luminaires | Mid Output | Architectural Flood and Spot Luminaires | Standard | FALSE | [9 empty] | 42145 | Not Dimmable | Not Dimmable | NotYetVerified |  | 3 | 6500 | 80 | 80 |  | 0.95 | 5000 | 80
PTB4KTJA | Philips Solid-State Lighting Solutions Inc | Philips VAYA | 350-000015-17 | Outdoor Luminaires | Low Output | Architectural Flood and Spot Luminaires | Standard | TRUE | 3367 | 77.42 | 43.49 | 15.83 | 0.985 | 3040 | 82.1 | 5 | 50000 | 42142 |  |  | NotYetVerified |  | 3 | 3300 | 75 | 44 | 15.8 | 0.98 | 3000 | 80
PHWCJDJY | Philips Solid-State Lighting Solutions Inc | Philips VAYA | 350-000015-16 | Outdoor Luminaires | Low Output | Architectural Flood and Spot Luminaires | Standard | TRUE | 3372.7 | 78.78 | 42.82 | 16.7 | 0.984 | 3026 | 82.1 | 5 | 50000 | 42142 |  |  | NotYetVerified |  | 3 | 3300 | 75 | 44 | 16.7 | 0.98 | 3000 | 80
P1DWSEN5 | Philips Solid-State Lighting Solutions Inc | Philips VAYA | 350-000016-18 | Outdoor Luminaires | Mid Output | Architectural Flood and Spot Luminaires | Standard | TRUE | 5244.9 | 77.03 | 68.09 | 10.81 | 0.924 | 2888 | 80.6 | 5 | 50000 | 42142 |  |  | NotYetVerified |  | 3 | 5200 | 75 | 68 | 10.8 | 0.92 | 3000 | 80
PGKRZFA1 | Philips Solid-State Lighting Solutions Inc | Philips VAYA | 350-000016-16 | Outdoor Luminaires | Mid Output | Architectural Flood and Spot Luminaires | Standard | TRUE | 5701.6 | 78.78 | 69.05 | 10.05 | 0.922 | 3027 | 82 | 5 | 50000 | 42142 |  |  | NotYetVerified |  | 3 | 5700 | 75 | 68 | 10.1 | 0.92 | 3000 | 80
P6Z8FUTN | Hangzhou ZGSM Technology Co. Ltd. | ZGSM | ZGSM-GCD40HB30-60-HD | Outdoor Luminaires | Low Output | Architectural Flood and Spot Luminaires | Standard | TRUE | 3669.3 | 93.6 | 39.2 | 16.47 | 0.8788 | 3067 | 72.5 | 5 | 60000 | 42142 |  |  | NotYetVerified |  | 3 | 3657 | 91.425 | 40 | 20 | 0.9 | 3000 | 70
PJUW7QXC | Philips Solid-State Lighting Solutions Inc | Philips VAYA | 350-000015-56 | Outdoor Luminaires | Low Output | Architectural Flood and Spot Luminaires | Standard | FALSE | [9 empty] | 42142 |  |  | NotYetVerified |  | 3 | 3300 | 75 | 44 | 16.7 | 0.98 | 5000 | 74
P8KMB9C2 | Philips Solid-State Lighting Solutions Inc | Philips VAYA | 350-000015-60 | Outdoor Luminaires | Low Output | Architectural Flood and Spot Luminaires | Standard | FALSE | [9 empty] | 42142 |  |  | NotYetVerified |  | 3 | 3300 | 75 | 44 | 16.7 | 0.98 | 5000 | 74
PYXH4HKY | Philips Solid-State Lighting Solutions Inc | Philips VAYA | 350-000015-57 | Outdoor Luminaires | Low Output | Architectural Flood and Spot Luminaires | Standard | FALSE | [9 empty] | 42142 |  |  | NotYetVerified |  | 3 | 3300 | 75 | 44 | 15.8 | 0.98 | 5000 | 74
PNJT985C | Philips Solid-State Lighting Solutions Inc | Philips VAYA | 350-000015-61 | Outdoor Luminaires | Low Output | Architectural Flood and Spot Luminaires | Standard | FALSE | [9 empty] | 42142 |  |  | NotYetVerified |  | 3 | 3300 | 75 | 44 | 15.8 | 0.98 | 5000 | 74
PPBXXJXP | Philips Solid-State Lighting Solutions Inc | Philips VAYA | 350-000016-42 | Outdoor Luminaires | Mid Output | Architectural Flood and Spot Luminaires | Standard | FALSE | [9 empty] | 42142 |  |  | NotYetVerified |  | 3 | 5200 | 75 | 68 | 10.8 | 0.92 | 5000 | 74
PNK8Z8XT | Philips Solid-State Lighting Solutions Inc | Philips VAYA | 350-000016-40 | Outdoor Luminaires | Mid Output | Architectural Flood and Spot Luminaires | Standard | FALSE | [9 empty] | 42142 |  |  | NotYetVerified |  | 3 | 5700 | 75 | 68 | 10.1 | 0.92 | 5000 | 74
PM98J3MC | Philips Solid-State Lighting Solutions Inc | Philips VAYA | 350-000015-24 | Outdoor Luminaires | Low Output | Architectural Flood and Spot Luminaires | Standard | FALSE | [9 empty] | 42142 |  |  | NotYetVerified |  | 3 | 3300 | 75 | 44 | 16.7 | 0.98 | 4000 | 74
PGPC4SG5 | Philips Solid-State Lighting Solutions Inc | Philips VAYA | 350-000015-28 | Outdoor Luminaires | Low Output | Architectural Flood and Spot Luminaires | Standard | FALSE | [9 empty] | 42142 |  |  | NotYetVerified |  | 3 | 3300 | 75 | 44 | 16.7 | 0.98 | 4000 | 74
PG9QXB4C | Philips Solid-State Lighting Solutions Inc | Philips VAYA | 350-000015-25 | Outdoor Luminaires | Low Output | Architectural Flood and Spot Luminaires | Standard | FALSE | [9 empty] | 42142 |  |  | NotYetVerified |  | 3 | 3300 | 75 | 44 | 15.8 | 0.98 | 4000 | 74
P9ZTN3KP | Philips Solid-State Lighting Solutions Inc | Philips VAYA | 350-000015-29 | Outdoor Luminaires | Low Output | Architectural Flood and Spot Luminaires | Standard | FALSE | [9 empty] | 42142 |  |  | NotYetVerified |  | 3 | 3300 | 75 | 44 | 15.8 | 0.98 | 4000 | 74
P16XD8A2 | Philips Solid-State Lighting Solutions Inc | Philips VAYA | 350-000016-26 | Outdoor Luminaires | Mid Output | Architectural Flood and Spot Luminaires | Standard | FALSE | [9 empty] | 42142 |  |  | NotYetVerified |  | 3 | 5200 | 75 | 68 | 10.8 | 0.92 | 4000 | 74
PK6Q7JYU | Philips Solid-State Lighting Solutions Inc | Philips VAYA | 350-000016-24 | Outdoor Luminaires | Mid Output | Architectural Flood and Spot Luminaires | Standard | FALSE | [9 empty] | 42142 |  |  | NotYetVerified |  | 3 | 5700 | 75 | 68 | 10.1 | 0.92 | 4000 | 74
PNUKQ2QP | Philips Solid-State Lighting Solutions Inc | Philips VAYA | 350-000015-20 | Outdoor Luminaires | Low Output | Architectural Flood and Spot Luminaires | Standard | FALSE | [9 empty] | 42142 |  |  | NotYetVerified |  | 3 | 3300 | 75 | 44 | 16.7 | 0.98 | 3000 | 80
PFNMR1RB | Philips Solid-State Lighting Solutions Inc | Philips VAYA | 350-000015-21 | Outdoor Luminaires | Low Output | Architectural Flood and Spot Luminaires | Standard | FALSE | [9 empty] | 42142 |  |  | NotYetVerified |  | 3 | 3300 | 75 | 44 | 15.8 | 0.98 | 3000 | 80
PGRHCTYN | Hangzhou ZGSM Technology Co. Ltd. | ZGSM | ZGSM-GCD40H57-110-HD | Outdoor Luminaires | Low Output | Architectural Flood and Spot Luminaires | Standard | FALSE | [9 empty] | 42142 |  |  | NotYetVerified |  | 3 | 4268 | 106.7 | 40 | 20 | 0.9 | 5700 | 70
PGA4ZXH5 | Hangzhou ZGSM Technology Co. Ltd. | ZGSM | ZGSM-GCD40HB57-110-HD | Outdoor Luminaires | Low Output | Architectural Flood and Spot Luminaires | Standard | FALSE | [9 empty] | 42142 |  |  | NotYetVerified |  | 3 | 4209 | 105.225 | 40 | 20 | 0.9 | 5700 | 70
PHDJ67MP | Hangzhou ZGSM Technology Co. Ltd. | ZGSM | ZGSM-GCD40H57-90-HD | Outdoor Luminaires | Low Output | Architectural Flood and Spot Luminaires | Standard | FALSE | [9 empty] | 42142 |  |  | NotYetVerified |  | 3 | 4145 | 103.625 | 40 | 20 | 0.9 | 5700 | 70
PZ7ZA64R | Hangzhou ZGSM Technology Co. Ltd. | ZGSM | ZGSM-GCD40HB57-90-HD | Outdoor Luminaires | Low Output | Architectural Flood and Spot Luminaires | Standard | FALSE | [9 empty] | 42142 |  |  | NotYetVerified |  | 3 | 4081 | 102.025 | 40 | 20 | 0.9 | 5700 | 70
PK7NB789 | Hangzhou ZGSM Technology Co. Ltd. | ZGSM | ZGSM-GCD40H57-60-HD | Outdoor Luminaires | Low Output | Architectural Flood and Spot Luminaires | Standard | FALSE | [9 empty] | 42142 |  |  | NotYetVerified |  | 3 | 4141 | 103.525 | 40 | 20 | 0.9 | 5700 | 70
P9NWVBT7 | Hangzhou ZGSM Technology Co. Ltd. | ZGSM | ZGSM-GCD40HB57-60-HD | Outdoor Luminaires | Low Output | Architectural Flood and Spot Luminaires | Standard | FALSE | [9 empty] | 42142 |  |  | NotYetVerified |  | 3 | 4085 | 102.125 | 40 | 20 | 0.9 | 5700 | 70
PDG82FSR | Hangzhou ZGSM Technology Co. Ltd. | ZGSM | ZGSM-GCD40H50-110-HD | Outdoor Luminaires | Low Output | Architectural Flood and Spot Luminaires | Standard | FALSE | [9 empty] | 42142 |  |  | NotYetVerified |  | 3 | 4112.7544 | 102.8189 | 40 | 20 | 0.9 | 5000 | 70
PGSBBFWW | Hangzhou ZGSM Technology Co. Ltd. | ZGSM | ZGSM-GCD40HB50-110-HD | Outdoor Luminaires | Low Output | Architectural Flood and Spot Luminaires | Standard | FALSE | [9 empty] | 42142 |  |  | NotYetVerified |  | 3 | 4064.4238 | 101.6106 | 40 | 20 | 0.9 | 5000 | 70
PR3NRC6D | Hangzhou ZGSM Technology Co. Ltd. | ZGSM | ZGSM-GCD40H50-90-HD | Outdoor Luminaires | Low Output | Architectural Flood and Spot Luminaires | Standard | FALSE | [9 empty] | 42142 |  |  | NotYetVerified |  | 3 | 4010.695 | 100.2674 | 40 | 20 | 0.9 | 5000 | 70
PD395S4V | Hangzhou ZGSM Technology Co. Ltd. | ZGSM | ZGSM-GCD40HB50-90-HD | Outdoor Luminaires | Low Output | Architectural Flood and Spot Luminaires | Standard | FALSE | [9 empty] | 42142 |  |  | NotYetVerified |  | 3 | 3959.059 | 98.9765 | 40 | 20 | 0.9 | 5000 | 70
PEK4C1D6 | Hangzhou ZGSM Technology Co. Ltd. | ZGSM | ZGSM-GCD40H50-60-HD | Outdoor Luminaires | Low Output | Architectural Flood and Spot Luminaires | Standard | FALSE | [9 empty] | 42142 |  |  | NotYetVerified |  | 3 | 3983.412 | 99.5853 | 40 | 20 | 0.9 | 5000 | 70
P2DP5XVG | Hangzhou ZGSM Technology Co. Ltd. | ZGSM | ZGSM-GCD40HB50-60-HD | Outdoor Luminaires | Low Output | Architectural Flood and Spot Luminaires | Standard | FALSE | [9 empty] | 42142 |  |  | NotYetVerified |  | 3 | 3937.0386 | 98.426 | 40 | 20 | 0.9 | 5000 | 70
PKT5966W | Hangzhou ZGSM Technology Co. Ltd. | ZGSM | ZGSM-GCD40H40-110-HD | Outdoor Luminaires | Low Output | Architectural Flood and Spot Luminaires | Standard | FALSE | [9 empty] | 42142 |  |  | NotYetVerified |  | 3 | 3963.1565 | 99.0789 | 40 | 20 | 0.9 | 4000 | 70
PDQCABP2 | Hangzhou ZGSM Technology Co. Ltd. | ZGSM | ZGSM-GCD40HB40-110-HD | Outdoor Luminaires | Low Output | Architectural Flood and Spot Luminaires | Standard | FALSE | [9 empty] | 42142 |  |  | NotYetVerified |  | 3 | 3924.8142 | 98.1204 | 40 | 20 | 0.9 | 4000 | 70
PS4NF9RX | Hangzhou ZGSM Technology Co. Ltd. | ZGSM | ZGSM-GCD40H40-90-HD | Outdoor Luminaires | Low Output | Architectural Flood and Spot Luminaires | Standard | FALSE | [9 empty] | 42142 |  |  | NotYetVerified |  | 3 | 3880.7422 | 97.0186 | 40 | 20 | 0.9 | 4000 | 70
PBCJ3D4C | Hangzhou ZGSM Technology Co. Ltd. | ZGSM | ZGSM-GCD40HB40-90-HD | Outdoor Luminaires | Low Output | Architectural Flood and Spot Luminaires | Standard | FALSE | [9 empty] | 42142 |  |  | NotYetVerified |  | 3 | 3840.7622 | 96.0191 | 40 | 20 | 0.9 | 4000 | 70
P4WTDTR8 | Hangzhou ZGSM Technology Co. Ltd. | ZGSM | ZGSM-GCD40H40-60-HD | Outdoor Luminaires | Low Output | Architectural Flood and Spot Luminaires | Standard | FALSE | [9 empty] | 42142 |  |  | NotYetVerified |  | 3 | 3831.8215 | 95.7955 | 40 | 20 | 0.9 | 4000 | 70
PZTME2JS | Hangzhou ZGSM Technology Co. Ltd. | ZGSM | ZGSM-GCD40HB40-60-HD | Outdoor Luminaires | Low Output | Architectural Flood and Spot Luminaires | Standard | FALSE | [9 empty] | 42142 |  |  | NotYetVerified |  | 3 | 3794.4368 | 94.8609 | 40 | 20 | 0.9 | 4000 | 70
PYAZWECM | Hangzhou ZGSM Technology Co. Ltd. | ZGSM | ZGSM-GCD40H30-110-HD | Outdoor Luminaires | Low Output | Architectural Flood and Spot Luminaires | Standard | FALSE | [9 empty] | 42142 |  |  | NotYetVerified |  | 3 | 3819 | 95.475 | 40 | 20 | 0.9 | 3000 | 70
PF9XMN8T | Hangzhou ZGSM Technology Co. Ltd. | ZGSM | ZGSM-GCD40HB30-110-HD | Outdoor Luminaires | Low Output | Architectural Flood and Spot Luminaires | Standard | FALSE | [9 empty] | 42142 |  |  | NotYetVerified |  | 3 | 3790 | 94.75 | 40 | 20 | 0.9 | 3000 | 70
P6YGMG8B | Hangzhou ZGSM Technology Co. Ltd. | ZGSM | ZGSM-GCD40H30-90-HD | Outdoor Luminaires | Low Output | Architectural Flood and Spot Luminaires | Standard | FALSE | [9 empty] | 42142 |  |  | NotYetVerified |  | 3 | 3755 | 93.875 | 40 | 20 | 0.9 | 3000 | 70
PJ8YACF2 | Hangzhou ZGSM Technology Co. Ltd. | ZGSM | ZGSM-GCD40HB30-90-HD | Outdoor Luminaires | Low Output | Architectural Flood and Spot Luminaires | Standard | FALSE | [9 empty] | 42142 |  |  | NotYetVerified |  | 3 | 3726 | 93.15 | 40 | 20 | 0.9 | 3000 | 70
PUASBTPJ | Hangzhou ZGSM Technology Co. Ltd. | ZGSM | ZGSM-GCD40H30-60-HD | Outdoor Luminaires | Low Output | Architectural Flood and Spot Luminaires | Standard | FALSE | [9 empty] | 42142 |  |  | NotYetVerified |  | 3 | 3686 | 92.15 | 40 | 20 | 0.9 | 3000 | 70
PB8ST6WG | Orbit Industries Inc. | ORBIT | LWP22-[ALL MOUNTING OPTIONS] | Outdoor Luminaires | Low Output | Architectural Flood and Spot Luminaires | Standard | TRUE | 3845.62 | 77.68 | 49.51 | 18.6 | 0.95 | 4810 | 72.4 | 5 |  | 42138 |  |  | NotYetVerified |  | 3 | 3632 | 78 | 46.6 |  |  | 4700 | 75
P463J6BN | Orbit Industries Inc. | ORBIT | LWP21-190W-CW-BR | Outdoor Luminaires | High Output | Architectural Flood and Spot Luminaires | Standard | TRUE | 13880 | 74 | 187.56 | 12.14 | 0.911 | 4889 | 80 | 5 |  | 42138 |  |  | NotYetVerified |  | 3 |  |  | 196 |  |  | 4700
P5RDT4QD | Orbit Industries Inc. | ORBIT | LWP21T7-95W-CW-BR | Outdoor Luminaires | Mid Output | Architectural Flood and Spot Luminaires | Standard | TRUE | 8781 | 78.1 | 112.5 | 22.1 | 0.877 | 5150 | 69 | 5 |  | 42138 |  |  | NotYetVerified |  | 3 | 8548 | 75.7 | 112.9 | 22 | 0.88 | 5000 | 70
PBYWBP5A | Orbit Industries Inc. | ORBIT | LWP21T7-190W-CW-BR | Outdoor Luminaires | High Output | Architectural Flood and Spot Luminaires | Standard | FALSE | [9 empty] | 42138 |  |  | NotYetVerified |  | 3 | 15264 | 82 | 185.95 |  |  | 4700
PCJRQW3F | Grandlite International Corp | Grandlite | LED-2800P-W[SF TR] 90W | Outdoor Luminaires | Mid Output | Architectural Flood and Spot Luminaires | Standard | FALSE | [9 empty] | 42138 |  |  | NotYetVerified |  | 3 | 7100 | 79 | 90 |  |  | 5000
PMYWXWBP | Grandlite International Corp | Grandlite | LED-2800P-W [SF TR] 150W | Outdoor Luminaires | High Output | Architectural Flood and Spot Luminaires | Standard | FALSE | [9 empty] | 42138 |  |  | NotYetVerified |  | 3 | 12700 | 85 | 150 |  |  | 5000
P2T265GB | cBright Lighting | cBright | CB-EA-200 | Outdoor Luminaires | High Output | Architectural Flood and Spot Luminaires | Standard | TRUE | 19415.46 | 106.15 | 182.9 | 9.23 | 0.964 | 5310 | 86.2 | 5 | 50000 | 42137 |  |  | NotYetVerified |  | 3 | 19415.46 | 106.15 | 182.9 | 7.66 | 0.997 | 5310 | 86
P1M853P5 | cBright Lighting | cBright | CB-EA-150 | Outdoor Luminaires | High Output | Architectural Flood and Spot Luminaires | Standard | TRUE | 15349.52 | 106.23 | 144.5 | 7.18 | 0.949 | 5304 | 84.9 | 5 | 50000 | 42137 |  |  | NotYetVerified |  | 3 | 15349.52 | 106.23 | 144.5 | 4.69 | 0.997 | 5000 | 85
PQAFKR97 | cBright Lighting | cBright | CB-EA-300 | Outdoor Luminaires | Very High Output | Architectural Flood and Spot Luminaires | Standard | TRUE | 30958.97 | 105.41 | 293.7 | 10.09 | 0.948 | 5296 | 87.1 | 5 | 50000 | 42137 |  |  | NotYetVerified |  | 3 | 30000 | 100 | 300 | 5.61 | 0.997 | 5000 | 87
PG1PWJPZ | cBright Lighting | cBright | CB-EA-450 | Outdoor Luminaires | Very High Output | Architectural Flood and Spot Luminaires | Standard | TRUE | 45971.79 | 104.79 | 437.1 | 10.05 | 0.948 | 5308 | 87.7 | 5 | 50000 | 42137 |  |  | NotYetVerified |  | 3 | 45971.79 | 104.79 | 438.7 | 6.24 | 0.997 | 5308 | 88
PYEPR3T9 | Larson Electronics LLC | Larson Electronics LLC | LEDWP-400E-DLC-4000K | Outdoor Luminaires | Low Output | Architectural Flood and Spot Luminaires | Standard | TRUE | 3352.759 | 97.66 | 34.33 | 24.5 | 0.94 | 4008 | 74.9 | 5 | 50000 | 42137 |  |  | NotYetVerified |  | 3 |  |  | 40 |  | 0.982 | 4000
PWQ423XG | cBright Lighting | cBright | CB-EA-100 | Outdoor Luminaires | High Output | Architectural Flood and Spot Luminaires | Standard | TRUE | 10455.28 | 106.03 | 98.61 | 14.73 | 0.926 | 5308 | 85.5 | 5 | 50000 | 42137 |  |  | NotYetVerified |  | 3 | 10455.28 | 106.03 | 98.61 | 7.66 | 0.995 | 5308 | 86
PR74H5DP | Larson Electronics LLC | Larson Electronics LLC | LEDWP-600E-DLC-4000K | Outdoor Luminaires | Mid Output | Architectural Flood and Spot Luminaires | Standard | TRUE | 5053.86 | 100.65 | 50.21 | 18.1 | 0.926 | 4014 | 74.8 | 5 | 50000 | 42137 |  |  | NotYetVerified |  | 3 |  |  | 60 |  | 0.987 | 4000
P7687CDZ | Larson Electronics LLC | Larson Electronics LLC | LEDWP-250E-DLC-4000K | Outdoor Luminaires | Low Output | Architectural Flood and Spot Luminaires | Standard | TRUE | 2073.849 | 101.809 | 20.37 | 17.4 | 0.911 | 4026 | 74.5 | 5 | 50000 | 42137 |  |  | NotYetVerified |  | 3 |  |  | 25 |  | 0.989 | 4000
P9XC15Q6 | WESTGATE MFG | Westgate Mfg | LF2-80WW | Outdoor Luminaires | Mid Output | Architectural Flood and Spot Luminaires | Standard | TRUE | 6282 | 78.56 | 79.95 | 13.52 | 0.9588 | 3074 | 83 | 5 | 50000 | 42136 |  |  | NotYetVerified |  | 3 | 6000 | 75 | 80 |  | 0.95 | 3000 | 80
PEYQZAH8 | WESTGATE MFG | Westgate Mfg | LF2-10WW | Outdoor Luminaires | Low Output | Architectural Flood and Spot Luminaires | Standard | TRUE | 942.15 | 85.11 | 11.07 | 18.51 | 0.9473 | 3087 | 83 | 5 | 50000 | 42136 |  |  | NotYetVerified |  | 3 | 900 | 85 | 12 |  | 0.9 | 3000 | 80
PNK76S7G | WESTGATE MFG | Westgate Mfg | LF-120-30K | Outdoor Luminaires | High Output | Architectural Flood and Spot Luminaires | Standard | TRUE | 10242 | 85.63 | 119.6 | 11.61 | 0.9394 | 3155 | 84 | 5 | 50000 | 42136 |  |  | NotYetVerified |  | 3 | 10000 | 80 | 120 |  | 0.9 | 3000 | 80
P4XXT6T6 | WESTGATE MFG | Westgate Mfg | LF-200-30K | Outdoor Luminaires | High Output | Architectural Flood and Spot Luminaires | Standard | TRUE | 16783 | 86.39 | 194.3 | 11.34 | 0.9371 | 3111 | 83 | 5 | 50000 | 42136 |  |  | NotYetVerified |  | 3 | 16000 | 80 | 200 |  | 0.9 | 3000 | 80
PMNVDZAA | WESTGATE MFG | Westgate Mfg | LF2-100WW | Outdoor Luminaires | Mid Output | Architectural Flood and Spot Luminaires | Standard | TRUE | 7876.6 | 85.37 | 92.27 | 14.75 | 0.9264 | 3007 | 83.3 | 5 | 50000 | 42136 |  |  | NotYetVerified |  | 3 | 7800 | 85 | 100 |  | 0.9 | 3000 | 80
PUS3C15B | WESTGATE MFG | Westgate Mfg | LF-160-30K | Outdoor Luminaires | High Output | Architectural Flood and Spot Luminaires | Standard | TRUE | 14499 | 91.42 | 158.6 | 13.38 | 0.9218 | 3111 | 84 | 5 | 50000 | 42136 |  |  | NotYetVerified |  | 3 | 14000 | 90 | 160 |  | 0.9 | 3000 | 80
P3ZQRTNM | WESTGATE MFG | Westgate Mfg | LF2-30WW | Outdoor Luminaires | Low Output | Architectural Flood and Spot Luminaires | Standard | TRUE | 2275.5 | 77.53 | 29.35 | 16.69 | 0.91 | 3124 | 82.9 | 5 | 50000 | 42136 |  |  | NotYetVerified |  | 3 | 2200 | 75 | 30 |  | 0.9 | 3000 | 80
P4FV5NFF | WESTGATE MFG | Westgate Mfg | LF2-50WW | Outdoor Luminaires | Low Output | Architectural Flood and Spot Luminaires | Standard | TRUE | 3781.3 | 75.87 | 49.84 | 18.66 | 0.91 | 3151 | 82.7 | 5 | 50000 | 42136 |  |  | NotYetVerified |  | 3 | 3700 | 75 | 50 |  | 0.9 | 3000 | 80
PA6GTRQA | WESTGATE MFG | Westgate Mfg | FLD-30-30K | Outdoor Luminaires | Low Output | Architectural Flood and Spot Luminaires | Standard | TRUE | 2501.3 | 86.54 | 28.9 | 19.23 | 0.9098 | 5064 | 74.2 | 5 |  | 42136 |  |  | NotYetVerified |  | 3 | 2501.3 | 86.54 | 28.9 | 19.23 | 0.9098 | 5000 | 74.1
P8GBNEU2 | WESTGATE MFG | Westgate Mfg | LF2-100CW | Outdoor Luminaires | Mid Output | Architectural Flood and Spot Luminaires | Standard | FALSE | [9 empty] | 42136 |  |  | NotYetVerified |  | 3 | 7800 | 85 | 100 |  | 0.9 | 5000 | 80
PAZ2P3T7 | WESTGATE MFG | Westgate Mfg | LF2-50CW | Outdoor Luminaires | Low Output | Architectural Flood and Spot Luminaires | Standard | FALSE | [9 empty] | 42136 |  |  | NotYetVerified |  | 3 | 3700 | 75 | 50 |  | 0.9 | 5000 | 80
PH7T1VTZ | WESTGATE MFG | Westgate Mfg | LF2-30CW | Outdoor Luminaires | Low Output | Architectural Flood and Spot Luminaires | Standard | FALSE | [9 empty] | 42136 |  |  | NotYetVerified |  | 3 | 2200 | 75 | 30 |  | 0.9 | 5000 | 80
PV8W5SZ6 | WESTGATE MFG | Westgate Mfg | LF2-10CW | Outdoor Luminaires | Low Output | Architectural Flood and Spot Luminaires | Standard | FALSE | [9 empty] | 42136 |  |  | NotYetVerified |  | 3 | 900 | 85 | 12 |  | 0.9 | 5000 | 80
P4D32BFF | WESTGATE MFG | Westgate Mfg | LF-200CW | Outdoor Luminaires | High Output | Architectural Flood and Spot Luminaires | Standard | FALSE | [9 empty] | 42136 |  |  | NotYetVerified |  | 3 | 16000 | 80 | 200 |  | 0.9 | 5000 | 80
P1REMF5F | WESTGATE MFG | Westgate Mfg | LF-160CW | Outdoor Luminaires | High Output | Architectural Flood and Spot Luminaires | Standard | FALSE | [9 empty] | 42136 |  |  | NotYetVerified |  | 3 | 14000 | 90 | 160 |  | 0.9 | 5000 | 80
PCZC47RZ | WESTGATE MFG | Westgate Mfg | LF-120CW | Outdoor Luminaires | High Output | Architectural Flood and Spot Luminaires | Standard | FALSE | [9 empty] | 42136 |  |  | NotYetVerified |  | 3 | 10000 | 80 | 120 |  | 0.9 | 5000 | 80
PM1PMBP4 | WESTGATE MFG | Westgate Mfg | FLD-30CW | Outdoor Luminaires | Low Output | Architectural Flood and Spot Luminaires | Standard | FALSE | [9 empty] | 42136 |  |  | NotYetVerified |  | 3 | 2501.3 | 86.54 | 28.9 | 19.23 | 0.9098 | 5000 | 74.1
P7G7ZAA3 | WESTGATE MFG | Westgate Mfg | LF2-80CW | Outdoor Luminaires | Mid Output | Architectural Flood and Spot Luminaires | Standard | FALSE | [9 empty] | 42136 |  |  | NotYetVerified |  | 3 | 6500 | 80 | 80 |  | 0.95 | 5000 | 80
PAZMWCG3 | WESTGATE MFG | Westgate Mfg | LF-200WW | Outdoor Luminaires | High Output | Architectural Flood and Spot Luminaires | Standard | FALSE | [9 empty] | 42136 |  |  | NotYetVerified |  | 3 | 16000 | 80 | 200 |  | 0.9 | 3500 | 80
PF1BNS9K | WESTGATE MFG | Westgate Mfg | LF-160WW | Outdoor Luminaires | High Output | Architectural Flood and Spot Luminaires | Standard | FALSE | [9 empty] | 42136 |  |  | NotYetVerified |  | 3 | 14000 | 90 | 160 |  | 0.9 | 3500 | 80
PMT128TY | WESTGATE MFG | Westgate Mfg | LF-120WW | Outdoor Luminaires | High Output | Architectural Flood and Spot Luminaires | Standard | FALSE | [9 empty] | 42136 |  |  | NotYetVerified |  | 3 | 10000 | 80 | 120 |  | 0.9 | 3500 | 80
P8YRN4HD | Morris Products Inc. | Morris | TL3 | Outdoor Luminaires | Mid Output | Architectural Flood and Spot Luminaires | Standard | TRUE | 6282 | 78.56 | 79.95 | 13.52 | 0.9588 | 3074 | 83 | 5 | 50000 | 42132 |  |  | NotYetVerified |  | 3 | 6000 | 75 | 80 |  | 0.95 | 3000 | 80
PQVF7GBE | Morris Products Inc. | Morris | 7133[6 or7] | Outdoor Luminaires | Low Output | Architectural Flood and Spot Luminaires | Standard | TRUE | 942.15 | 85.11 | 11.07 | 18.51 | 0.9473 | 3087 | 83 | 5 | 50000 | 42132 |  |  | NotYetVerified |  | 3 | 900 | 85 | 12 |  | 0.9 | 3000 | 80
PZYNT16N | Morris Products Inc. | Morris | TL5 | Outdoor Luminaires | High Output | Architectural Flood and Spot Luminaires | Standard | TRUE | 10242 | 85.63 | 119.6 | 11.61 | 0.9394 | 3155 | 84 | 5 | 50000 | 42132 |  |  | NotYetVerified |  | 3 | 10000 | 80 | 120 |  | 0.9 | 3000 | 80
PUYC8JXS | Morris Products Inc. | Morris | TL7 | Outdoor Luminaires | High Output | Architectural Flood and Spot Luminaires | Standard | TRUE | 16783 | 86.39 | 194.3 | 11.34 | 0.9371 | 3111 | 83 | 5 | 50000 | 42132 |  |  | NotYetVerified |  | 3 | 16000 | 80 | 200 |  | 0.9 | 3000 | 80
PGMDU8AT | Stunning Lighting Technology Co.Ltd | Stunning Lighting Technology Co.Ltd | FL100W01C3030 (3000K) | Outdoor Luminaires | Mid Output | Architectural Flood and Spot Luminaires | Standard | TRUE | 9089.614 | 90.09 | 100.9 | 15.34 | 0.937 | 3019 | 82.3 | 5 | 30000 | 42132 |  |  | NotYetVerified |  | 3
PKPW5WQA | Orion Energy Systems Inc | Harris | FLGA1170LUNVNDXXN7XXX750 | Outdoor Luminaires | High Output | Architectural Flood and Spot Luminaires | Standard | TRUE | 17180 | 99.7 | 172.32 | 11.33 | 0.933 | 5184 | 73 | 5 |  | 42132 |  |  | NotYetVerified |  | 3 | 17180 | 99.7 | 172.32 | 11.33 | 0.933 | 5000 | 70
P6QVBMF6 | Morris Products Inc. | Morris | TL4 | Outdoor Luminaires | Mid Output | Architectural Flood and Spot Luminaires | Standard | TRUE | 7876.6 | 85.37 | 92.27 | 14.75 | 0.9264 | 3007 | 83.3 | 5 | 50000 | 42132 |  |  | NotYetVerified |  | 3 | 7800 | 85 | 100 |  | 0.9 | 3000 | 80
P2XKTB55 | Morris Products Inc. | Morris | TL6 | Outdoor Luminaires | High Output | Architectural Flood and Spot Luminaires | Standard | TRUE | 14499 | 91.42 | 158.6 | 13.38 | 0.9218 | 3111 | 84 | 5 | 50000 | 42132 |  |  | NotYetVerified |  | 3 | 14000 | 90 | 160 |  | 0.9 | 3000 | 80
PSEZDVTR | Orion Energy Systems Inc | Apollo | FLNA1140LUNVNDXPN3XXX747 | Outdoor Luminaires | High Output | Architectural Flood and Spot Luminaires | Standard | TRUE | 13880 | 74 | 187.56 | 12.14 | 0.911 | 4889 | 80 | 5 |  | 42132 |  |  | NotYetVerified |  | 3 |  |  | 196 |  |  | 4700
PQ3NJ7BN | Morris Products Inc. | Morris | 713[39 or 40] | Outdoor Luminaires | Low Output | Architectural Flood and Spot Luminaires | Standard | TRUE | 2275.5 | 77.53 | 29.35 | 16.69 | 0.91 | 3124 | 82.9 | 5 | 50000 | 42132 |  |  | NotYetVerified |  | 3 | 2200 | 75 | 30 |  | 0.9 | 3000 | 80
PNHRV16M | Morris Products Inc. | Morris | TL2 | Outdoor Luminaires | Low Output | Architectural Flood and Spot Luminaires | Standard | TRUE | 3781.3 | 75.87 | 49.84 | 18.66 | 0.91 | 3151 | 82.7 | 5 | 50000 | 42132 |  |  | NotYetVerified |  | 3 | 3700 | 75 | 50 |  | 0.9 | 3000 | 80
P2VKZCX4 | Morris Products Inc. | Morris | 713[65 69 74 or 75] | Outdoor Luminaires | Low Output | Architectural Flood and Spot Luminaires | Standard | TRUE | 2501.3 | 86.54 | 28.9 | 19.23 | 0.9098 | 5064 | 74.2 | 5 |  | 42132 |  |  | NotYetVerified |  | 3 | 2501.3 | 86.54 | 28.9 | 19.23 | 0.9098 | 5000 | 74.1
PR724BKG | Orion Energy Systems Inc | Harris | FLGA1080LUNVNDXXN7XXX750 | Outdoor Luminaires | Mid Output | Architectural Flood and Spot Luminaires | Standard | TRUE | 8795 | 114.32 | 76.93 | 20.94 | 0.896 | 5051 | 71.5 | 5 |  | 42132 |  |  | NotYetVerified |  | 3 | 8795 | 114.3 | 76.93 | 20.94 | 0.896 | 5000 | 70
PS282NQF | Orion Energy Systems Inc | Apollo | FLNA1090LUNVNDXPN3XXX747 | Outdoor Luminaires | Mid Output | Architectural Flood and Spot Luminaires | Standard | TRUE | 8781 | 78.1 | 112.5 | 22.1 | 0.877 | 5150 | 69 | 5 |  | 42132 |  |  | NotYetVerified |  | 3 | 8548 | 75.7 | 112.9 | 22 | 0.88 | 5000 | 70
P92TGNHB | Orion Energy Systems Inc | Harris | FLGA1200LUNVNDXXN7XXX750 | Outdoor Luminaires | High Output | Architectural Flood and Spot Luminaires | Standard | TRUE | 19365.7 | 82.25 | 235.44 | 9.56 | 0.872 | 5278 | 73.9 | 5 | 50000 | 42132 |  |  | NotYetVerified |  | 3
P2WG5QMG | Stunning Lighting Technology Co.Ltd | Stunning Lighting Technology Co.Ltd | FL100W01C3030 (5700K) | Outdoor Luminaires | Mid Output | Architectural Flood and Spot Luminaires | Standard | FALSE | [9 empty] | 42132 |  |  | NotYetVerified |  | 3 | 9231.853 | 91.41 | 100.99 | 12.72 | 0.994 | 5894 | 84.6
P2T8WY4S | Stunning Lighting Technology Co.Ltd | Stunning Lighting Technology Co.Ltd | FL100W01C3030 (5000K) | Outdoor Luminaires | Mid Output | Architectural Flood and Spot Luminaires | Standard | FALSE | [9 empty] | 42132 |  |  | NotYetVerified |  | 3 | 9172.583 | 92.31 | 99.37 | 13.62 | 0.994 | 5144 | 84.1
PAPK1QFB | Stunning Lighting Technology Co.Ltd | Stunning Lighting Technology Co.Ltd | FL100W01C3030 (4000K) | Outdoor Luminaires | Mid Output | Architectural Flood and Spot Luminaires | Standard | FALSE | [9 empty] | 42132 |  |  | NotYetVerified |  | 3 | 9128.399 | 90.64 | 100.71 | 14.56 | 0.994 | 4079 | 82.6
PSPWEWVK | Orion Energy Systems Inc | Apollo | FLNA1090LUNVNDXPN7XXX747 | Outdoor Luminaires | Mid Output | Architectural Flood and Spot Luminaires | Standard | FALSE | [9 empty] | 42132 |  |  | NotYetVerified |  | 3 | 8976 | 79.5 | 112.9 | 22 | 0.88 | 5000 | 70
P5PUTA79 | Orion Energy Systems Inc | Harris | FLGA1120LUNVNDXXN7XXX750 | Outdoor Luminaires | High Output | Architectural Flood and Spot Luminaires | Standard | FALSE | [9 empty] | 42132 |  |  | NotYetVerified |  | 3 | 12548 | 109 | 115.1 | 17.09 | 0.911 | 5000 | 70
PP2MGCJS | Orion Energy Systems Inc | Harris | FLGA1140LUNVNDXXN7XXX750 | Outdoor Luminaires | High Output | Architectural Flood and Spot Luminaires | Standard | FALSE | [9 empty] | 42132 |  |  | NotYetVerified |  | 3 | 14850 | 100.9 | 147.2 | 13.86 | 0.923 | 5000 | 70
P4637FPD | Orion Energy Systems Inc | Apollo | FLNA1090LUNVNDXPN5XXX747 | Outdoor Luminaires | Mid Output | Architectural Flood and Spot Luminaires | Standard | FALSE | [9 empty] | 42132 |  |  | NotYetVerified |  | 3 | 9296 | 82.3 | 112.9 | 22 | 0.88 | 5000 | 70
PTPNY38U | Orion Energy Systems Inc | Apollo | FLNA1140LUNVNDXPN7XXX747 | Outdoor Luminaires | High Output | Architectural Flood and Spot Luminaires | Standard | FALSE | [9 empty] | 42132 |  |  | NotYetVerified |  | 3 | 14765 | 80 | 185.68 |  |  | 4700
PKGGTA9T | Orion Energy Systems Inc | Apollo | FLNA1140LUNVNDXPN5XXX747 | Outdoor Luminaires | High Output | Architectural Flood and Spot Luminaires | Standard | FALSE | [9 empty] | 42132 |  |  | NotYetVerified |  | 3 | 15264 | 82 | 185.95 |  |  | 4700
P7D8TWXJ | Morris Products Inc. | Morris | 7135[5 or 6] | Outdoor Luminaires | Mid Output | Architectural Flood and Spot Luminaires | Standard | FALSE | [9 empty] | 42132 |  |  | NotYetVerified |  | 3 | 7800 | 85 | 100 |  | 0.9 | 5000 | 80
PE3JGQ5V | Morris Products Inc. | Morris | 7134[5 or 6] | Outdoor Luminaires | Low Output | Architectural Flood and Spot Luminaires | Standard | FALSE | [9 empty] | 42132 |  |  | NotYetVerified |  | 3 | 3700 | 75 | 50 |  | 0.9 | 5000 | 80
P4J1MYVX | Morris Products Inc. | Morris | 7134[2 or 3] | Outdoor Luminaires | Low Output | Architectural Flood and Spot Luminaires | Standard | FALSE | [9 empty] | 42132 |  |  | NotYetVerified |  | 3 | 2200 | 75 | 30 |  | 0.9 | 5000 | 80
P5T3GHER | Morris Products Inc. | Morris | 71334 | Outdoor Luminaires | Low Output | Architectural Flood and Spot Luminaires | Standard | FALSE | [9 empty] | 42132 |  |  | NotYetVerified |  | 3 | 900 | 85 | 12 |  | 0.9 | 5000 | 80
PEEE8E7N | Morris Products Inc. | Morris | 7138[4 or 5] | Outdoor Luminaires | High Output | Architectural Flood and Spot Luminaires | Standard | FALSE | [9 empty] | 42132 |  |  | NotYetVerified |  | 3 | 16000 | 80 | 200 |  | 0.9 | 5000 | 80
PQZZBNBD | Morris Products Inc. | Morris | 7138[2 or 3] | Outdoor Luminaires | High Output | Architectural Flood and Spot Luminaires | Standard | FALSE | [9 empty] | 42132 |  |  | NotYetVerified |  | 3 | 14000 | 90 | 160 |  | 0.9 | 5000 | 80
PYFY7ERH | Morris Products Inc. | Morris | 7138[0 or 1] | Outdoor Luminaires | High Output | Architectural Flood and Spot Luminaires | Standard | FALSE | [9 empty] | 42132 |  |  | NotYetVerified |  | 3 | 10000 | 80 | 120 |  | 0.9 | 5000 | 80
PKEE62VT | Morris Products Inc. | Morris | 713[66 76 or 77] | Outdoor Luminaires | Low Output | Architectural Flood and Spot Luminaires | Standard | FALSE | [9 empty] | 42132 |  |  | NotYetVerified |  | 3 | 2501.3 | 86.54 | 28.9 | 19.23 | 0.9098 | 5000 | 74.1
PTV9641W | Morris Products Inc. | Morris | 7135[2 or 3] | Outdoor Luminaires | Mid Output | Architectural Flood and Spot Luminaires | Standard | FALSE | [9 empty] | 42132 |  |  | NotYetVerified |  | 3 | 6500 | 80 | 80 |  | 0.95 | 5000 | 80
PAS31267 | Revolution Lighting Technologies | Revolution Lighting Technologies | 116003-002 | Outdoor Luminaires | High Output | Architectural Flood and Spot Luminaires | Standard | TRUE | 19415.46 | 106.15 | 182.9 | 9.23 | 0.964 | 5310 | 86.2 | 5 | 50000 | 42129 |  |  | NotYetVerified |  | 3 | 19415.46 | 106.15 | 182.9 | 7.66 | 0.997 | 5310 | 86
P87CHBTU | Stunning Lighting Technology Co.Ltd | Stunning Lighting | FL70W01C3030-30K | Outdoor Luminaires | Mid Output | Architectural Flood and Spot Luminaires | Standard | TRUE | 5935.94 | 83.95 | 70.71 | 14.95 | 0.961 | 3038 | 82.3 | 5 | 50000 | 42129 |  |  | NotYetVerified |  | 3 | 5935.94 | 83.95 | 70.71 | 14.95 | 0.961 | 3038 | 82.3
P5BMMZHM | Revolution Lighting Technologies | Revolution Lighting Technologies | 116002-002 | Outdoor Luminaires | High Output | Architectural Flood and Spot Luminaires | Standard | TRUE | 15349.52 | 106.23 | 144.5 | 7.18 | 0.949 | 5304 | 84.9 | 5 | 50000 | 42129 |  |  | NotYetVerified |  | 3 | 15349.52 | 106.23 | 144.5 | 4.69 | 0.997 | 5000 | 85
PE8TJ689 | Revolution Lighting Technologies | Revolution Lighting Technologies | 116004-202 | Outdoor Luminaires | Very High Output | Architectural Flood and Spot Luminaires | Standard | TRUE | 30958.97 | 105.41 | 293.7 | 10.09 | 0.948 | 5296 | 87.1 | 5 | 50000 | 42129 |  |  | NotYetVerified |  | 3 | 30000 | 100 | 300 | 5.61 | 0.997 | 5000 | 87
PPZNXRF2 | Revolution Lighting Technologies | Revolution Lighting Technologies | 116005-202 | Outdoor Luminaires | Very High Output | Architectural Flood and Spot Luminaires | Standard | TRUE | 45971.79 | 104.79 | 437.1 | 10.05 | 0.948 | 5308 | 87.7 | 5 | 50000 | 42129 |  |  | NotYetVerified |  | 3 | 45971.79 | 104.79 | 438.7 | 6.24 | 0.997 | 5308 | 88
PNJYKYXY | Revolution Lighting Technologies | Revolution Lighting Technologies | 116001-002 | Outdoor Luminaires | High Output | Architectural Flood and Spot Luminaires | Standard | TRUE | 10455.28 | 106.03 | 98.61 | 14.73 | 0.926 | 5308 | 85.5 | 5 | 50000 | 42129 |  |  | NotYetVerified |  | 3 | 10455.28 | 106.03 | 98.61 | 7.66 | 0.995 | 5308 | 86
PJX7TVRG | Stunning Lighting Technology Co.Ltd | Stunning Lighting | FL50W01C3030-30K | Outdoor Luminaires | Low Output | Architectural Flood and Spot Luminaires | Standard | TRUE | 4216.98 | 83.31 | 50.62 | 16.41 | 0.921 | 3018 | 82.4 | 5 | 50000 | 42129 |  |  | NotYetVerified |  | 3 | 4216.98 | 83.31 | 50.62 | 16.41 | 0.921 | 3018 | 82.4
PQFM4NRM | Stunning Lighting Technology Co.Ltd | Stunning Lighting | FL70W01C3030-57K | Outdoor Luminaires | Mid Output | Architectural Flood and Spot Luminaires | Standard | FALSE | [9 empty] | 42129 |  |  | NotYetVerified |  | 3 | 6128.862 | 86.43 | 70.91 | 12.85 | 0.991 | 5944 | 85.3
P7H1C21A | Stunning Lighting Technology Co.Ltd | Stunning Lighting | FL50W01C3030-57K | Outdoor Luminaires | Low Output | Architectural Flood and Spot Luminaires | Standard | FALSE | [9 empty] | 42129 |  |  | NotYetVerified |  | 3 | 4432.147 | 87.87 | 50.44 | 12.55 | 0.996 | 5822 | 84.9
PHMQDEZA | Stunning Lighting Technology Co.Ltd | Stunning Lighting | FL70W01C3030-50K | Outdoor Luminaires | Mid Output | Architectural Flood and Spot Luminaires | Standard | FALSE | [9 empty] | 42129 |  |  | NotYetVerified |  | 3 | 6053.755 | 87.56 | 69.14 | 13.78 | 0.992 | 5080 | 83.7
PK66KAFJ | Stunning Lighting Technology Co.Ltd | Stunning Lighting | FL50W01C3030-50K | Outdoor Luminaires | Low Output | Architectural Flood and Spot Luminaires | Standard | FALSE | [9 empty] | 42129 |  |  | NotYetVerified |  | 3 | 4395.956 | 87.88 | 50.02 | 13.11 | 0.996 | 5062 | 84.2
P8B98RUT | Stunning Lighting Technology Co.Ltd | Stunning Lighting | FL70W01C3030-40K | Outdoor Luminaires | Mid Output | Architectural Flood and Spot Luminaires | Standard | FALSE | [9 empty] | 42129 |  |  | NotYetVerified |  | 3 | 5996.75 | 85.27 | 70.33 | 14.3 | 0.993 | 4061 | 82.6
PM2QCXBN | Stunning Lighting Technology Co.Ltd | Stunning Lighting | FL50W01C3030-40K | Outdoor Luminaires | Low Output | Architectural Flood and Spot Luminaires | Standard | FALSE | [9 empty] | 42129 |  |  | NotYetVerified |  | 3 | 4301.177 | 85.07 | 50.56 | 15.04 | 0.996 | 4047 | 82.7
PQ697AGS | Revolution Lighting Technologies | Revolution Lighting Technologies | 116002-102 | Outdoor Luminaires | High Output | Architectural Flood and Spot Luminaires | Standard | FALSE | [9 empty] | 42129 |  |  | NotYetVerified |  | 3 | 15349.52 | 106.23 | 144.5 | 4.69 | 0.997 | 5000 | 85
PCEKA1MA | Revolution Lighting Technologies | Revolution Lighting Technologies | 116005-302 | Outdoor Luminaires | Very High Output | Architectural Flood and Spot Luminaires | Standard | FALSE | [9 empty] | 42129 |  |  | NotYetVerified |  | 3 | 45000 | 100 | 450 | 6.24 | 0.997 | 5000 | 88
PKKYBXY7 | Revolution Lighting Technologies | Revolution Lighting Technologies | 116004-302 | Outdoor Luminaires | Very High Output | Architectural Flood and Spot Luminaires | Standard | FALSE | [9 empty] | 42129 |  |  | NotYetVerified |  | 3 | 30000 | 100 | 300 | 5.61 | 0.997 | 5000 | 87
P46T4TVY | Revolution Lighting Technologies | Revolution Lighting Technologies | 116003-102 | Outdoor Luminaires | High Output | Architectural Flood and Spot Luminaires | Standard | FALSE | [9 empty] | 42129 |  |  | NotYetVerified |  | 3 | 19000 | 95 | 200 | 7.66 | 0.997 | 5000 | 86
P3V7B2WH | Revolution Lighting Technologies | Revolution Lighting Technologies | 116001-102 | Outdoor Luminaires | High Output | Architectural Flood and Spot Luminaires | Standard | FALSE | [9 empty] | 42129 |  |  | NotYetVerified |  | 3 | 10000 | 100 | 100 | 7.66 | 0.995 | 5000 | 86
P8HARKSP | Crystal Lighting Corporation | Crystal Lighting Corporation | CLW-326FL-50LED | Outdoor Luminaires | Low Output | Architectural Flood and Spot Luminaires | Standard | TRUE | 3845.62 | 77.68 | 49.51 | 18.6 | 0.95 | 4810 | 72.4 | 5 |  | 42128 |  |  | NotYetVerified |  | 3 | 3632 | 78 | 46.6 |  |  | 4700 | 75
PFUG43AK | Crystal Lighting Corporation | Crystal Lighting Corporation | CLW-328FL-80LED | Outdoor Luminaires | Mid Output | Architectural Flood and Spot Luminaires | Standard | TRUE | 8795 | 114.32 | 76.93 | 20.94 | 0.896 | 5051 | 71.5 | 5 |  | 42128 |  |  | NotYetVerified |  | 3 | 8795 | 114.3 | 76.93 | 20.94 | 0.896 | 5000 | 70
P8KKMNS7 | Crystal Lighting Corporation | Crystal Lighting Corporation | CLW-328FL-235LED | Outdoor Luminaires | High Output | Architectural Flood and Spot Luminaires | Standard | TRUE | 19365.7 | 82.25 | 235.44 | 9.56 | 0.872 | 5278 | 73.9 | 5 | 50000 | 42128 |  |  | NotYetVerified |  | 3
PJV2K3B4 | Crystal Lighting Corporation | Crystal Lighting Corporation | CLW-328FL-115LED | Outdoor Luminaires | High Output | Architectural Flood and Spot Luminaires | Standard | FALSE | [9 empty] | 42128 |  |  | NotYetVerified |  | 3 | 12548 | 109 | 115.1 | 17.09 | 0.911 | 5000 | 70
PHTS8R4K | Stunning Lighting Technology Co.Ltd | Stunning Lighting | FL150W01C3030 (3000K) | Outdoor Luminaires | High Output | Architectural Flood and Spot Luminaires | Standard | TRUE | 14056.96 | 91.76 | 153.2 | 11.65 | 0.963 | 3028 | 82.1 | 5 |  | 42125 |  |  | NotYetVerified |  | 3 | 14000 | 90 | 150 |  | 0.9 | 3000 | 80
PVGHDJUT | Stunning Lighting Technology Co.Ltd | Stunning Lighting | FL200W01C3030 (3000K) | Outdoor Luminaires | High Output | Architectural Flood and Spot Luminaires | Standard | TRUE | 17820.05 | 88.06 | 202.37 | 19.87 | 0.948 | 3030 | 82.1 | 5 |  | 42125 |  |  | NotYetVerified |  | 3 | 17800 | 90 | 200 |  | 0.9 | 3000 | 80
PJ3V3V5B | Grandlite International Corp | Grandlite | FLL-206-L2 | Outdoor Luminaires | Low Output | Architectural Flood and Spot Luminaires | Standard | TRUE | 3535.9 | 84 | 42.01 | 21 | 0.92 | 5146 | 83 | 5 | 50000 | 42125 |  |  | NotYetVerified |  | 3 | 3535.9 | 84 | 42.01 | 21 | 0.92 | 5146 | 83
P12VZBSK | Grandlite International Corp | Grandlite | FLL-214-L1 | Outdoor Luminaires | Low Output | Architectural Flood and Spot Luminaires | Standard | TRUE | 1555.32 | 74 | 20.91 | 21 | 0.92 | 5114 | 75 | 5 | 50000 | 42125 |  |  | NotYetVerified |  | 3 | 1555.32 | 74 | 20.91 | 21 | 0.92 | 5114 | 75
PRR6GTQK | Stunning Lighting Technology Co.Ltd | Stunning Lighting | FL150W01C3030 (5700K) | Outdoor Luminaires | High Output | Architectural Flood and Spot Luminaires | Standard | FALSE | [9 empty] | 42125 |  |  | NotYetVerified |  | 3 | 14400 | 92.74 | 153.21 | 11.65 | 0.995 | 5624 | 83.5
PQJBWUB2 | Stunning Lighting Technology Co.Ltd | Stunning Lighting | FL200W01C3030 (5700K) | Outdoor Luminaires | High Output | Architectural Flood and Spot Luminaires | Standard | FALSE | [9 empty] | 42125 |  |  | NotYetVerified |  | 3 | 18879.182 | 93.568 | 201.77 | 19.87 | 0.987 | 5414 | 83.8
P5BDT2GU | Stunning Lighting Technology Co.Ltd | Stunning Lighting | FL200W01C3030 (5000K) | Outdoor Luminaires | High Output | Architectural Flood and Spot Luminaires | Standard | FALSE | [9 empty] | 42125 |  |  | NotYetVerified |  | 3 | 18500 | 90 | 200 |  | 0.9 | 5000 | 80
P55DTZK4 | Stunning Lighting Technology Co.Ltd | Stunning Lighting | FL150W01C3030 (5000K) | Outdoor Luminaires | High Output | Architectural Flood and Spot Luminaires | Standard | FALSE | [9 empty] | 42125 |  |  | NotYetVerified |  | 3 | 14300 | 90 | 150 |  | 0.9 | 5000 | 80
P1H48NBW | Stunning Lighting Technology Co.Ltd | Stunning Lighting | FL200W01C3030 (4000K) | Outdoor Luminaires | High Output | Architectural Flood and Spot Luminaires | Standard | FALSE | [9 empty] | 42125 |  |  | NotYetVerified |  | 3 | 18200 | 90 | 200 |  | 0.9 | 4000 | 80
PCGXTGD7 | Stunning Lighting Technology Co.Ltd | Stunning Lighting | FL150W01C3030 (4000K) | Outdoor Luminaires | High Output | Architectural Flood and Spot Luminaires | Standard | FALSE | [9 empty] | 42125 |  |  | NotYetVerified |  | 3 | 14200 | 90 | 150 |  | 0.9 | 4000 | 80
PT2UUSCD | LEDone Distribution Inc. | LED One | LOD-ED-200 | Outdoor Luminaires | High Output | Architectural Flood and Spot Luminaires | Standard | TRUE | 19415.46 | 106.15 | 182.9 | 9.23 | 0.964 | 5310 | 86.2 | 5 | 50000 | 42124 |  |  | NotYetVerified |  | 3 | 19415.46 | 106.15 | 182.9 | 7.66 | 0.997 | 5310 | 86
PA38DFWV | LEDone Distribution Inc. | LED One | LOD-ED-150 | Outdoor Luminaires | High Output | Architectural Flood and Spot Luminaires | Standard | TRUE | 15349.52 | 106.23 | 144.5 | 7.18 | 0.949 | 5304 | 84.9 | 5 | 50000 | 42124 |  |  | NotYetVerified |  | 3 | 15349.52 | 106.23 | 144.5 | 4.69 | 0.997 | 5000 | 85
PE9Z8JVE | LEDone Distribution Inc. | LED One | LOD-ED-300 | Outdoor Luminaires | Very High Output | Architectural Flood and Spot Luminaires | Standard | TRUE | 30958.97 | 105.41 | 293.7 | 10.09 | 0.948 | 5296 | 87.1 | 5 | 50000 | 42124 |  |  | NotYetVerified |  | 3 | 30000 | 100 | 300 | 5.61 | 0.997 | 5000 | 87
PQUWUJRE | LEDone Distribution Inc. | LED One | LOD-ED-450 | Outdoor Luminaires | Very High Output | Architectural Flood and Spot Luminaires | Standard | TRUE | 45971.79 | 104.79 | 437.1 | 10.05 | 0.948 | 5308 | 87.7 | 5 | 50000 | 42124 |  |  | NotYetVerified |  | 3 | 45971.79 | 104.79 | 438.7 | 6.24 | 0.997 | 5308 | 88
PCXUQ9SH | LEDone Distribution Inc. | LED One | LOD-ED-100 | Outdoor Luminaires | High Output | Architectural Flood and Spot Luminaires | Standard | TRUE | 10455.28 | 106.03 | 98.61 | 14.73 | 0.926 | 5308 | 85.5 | 5 | 50000 | 42124 |  |  | NotYetVerified |  | 3 | 10455.28 | 106.03 | 98.61 | 7.66 | 0.995 | 5308 | 86
P8ZW2GDV | NLP Lighting | NLP | FL303 | Outdoor Luminaires | Low Output | Architectural Flood and Spot Luminaires | Standard | TRUE | 3187.9 | 78.93 | 40.39 | 14.82 | 0.935 | 4071 | 64.6 | 5 | 50000 | 42123 |  |  | NotYetVerified |  | 3 |  | 70 | 33 |  | 0.95 | 4200
P6UWEZZM | NLP Lighting | NLP | FL304 | Outdoor Luminaires | Low Output | Architectural Flood and Spot Luminaires | Standard | TRUE | 4854.4 | 76.47 | 63.48 | 8.01 | 0.927 | 4142 | 64.9 | 5 | 50000 | 42123 |  |  | NotYetVerified |  | 3 |  | 70 | 55.6 |  | 0.95 | 4000
PY3BPWNY | NLP Lighting | NLP | FL309 | Outdoor Luminaires | Low Output | Architectural Flood and Spot Luminaires | Standard | TRUE | 4335.5 | 75.46 | 57.45 | 7.41 | 0.9178 | 5178 | 66.8 | 5 | 50000 | 42123 |  |  | NotYetVerified |  | 3 | 4320 | 72 | 60 |  | 0.9 | 5314
PNTTGDE4 | NLP Lighting | NLP | FL302 | Outdoor Luminaires | Low Output | Architectural Flood and Spot Luminaires | Standard | TRUE | 1646.5 | 75.63 | 21.77 | 8.39 | 0.911 | 4079 | 64.8 | 5 | 50000 | 42123 |  |  | NotYetVerified |  | 3 |  | 67 | 20 |  | 0.95 | 4000
PH3A4VZZ | NLP Lighting | NLP | FL308 | Outdoor Luminaires | Low Output | Architectural Flood and Spot Luminaires | Standard | TRUE | 2236.8 | 78.68 | 28.43 | 20.2 | 0.904 | 5256 | 67.1 | 5 | 50000 | 42123 |  |  | NotYetVerified |  | 3 | 2160 | 72 | 30 |  | 0.9 | 5296
PANHGGPE | NLP Lighting | NLP | DL1001 | Outdoor Luminaires | Low Output | Architectural Flood and Spot Luminaires | Standard | TRUE | 1193.2 | 84.68 | 14.09 | 18.7 | 0.888 | 4012 | 66 | 5 | 50000 | 42123 |  |  | NotYetVerified |  | 3 | 1193.2 | 85 | 14 |  |  | 4000 | 66
PQF3G96H | NLP Lighting | NLP | DL1003 | Outdoor Luminaires | Low Output | Architectural Flood and Spot Luminaires | Standard | FALSE | [9 empty] | 42123 |  |  | NotYetVerified |  | 3 | 1568 | 87.7 | 18 | 20 | 0.9 | 4000 | 67
P6VPW27N | NLP Lighting | NLP | DL1005 | Outdoor Luminaires | Low Output | Architectural Flood and Spot Luminaires | Standard | FALSE | [9 empty] | 42123 |  |  | NotYetVerified |  | 3 | 1966 | 84.9 | 23 | 20 | 0.9 | 4000 | 65
PJYZ51VXY | Shenzhen Cesp Co. Ltd | China Energy South Power | CES-J40S | Outdoor Luminaires | Low Output | Architectural Flood and Spot Luminaires | Standard | TRUE | 3417 | 83.1 | 41.13 | 14.84 | 0.9698 | 5810 | 70 | 5 | 65000 | 42122 |  |  | NotYetVerified |  | 3 | 3200 | 80 | 40 | 10 | 0.98 | 5700 | 70
P73A4Q6R | EYE Lighting | EYE Lighting | FGX-30L-308-W-UNV-XX | Outdoor Luminaires | Low Output | Architectural Flood and Spot Luminaires | Standard | TRUE | 2275.5 | 77.53 | 29.35 | 16.69 | 0.91 | 3124 | 82.9 | 5 | 50000 | 42122 |  |  | NotYetVerified |  | 3 | 2200 | 75 | 30 |  | 0.9 | 3000 | 80
PV871J3X | EYE Lighting | EYE Lighting | FGX-50L-308-W-UNV-XX | Outdoor Luminaires | Low Output | Architectural Flood and Spot Luminaires | Standard | TRUE | 3781.3 | 75.87 | 49.84 | 18.66 | 0.91 | 3151 | 82.7 | 5 | 50000 | 42122 |  |  | NotYetVerified |  | 3 | 3700 | 75 | 50 |  | 0.9 | 3000 | 80
PP4V5MGAT | DONGGUAN THAILIGHT SEMICONDUCTOR LIGHTING CO.LTD. | Thailight | TLFLE203YYZZ | Outdoor Luminaires | Low Output | Architectural Flood and Spot Luminaires | Standard | TRUE | 1599 | 77.4 | 20.66 | 18.71 | 0.9031 | 3049 | 83 | 5 | 50000 | 42122 |  |  | NotYetVerified |  | 3 | 1599 | 77.4 | 20 |  | 0.9798 | 3000 | 83
PXYYQWJN | EYE Lighting | EYE Lighting | FGX-50L-508-W-UNV-XX | Outdoor Luminaires | Low Output | Architectural Flood and Spot Luminaires | Standard | FALSE | [9 empty] | 42122 |  |  | NotYetVerified |  | 3 | 3700 | 75 | 50 |  | 0.9 | 5000 | 80
PJTCMD4X | EYE Lighting | EYE Lighting | FGX-30L-508-W-UNV-XX | Outdoor Luminaires | Low Output | Architectural Flood and Spot Luminaires | Standard | FALSE | [9 empty] | 42122 |  |  | NotYetVerified |  | 3 | 2200 | 75 | 30 |  | 0.9 | 5000 | 80
P6NX884X | EYE Lighting | EYE Lighting | FGX-50L-458-W-UNV-XX | Outdoor Luminaires | Low Output | Architectural Flood and Spot Luminaires | Standard | FALSE | [9 empty] | 42122 |  |  | NotYetVerified |  | 3 | 3700 | 75 | 50 |  | 0.9 | 4500 | 80
P36YGR7X | EYE Lighting | EYE Lighting | FGX-30L-458-W-UNV-XX | Outdoor Luminaires | Low Output | Architectural Flood and Spot Luminaires | Standard | FALSE | [9 empty] | 42122 |  |  | NotYetVerified |  | 3 | 2200 | 75 | 30 |  | 0.9 | 4500 | 80
PEKG469E | EYE Lighting | EYE Lighting | FGX-50L-408-W-UNV-XX | Outdoor Luminaires | Low Output | Architectural Flood and Spot Luminaires | Standard | FALSE | [9 empty] | 42122 |  |  | NotYetVerified |  | 3 | 3700 | 75 | 50 |  | 0.9 | 4000 | 80
P7NTSDV9 | EYE Lighting | EYE Lighting | FGX-30L-408-W-UNV-XX | Outdoor Luminaires | Low Output | Architectural Flood and Spot Luminaires | Standard | FALSE | [9 empty] | 42122 |  |  | NotYetVerified |  | 3 | 2200 | 75 | 30 |  | 0.9 | 4000 | 80
PN8UG71A | EYE Lighting | EYE Lighting | FGX-50L-358-W-UNV-XX | Outdoor Luminaires | Low Output | Architectural Flood and Spot Luminaires | Standard | FALSE | [9 empty] | 42122 |  |  | NotYetVerified |  | 3 | 3700 | 75 | 50 |  | 0.9 | 3500 | 80
P7F1ATQ6 | EYE Lighting | EYE Lighting | FGX-30L-358-W-UNV-XX | Outdoor Luminaires | Low Output | Architectural Flood and Spot Luminaires | Standard | FALSE | [9 empty] | 42122 |  |  | NotYetVerified |  | 3 | 2200 | 75 | 30 |  | 0.9 | 3500 | 80
P9HYV83R | DONGGUAN THAILIGHT SEMICONDUCTOR LIGHTING CO.LTD. | Thailight | TLFLE205YYZZ | Outdoor Luminaires | Low Output | Architectural Flood and Spot Luminaires | Standard | FALSE | [9 empty] | 42122 |  |  | NotYetVerified |  | 3 | 1859 | 97.28 | 20 |  | 0.9058 | 5000 | 83
PT1EQURB | DONGGUAN THAILIGHT SEMICONDUCTOR LIGHTING CO.LTD. | Thailight | TLFLE204YYZZ | Outdoor Luminaires | Low Output | Architectural Flood and Spot Luminaires | Standard | FALSE | [9 empty] | 42122 |  |  | NotYetVerified |  | 3 | 1599 | 77.4 | 20 |  | 0.9798 | 4000 | 83
PQNFAZRJ | Lumenor Energy Services LLC | Lumenor Energy Services | LES-FLD-26-2B-60W-3K-20D | Outdoor Luminaires | Mid Output | Architectural Flood and Spot Luminaires | Standard | TRUE | 5079 | 87.79 | 57.85 | 12.7 | 0.9631 | 3181 | 74 | 5 | 66000 | 42118 |  |  | NotYetVerified |  | 3 | 5078.6 | 87.79 | 57.85 | 12.7 | 0.9631 | 3000 | 73.5
P4WY4BVP | Lumenor Energy Services LLC | Lumenor Energy Services | LES-FLD-26-4B-120W-3K-20D | Outdoor Luminaires | High Output | Architectural Flood and Spot Luminaires | Standard | TRUE | 10685 | 89.3 | 119.7 | 12.16 | 0.9477 | 3155 | 73.4 | 5 | 62000 | 42118 |  |  | NotYetVerified |  | 3 | 10685 | 89.3 | 119.7 | 12.16 | 0.9477 | 3000 | 73.4
PYGWPYG4 | Lumenor Energy Services LLC | Lumenor Energy Services | LES-FLD-26-7B-250W-3K-20D | Outdoor Luminaires | High Output | Architectural Flood and Spot Luminaires | Standard | TRUE | 25474 | 104.19 | 244.5 | 13.01 | 0.92 | 3204 | 70.7 | 5 | 50000 | 42118 |  |  | NotYetVerified |  | 3 | 25474 | 104.19 | 245 | 13.01 | 0.92 | 3000 | 70
PHZ8PM3C | Lumenor Energy Services LLC | Lumenor Energy Services | LES-FLD-26-2B-60W-45K-20D | Outdoor Luminaires | Mid Output | Architectural Flood and Spot Luminaires | Standard | FALSE | [9 empty] | 42118 |  |  | NotYetVerified |  | 3 | 6291.89 | 105.58 | 59.59 | 13.78 | 0.9662 | 4500 | 69.9
PBWMARBF | Lumenor Energy Services LLC | Lumenor Energy Services | LES-FLD-26-4B-120W-45K-20D | Outdoor Luminaires | High Output | Architectural Flood and Spot Luminaires | Standard | FALSE | [9 empty] | 42118 |  |  | NotYetVerified |  | 3 | 12996 | 110.54 | 117.6 | 12.42 | 0.935 | 4500 | 69.7
P2S1RPE3 | Lumenor Energy Services LLC | Lumenor Energy Services | LES-FLD-26-7B-250W-45K-20D | Outdoor Luminaires | High Output | Architectural Flood and Spot Luminaires | Standard | FALSE | [9 empty] | 42118 |  |  | NotYetVerified |  | 3 | 25474 | 104.19 | 244.5 | 13.01 | 0.92 | 4500 | 70.7
PFXST3RQ | Lumenor Energy Services LLC | Lumenor Energy Services | LES-FLD-26-2B-60W-4K-20D | Outdoor Luminaires | Mid Output | Architectural Flood and Spot Luminaires | Standard | FALSE | [9 empty] | 42118 |  |  | NotYetVerified |  | 3 | 5078.6 | 87.79 | 57.85 | 12.7 | 0.9631 | 4000 | 73.5
PF8RY5P7 | Lumenor Energy Services LLC | Lumenor Energy Services | LES-FLD-26-4B-120W-4K-20D | Outdoor Luminaires | High Output | Architectural Flood and Spot Luminaires | Standard | FALSE | [9 empty] | 42118 |  |  | NotYetVerified |  | 3 | 10685 | 89.3 | 119.7 | 12.16 | 0.9477 | 4000 | 73.4
PBRMGT9C | Lumenor Energy Services LLC | Lumenor Energy Services | LES-FLD-26-7B-250W-4K-20D | Outdoor Luminaires | High Output | Architectural Flood and Spot Luminaires | Standard | FALSE | [9 empty] | 42118 |  |  | NotYetVerified |  | 3 | 25474 | 104.19 | 244.5 | 13.01 | 0.92 | 4000 | 70.7
PYMHM7Q8 | Lumenor Energy Services LLC | Lumenor Energy Services | LES-FLD-26-2B-60W-35K-20D | Outdoor Luminaires | Mid Output | Architectural Flood and Spot Luminaires | Standard | FALSE | [9 empty] | 42118 |  |  | NotYetVerified |  | 3 | 5078.6 | 87.79 | 57.85 | 12.7 | 0.9631 | 3500 | 73.5
PDWAGV7R | Lumenor Energy Services LLC | Lumenor Energy Services | LES-FLD-26-4B-120W-35K-20D | Outdoor Luminaires | High Output | Architectural Flood and Spot Luminaires | Standard | FALSE | [9 empty] | 42118 |  |  | NotYetVerified |  | 3 | 10685 | 89.3 | 119.7 | 12.16 | 0.9477 | 3500 | 73.4
P1VT54UB | Lumenor Energy Services LLC | Lumenor Energy Services | LES-FLD-26-7B-250W-35K-20D | Outdoor Luminaires | High Output | Architectural Flood and Spot Luminaires | Standard | FALSE | [9 empty] | 42118 |  |  | NotYetVerified |  | 3 | 25474 | 104.19 | 244.5 | 13.01 | 0.92 | 3500 | 70.7
PXCC85GA | ABOVE ALL LIGHTING INC. | ABBlighting | FL52501-W | Outdoor Luminaires | Low Output | Architectural Flood and Spot Luminaires | Standard | TRUE | 4335.5 | 75.46 | 57.45 | 7.41 | 0.9178 | 5178 | 66.8 | 5 | 50000 | 42117 |  |  | NotYetVerified |  | 3 | 4320 | 72 | 60 |  | 0.9 | 5314
P861EY37 | Alder Optomechanical Corp. | Alder | HL-120S-HTD-T5WNA2C8-UL | Outdoor Luminaires | High Output | Architectural Flood and Spot Luminaires | Standard | TRUE | 14893.73 | 117.13 | 127.16 | 9.44 | 0.963 | 4093 | 86.1 | 5 | 73000 | 42115 |  |  | NotYetVerified |  | 3 | [5 empty] | 4000
P8T9NJ78 | Tamlite Lighting | Tamlite Lighting | LFLED2405K | Outdoor Luminaires | High Output | Architectural Flood and Spot Luminaires | Standard | TRUE | 17180 | 99.7 | 172.32 | 11.33 | 0.933 | 5184 | 73 | 5 |  | 42115 |  |  | NotYetVerified |  | 3 | 17180 | 99.7 | 172.32 | 11.33 | 0.933 | 5000 | 70
PQRRZKF5 | Alder Optomechanical Corp. | Alder | HL-120S-HTD-T5WDA2C8-UL | Outdoor Luminaires | High Output | Architectural Flood and Spot Luminaires | Standard | FALSE | [9 empty] | 42115 |  |  | NotYetVerified |  | 3 | 13722.12 | 108.69 | 126.25 | 3.02 | 0.998 | 5054 | 82.8
PMD88J13 | Tamlite Lighting | Tamlite Lighting | LFLED1205K | Outdoor Luminaires | High Output | Architectural Flood and Spot Luminaires | Standard | FALSE | [9 empty] | 42115 |  |  | NotYetVerified |  | 3 | 12548 | 109 | 115.1 | 17.09 | 0.911 | 5000 | 70
PMMQ3FH5 | Tamlite Lighting | Tamlite Lighting | LFLED1505K | Outdoor Luminaires | High Output | Architectural Flood and Spot Luminaires | Standard | FALSE | [9 empty] | 42115 |  |  | NotYetVerified |  | 3 | 14850 | 100.9 | 147.2 | 13.86 | 0.923 | 5000 | 70
PESTS4RA | Kada Lighting Limited | Kada | KD-FL-150A-277-XX | Outdoor Luminaires | High Output | Architectural Flood and Spot Luminaires | Standard | TRUE | 12044.92 | 84.585 | 142.4 | 13.3 | 0.969 | 5262 | 72.3 | 5 | 50000 | 42114 |  |  | NotYetVerified |  | 3 | 12044 | 100 | 140 | 20 | 0.95 | 5200 | 70
PP7Z2AZ5 | Signcomplex Limited | Signcomplex | FL-300-AW-WW-04 | Outdoor Luminaires | High Output | Architectural Flood and Spot Luminaires | Standard | TRUE | 29280.95 | 99.07 | 295.8 | 7.41 | 0.956 | 3017 | 71.1 | 5 | 50000 | 42114 |  |  | NotYetVerified |  | 3 | [5 empty] | 3000
P5GWFCT4 | Kada Lighting Limited | Kada | KD-FL-80C-277-XX | Outdoor Luminaires | Mid Output | Architectural Flood and Spot Luminaires | Standard | TRUE | 6714.56 | 85.61 | 78.43 | 17.3 | 0.949 | 5256 | 71.8 | 5 | 50000 | 42114 |  |  | NotYetVerified |  | 3 | 6700 |  | 80 |  |  | 5000 | 70
PX5GBNSR | Kada Lighting Limited | Kada | KD-FL-50C-277-50K | Outdoor Luminaires | Low Output | Architectural Flood and Spot Luminaires | Standard | TRUE | 3900.7 | 76.77 | 50.81 | 17.06 | 0.937 | 5034 | 69.3 | 5 | 50000 | 42114 |  |  | NotYetVerified |  | 3 | 3900 | 76 | 50 | 17 | 0.9 | 5700 | 70
P2XFH37B | Kada Lighting Limited | Kada | KD-FL-100C-277-50K | Outdoor Luminaires | Mid Output | Architectural Flood and Spot Luminaires | Standard | TRUE | 7695.4 | 75.07 | 102.51 | 21.32 | 0.925 | 5174 | 70.3 | 5 | 50000 | 42114 |  |  | NotYetVerified |  | 3 | 7695 | 75 | 102 | 21 | 0.9 | 5000 | 70
P2FF8HZ3 | Signcomplex Limited | Signcomplex | FL-300-AW-W-04 | Outdoor Luminaires | Very High Output | Architectural Flood and Spot Luminaires | Standard | FALSE | [9 empty] | 42114 |  |  | NotYetVerified |  | 3 | 30000 | 100 | 300 | 3.35 | 0.998 | 5700 | 71
PPD8NQJG | Signcomplex Limited | Signcomplex | FL-300-AW-NW-04 | Outdoor Luminaires | Very High Output | Architectural Flood and Spot Luminaires | Standard | FALSE | [9 empty] | 42114 |  |  | NotYetVerified |  | 3 | 30000 | 100 | 300 | 3.35 | 0.998 | 4000 | 71
P44548Y2 | QSSI | Duraguard | DSFLQF1X22U5KC** | Outdoor Luminaires | Low Output | Architectural Flood and Spot Luminaires | Standard | FALSE | [9 empty] | 42114 |  |  | NotYetVerified |  | 3 | 2210.9 | 87.53 | 25.26 | 12 | 0.93 | 5000 | 75.1
PHJ7KHMB | ESL Vision | ESL Vision | ESL-Bullet-105W-50 | Outdoor Luminaires | Mid Output | Architectural Flood and Spot Luminaires | Standard | TRUE | 8339.13 | 80.52 | 103.6 | 13.91 | 0.9438 | 4769 | 71.1 | 10 | 124000 | 42111 |  |  | NotYetVerified |  | 3 | 8335 | 79.4 | 105 |  | 0.97 | 5000
P1X3WM3P | Acuity Brands Lighting | Lithonia Lighting | HLF2 LED P3 30K WFL XXXXX XXXXX PER5 XXXXX | Outdoor Luminaires | Very High Output | Architectural Flood and Spot Luminaires | Standard | TRUE | 59334.67 | 98.69 | 601.2 | 4.75 | 0.981 | 3107 | 71.9 | 5 |  | 42110 |  |  | NotYetVerified |  | 3 | 59775.09 | 99.96 | 598 | 4.75 | 0.981 | 2820 | 70
PJJ8P4C8 | Acuity Brands Lighting | Lithonia Lighting | HLF2 LED P3 30K WFL XXXXX XXXXX (All options excluding UBV FV WG VG) XXXXX | Outdoor Luminaires | Very High Output | Architectural Flood and Spot Luminaires | Standard | TRUE | 59334.67 | 98.69 | 601.2 | 4.75 | 0.981 | 3107 | 71.9 | 5 |  | 42110 |  |  | No |  | 3 | 59775.09 | 99.96 | 598 | 4.75 | 0.981 | 2820 | 70
P8ACT7YF | Acuity Brands Lighting | Lithonia Lighting | HLF2 LED P2 30K WFL XXXXX XXXXX PER5 XXXXX | Outdoor Luminaires | Very High Output | Architectural Flood and Spot Luminaires | Standard | TRUE | 51303.52 | 102.44 | 500.8 | 4.75 | 0.981 | 3159 | 71.6 | 5 |  | 42110 |  |  | NotYetVerified |  | 3 | 51549.99 | 105.85 | 487 | 14.16 | 0.912 | 2820 | 70
P11HQVKB | Acuity Brands Lighting | Lithonia Lighting | HLF2 LED P2 30K WFL XXXXX XXXXX (All options excluding UBV FV WG VG) XXXXX | Outdoor Luminaires | Very High Output | Architectural Flood and Spot Luminaires | Standard | TRUE | 51303.52 | 102.44 | 500.8 | 4.75 | 0.981 | 3159 | 71.6 | 5 |  | 42110 |  |  | No |  | 3 | 51549.99 | 105.85 | 487 | 14.16 | 0.912 | 2820 | 70
P1GTJSWU | Signcomplex Limited | Signcomplex | FL-090-AW-WW-04 (3000K) | Outdoor Luminaires | Mid Output | Architectural Flood and Spot Luminaires | Standard | TRUE | 8188.1 | 102.11 | 81 | 11.21 | 0.962 | 3121 | 71.5 | 5 | 50000 | 42110 |  |  | NotYetVerified |  | 3 | 8188.1 | 102.11 | 80.19 | 8.17 | 0.991 | 3000 | 72
PFHBVE9J | Signcomplex Limited | Signcomplex | FL-150-AW-WW-04 (3000K) | Outdoor Luminaires | High Output | Architectural Flood and Spot Luminaires | Standard | TRUE | 14184.92 | 97.16 | 145.99 | 10.67 | 0.932 | 3015 | 70.9 | 5 | 50000 | 42110 |  |  | NotYetVerified |  | 3 | 14184.92 | 97.16 | 145.99 | 3.58 | 0.999 | 3000 | 71
PT9G4KZZ | Signcomplex Limited | Signcomplex | FL-200-AW-WW-04 (3000K) | Outdoor Luminaires | High Output | Architectural Flood and Spot Luminaires | Standard | TRUE | 17278.5 | 93.05 | 187.2 | 9.26 | 0.913 | 3122 | 71 | 5 | 50000 | 42110 |  |  | NotYetVerified |  | 3 | 17278.5 | 93.05 | 185.69 | 4.27 | 0.995 | 3000 | 71
PJQ2VBR8 | Acuity Brands Lighting | Lithonia Lighting | HLF1 LED P1 50K WFL XXXXX XXXXX PER5 XXXXX | Outdoor Luminaires | High Output | Architectural Flood and Spot Luminaires | Standard | TRUE | 18169.98 | 111.37 | 163.15 | 14.16 | 0.912 | 5159 | 72.1 | 5 |  | 42110 |  |  | NotYetVerified |  | 3 | 19463.56 | 117.25 | 166 | 14.16 | 0.912 | 5025 | 70
PERJCM8V | Acuity Brands Lighting | Lithonia Lighting | HLF1 LED P1 50K WFL XXXXX XXXXX (All options excluding UBV FV WG VG) XXXXX | Outdoor Luminaires | High Output | Architectural Flood and Spot Luminaires | Standard | TRUE | 18169.98 | 111.37 | 163.15 | 14.16 | 0.912 | 5159 | 72.1 | 5 |  | 42110 |  |  | No |  | 3 | 19463.56 | 117.25 | 166 | 14.16 | 0.912 | 5025 | 70
PSDZC2RG | Acuity Brands Lighting | Lithonia Lighting | HLF1 LED P1 30K WFL XXXXX XXXXX PER5 XXXXX | Outdoor Luminaires | High Output | Architectural Flood and Spot Luminaires | Standard | TRUE | 18509.46 | 112.73 | 164.2 | 14.16 | 0.912 | 3158 | 71.8 | 5 |  | 42110 |  |  | NotYetVerified |  | 3 | 18544.23 | 111.71 | 166 | 14.16 | 0.912 | 2820 | 70
PBR5314H | Acuity Brands Lighting | Lithonia Lighting | HLF1 LED P1 30K WFL XXXXX XXXXX (All options excluding UBV FV WG VG) XXXXX | Outdoor Luminaires | High Output | Architectural Flood and Spot Luminaires | Standard | TRUE | 18509.46 | 112.73 | 164.2 | 14.16 | 0.912 | 3158 | 71.8 | 5 |  | 42110 |  |  | No |  | 3 | 18544.23 | 111.71 | 166 | 14.16 | 0.912 | 2820 | 70
PH6EUP1R | Signcomplex Limited | Signcomplex | FL-090-AW-W-04 (5700K) | Outdoor Luminaires | Mid Output | Architectural Flood and Spot Luminaires | Standard | FALSE | [9 empty] | 42110 |  |  | NotYetVerified |  | 3 | 9000 | 100 | 90 | 8.17 | 0.991 | 5700 | 72
PRPJ6QC1 | Signcomplex Limited | Signcomplex | FL-200-AW-W-04 (5700K) | Outdoor Luminaires | High Output | Architectural Flood and Spot Luminaires | Standard | FALSE | [9 empty] | 42110 |  |  | NotYetVerified |  | 3 | 20000 | 100 | 200 | 4.27 | 0.995 | 5700 | 71
PEMQUHA5 | Signcomplex Limited | Signcomplex | FL-150-AW-W-04 (5700K) | Outdoor Luminaires | High Output | Architectural Flood and Spot Luminaires | Standard | FALSE | [9 empty] | 42110 |  |  | NotYetVerified |  | 3 | 15000 | 100 | 150 | 3.58 | 0.999 | 5700 | 71
PX7MSZP5 | Signcomplex Limited | Signcomplex | FL-090-AW-W-04 (5000K) | Outdoor Luminaires | Mid Output | Architectural Flood and Spot Luminaires | Standard | FALSE | [9 empty] | 42110 |  |  | NotYetVerified |  | 3 | 9000 | 100 | 90 | 8.17 | 0.991 | 5000 | 72
PBJ37KF2 | Signcomplex Limited | Signcomplex | FL-200-AW-W-04 (5000K) | Outdoor Luminaires | High Output | Architectural Flood and Spot Luminaires | Standard | FALSE | [9 empty] | 42110 |  |  | NotYetVerified |  | 3 | 20000 | 100 | 200 | 4.27 | 0.995 | 5000 | 71
PJG23HZC | Signcomplex Limited | Signcomplex | FL-150-AW-W-04 (5000K) | Outdoor Luminaires | High Output | Architectural Flood and Spot Luminaires | Standard | FALSE | [9 empty] | 42110 |  |  | NotYetVerified |  | 3 | 15000 | 100 | 150 | 3.58 | 0.999 | 5000 | 71
PB2B38K8 | Signcomplex Limited | Signcomplex | FL-090-AW-NW-04 (4500K) | Outdoor Luminaires | Mid Output | Architectural Flood and Spot Luminaires | Standard | FALSE | [9 empty] | 42110 |  |  | NotYetVerified |  | 3 | 9000 | 100 | 90 | 8.17 | 0.991 | 4500 | 72
PHCSVEN7 | Signcomplex Limited | Signcomplex | FL-200-AW-NW-04 (4500K) | Outdoor Luminaires | High Output | Architectural Flood and Spot Luminaires | Standard | FALSE | [9 empty] | 42110 |  |  | NotYetVerified |  | 3 | 20000 | 100 | 200 | 4.27 | 0.995 | 4500 | 71
PJXCC4VC | Signcomplex Limited | Signcomplex | FL-150-AW-NW-04 (4500K) | Outdoor Luminaires | High Output | Architectural Flood and Spot Luminaires | Standard | FALSE | [9 empty] | 42110 |  |  | NotYetVerified |  | 3 | 15000 | 100 | 150 | 3.58 | 0.999 | 4500 | 71
PKAS888S | Signcomplex Limited | Signcomplex | FL-090-AW-NW-04 (4000K) | Outdoor Luminaires | Mid Output | Architectural Flood and Spot Luminaires | Standard | FALSE | [9 empty] | 42110 |  |  | NotYetVerified |  | 3 | 9000 | 100 | 90 | 8.17 | 0.991 | 4000 | 72
PETZU878 | Signcomplex Limited | Signcomplex | FL-200-AW-NW-04 (4000K) | Outdoor Luminaires | High Output | Architectural Flood and Spot Luminaires | Standard | FALSE | [9 empty] | 42110 |  |  | NotYetVerified |  | 3 | 20000 | 100 | 200 | 4.27 | 0.995 | 4000 | 71
P7333EQ8 | Signcomplex Limited | Signcomplex | FL-150-AW-NW-04 (4000K) | Outdoor Luminaires | High Output | Architectural Flood and Spot Luminaires | Standard | FALSE | [9 empty] | 42110 |  |  | NotYetVerified |  | 3 | 15000 | 100 | 150 | 3.58 | 0.999 | 4000 | 71
P2WFTT9U | Acuity Brands Lighting | Lithonia Lighting | HLF1 LED P2 50K MFL XXXXX XXXXX PER5 XXXXX | Outdoor Luminaires | High Output | Architectural Flood and Spot Luminaires | Standard | FALSE | [9 empty] | 42110 | Dimmable | Continuous Below 10 | NotYetVerified |  | 3 | 27725.47 | 112.71 | 246 | 14.16 | 0.912 | 5025 | 70
PCFVRQE4 | Acuity Brands Lighting | Lithonia Lighting | HLF1 LED P2 50K WFL XXXXX XXXXX PER5 XXXXX | Outdoor Luminaires | High Output | Architectural Flood and Spot Luminaires | Standard | FALSE | [9 empty] | 42110 | Dimmable | Continuous Below 10 | NotYetVerified |  | 3 | 27485.62 | 111.73 | 246 | 14.16 | 0.912 | 5025 | 70
PK31C6VG | Acuity Brands Lighting | Lithonia Lighting | HLF1 LED P1 50K MFL XXXXX XXXXX PER5 XXXXX | Outdoor Luminaires | High Output | Architectural Flood and Spot Luminaires | Standard | FALSE | [9 empty] | 42110 | Dimmable | Continuous Below 10 | NotYetVerified |  | 3 | 19633.4 | 118.27 | 166 | 14.16 | 0.912 | 5025 | 70
PVT53UV7 | Acuity Brands Lighting | Lithonia Lighting | HLF1 LED P2 50K MFL XXXXX XXXXX (All options excluding UBV FV WG VG) XXXXX | Outdoor Luminaires | High Output | Architectural Flood and Spot Luminaires | Standard | FALSE | [9 empty] | 42110 | Dimmable | Continuous Above 10 | No |  | 3 | 27725.47 | 112.71 | 246 | 14.16 | 0.912 | 5025 | 70
PK1HS8QB | Acuity Brands Lighting | Lithonia Lighting | HLF1 LED P2 50K WFL XXXXX XXXXX (All options excluding UBV FV WG VG) XXXXX | Outdoor Luminaires | High Output | Architectural Flood and Spot Luminaires | Standard | FALSE | [9 empty] | 42110 | Dimmable | Continuous Above 10 | No |  | 3 | 27485.62 | 111.73 | 246 | 14.16 | 0.912 | 5025 | 70
PP3W5T6X | Acuity Brands Lighting | Lithonia Lighting | HLF1 LED P1 50K MFL XXXXX XXXXX (All options excluding UBV FV WG VG) XXXXX | Outdoor Luminaires | High Output | Architectural Flood and Spot Luminaires | Standard | FALSE | [9 empty] | 42110 | Dimmable | Continuous Above 10 | No |  | 3 | 19633.4 | 118.27 | 166 | 14.16 | 0.912 | 5025 | 70
PPTN49GW | Acuity Brands Lighting | Lithonia Lighting | HLF2 LED P2 50K MFL XXXXX XXXXX PER5 XXXXX | Outdoor Luminaires | Very High Output | Architectural Flood and Spot Luminaires | Standard | FALSE | [9 empty] | 42110 | Dimmable | Continuous Below 10 | NotYetVerified |  | 3 | 54577.69 | 112.07 | 487 | 14.16 | 0.912 | 5025 | 70
PM2HDHRP | Acuity Brands Lighting | Lithonia Lighting | HLF2 LED P2 50K WFL XXXXX XXXXX PER5 XXXXX | Outdoor Luminaires | Very High Output | Architectural Flood and Spot Luminaires | Standard | FALSE | [9 empty] | 42110 | Dimmable | Continuous Below 10 | NotYetVerified |  | 3 | 54105.55 | 111.1 | 487 | 14.16 | 0.912 | 5025 | 70
PN2ZGYB4 | Acuity Brands Lighting | Lithonia Lighting | HLF2 LED P1 50K MFL XXXXX XXXXX PER5 XXXXX | Outdoor Luminaires | Very High Output | Architectural Flood and Spot Luminaires | Standard | FALSE | [9 empty] | 42110 | Dimmable | Continuous Below 10 | NotYetVerified |  | 3 | 39783.26 | 121.29 | 328 | 14.16 | 0.912 | 5025 | 70
PAD8WXF2 | Acuity Brands Lighting | Lithonia Lighting | HLF2 LED P1 50K WFL XXXXX XXXXX PER5 XXXXX | Outdoor Luminaires | Very High Output | Architectural Flood and Spot Luminaires | Standard | FALSE | [9 empty] | 42110 | Dimmable | Continuous Below 10 | NotYetVerified |  | 3 | 39439.1 | 120.24 | 328 | 14.16 | 0.912 | 5025 | 70
PWCZ4QV4 | Acuity Brands Lighting | Lithonia Lighting | HLF2 LED P3 50K MFL XXXXX XXXXX PER5 XXXXX | Outdoor Luminaires | Very High Output | Architectural Flood and Spot Luminaires | Standard | FALSE | [9 empty] | 42110 | Dimmable | Continuous Below 10 | NotYetVerified |  | 3 | 64551.56 | 107.95 | 598 | 4.75 | 0.981 | 5025 | 70
PMN8XVGY | Acuity Brands Lighting | Lithonia Lighting | HLF2 LED P3 50K WFL XXXXX XXXXX PER5 XXXXX | Outdoor Luminaires | Very High Output | Architectural Flood and Spot Luminaires | Standard | FALSE | [9 empty] | 42110 | Dimmable | Continuous Below 10 | NotYetVerified |  | 3 | 63911.97 | 106.88 | 598 | 4.75 | 0.981 | 5025 | 70
PDK4B3P1 | Acuity Brands Lighting | Lithonia Lighting | HLF1 LED P3 50K MFL XXXXX XXXXX PER5 XXXXX | Outdoor Luminaires | Very High Output | Architectural Flood and Spot Luminaires | Standard | FALSE | [9 empty] | 42110 | Dimmable | Continuous Below 10 | NotYetVerified |  | 3 | 32792.19 | 111.16 | 295 | 4.75 | 0.981 | 5025 | 70
PKSSB9DY | Acuity Brands Lighting | Lithonia Lighting | HLF1 LED P3 50K WFL XXXXX XXXXX PER5 XXXXX | Outdoor Luminaires | Very High Output | Architectural Flood and Spot Luminaires | Standard | FALSE | [9 empty] | 42110 | Dimmable | Continuous Below 10 | NotYetVerified |  | 3 | 32467.28 | 110.06 | 295 | 4.75 | 0.981 | 5025 | 70
PJNCRDGJ | Acuity Brands Lighting | Lithonia Lighting | HLF2 LED P2 50K MFL XXXXX XXXXX (All options excluding UBV FV WG VG) XXXXX | Outdoor Luminaires | Very High Output | Architectural Flood and Spot Luminaires | Standard | FALSE | [9 empty] | 42110 | Dimmable | Continuous Above 10 | No |  | 3 | 54577.69 | 112.07 | 487 | 14.16 | 0.912 | 5025 | 70
PGG3A6Z5 | Acuity Brands Lighting | Lithonia Lighting | HLF2 LED P2 50K WFL XXXXX XXXXX (All options excluding UBV FV WG VG) XXXXX | Outdoor Luminaires | Very High Output | Architectural Flood and Spot Luminaires | Standard | FALSE | [9 empty] | 42110 | Dimmable | Continuous Above 10 | No |  | 3 | 54105.55 | 111.1 | 487 | 14.16 | 0.912 | 5025 | 70
PWBFZTEX | Acuity Brands Lighting | Lithonia Lighting | HLF2 LED P1 50K MFL XXXXX XXXXX (All options excluding UBV FV WG VG) XXXXX | Outdoor Luminaires | Very High Output | Architectural Flood and Spot Luminaires | Standard | FALSE | [9 empty] | 42110 | Dimmable | Continuous Above 10 | No |  | 3 | 39783.26 | 121.29 | 328 | 14.16 | 0.912 | 5025 | 70
P7SKKQQC | Acuity Brands Lighting | Lithonia Lighting | HLF2 LED P1 50K WFL XXXXX XXXXX (All options excluding UBV FV WG VG) XXXXX | Outdoor Luminaires | Very High Output | Architectural Flood and Spot Luminaires | Standard | FALSE | [9 empty] | 42110 | Dimmable | Continuous Above 10 | No |  | 3 | 39439.1 | 120.24 | 328 | 14.16 | 0.912 | 5025 | 70
PAHME5DR | Acuity Brands Lighting | Lithonia Lighting | HLF2 LED P3 50K MFL XXXXX XXXXX (All options excluding UBV FV WG VG) XXXXX | Outdoor Luminaires | Very High Output | Architectural Flood and Spot Luminaires | Standard | FALSE | [9 empty] | 42110 | Dimmable | Continuous Above 10 | No |  | 3 | 64551.56 | 107.95 | 598 | 4.75 | 0.981 | 5025 | 70
PUAMK279 | Acuity Brands Lighting | Lithonia Lighting | HLF2 LED P3 50K WFL XXXXX XXXXX (All options excluding UBV FV WG VG) XXXXX | Outdoor Luminaires | Very High Output | Architectural Flood and Spot Luminaires | Standard | FALSE | [9 empty] | 42110 | Dimmable | Continuous Above 10 | No |  | 3 | 63911.97 | 106.88 | 598 | 4.75 | 0.981 | 5025 | 70
PZTZZ5WA | Acuity Brands Lighting | Lithonia Lighting | HLF1 LED P3 50K MFL XXXXX XXXXX (All options excluding UBV FV WG VG) XXXXX | Outdoor Luminaires | Very High Output | Architectural Flood and Spot Luminaires | Standard | FALSE | [9 empty] | 42110 | Dimmable | Continuous Above 10 | No |  | 3 | 32792.19 | 111.16 | 295 | 4.75 | 0.981 | 5025 | 70
PQTPWKDV | Acuity Brands Lighting | Lithonia Lighting | HLF1 LED P3 50K WFL XXXXX XXXXX (All options excluding UBV FV WG VG) XXXXX | Outdoor Luminaires | Very High Output | Architectural Flood and Spot Luminaires | Standard | FALSE | [9 empty] | 42110 | Dimmable | Continuous Above 10 | No |  | 3 | 32467.28 | 110.06 | 295 | 4.75 | 0.981 | 5025 | 70
PCK6JS8G | Acuity Brands Lighting | Lithonia Lighting | HLF1 LED P2 40K MFL XXXXX XXXXX PER5 XXXXX | Outdoor Luminaires | High Output | Architectural Flood and Spot Luminaires | Standard | FALSE | [9 empty] | 42110 | Dimmable | Continuous Below 10 | NotYetVerified |  | 3 | 27354.1 | 111.2 | 246 | 14.16 | 0.912 | 4000 | 70
PM8A65AK | Acuity Brands Lighting | Lithonia Lighting | HLF1 LED P2 40K WFL XXXXX XXXXX PER5 XXXXX | Outdoor Luminaires | High Output | Architectural Flood and Spot Luminaires | Standard | FALSE | [9 empty] | 42110 | Dimmable | Continuous Below 10 | NotYetVerified |  | 3 | 27117.47 | 110.23 | 246 | 14.16 | 0.912 | 4000 | 70
PVFP1V88 | Acuity Brands Lighting | Lithonia Lighting | HLF1 LED P1 40K MFL XXXXX XXXXX PER5 XXXXX | Outdoor Luminaires | High Output | Architectural Flood and Spot Luminaires | Standard | FALSE | [9 empty] | 42110 | Dimmable | Continuous Below 10 | NotYetVerified |  | 3 | 19370.42 | 116.69 | 166 | 14.16 | 0.912 | 4000 | 70
PTKB1BXG | Acuity Brands Lighting | Lithonia Lighting | HLF1 LED P1 40K WFL XXXXX XXXXX PER5 XXXXX | Outdoor Luminaires | High Output | Architectural Flood and Spot Luminaires | Standard | FALSE | [9 empty] | 42110 | Dimmable | Continuous Below 10 | NotYetVerified |  | 3 | 19202.85 | 115.68 | 166 | 14.16 | 0.912 | 4000 | 70
PRR2FYKY | Acuity Brands Lighting | Lithonia Lighting | HLF1 LED P2 40K MFL XXXXX XXXXX (All options excluding UBV FV WG VG) XXXXX | Outdoor Luminaires | High Output | Architectural Flood and Spot Luminaires | Standard | FALSE | [9 empty] | 42110 | Dimmable | Continuous Above 10 | No |  | 3 | 27354.1 | 111.2 | 246 | 14.16 | 0.912 | 4000 | 70
PYJ7H8W3 | Acuity Brands Lighting | Lithonia Lighting | HLF1 LED P2 40K WFL XXXXX XXXXX (All options excluding UBV FV WG VG) XXXXX | Outdoor Luminaires | High Output | Architectural Flood and Spot Luminaires | Standard | FALSE | [9 empty] | 42110 | Dimmable | Continuous Above 10 | No |  | 3 | 27117.47 | 110.23 | 246 | 14.16 | 0.912 | 4000 | 70
P7A37DTE | Acuity Brands Lighting | Lithonia Lighting | HLF1 LED P1 40K MFL XXXXX XXXXX (All options excluding UBV FV WG VG) XXXXX | Outdoor Luminaires | High Output | Architectural Flood and Spot Luminaires | Standard | FALSE | [9 empty] | 42110 | Dimmable | Continuous Above 10 | No |  | 3 | 19370.42 | 116.69 | 166 | 14.16 | 0.912 | 4000 | 70
PUD27HV5 | Acuity Brands Lighting | Lithonia Lighting | HLF1 LED P1 40K WFL XXXXX XXXXX (All options excluding UBV FV WG VG) XXXXX | Outdoor Luminaires | High Output | Architectural Flood and Spot Luminaires | Standard | FALSE | [9 empty] | 42110 | Dimmable | Continuous Above 10 | No |  | 3 | 19202.85 | 115.68 | 166 | 14.16 | 0.912 | 4000 | 70
PQNM3B59 | Acuity Brands Lighting | Lithonia Lighting | HLF2 LED P2 40K MFL XXXXX XXXXX PER5 XXXXX | Outdoor Luminaires | Very High Output | Architectural Flood and Spot Luminaires | Standard | FALSE | [9 empty] | 42110 | Dimmable | Continuous Below 10 | NotYetVerified |  | 3 | 53846.65 | 110.57 | 487 | 14.16 | 0.912 | 4000 | 70
PV9BZBH3 | Acuity Brands Lighting | Lithonia Lighting | HLF2 LED P2 40K WFL XXXXX XXXXX PER5 XXXXX | Outdoor Luminaires | Very High Output | Architectural Flood and Spot Luminaires | Standard | FALSE | [9 empty] | 42110 | Dimmable | Continuous Below 10 | NotYetVerified |  | 3 | 53380.84 | 109.61 | 487 | 14.16 | 0.912 | 4000 | 70
P3TR9SF9 | Acuity Brands Lighting | Lithonia Lighting | HLF2 LED P1 40K MFL XXXXX XXXXX PER5 XXXXX | Outdoor Luminaires | Very High Output | Architectural Flood and Spot Luminaires | Standard | FALSE | [9 empty] | 42110 | Dimmable | Continuous Below 10 | NotYetVerified |  | 3 | 39250.38 | 119.67 | 328 | 14.16 | 0.912 | 4000 | 70
PVSUZP68 | Acuity Brands Lighting | Lithonia Lighting | HLF2 LED P1 40K WFL XXXXX XXXXX PER5 XXXXX | Outdoor Luminaires | Very High Output | Architectural Flood and Spot Luminaires | Standard | FALSE | [9 empty] | 42110 | Dimmable | Continuous Below 10 | NotYetVerified |  | 3 | 38910.84 | 118.63 | 328 | 14.16 | 0.912 | 4000 | 70
PF12HRZU | Acuity Brands Lighting | Lithonia Lighting | HLF2 LED P3 40K MFL XXXXX XXXXX PER5 XXXXX | Outdoor Luminaires | Very High Output | Architectural Flood and Spot Luminaires | Standard | FALSE | [9 empty] | 42110 | Dimmable | Continuous Below 10 | NotYetVerified |  | 3 | 64247.85 | 107.44 | 598 | 4.75 | 0.981 | 4000 | 70
PTZY8SUC | Acuity Brands Lighting | Lithonia Lighting | HLF2 LED P3 40K WFL XXXXX XXXXX PER5 XXXXX | Outdoor Luminaires | Very High Output | Architectural Flood and Spot Luminaires | Standard | FALSE | [9 empty] | 42110 | Dimmable | Continuous Below 10 | NotYetVerified |  | 3 | 63611.27 | 106.37 | 598 | 4.75 | 0.981 | 4000 | 70
PJ4J2F21 | Acuity Brands Lighting | Lithonia Lighting | HLF1 LED P3 40K MFL XXXXX XXXXX PER5 XXXXX | Outdoor Luminaires | Very High Output | Architectural Flood and Spot Luminaires | Standard | FALSE | [9 empty] | 42110 | Dimmable | Continuous Below 10 | NotYetVerified |  | 3 | 32637.91 | 110.64 | 295 | 4.75 | 0.981 | 4000 | 70
PU6A84VA | Acuity Brands Lighting | Lithonia Lighting | HLF1 LED P3 40K WFL XXXXX XXXXX PER5 XXXXX | Outdoor Luminaires | Very High Output | Architectural Flood and Spot Luminaires | Standard | FALSE | [9 empty] | 42110 | Dimmable | Continuous Below 10 | NotYetVerified |  | 3 | 32314.53 | 109.54 | 295 | 4.75 | 0.981 | 4000 | 70
P3GANBV9 | Acuity Brands Lighting | Lithonia Lighting | HLF2 LED P2 40K MFL XXXXX XXXXX (All options excluding UBV FV WG VG) XXXXX | Outdoor Luminaires | Very High Output | Architectural Flood and Spot Luminaires | Standard | FALSE | [9 empty] | 42110 | Dimmable | Continuous Above 10 | No |  | 3 | 53846.65 | 110.57 | 487 | 14.16 | 0.912 | 4000 | 70
P2TJKFNB | Acuity Brands Lighting | Lithonia Lighting | HLF2 LED P2 40K WFL XXXXX XXXXX (All options excluding UBV FV WG VG) XXXXX | Outdoor Luminaires | Very High Output | Architectural Flood and Spot Luminaires | Standard | FALSE | [9 empty] | 42110 | Dimmable | Continuous Above 10 | No |  | 3 | 53380.84 | 109.61 | 487 | 14.16 | 0.912 | 4000 | 70
P92YP6TK | Acuity Brands Lighting | Lithonia Lighting | HLF2 LED P1 40K MFL XXXXX XXXXX (All options excluding UBV FV WG VG) XXXXX | Outdoor Luminaires | Very High Output | Architectural Flood and Spot Luminaires | Standard | FALSE | [9 empty] | 42110 | Dimmable | Continuous Above 10 | No |  | 3 | 39250.38 | 119.67 | 328 | 14.16 | 0.912 | 4000 | 70
P9F84K7E | Acuity Brands Lighting | Lithonia Lighting | HLF2 LED P1 40K WFL XXXXX XXXXX (All options excluding UBV FV WG VG) XXXXX | Outdoor Luminaires | Very High Output | Architectural Flood and Spot Luminaires | Standard | FALSE | [9 empty] | 42110 | Dimmable | Continuous Above 10 | No |  | 3 | 38910.84 | 118.63 | 328 | 14.16 | 0.912 | 4000 | 70
PSR2DYPS | Acuity Brands Lighting | Lithonia Lighting | HLF2 LED P3 40K MFL XXXXX XXXXX (All options excluding UBV FV WG VG) XXXXX | Outdoor Luminaires | Very High Output | Architectural Flood and Spot Luminaires | Standard | FALSE | [9 empty] | 42110 | Dimmable | Continuous Above 10 | No |  | 3 | 64247.85 | 107.44 | 598 | 4.75 | 0.981 | 4000 | 70
PNE9RC3V | Acuity Brands Lighting | Lithonia Lighting | HLF2 LED P3 40K WFL XXXXX XXXXX (All options excluding UBV FV WG VG) XXXXX | Outdoor Luminaires | Very High Output | Architectural Flood and Spot Luminaires | Standard | FALSE | [9 empty] | 42110 | Dimmable | Continuous Above 10 | No |  | 3 | 63611.27 | 106.37 | 598 | 4.75 | 0.981 | 4000 | 70
PUDR39X1 | Acuity Brands Lighting | Lithonia Lighting | HLF1 LED P3 40K MFL XXXXX XXXXX (All options excluding UBV FV WG VG) XXXXX | Outdoor Luminaires | Very High Output | Architectural Flood and Spot Luminaires | Standard | FALSE | [9 empty] | 42110 | Dimmable | Continuous Above 10 | No |  | 3 | 32637.91 | 110.64 | 295 | 4.75 | 0.981 | 4000 | 70
PX6XE9QF | Acuity Brands Lighting | Lithonia Lighting | HLF1 LED P3 40K WFL XXXXX XXXXX (All options excluding UBV FV WG VG) XXXXX | Outdoor Luminaires | Very High Output | Architectural Flood and Spot Luminaires | Standard | FALSE | [9 empty] | 42110 | Dimmable | Continuous Above 10 | No |  | 3 | 32314.53 | 109.54 | 295 | 4.75 | 0.981 | 4000 | 70
P8G5EWGC | Acuity Brands Lighting | Lithonia Lighting | HLF1 LED P2 30K MFL XXXXX XXXXX PER5 XXXXX | Outdoor Luminaires | High Output | Architectural Flood and Spot Luminaires | Standard | FALSE | [9 empty] | 42110 | Dimmable | Continuous Below 10 | NotYetVerified |  | 3 | 26415.91 | 107.38 | 246 | 14.16 | 0.912 | 2820 | 70
PSFBTR3E | Acuity Brands Lighting | Lithonia Lighting | HLF1 LED P2 30K WFL XXXXX XXXXX PER5 XXXXX | Outdoor Luminaires | High Output | Architectural Flood and Spot Luminaires | Standard | FALSE | [9 empty] | 42110 | Dimmable | Continuous Below 10 | NotYetVerified |  | 3 | 26187.39 | 106.45 | 246 | 14.16 | 0.912 | 2820 | 70
PXNMXMDE | Acuity Brands Lighting | Lithonia Lighting | HLF1 LED P1 30K MFL XXXXX XXXXX PER5 XXXXX | Outdoor Luminaires | High Output | Architectural Flood and Spot Luminaires | Standard | FALSE | [9 empty] | 42110 | Dimmable | Continuous Below 10 | NotYetVerified |  | 3 | 18706.05 | 112.69 | 166 | 14.16 | 0.912 | 2820 | 70
PW4BY1WQ | Acuity Brands Lighting | Lithonia Lighting | HLF1 LED P2 30K MFL XXXXX XXXXX (All options excluding UBV FV WG VG) XXXXX | Outdoor Luminaires | High Output | Architectural Flood and Spot Luminaires | Standard | FALSE | [9 empty] | 42110 | Dimmable | Continuous Above 10 | No |  | 3 | 26415.91 | 107.38 | 246 | 14.16 | 0.912 | 2820 | 70
PMF1RZUM | Acuity Brands Lighting | Lithonia Lighting | HLF1 LED P2 30K WFL XXXXX XXXXX (All options excluding UBV FV WG VG) XXXXX | Outdoor Luminaires | High Output | Architectural Flood and Spot Luminaires | Standard | FALSE | [9 empty] | 42110 | Dimmable | Continuous Above 10 | No |  | 3 | 26187.39 | 106.45 | 246 | 14.16 | 0.912 | 2820 | 70
P6VHYPHE | Acuity Brands Lighting | Lithonia Lighting | HLF1 LED P1 30K MFL XXXXX XXXXX (All options excluding UBV FV WG VG) XXXXX | Outdoor Luminaires | High Output | Architectural Flood and Spot Luminaires | Standard | FALSE | [9 empty] | 42110 | Dimmable | Continuous Above 10 | No |  | 3 | 18706.05 | 112.69 | 166 | 14.16 | 0.912 | 2820 | 70
P8E3RKYT | Acuity Brands Lighting | Lithonia Lighting | HLF2 LED P2 30K MFL XXXXX XXXXX PER5 XXXXX | Outdoor Luminaires | Very High Output | Architectural Flood and Spot Luminaires | Standard | FALSE | [9 empty] | 42110 | Dimmable | Continuous Below 10 | NotYetVerified |  | 3 | 51999.82 | 106.78 | 487 | 14.16 | 0.912 | 2820 | 70
P167AG74 | Acuity Brands Lighting | Lithonia Lighting | HLF2 LED P1 30K MFL XXXXX XXXXX PER5 XXXXX | Outdoor Luminaires | Very High Output | Architectural Flood and Spot Luminaires | Standard | FALSE | [9 empty] | 42110 | Dimmable | Continuous Below 10 | NotYetVerified |  | 3 | 37904.17 | 115.56 | 328 | 14.16 | 0.912 | 2820 | 70
PMMYJNCB | Acuity Brands Lighting | Lithonia Lighting | HLF2 LED P1 30K WFL XXXXX XXXXX PER5 XXXXX | Outdoor Luminaires | Very High Output | Architectural Flood and Spot Luminaires | Standard | FALSE | [9 empty] | 42110 | Dimmable | Continuous Below 10 | NotYetVerified |  | 3 | 37576.28 | 114.56 | 328 | 14.16 | 0.912 | 2820 | 70
P1XZ1PYV | Acuity Brands Lighting | Lithonia Lighting | HLF2 LED P3 30K MFL XXXXX XXXXX PER5 XXXXX | Outdoor Luminaires | Very High Output | Architectural Flood and Spot Luminaires | Standard | FALSE | [9 empty] | 42110 | Dimmable | Continuous Below 10 | NotYetVerified |  | 3 | 60373.28 | 100.96 | 598 | 4.75 | 0.981 | 2820 | 70
PWYUQ3BF | Acuity Brands Lighting | Lithonia Lighting | HLF1 LED P3 30K MFL XXXXX XXXXX PER5 XXXXX | Outdoor Luminaires | Very High Output | Architectural Flood and Spot Luminaires | Standard | FALSE | [9 empty] | 42110 | Dimmable | Continuous Below 10 | NotYetVerified |  | 3 | 30669.63 | 103.96 | 295 | 4.75 | 0.981 | 2820 | 70
PD6KVT2W | Acuity Brands Lighting | Lithonia Lighting | HLF1 LED P3 30K WFL XXXXX XXXXX PER5 XXXXX | Outdoor Luminaires | Very High Output | Architectural Flood and Spot Luminaires | Standard | FALSE | [9 empty] | 42110 | Dimmable | Continuous Below 10 | NotYetVerified |  | 3 | 30365.75 | 102.93 | 295 | 4.75 | 0.981 | 2820 | 70
PZ91BJBQ | Acuity Brands Lighting | Lithonia Lighting | HLF2 LED P2 30K MFL XXXXX XXXXX (All options excluding UBV FV WG VG) XXXXX | Outdoor Luminaires | Very High Output | Architectural Flood and Spot Luminaires | Standard | FALSE | [9 empty] | 42110 | Dimmable | Continuous Above 10 | No |  | 3 | 51999.82 | 106.78 | 487 | 14.16 | 0.912 | 2820 | 70
PA8F5Y91 | Acuity Brands Lighting | Lithonia Lighting | HLF2 LED P1 30K MFL XXXXX XXXXX (All options excluding UBV FV WG VG) XXXXX | Outdoor Luminaires | Very High Output | Architectural Flood and Spot Luminaires | Standard | FALSE | [9 empty] | 42110 | Dimmable | Continuous Above 10 | No |  | 3 | 37904.17 | 115.56 | 328 | 14.16 | 0.912 | 2820 | 70
PW3Z83M9 | Acuity Brands Lighting | Lithonia Lighting | HLF2 LED P1 30K WFL XXXXX XXXXX (All options excluding UBV FV WG VG) XXXXX | Outdoor Luminaires | Very High Output | Architectural Flood and Spot Luminaires | Standard | FALSE | [9 empty] | 42110 | Dimmable | Continuous Above 10 | No |  | 3 | 37576.28 | 114.56 | 328 | 14.16 | 0.912 | 2820 | 70
PK8J85VE | Acuity Brands Lighting | Lithonia Lighting | HLF2 LED P3 30K MFL XXXXX XXXXX (All options excluding UBV FV WG VG) XXXXX | Outdoor Luminaires | Very High Output | Architectural Flood and Spot Luminaires | Standard | FALSE | [9 empty] | 42110 | Dimmable | Continuous Above 10 | No |  | 3 | 60373.28 | 100.96 | 598 | 4.75 | 0.981 | 2820 | 70
PX5Q4NKY | Acuity Brands Lighting | Lithonia Lighting | HLF1 LED P3 30K MFL XXXXX XXXXX (All options excluding UBV FV WG VG) XXXXX | Outdoor Luminaires | Very High Output | Architectural Flood and Spot Luminaires | Standard | FALSE | [9 empty] | 42110 | Dimmable | Continuous Above 10 | No |  | 3 | 30669.63 | 103.96 | 295 | 4.75 | 0.981 | 2820 | 70
PAS6XY68 | Acuity Brands Lighting | Lithonia Lighting | HLF1 LED P3 30K WFL XXXXX XXXXX (All options excluding UBV FV WG VG) XXXXX | Outdoor Luminaires | Very High Output | Architectural Flood and Spot Luminaires | Standard | FALSE | [9 empty] | 42110 | Dimmable | Continuous Above 10 | No |  | 3 | 30365.75 | 102.93 | 295 | 4.75 | 0.981 | 2820 | 70
PZ9M6FBX | RC Lighting | RC Lighting | FXLED200[All Mounting Options]YB55[All Fixture Colors]/[Option Includes PC] RCL | Outdoor Luminaires | High Output | Architectural Flood and Spot Luminaires | Standard | TRUE | 21360 | 104.8 | 203.8 | 11.9 | 0.939 | 3051 | 81 | 5 | 100000 | 42108 |  |  | NotYetVerified |  | 3
P1JZ193G | RC Lighting | RC Lighting | FXLED200[All Mounting Options]YB33[All Fixture Colors]/[Option Includes PC] RCL | Outdoor Luminaires | High Output | Architectural Flood and Spot Luminaires | Standard | TRUE | 21590 | 105.5 | 204.7 | 10.6 | 0.934 | 3063 | 81 | 5 | 100000 | 42108 |  |  | NotYetVerified |  | 3
PXD79FDY | RC Lighting | RC Lighting | FXLED200[All Mounting Options]YB46[All Fixture Colors] RCL | Outdoor Luminaires | High Output | Architectural Flood and Spot Luminaires | Standard | TRUE | 21301 | 104.1 | 204.7 | 10.6 | 0.934 | 3086 | 81 | 5 | 100000 | 42108 |  |  | NotYetVerified |  | 3
PT17W2GS | RC Lighting | RC Lighting | FXLED200[All Mounting Options]YB64[All Fixture Colors] RCL | Outdoor Luminaires | High Output | Architectural Flood and Spot Luminaires | Standard | TRUE | 22421 | 109.7 | 204.3 | 10.3 | 0.934 | 3088 | 81 | 5 | 100000 | 42108 |  |  | NotYetVerified |  | 3
PHH5PW61 | RC Lighting | RC Lighting | FXLED200[All Mounting Options]B46[All Fixture Colors] RCL | Outdoor Luminaires | High Output | Architectural Flood and Spot Luminaires | Standard | FALSE | [9 empty] | 42108 |  |  | NotYetVerified |  | 3 | 24457 | 120.4 | 203 | 11 | 0.938 | 4886 | 72
P7U6QDYN | RC Lighting | RC Lighting | FXLED200[All Mounting Options]B46[All Fixture Colors]/D10 RCL | Outdoor Luminaires | High Output | Architectural Flood and Spot Luminaires | Standard | FALSE | [9 empty] | 42108 |  |  | NotYetVerified |  | 3 | 23646 | 122.1 | 193.6 | 12.1 | 0.931 | 4886 | 72
P6CVRFHN | RC Lighting | RC Lighting | FXLED200[All Mounting Options]B64[All Fixture Colors] RCL | Outdoor Luminaires | High Output | Architectural Flood and Spot Luminaires | Standard | FALSE | [9 empty] | 42108 |  |  | NotYetVerified |  | 3 | 25988 | 128.1 | 203 | 11 | 0.938 | 4875 | 72
PE9KNJGR | RC Lighting | RC Lighting | FXLED200[All Mounting Options]B64[All Fixture Colors]/D10 RCL | Outdoor Luminaires | High Output | Architectural Flood and Spot Luminaires | Standard | FALSE | [9 empty] | 42108 |  |  | NotYetVerified |  | 3 | 25126 | 129.9 | 193.4 | 12.1 | 0.931 | 4875 | 72
PSNE5UZU | RC Lighting | RC Lighting | FXLED200[All Mounting Options]B33[All Fixture Colors]/[Option Includes PC] RCL | Outdoor Luminaires | High Output | Architectural Flood and Spot Luminaires | Standard | FALSE | [9 empty] | 42108 |  |  | NotYetVerified |  | 3 | 24430 | 120.4 | 203 | 11 | 0.938 | 4839 | 72
PW1UME3K | RC Lighting | RC Lighting | FXLED200[All Mounting Options]B33[All Fixture Colors]/D10/[Option Includes PC] RCL | Outdoor Luminaires | High Output | Architectural Flood and Spot Luminaires | Standard | FALSE | [9 empty] | 42108 |  |  | NotYetVerified |  | 3 | 23620 | 122.1 | 193.4 | 12.1 | 0.931 | 4839 | 72
PM677ERY | RC Lighting | RC Lighting | FXLED200[All Mounting Options]B55[All Fixture Colors]/[Option Includes PC] RCL | Outdoor Luminaires | High Output | Architectural Flood and Spot Luminaires | Standard | FALSE | [9 empty] | 42108 |  |  | NotYetVerified |  | 3 | 24616 | 120 | 205 | 10.1 | 0.937 | 4824 | 72
PMJKG7M8 | RC Lighting | RC Lighting | FXLED200[All Mounting Options]B55[All Fixture Colors]/D10/[Option Includes PC] RCL | Outdoor Luminaires | High Output | Architectural Flood and Spot Luminaires | Standard | FALSE | [9 empty] | 42108 |  |  | NotYetVerified |  | 3 | 23799 | 121.7 | 195.5 | 11.1 | 0.93 | 4824 | 72
PBZMTED4 | RC Lighting | RC Lighting | FXLED200[All Mounting Options]NB46[All Fixture Colors] RCL | Outdoor Luminaires | High Output | Architectural Flood and Spot Luminaires | Standard | FALSE | [9 empty] | 42108 |  |  | NotYetVerified |  | 3 | 22292 | 108.8 | 205.1 | 11.7 | 0.939 | 3982 | 82
PTAHQBHJ | RC Lighting | RC Lighting | FXLED200[All Mounting Options]NB46[All Fixture Colors]/D10 RCL | Outdoor Luminaires | High Output | Architectural Flood and Spot Luminaires | Standard | FALSE | [9 empty] | 42108 |  |  | NotYetVerified |  | 3 | 21553 | 110.3 | 195.3 | 12.9 | 0.932 | 3982 | 82
PFUD11KQ | RC Lighting | RC Lighting | FXLED200[All Mounting Options]NB64[All Fixture Colors] RCL | Outdoor Luminaires | High Output | Architectural Flood and Spot Luminaires | Standard | FALSE | [9 empty] | 42108 |  |  | NotYetVerified |  | 3 | 23325 | 113.8 | 205.4 | 11.9 | 0.939 | 3979 | 82
PCSVHNT4 | RC Lighting | RC Lighting | FXLED200[All Mounting Options]NB64[All Fixture Colors]/D10 RCL | Outdoor Luminaires | High Output | Architectural Flood and Spot Luminaires | Standard | FALSE | [9 empty] | 42108 |  |  | NotYetVerified |  | 3 | 22551 | 115.4 | 195.4 | 13.1 | 0.932 | 3979 | 82
P2M33EZS | RC Lighting | RC Lighting | FXLED200[All Mounting Options]NB55[All Fixture Colors]/[Option Includes PC] RCL | Outdoor Luminaires | High Output | Architectural Flood and Spot Luminaires | Standard | FALSE | [9 empty] | 42108 |  |  | NotYetVerified |  | 3 | 22893 | 111 | 206.4 | 12.2 | 0.94 | 3967 | 82
PMABS3WM | RC Lighting | RC Lighting | FXLED200[All Mounting Options]NB55[All Fixture Colors]/D10/[Option Includes PC] RCL | Outdoor Luminaires | High Output | Architectural Flood and Spot Luminaires | Standard | FALSE | [9 empty] | 42108 |  |  | NotYetVerified |  | 3 | 22134 | 112.5 | 196.7 | 13.4 | 0.933 | 3967 | 82
PVXCAYGZ | RC Lighting | RC Lighting | FXLED200[All Mounting Options]NB33[All Fixture Colors]/[Option Includes PC] RCL | Outdoor Luminaires | High Output | Architectural Flood and Spot Luminaires | Standard | FALSE | [9 empty] | 42108 |  |  | NotYetVerified |  | 3 | 22406 | 109.4 | 204.9 | 11.8 | 0.939 | 3953 | 82
PUZ2NGN3 | RC Lighting | RC Lighting | FXLED200[All Mounting Options]NB33[All Fixture Colors]/D10/[Option Includes PC] RCL | Outdoor Luminaires | High Output | Architectural Flood and Spot Luminaires | Standard | FALSE | [9 empty] | 42108 |  |  | NotYetVerified |  | 3 | 21663 | 110.9 | 195.3 | 13 | 0.932 | 3953 | 82
PDP9AW82 | RC Lighting | RC Lighting | FXLED200[All Mounting Options]YB64[All Fixture Colors]/D10 RCL | Outdoor Luminaires | High Output | Architectural Flood and Spot Luminaires | Standard | FALSE | [9 empty] | 42108 |  |  | NotYetVerified |  | 3 | 21677 | 111.3 | 194.8 | 11.3 | 0.927 | 3088 | 81
PAMVGP88 | RC Lighting | RC Lighting | FXLED200[All Mounting Options]YB46[All Fixture Colors]/D10 RCL | Outdoor Luminaires | High Output | Architectural Flood and Spot Luminaires | Standard | FALSE | [9 empty] | 42108 |  |  | NotYetVerified |  | 3 | 20594 | 105.5 | 195.1 | 11.6 | 0.927 | 3086 | 81
PJZG18PM | RC Lighting | RC Lighting | FXLED200[All Mounting Options]YB33[All Fixture Colors]/D10/[Option Includes PC] RCL | Outdoor Luminaires | High Output | Architectural Flood and Spot Luminaires | Standard | FALSE | [9 empty] | 42108 |  |  | NotYetVerified |  | 3 | 20874 | 107 | 195.1 | 11.6 | 0.927 | 3063 | 81
PCFWVUNX | RC Lighting | RC Lighting | FXLED200[All Mounting Options]YB55[All Fixture Colors]/D10/[Option Includes PC] RCL | Outdoor Luminaires | High Output | Architectural Flood and Spot Luminaires | Standard | FALSE | [9 empty] | 42108 |  |  | NotYetVerified |  | 3 | 20651 | 106.3 | 194.3 | 13.1 | 0.932 | 3051 | 81
PGPVTAVX | Amerlux Exterior Lighting Group | Varieta Flood Light | FLC8-30-DM | Outdoor Luminaires | High Output | Architectural Flood and Spot Luminaires | Standard | TRUE | 15217 | 85 | 178.9 | 8.02 | 0.977 | 3054 | 83 | 10 | 50000 | 42103 |  |  | NotYetVerified |  | 3 | 15217 | 85 | 179.1 | 4.01 | 0.998 | 3054 | 83
PUJ6R3ZY | Amerlux Exterior Lighting Group | Varieta Flood Light | FLC6-30-DM | Outdoor Luminaires | High Output | Architectural Flood and Spot Luminaires | Standard | TRUE | 11910 | 84.9 | 137.2 | 10.5 | 0.965 | 3063 | 82.9 | 10 | 50000 | 42103 |  |  | NotYetVerified |  | 3 | 11910 | 84.9 | 137.2 | 10.5 | 0.965 | 3063 | 82.9
PYMNAPKEW | Shenzhen Cesp Co. Ltd | China Energy South Power | CES-J200 (5700K) | Outdoor Luminaires | High Output | Architectural Flood and Spot Luminaires | Standard | TRUE | 17284.09 | 92.38 | 187.09 | 9.69 | 0.943 | 5974 | 70.7 | 5 | 100000 | 42103 |  |  | NotYetVerified |  | 3 | 17284.1 | 92.4 | 185 | 10 | 0.98 | 5700 | 70
PC6KQDBP | Amerlux Exterior Lighting Group | Varieta Flood Light | FLC8-50 | Outdoor Luminaires | High Output | Architectural Flood and Spot Luminaires | Standard | FALSE | [9 empty] | 42103 | Not Dimmable | Not Dimmable | NotYetVerified |  | 3 | 18499 | 99.8 | 185.4 | 3.81 | 0.999 | 4904 | 76.4
P2QXNA9A | Amerlux Exterior Lighting Group | Varieta Flood Light | FLC8-50-DM | Outdoor Luminaires | High Output | Architectural Flood and Spot Luminaires | Standard | FALSE | [9 empty] | 42103 | Dimmable | Continuous Above 10 | NotYetVerified |  | 3 | 18499 | 99.8 | 185.4 | 3.81 | 0.999 | 4904 | 76.4
PA5PSK69 | Amerlux Exterior Lighting Group | Varieta Flood Light | FLC6-50 | Outdoor Luminaires | High Output | Architectural Flood and Spot Luminaires | Standard | FALSE | [9 empty] | 42103 | Not Dimmable | Not Dimmable | NotYetVerified |  | 3 | 13780 | 99.6 | 135.8 | 10.1 | 0.963 | 4897 | 76.1
PYFMPHS7 | Amerlux Exterior Lighting Group | Varieta Flood Light | FLC6-50-DM | Outdoor Luminaires | High Output | Architectural Flood and Spot Luminaires | Standard | FALSE | [9 empty] | 42103 | Dimmable | Continuous Above 10 | NotYetVerified |  | 3 | 13780 | 99.6 | 135.8 | 10.1 | 0.963 | 4897 | 76.1
PQAXQTRW | Amerlux Exterior Lighting Group | Varieta Flood Light | FLC6-40 | Outdoor Luminaires | High Output | Architectural Flood and Spot Luminaires | Standard | FALSE | [9 empty] | 42103 | Not Dimmable | Not Dimmable | NotYetVerified |  | 3 | 13550 | 94.8 | 139.9 | 9.08 | 0.966 | 3999 | 75.1
PRY17DK2 | Amerlux Exterior Lighting Group | Varieta Flood Light | FLC6-40-DM | Outdoor Luminaires | High Output | Architectural Flood and Spot Luminaires | Standard | FALSE | [9 empty] | 42103 | Dimmable | Continuous Above 10 | NotYetVerified |  | 3 | 13550 | 94.8 | 139.9 | 9.08 | 0.966 | 3999 | 75.1
PK868W71 | Amerlux Exterior Lighting Group | Varieta Flood Light | FLC8-40 | Outdoor Luminaires | High Output | Architectural Flood and Spot Luminaires | Standard | FALSE | [9 empty] | 42103 | Not Dimmable | Not Dimmable | NotYetVerified |  | 3 | 18239 | 98 | 186.2 | 3.91 | 0.999 | 3995 | 74.9
PA7BHQTW | Amerlux Exterior Lighting Group | Varieta Flood Light | FLC8-40-DM | Outdoor Luminaires | High Output | Architectural Flood and Spot Luminaires | Standard | FALSE | [9 empty] | 42103 | Dimmable | Continuous Above 10 | NotYetVerified |  | 3 | 18239 | 98 | 186.2 | 3.91 | 0.999 | 3995 | 74.9
P7SS4QYY | Amerlux Exterior Lighting Group | Varieta Flood Light | FLC6-30 | Outdoor Luminaires | High Output | Architectural Flood and Spot Luminaires | Standard | FALSE | [9 empty] | 42103 | Not Dimmable | Not Dimmable | NotYetVerified |  | 3 | 11910 | 84.9 | 137.2 | 10.5 | 0.965 | 3063 | 82.9
PXDTW5EX | Amerlux Exterior Lighting Group | Varieta Flood Light | FLC8-30 | Outdoor Luminaires | High Output | Architectural Flood and Spot Luminaires | Standard | FALSE | [9 empty] | 42103 | Not Dimmable | Not Dimmable | NotYetVerified |  | 3 | 15217 | 85 | 179.1 | 4.01 | 0.998 | 3054 | 83
PVKXJMZGW | Alder Optomechanical Corp. | Alder | HL-120S-HTD-T5WDB1C8-UL | Outdoor Luminaires | High Output | Architectural Flood and Spot Luminaires | Standard | TRUE | 13215.18 | 106.06 | 124.6 | 10.75 | 0.965 | 4865 | 82.9 | 5 | 73000 | 42102 |  |  | NotYetVerified |  | 3 | 13200 | 106.06 | 120 | 10.75 | 0.965 | 5000 | 80
PDGF94YFQ | Hangzhou Hpwinner Opto Corporation | Hangzhou HPWINNER Opto. Corporation | TF2A-3-180-40 | Outdoor Luminaires | High Output | Architectural Flood and Spot Luminaires | Standard | TRUE | 18441.1 | 99.78 | 184.82 | 12.46 | 0.926 | 3947 | 74 | 10 | 60000 | 42102 |  |  | NotYetVerified |  | 3 | 18360 | 102 | 180 | 20 | 0.95 | 4000 | 70
PMNA1G8Q9 | Alder Optomechanical Corp. | Alder | HL-120S-HTD-T5WNB1C8-UL | Outdoor Luminaires | High Output | Architectural Flood and Spot Luminaires | Standard | FALSE | [9 empty] | 42102 |  |  | NotYetVerified |  | 3 | 13200 | 114.82 | 120 | 4.35 | 0.998 | 4000 | 80
P785STRHT | Hangzhou Hpwinner Opto Corporation | Hangzhou HPWINNER Opto. Corporation | TF2A-3-180-57 | Outdoor Luminaires | High Output | Architectural Flood and Spot Luminaires | Standard | FALSE | [9 empty] | 42102 | Not Dimmable | Not Dimmable | NotYetVerified |  | 3 | 18441.1 | 99.78 | 180 | 20 | 0.95 | 5700 | 70
PXKT39NPM | Hangzhou Hpwinner Opto Corporation | Hangzhou HPWINNER Opto. Corporation | TF2A-3-180-50 | Outdoor Luminaires | High Output | Architectural Flood and Spot Luminaires | Standard | FALSE | [9 empty] | 42102 | Not Dimmable | Not Dimmable | NotYetVerified |  | 3 | 18441.1 | 99.78 | 180 | 20 | 0.95 | 5000 | 70
PGXX3UQV | RC Lighting | RC Lighting | FXLED300[All Mounting Options]YB46[All Fixture Colors]/[Option Includes PC] RCL | Outdoor Luminaires | High Output | Architectural Flood and Spot Luminaires | Standard | TRUE | 28366 | 90.7 | 312.8 | 10.8 | 0.959 | 3075 | 81 | 5 | 100000 | 42101 |  |  | NotYetVerified |  | 3
PPP4VXGU | RC Lighting | RC Lighting | FXLED300[All Mounting Options]YB64[All Fixture Colors]/[Options Include PC] RCL | Outdoor Luminaires | Very High Output | Architectural Flood and Spot Luminaires | Standard | TRUE | 31180 | 99.5 | 313.5 | 11 | 0.958 | 3081 | 81 | 5 | 100000 | 42101 |  |  | NotYetVerified |  | 3
PCH83Z52 | RC Lighting | RC Lighting | FXLED300[All Mounting Options]YB33[All Fixture Colors]/[Option Includes PC] RCL | Outdoor Luminaires | High Output | Architectural Flood and Spot Luminaires | Standard | TRUE | 29180 | 93 | 313.6 | 10.9 | 0.957 | 3053 | 81 | 5 | 100000 | 42101 |  |  | NotYetVerified |  | 3
PANZWJBJ | RC Lighting | RC Lighting | FXLED300[All Mounting Options]YB55[All Fixture Colors]/[Options Include PC] RCL | Outdoor Luminaires | High Output | Architectural Flood and Spot Luminaires | Standard | TRUE | 28500 | 90.6 | 314.6 | 10.8 | 0.955 | 3037 | 81 | 5 | 100000 | 42101 |  |  | NotYetVerified |  | 3
PM2KF3EH | Zon Led | Zon | Raptor 100 | Outdoor Luminaires | High Output | Architectural Flood and Spot Luminaires | Standard | TRUE | 11290 | 102.5 | 110.15 | 21.82 | 0.925 | 5126 | 73.7 | 5 |  | 42101 |  |  | NotYetVerified |  | 3 | 11290 | 102.5 | 110.15 | 13.03 | 0.99 | 5126 | 73.7
P4VK2TX8 | RC Lighting | RC Lighting | FXLED300[All Mounting Options]B64[All Fixture Colors]/BL/[Options Include PC] RCL | Outdoor Luminaires | Very High Output | Architectural Flood and Spot Luminaires | Standard | FALSE | [9 empty] | 42101 |  |  | NotYetVerified |  | 3 | 37265 | 117.8 | 316.9 | 10.9 | 0.961 | 4862 | 72
PGZNKM1U | RC Lighting | RC Lighting | FXLED300[All Mounting Options]B64[All Fixture Colors]/[Options Include PC] RCL | Outdoor Luminaires | Very High Output | Architectural Flood and Spot Luminaires | Standard | FALSE | [9 empty] | 42101 |  |  | NotYetVerified |  | 3 | 37265 | 117.8 | 316.9 | 10.9 | 0.961 | 4862 | 72
PNVZDB2T | RC Lighting | RC Lighting | FXLED300[All Mounting Options]B64[All Fixture Colors]/D10/[Options Include PC] RCL | Outdoor Luminaires | Very High Output | Architectural Flood and Spot Luminaires | Standard | FALSE | [9 empty] | 42101 |  |  | NotYetVerified |  | 3 | 38049 | 117.8 | 323 | 11 | 0.963 | 4862 | 72
PJTBVFR9 | RC Lighting | RC Lighting | FXLED300[All Mounting Options]B46[All Fixture Colors]/BL/[Option Includes PC] RCL | Outdoor Luminaires | Very High Output | Architectural Flood and Spot Luminaires | Standard | FALSE | [9 empty] | 42101 |  |  | NotYetVerified |  | 3 | 34000 | 107.2 | 316.2 | 10.8 | 0.959 | 4856 | 72
PFWCSZYF | RC Lighting | RC Lighting | FXLED300[All Mounting Options]B46[All Fixture Colors]/[Option Includes PC] RCL | Outdoor Luminaires | Very High Output | Architectural Flood and Spot Luminaires | Standard | FALSE | [9 empty] | 42101 |  |  | NotYetVerified |  | 3 | 34000 | 107.2 | 316.2 | 10.8 | 0.959 | 4856 | 72
PFR1VQYW | RC Lighting | RC Lighting | FXLED300[All Mounting Options]B46[All Fixture Colors]/D10/[Option Includes PC] RCL | Outdoor Luminaires | Very High Output | Architectural Flood and Spot Luminaires | Standard | FALSE | [9 empty] | 42101 |  |  | NotYetVerified |  | 3 | 34715 | 107.2 | 323.8 | 10.9 | 0.961 | 4856 | 72
PE22ME74 | RC Lighting | RC Lighting | FXLED300[All Mounting Options]B33[All Fixture Colors]/BL/[Option Includes PC] RCL | Outdoor Luminaires | Very High Output | Architectural Flood and Spot Luminaires | Standard | FALSE | [9 empty] | 42101 |  |  | NotYetVerified |  | 3 | 34936 | 110 | 316.8 | 10.7 | 0.961 | 4824 | 72
PV82DWG5 | RC Lighting | RC Lighting | FXLED300[All Mounting Options]B33[All Fixture Colors]/[Option Includes PC] RCL | Outdoor Luminaires | Very High Output | Architectural Flood and Spot Luminaires | Standard | FALSE | [9 empty] | 42101 |  |  | NotYetVerified |  | 3 | 34936 | 110 | 316.8 | 10.7 | 0.961 | 4824 | 72
PKVDYMNQ | RC Lighting | RC Lighting | FXLED300[All Mounting Options]B33[All Fixture Colors]/D10/[Option Includes PC] RCL | Outdoor Luminaires | Very High Output | Architectural Flood and Spot Luminaires | Standard | FALSE | [9 empty] | 42101 |  |  | NotYetVerified |  | 3 | 35671 | 110 | 324.2 | 10.8 | 0.963 | 4824 | 72
P47NBQCD | RC Lighting | RC Lighting | FXLED300[All Mounting Options]B55[All Fixture Colors]/BL/[Options Include PC] RCL | Outdoor Luminaires | Very High Output | Architectural Flood and Spot Luminaires | Standard | FALSE | [9 empty] | 42101 |  |  | NotYetVerified |  | 3 | 34862 | 110.4 | 315.4 | 10.8 | 0.958 | 4823 | 72
PK3W46TA | RC Lighting | RC Lighting | FXLED300[All Mounting Options]B55[All Fixture Colors]/[Options Include PC] RCL | Outdoor Luminaires | Very High Output | Architectural Flood and Spot Luminaires | Standard | FALSE | [9 empty] | 42101 |  |  | NotYetVerified |  | 3 | 34862 | 110.4 | 315.4 | 10.8 | 0.958 | 4823 | 72
PHQNTGV1 | RC Lighting | RC Lighting | FXLED300[All Mounting Options]B55[All Fixture Colors]/D10/[Options Include PC] RCL | Outdoor Luminaires | Very High Output | Architectural Flood and Spot Luminaires | Standard | FALSE | [9 empty] | 42101 |  |  | NotYetVerified |  | 3 | 35595 | 110.4 | 322.4 | 10.9 | 0.961 | 4823 | 72
PQ4ECWPJ | RC Lighting | RC Lighting | FXLED300[All Mounting Options]NB55[All Fixture Colors]/BL/[Options Include PC] RCL | Outdoor Luminaires | Very High Output | Architectural Flood and Spot Luminaires | Standard | FALSE | [9 empty] | 42101 |  |  | NotYetVerified |  | 3 | 30250 | 95.6 | 316.4 | 11 | 0.96 | 3997 | 82
PVKN6M7Z | RC Lighting | RC Lighting | FXLED300[All Mounting Options]NB55[All Fixture Colors]/[Options Include PC] RCL | Outdoor Luminaires | Very High Output | Architectural Flood and Spot Luminaires | Standard | FALSE | [9 empty] | 42101 |  |  | NotYetVerified |  | 3 | 30250 | 95.6 | 316.4 | 11 | 0.96 | 3997 | 82
PSGXC263 | RC Lighting | RC Lighting | FXLED300[All Mounting Options]NB55[All Fixture Colors]/D10/[Options Include PC] RCL | Outdoor Luminaires | Very High Output | Architectural Flood and Spot Luminaires | Standard | FALSE | [9 empty] | 42101 |  |  | NotYetVerified |  | 3 | 30886 | 95.6 | 323.2 | 11.1 | 0.962 | 3997 | 82
PCPGEVBB | RC Lighting | RC Lighting | FXLED300[All Mounting Options]NB64[All Fixture Colors]/BL/[Options Include PC] RCL | Outdoor Luminaires | Very High Output | Architectural Flood and Spot Luminaires | Standard | FALSE | [9 empty] | 42101 |  |  | NotYetVerified |  | 3 | 32788 | 104.2 | 315.1 | 10.6 | 0.957 | 3967 | 82
PUPVZS5A | RC Lighting | RC Lighting | FXLED300[All Mounting Options]NB64[All Fixture Colors]/[Options Include PC] RCL | Outdoor Luminaires | Very High Output | Architectural Flood and Spot Luminaires | Standard | FALSE | [9 empty] | 42101 |  |  | NotYetVerified |  | 3 | 32788 | 104.2 | 315.1 | 10.6 | 0.957 | 3967 | 82
P2Z1A7AV | RC Lighting | RC Lighting | FXLED300[All Mounting Options]NB64[All Fixture Colors]/D10/[Options Include PC] RCL | Outdoor Luminaires | Very High Output | Architectural Flood and Spot Luminaires | Standard | FALSE | [9 empty] | 42101 |  |  | NotYetVerified |  | 3 | 33477 | 104.2 | 321.4 | 10.7 | 0.959 | 3967 | 82
P35S1UCN | RC Lighting | RC Lighting | FXLED300[All Mounting Options]NB46[All Fixture Colors]/BL/[Option Includes PC] RCL | Outdoor Luminaires | Very High Output | Architectural Flood and Spot Luminaires | Standard | FALSE | [9 empty] | 42101 |  |  | NotYetVerified |  | 3 | 30195 | 95.9 | 315.2 | 10.6 | 0.957 | 3954 | 82
P97PRRQ6 | RC Lighting | RC Lighting | FXLED300[All Mounting Options]NB46[All Fixture Colors]/[Option Includes PC] RCL | Outdoor Luminaires | Very High Output | Architectural Flood and Spot Luminaires | Standard | FALSE | [9 empty] | 42101 |  |  | NotYetVerified |  | 3 | 30195 | 95.9 | 315.2 | 10.6 | 0.957 | 3954 | 82
P71528VN | RC Lighting | RC Lighting | FXLED300[All Mounting Options]NB46[All Fixture Colors]/D10/[Option Includes PC] RCL | Outdoor Luminaires | Very High Output | Architectural Flood and Spot Luminaires | Standard | FALSE | [9 empty] | 42101 |  |  | NotYetVerified |  | 3 | 30830 | 95.9 | 321.6 | 10.7 | 0.959 | 3954 | 82
P9ZJCBBQ | RC Lighting | RC Lighting | FXLED300[All Mounting Options]NB33[All Fixture Colors]/BL/[Option Includes PC] RCL | Outdoor Luminaires | Very High Output | Architectural Flood and Spot Luminaires | Standard | FALSE | [9 empty] | 42101 |  |  | NotYetVerified |  | 3 | 30201 | 95.9 | 314.9 | 10.7 | 0.956 | 3933 | 82
PR2TGKC5 | RC Lighting | RC Lighting | FXLED300[All Mounting Options]NB33[All Fixture Colors]/[Option Includes PC] RCL | Outdoor Luminaires | Very High Output | Architectural Flood and Spot Luminaires | Standard | FALSE | [9 empty] | 42101 |  |  | NotYetVerified |  | 3 | 30201 | 95.9 | 314.9 | 10.7 | 0.956 | 3933 | 82
PEAJ6ATU | RC Lighting | RC Lighting | FXLED300[All Mounting Options]NB33[All Fixture Colors]/D10/[Option Includes PC] RCL | Outdoor Luminaires | Very High Output | Architectural Flood and Spot Luminaires | Standard | FALSE | [9 empty] | 42101 |  |  | NotYetVerified |  | 3 | 30836 | 95.9 | 321.5 | 10.8 | 0.958 | 3933 | 82
P3ERWQBV | RC Lighting | RC Lighting | FXLED300[All Mounting Options]YB64[All Fixture Colors]/BL/[Options Include PC] RCL | Outdoor Luminaires | Very High Output | Architectural Flood and Spot Luminaires | Standard | FALSE | [9 empty] | 42101 |  |  | NotYetVerified |  | 3 | 31180 | 99.5 | 313.2 | 11 | 0.958 | 3081 | 81
PJVD92H4 | RC Lighting | RC Lighting | FXLED300[All Mounting Options]YB64[All Fixture Colors]/D10/[Options Include PC] RCL | Outdoor Luminaires | Very High Output | Architectural Flood and Spot Luminaires | Standard | FALSE | [9 empty] | 42101 |  |  | NotYetVerified |  | 3 | 31836 | 99.4 | 320.2 | 11.1 | 0.96 | 3081 | 81
PV43K45T | RC Lighting | RC Lighting | FXLED300[All Mounting Options]YB46[All Fixture Colors]/BL/[Option Includes PC] RCL | Outdoor Luminaires | High Output | Architectural Flood and Spot Luminaires | Standard | FALSE | [9 empty] | 42101 |  |  | NotYetVerified |  | 3 | 28366 | 90.7 | 313 | 10.8 | 0.959 | 3075 | 81
PTHM5CUK | RC Lighting | RC Lighting | FXLED300[All Mounting Options]YB46[All Fixture Colors]/D10/[Option Includes PC] RCL | Outdoor Luminaires | High Output | Architectural Flood and Spot Luminaires | Standard | FALSE | [9 empty] | 42101 |  |  | NotYetVerified |  | 3 | 28962 | 90.7 | 319.4 | 10.9 | 0.961 | 3075 | 81
PUWVG959 | RC Lighting | RC Lighting | FXLED300[All Mounting Options]YB33[All Fixture Colors]/BL/[Option Includes PC] RCL | Outdoor Luminaires | High Output | Architectural Flood and Spot Luminaires | Standard | FALSE | [9 empty] | 42101 |  |  | NotYetVerified |  | 3 | 29180 | 93 | 312.5 | 10.9 | 0.957 | 3053 | 81
PT2FJSVY | RC Lighting | RC Lighting | FXLED300[All Mounting Options]YB33[All Fixture Colors]/D10/[Option Includes PC] RCL | Outdoor Luminaires | High Output | Architectural Flood and Spot Luminaires | Standard | FALSE | [9 empty] | 42101 |  |  | NotYetVerified |  | 3 | 29794 | 93 | 320.3 | 11 | 0.959 | 3053 | 81
PAVEJTZY | RC Lighting | RC Lighting | FXLED300[All Mounting Options]YB55[All Fixture Colors]/BL/[Options Include PC] RCL | Outdoor Luminaires | High Output | Architectural Flood and Spot Luminaires | Standard | FALSE | [9 empty] | 42101 |  |  | NotYetVerified |  | 3 | 28500 | 90.6 | 315 | 10.8 | 0.955 | 3037 | 81
PVD2PTHP | RC Lighting | RC Lighting | FXLED300[All Mounting Options]YB55[All Fixture Colors]/D10/[Options Include PC] RCL | Outdoor Luminaires | High Output | Architectural Flood and Spot Luminaires | Standard | FALSE | [9 empty] | 42101 |  |  | NotYetVerified |  | 3 | 29099 | 90.6 | 321.3 | 10.9 | 0.957 | 3037 | 81
P3HKEDCN | Hangzhou Hpwinner Opto Corporation | HPWINNER | TF2A-2-120-40 | Outdoor Luminaires | High Output | Architectural Flood and Spot Luminaires | Standard | TRUE | 12217.5 | 101.04 | 120.92 | 14.21 | 0.929 | 3949 | 72.8 | 5 | 50000 | 42100 |  |  | NotYetVerified |  | 3 | 12217.5 | 101.04 | 120.92 | 14.21 | 0.994 | 4000 | 72.8
PF2667AV | Dialight | Durosite | FLW422[N S]C4[N Z]G | Outdoor Luminaires | High Output | Architectural Flood and Spot Luminaires | Standard | TRUE | 13650 | 99.49 | 137.2 | 6.77 | 0.92424 | 4836 | 72.6 | 10 | 100000 | 42100 |  |  | NotYetVerified |  | 3 | 12080 | 109.8 | 110 | 15 | 0.9 | 5060 | 70
PTX9QSZ1 | Hangzhou Hpwinner Opto Corporation | HPWINNER | TF2A-1-060-40 | Outdoor Luminaires | Mid Output | Architectural Flood and Spot Luminaires | Standard | TRUE | 6136.8 | 99.7 | 61.55 | 11.83 | 0.905 | 3944 | 72.8 | 5 | 50000 | 42100 |  |  | NotYetVerified |  | 3 | 6136.8 | 99.7 | 61.55 | 11.83 | 0.994 | 4000 | 72.8
PMYKTMVG | Dialight | Safesite | FLD476NC4[N Z]G | Outdoor Luminaires | High Output | Architectural Flood and Spot Luminaires | Standard | FALSE | [9 empty] | 42100 |  |  | NotYetVerified |  | 3 | 14750 | 105.3571 | 140 | 15 | 0.9 | 5000 | 70
P5RPEQ2Y | Dialight | Durosite | FLW476[N S]C4[N Z]G | Outdoor Luminaires | High Output | Architectural Flood and Spot Luminaires | Standard | FALSE | [9 empty] | 42100 |  |  | NotYetVerified |  | 3 | 14750 | 105.3571 | 140 | 15 | 0.9 | 5000 | 70
PWA3V1WJ | Dialight | Durosite | FLW467[N S]C4[N Z]G | Outdoor Luminaires | High Output | Architectural Flood and Spot Luminaires | Standard | FALSE | [9 empty] | 42100 |  |  | NotYetVerified |  | 3 | 15000 | 107.1429 | 140 | 15 | 0.9 | 5000 | 70
P5TRKF92 | Dialight | Safesite | FLD467NC4[N Z]G | Outdoor Luminaires | High Output | Architectural Flood and Spot Luminaires | Standard | FALSE | [9 empty] | 42100 |  |  | NotYetVerified |  | 3 | 15000 | 107.1429 | 140 | 15 | 0.9 | 5000 | 70
PPHV8KX9 | Dialight | Durosite | FLW466[N S]C4[N Z]G | Outdoor Luminaires | High Output | Architectural Flood and Spot Luminaires | Standard | FALSE | [9 empty] | 42100 |  |  | NotYetVerified |  | 3 | 14500 | 103.5714 | 140 | 15 | 0.9 | 5000 | 70
PB54UT9S | Dialight | Safesite | FLD466NC4[N Z]G | Outdoor Luminaires | High Output | Architectural Flood and Spot Luminaires | Standard | FALSE | [9 empty] | 42100 |  |  | NotYetVerified |  | 3 | 14500 | 103.5714 | 140 | 15 | 0.9 | 5000 | 70
PUM8XNV6 | Dialight | Safesite | FLD455NC4[N Z]G | Outdoor Luminaires | High Output | Architectural Flood and Spot Luminaires | Standard | FALSE | [9 empty] | 42100 |  |  | NotYetVerified |  | 3 | 14500 | 103.5714 | 140 | 15 | 0.9 | 5000 | 70
PNM6W17Y | Dialight | Durosite | FLW455[N S]C4[N Z]G | Outdoor Luminaires | High Output | Architectural Flood and Spot Luminaires | Standard | FALSE | [9 empty] | 42100 |  |  | NotYetVerified |  | 3 | 14500 | 103.5714 | 140 | 15 | 0.9 | 5000 | 70
PTBXQKEH | Dialight | Durosite | FLW444[N S]C4[N Z]G | Outdoor Luminaires | High Output | Architectural Flood and Spot Luminaires | Standard | FALSE | [9 empty] | 42100 |  |  | NotYetVerified |  | 3 | 13500 | 96.4286 | 140 | 15 | 0.9 | 5000 | 70
PQUM9DG3 | Dialight | Safesite | FLD444NC4[N Z]G | Outdoor Luminaires | High Output | Architectural Flood and Spot Luminaires | Standard | FALSE | [9 empty] | 42100 |  |  | NotYetVerified |  | 3 | 13500 | 96.4286 | 140 | 15 | 0.9 | 5000 | 70
PW66X3KQ | Dialight | Safesite | FLD422NC4[N Z]G | Outdoor Luminaires | High Output | Architectural Flood and Spot Luminaires | Standard | FALSE | [9 empty] | 42100 |  |  | NotYetVerified |  | 3 | 14750 | 105.3571 | 140 | 15 | 0.9 | 5000 | 70
P6E37UU2 | Hangzhou Hpwinner Opto Corporation | HPWINNER | TF2A-2-120-57 | Outdoor Luminaires | High Output | Architectural Flood and Spot Luminaires | Standard | FALSE | [9 empty] | 42100 | Not Dimmable | Not Dimmable | NotYetVerified |  | 3 | 12217.5 | 101.04 | 120.92 | 14.21 | 0.994 | 5700 | 72.8
PEP63NBT | Hangzhou Hpwinner Opto Corporation | HPWINNER | TF2A-1-060-57 | Outdoor Luminaires | Mid Output | Architectural Flood and Spot Luminaires | Standard | FALSE | [9 empty] | 42100 | Not Dimmable | Not Dimmable | NotYetVerified |  | 3 | 6136.8 | 99.7 | 61.55 | 11.83 | 0.994 | 5700 | 72.8
PAQRVC56 | Hangzhou Hpwinner Opto Corporation | HPWINNER | TF2A-2-120-50 | Outdoor Luminaires | High Output | Architectural Flood and Spot Luminaires | Standard | FALSE | [9 empty] | 42100 | Not Dimmable | Not Dimmable | NotYetVerified |  | 3 | 12217.5 | 101.04 | 120.92 | 14.21 | 0.994 | 5000 | 72.8
PVRMZPTZ | Hangzhou Hpwinner Opto Corporation | HPWINNER | TF2A-1-060-50 | Outdoor Luminaires | Mid Output | Architectural Flood and Spot Luminaires | Standard | FALSE | [9 empty] | 42100 | Not Dimmable | Not Dimmable | NotYetVerified |  | 3 | 6136.8 | 99.7 | 61.55 | 11.83 | 0.994 | 5000 | 72.8
PUKVCA91 | Delviro | Delviro Energy | ARIUSSB-110-5K-U-CL-X-X-X-X | Outdoor Luminaires | High Output | Architectural Flood and Spot Luminaires | Standard | TRUE | 11939.4 | 108.3 | 110.29 | 16.64 | 0.8957 | 5277 | 81.75 | 5 | 180000 | 42097 |  |  | NotYetVerified |  | 3 | 11939 | 108.3 | 110.29 | 9.15 | 0.998 | 5277 | 81.8
PZAGXM51 | Delviro | Delviro Energy | ARIUSSB-70-5K-U-CL-X-X-X-X | Outdoor Luminaires | Mid Output | Architectural Flood and Spot Luminaires | Standard | TRUE | 8024 | 111.2 | 72.15 | 16.64 | 0.8957 | 5277 | 81.75 | 5 | 180000 | 42097 |  |  | NotYetVerified |  | 3 | 8024 | 111.2 | 72.15 | 9.15 | 0.994 | 5277 | 81.8
PBQUJ4Q2 | Delviro | Delviro Energy | ARIUSSB-90-5K-U-CL-X-X-X-X | Outdoor Luminaires | High Output | Architectural Flood and Spot Luminaires | Standard | FALSE | [9 empty] | 42097 |  |  | NotYetVerified |  | 3 | 10072 | 110.6 | 91.05 | 9.15 | 0.997 | 5277 | 81.8
PYSNFHGM | Delviro | Delviro Energy | ARIUSSB-70-5K-H-CL-X-X-X-X | Outdoor Luminaires | Mid Output | Architectural Flood and Spot Luminaires | Standard | FALSE | [9 empty] | 42097 |  |  | NotYetVerified |  | 3 | 8306 | 113.4 | 73.25 | 12.97 | 0.9792 | 5271 | 83.4
PK5BAK81 | Delviro | Delviro Energy | ARIUSSB-110-5K-H-CL-X-X-X-X | Outdoor Luminaires | High Output | Architectural Flood and Spot Luminaires | Standard | FALSE | [9 empty] | 42097 |  |  | NotYetVerified |  | 3 | 12359 | 110.4 | 111.97 | 12.97 | 0.9831 | 5271 | 83.4
P5FKN2SU | Delviro | Delviro Energy | ARIUSSB-90-5K-H-CL-X-X-X-X | Outdoor Luminaires | High Output | Architectural Flood and Spot Luminaires | Standard | FALSE | [9 empty] | 42097 |  |  | NotYetVerified |  | 3 | 10426 | 112.8 | 92.44 | 12.97 | 0.9822 | 5271 | 83.4
PB41HE4QB | Foshan Naturaled Electric Co.Ltd | Naturaled | LED-FXFDL29/40K/XX-KNC | Outdoor Luminaires | Low Output | Architectural Flood and Spot Luminaires | Standard | TRUE | 3336.7 | 113.08 | 29.51 | 16.81 | 0.9825 | 4038 | 73 | 5 | 50000 | 42095 |  |  | NotYetVerified |  | 3 | 3336.7 | 113.08 | 29.51 | 16.81 | 0.983 | 4038 | 72.5
PV49CKZU | PACLIGHTS LLC | PacLights | FFL100 (5000K) | Outdoor Luminaires | Mid Output | Architectural Flood and Spot Luminaires | Standard | TRUE | 9305.23 | 91.15 | 103.424 | 20.86 | 0.963 | 5278 | 83.4 | 5 | 50000 | 42095 |  |  | NotYetVerified |  | 3 |  |  | 100 |  |  | 5000 | 70
PNB9XKGN | Hangzhou ZGSM Technology Co. Ltd. | ZGSM | ZGSM-GCD40HB57-60-ND | Outdoor Luminaires | Low Output | Architectural Flood and Spot Luminaires | Standard | TRUE | 4134.4 | 104.2 | 39.66 | 19.2 | 0.9588 | 5633 | 72 | 5 | 100000 | 42095 |  |  | NotYetVerified |  | 3 | 4130 | 103.25 | 40 | 20 | 0.9 | 5700 | 70
PKZV49AD | Hangzhou ZGSM Technology Co. Ltd. | ZGSM | ZGSM-GCD40HB30-60-ND | Outdoor Luminaires | Low Output | Architectural Flood and Spot Luminaires | Standard | TRUE | 3769.4 | 95.8 | 39.36 | 12.93 | 0.958 | 3107 | 72.5 | 5 | 100000 | 42095 |  |  | NotYetVerified |  | 3 | 3770 | 94.25 | 40 | 20 | 0.9 | 3000 | 70
PNJ2FDT3 | LED Trail | LED Trail | 4591-0003 | Outdoor Luminaires | High Output | Architectural Flood and Spot Luminaires | Standard | TRUE | 14691 | 93.72 | 156.7 | 8.4 | 0.948 | 5444 | 78.2 | 5 | 55000 | 42095 |  |  | NotYetVerified |  | 3 | 13000 | 87 | 150 | 20 | 0.9 | 5200 | 75
PQUFCG4H | PACLIGHTS LLC | PacLights | FFL200 (5000K) | Outdoor Luminaires | High Output | Architectural Flood and Spot Luminaires | Standard | TRUE | 19289.52 | 97.353 | 198.14 | 14.5 | 0.9442 | 4950 | 81.3 | 5 | 50000 | 42095 |  |  | NotYetVerified |  | 3 |  |  | 200 |  | 0.95 | 5000 | 70
P15EQX78 | PACLIGHTS LLC | PacLights | FFL150 (5000K) | Outdoor Luminaires | High Output | Architectural Flood and Spot Luminaires | Standard | TRUE | 14824.68 | 97.288 | 152.38 | 14.24 | 0.927 | 5134 | 82.3 | 5 | 50000 | 42095 |  |  | NotYetVerified |  | 3 |  |  | 150 |  |  | 5000 | 70
PVJ2KBSG | PACLIGHTS LLC | PacLights | FFL50 (5000K) | Outdoor Luminaires | Low Output | Architectural Flood and Spot Luminaires | Standard | TRUE | 4633.779 | 90.86 | 51 | 20.86 | 0.927 | 5144 | 83.3 | 5 | 50000 | 42095 |  |  | NotYetVerified |  | 3 |  |  | 50 |  | 0.95 | 5000 | 70
PF23ASMZ | Hangzhou ZGSM Technology Co. Ltd. | ZGSM | ZGSM-GCD40H57-110-N | Outdoor Luminaires | Low Output | Architectural Flood and Spot Luminaires | Standard | FALSE | [9 empty] | 42095 |  |  | NotYetVerified |  | 3 | 4410 | 110.25 | 40 | 20 | 0.9 | 5700 | 70
PH137T8J | Hangzhou ZGSM Technology Co. Ltd. | ZGSM | ZGSM-GCD40HB57-110-N | Outdoor Luminaires | Low Output | Architectural Flood and Spot Luminaires | Standard | FALSE | [9 empty] | 42095 |  |  | NotYetVerified |  | 3 | 4350 | 108.75 | 40 | 20 | 0.9 | 5700 | 70
PE7B7NEM | Hangzhou ZGSM Technology Co. Ltd. | ZGSM | ZGSM-GCD40H57-110-ND | Outdoor Luminaires | Low Output | Architectural Flood and Spot Luminaires | Standard | FALSE | [9 empty] | 42095 |  |  | NotYetVerified |  | 3 | 4410 | 110.25 | 40 | 20 | 0.9 | 5700 | 70
P1Q71V7F | Hangzhou ZGSM Technology Co. Ltd. | ZGSM | ZGSM-GCD40HB57-110-ND | Outdoor Luminaires | Low Output | Architectural Flood and Spot Luminaires | Standard | FALSE | [9 empty] | 42095 |  |  | NotYetVerified |  | 3 | 4350 | 108.75 | 40 | 20 | 0.9 | 5700 | 70
PVN1GZTN | Hangzhou ZGSM Technology Co. Ltd. | ZGSM | ZGSM-GCD40H57-90-N | Outdoor Luminaires | Low Output | Architectural Flood and Spot Luminaires | Standard | FALSE | [9 empty] | 42095 |  |  | NotYetVerified |  | 3 | 4260 | 106.5 | 40 | 20 | 0.9 | 5700 | 70
PD6SVFCZ | Hangzhou ZGSM Technology Co. Ltd. | ZGSM | ZGSM-GCD40HB57-90-N | Outdoor Luminaires | Low Output | Architectural Flood and Spot Luminaires | Standard | FALSE | [9 empty] | 42095 |  |  | NotYetVerified |  | 3 | 4210 | 105.25 | 40 | 20 | 0.9 | 5700 | 70
PHA1WW8B | Hangzhou ZGSM Technology Co. Ltd. | ZGSM | ZGSM-GCD40H57-90-ND | Outdoor Luminaires | Low Output | Architectural Flood and Spot Luminaires | Standard | FALSE | [9 empty] | 42095 |  |  | NotYetVerified |  | 3 | 4260 | 106.5 | 40 | 20 | 0.9 | 5700 | 70
P3MXK1E8 | Hangzhou ZGSM Technology Co. Ltd. | ZGSM | ZGSM-GCD40HB57-90-ND | Outdoor Luminaires | Low Output | Architectural Flood and Spot Luminaires | Standard | FALSE | [9 empty] | 42095 |  |  | NotYetVerified |  | 3 | 4210 | 105.25 | 40 | 20 | 0.9 | 5700 | 70
PGKE9F5Z | Hangzhou ZGSM Technology Co. Ltd. | ZGSM | ZGSM-GCD40H57-60-N | Outdoor Luminaires | Low Output | Architectural Flood and Spot Luminaires | Standard | FALSE | [9 empty] | 42095 |  |  | NotYetVerified |  | 3 | 4180 | 104.5 | 40 | 20 | 0.9 | 5700 | 70
PGXT145B | Hangzhou ZGSM Technology Co. Ltd. | ZGSM | ZGSM-GCD40HB57-60-N | Outdoor Luminaires | Low Output | Architectural Flood and Spot Luminaires | Standard | FALSE | [9 empty] | 42095 |  |  | NotYetVerified |  | 3 | 4130 | 103.25 | 40 | 20 | 0.9 | 5700 | 70
PVENBT1N | Hangzhou ZGSM Technology Co. Ltd. | ZGSM | ZGSM-GCD40H57-60-ND | Outdoor Luminaires | Low Output | Architectural Flood and Spot Luminaires | Standard | FALSE | [9 empty] | 42095 |  |  | NotYetVerified |  | 3 | 4180 | 104.5 | 40 | 20 | 0.9 | 5700 | 70
PQVEMJ9Y | Hangzhou ZGSM Technology Co. Ltd. | ZGSM | ZGSM-GCD40H50-110-N | Outdoor Luminaires | Low Output | Architectural Flood and Spot Luminaires | Standard | FALSE | [9 empty] | 42095 |  |  | NotYetVerified |  | 3 | 4244 | 106.1 | 40 | 20 | 0.9 | 5000 | 70
PRQBQ53T | Hangzhou ZGSM Technology Co. Ltd. | ZGSM | ZGSM-GCD40HB50-110-N | Outdoor Luminaires | Low Output | Architectural Flood and Spot Luminaires | Standard | FALSE | [9 empty] | 42095 |  |  | NotYetVerified |  | 3 | 4202 | 105.04 | 40 | 20 | 0.9 | 5000 | 70
P7W5P8E8 | Hangzhou ZGSM Technology Co. Ltd. | ZGSM | ZGSM-GCD40H50-110-ND | Outdoor Luminaires | Low Output | Architectural Flood and Spot Luminaires | Standard | FALSE | [9 empty] | 42095 |  |  | NotYetVerified |  | 3 | 4244 | 106.1 | 40 | 20 | 0.9 | 5000 | 70
P8HUPKJG | Hangzhou ZGSM Technology Co. Ltd. | ZGSM | ZGSM-GCD40HB50-110-ND | Outdoor Luminaires | Low Output | Architectural Flood and Spot Luminaires | Standard | FALSE | [9 empty] | 42095 |  |  | NotYetVerified |  | 3 | 4202 | 105.04 | 40 | 20 | 0.9 | 5000 | 70
P85134F4 | Hangzhou ZGSM Technology Co. Ltd. | ZGSM | ZGSM-GCD40H50-90-N | Outdoor Luminaires | Low Output | Architectural Flood and Spot Luminaires | Standard | FALSE | [9 empty] | 42095 |  |  | NotYetVerified |  | 3 | 4119 | 102.97 | 40 | 20 | 0.9 | 5000 | 70
PUBRPSME | Hangzhou ZGSM Technology Co. Ltd. | ZGSM | ZGSM-GCD40HB50-90-N | Outdoor Luminaires | Low Output | Architectural Flood and Spot Luminaires | Standard | FALSE | [9 empty] | 42095 |  |  | NotYetVerified |  | 3 | 4076 | 101.89 | 40 | 20 | 0.9 | 5000 | 70
PPH9QY5F | Hangzhou ZGSM Technology Co. Ltd. | ZGSM | ZGSM-GCD40H50-90-ND | Outdoor Luminaires | Low Output | Architectural Flood and Spot Luminaires | Standard | FALSE | [9 empty] | 42095 |  |  | NotYetVerified |  | 3 | 4119 | 102.97 | 40 | 20 | 0.9 | 5000 | 70
PVCQ8P7Q | Hangzhou ZGSM Technology Co. Ltd. | ZGSM | ZGSM-GCD40HB50-90-ND | Outdoor Luminaires | Low Output | Architectural Flood and Spot Luminaires | Standard | FALSE | [9 empty] | 42095 |  |  | NotYetVerified |  | 3 | 4076 | 101.89 | 40 | 20 | 0.9 | 5000 | 70
PWFN118U | Hangzhou ZGSM Technology Co. Ltd. | ZGSM | ZGSM-GCD40H50-60-N | Outdoor Luminaires | Low Output | Architectural Flood and Spot Luminaires | Standard | FALSE | [9 empty] | 42095 |  |  | NotYetVerified |  | 3 | 4049 | 101.23 | 40 | 20 | 0.9 | 5000 | 70
P326M18K | Hangzhou ZGSM Technology Co. Ltd. | ZGSM | ZGSM-GCD40HB50-60-N | Outdoor Luminaires | Low Output | Architectural Flood and Spot Luminaires | Standard | FALSE | [9 empty] | 42095 |  |  | NotYetVerified |  | 3 | 4006 | 100.16 | 40 | 20 | 0.9 | 5000 | 70
PD46JMDD | Hangzhou ZGSM Technology Co. Ltd. | ZGSM | ZGSM-GCD40H50-60-ND | Outdoor Luminaires | Low Output | Architectural Flood and Spot Luminaires | Standard | FALSE | [9 empty] | 42095 |  |  | NotYetVerified |  | 3 | 4049 | 101.23 | 40 | 20 | 0.9 | 5000 | 70
P3K9QH5P | Hangzhou ZGSM Technology Co. Ltd. | ZGSM | ZGSM-GCD40HB50-60-ND | Outdoor Luminaires | Low Output | Architectural Flood and Spot Luminaires | Standard | FALSE | [9 empty] | 42095 |  |  | NotYetVerified |  | 3 | 4006 | 100.16 | 40 | 20 | 0.9 | 5000 | 70
PR6ZJVNR | Hangzhou ZGSM Technology Co. Ltd. | ZGSM | ZGSM-GCD40H40-110-N | Outdoor Luminaires | Low Output | Architectural Flood and Spot Luminaires | Standard | FALSE | [9 empty] | 42095 |  |  | NotYetVerified |  | 3 | 4084 | 102.1 | 40 | 20 | 0.9 | 4000 | 70
P4C4CUYJ | Hangzhou ZGSM Technology Co. Ltd. | ZGSM | ZGSM-GCD40HB40-110-N | Outdoor Luminaires | Low Output | Architectural Flood and Spot Luminaires | Standard | FALSE | [9 empty] | 42095 |  |  | NotYetVerified |  | 3 | 4058 | 101.46 | 40 | 20 | 0.9 | 4000 | 70
P2DVGRYR | Hangzhou ZGSM Technology Co. Ltd. | ZGSM | ZGSM-GCD40H40-110-ND | Outdoor Luminaires | Low Output | Architectural Flood and Spot Luminaires | Standard | FALSE | [9 empty] | 42095 |  |  | NotYetVerified |  | 3 | 4084 | 102.1 | 40 | 20 | 0.9 | 4000 | 70
P8PBRKBK | Hangzhou ZGSM Technology Co. Ltd. | ZGSM | ZGSM-GCD40HB40-110-ND | Outdoor Luminaires | Low Output | Architectural Flood and Spot Luminaires | Standard | FALSE | [9 empty] | 42095 |  |  | NotYetVerified |  | 3 | 4058 | 101.46 | 40 | 20 | 0.9 | 4000 | 70
PYTG49HE | Hangzhou ZGSM Technology Co. Ltd. | ZGSM | ZGSM-GCD40H40-90-N | Outdoor Luminaires | Low Output | Architectural Flood and Spot Luminaires | Standard | FALSE | [9 empty] | 42095 |  |  | NotYetVerified |  | 3 | 3982 | 99.55 | 40 | 20 | 0.9 | 4000 | 70
P3NK3X9U | Hangzhou ZGSM Technology Co. Ltd. | ZGSM | ZGSM-GCD40HB40-90-N | Outdoor Luminaires | Low Output | Architectural Flood and Spot Luminaires | Standard | FALSE | [9 empty] | 42095 |  |  | NotYetVerified |  | 3 | 3946 | 98.65 | 40 | 20 | 0.9 | 4000 | 70
PZHTM5H5 | Hangzhou ZGSM Technology Co. Ltd. | ZGSM | ZGSM-GCD40H40-90-ND | Outdoor Luminaires | Low Output | Architectural Flood and Spot Luminaires | Standard | FALSE | [9 empty] | 42095 |  |  | NotYetVerified |  | 3 | 3982 | 99.55 | 40 | 20 | 0.9 | 4000 | 70
PQQEQN64 | Hangzhou ZGSM Technology Co. Ltd. | ZGSM | ZGSM-GCD40HB40-90-ND | Outdoor Luminaires | Low Output | Architectural Flood and Spot Luminaires | Standard | FALSE | [9 empty] | 42095 |  |  | NotYetVerified |  | 3 | 3946 | 98.65 | 40 | 20 | 0.9 | 4000 | 70
P9MDT1Q5 | Hangzhou ZGSM Technology Co. Ltd. | ZGSM | ZGSM-GCD40H40-60-N | Outdoor Luminaires | Low Output | Architectural Flood and Spot Luminaires | Standard | FALSE | [9 empty] | 42095 |  |  | NotYetVerified |  | 3 | 3923 | 98.07 | 40 | 20 | 0.9 | 4000 | 70
PSAWDXSJ | Hangzhou ZGSM Technology Co. Ltd. | ZGSM | ZGSM-GCD40HB40-60-N | Outdoor Luminaires | Low Output | Architectural Flood and Spot Luminaires | Standard | FALSE | [9 empty] | 42095 |  |  | NotYetVerified |  | 3 | 3886 | 97.16 | 40 | 20 | 0.9 | 4000 | 70
PE83MJRH | Hangzhou ZGSM Technology Co. Ltd. | ZGSM | ZGSM-GCD40H40-60-ND | Outdoor Luminaires | Low Output | Architectural Flood and Spot Luminaires | Standard | FALSE | [9 empty] | 42095 |  |  | NotYetVerified |  | 3 | 3923 | 98.07 | 40 | 20 | 0.9 | 4000 | 70
P8D1C76C | Hangzhou ZGSM Technology Co. Ltd. | ZGSM | ZGSM-GCD40HB40-60-ND | Outdoor Luminaires | Low Output | Architectural Flood and Spot Luminaires | Standard | FALSE | [9 empty] | 42095 |  |  | NotYetVerified |  | 3 | 3886 | 97.16 | 40 | 20 | 0.9 | 4000 | 70
PFSC92C9 | Hangzhou ZGSM Technology Co. Ltd. | ZGSM | ZGSM-GCD40H30-110-N | Outdoor Luminaires | Low Output | Architectural Flood and Spot Luminaires | Standard | FALSE | [9 empty] | 42095 |  |  | NotYetVerified |  | 3 | 3930 | 98.25 | 40 | 20 | 0.9 | 3000 | 70
P5G1VD4N | Hangzhou ZGSM Technology Co. Ltd. | ZGSM | ZGSM-GCD40HB30-110-N | Outdoor Luminaires | Low Output | Architectural Flood and Spot Luminaires | Standard | FALSE | [9 empty] | 42095 |  |  | NotYetVerified |  | 3 | 3920 | 98 | 40 | 20 | 0.9 | 3000 | 70
PENV7CJQ | Hangzhou ZGSM Technology Co. Ltd. | ZGSM | ZGSM-GCD40H30-110-ND | Outdoor Luminaires | Low Output | Architectural Flood and Spot Luminaires | Standard | FALSE | [9 empty] | 42095 |  |  | NotYetVerified |  | 3 | 3930 | 98.25 | 40 | 20 | 0.9 | 3000 | 70
P7DSPBXG | Hangzhou ZGSM Technology Co. Ltd. | ZGSM | ZGSM-GCD40HB30-110-ND | Outdoor Luminaires | Low Output | Architectural Flood and Spot Luminaires | Standard | FALSE | [9 empty] | 42095 |  |  | NotYetVerified |  | 3 | 3920 | 98 | 40 | 20 | 0.9 | 3000 | 70
PMZS89QA | Hangzhou ZGSM Technology Co. Ltd. | ZGSM | ZGSM-GCD40H30-90-N | Outdoor Luminaires | Low Output | Architectural Flood and Spot Luminaires | Standard | FALSE | [9 empty] | 42095 |  |  | NotYetVerified |  | 3 | 3850 | 96.25 | 40 | 20 | 0.9 | 3000 | 70
PMU8MP3Q | Hangzhou ZGSM Technology Co. Ltd. | ZGSM | ZGSM-GCD40HB30-90-N | Outdoor Luminaires | Low Output | Architectural Flood and Spot Luminaires | Standard | FALSE | [9 empty] | 42095 |  |  | NotYetVerified |  | 3 | 3820 | 95.5 | 40 | 20 | 0.9 | 3000 | 70
PY3XZ62W | Hangzhou ZGSM Technology Co. Ltd. | ZGSM | ZGSM-GCD40H30-90-ND | Outdoor Luminaires | Low Output | Architectural Flood and Spot Luminaires | Standard | FALSE | [9 empty] | 42095 |  |  | NotYetVerified |  | 3 | 3850 | 96.25 | 40 | 20 | 0.9 | 3000 | 70
PXHSCYX8 | Hangzhou ZGSM Technology Co. Ltd. | ZGSM | ZGSM-GCD40HB30-90-ND | Outdoor Luminaires | Low Output | Architectural Flood and Spot Luminaires | Standard | FALSE | [9 empty] | 42095 |  |  | NotYetVerified |  | 3 | 3820 | 95.5 | 40 | 20 | 0.9 | 3000 | 70
P32YYBZ4 | Hangzhou ZGSM Technology Co. Ltd. | ZGSM | ZGSM-GCD40H30-60-N | Outdoor Luminaires | Low Output | Architectural Flood and Spot Luminaires | Standard | FALSE | [9 empty] | 42095 |  |  | NotYetVerified |  | 3 | 3800 | 95 | 40 | 20 | 0.9 | 3000 | 70
PXRBFCMB | Hangzhou ZGSM Technology Co. Ltd. | ZGSM | ZGSM-GCD40HB30-60-N | Outdoor Luminaires | Low Output | Architectural Flood and Spot Luminaires | Standard | FALSE | [9 empty] | 42095 |  |  | NotYetVerified |  | 3 | 3770 | 94.25 | 40 | 20 | 0.9 | 3000 | 70
PM5QFXPN | Hangzhou ZGSM Technology Co. Ltd. | ZGSM | ZGSM-GCD40H30-60-ND | Outdoor Luminaires | Low Output | Architectural Flood and Spot Luminaires | Standard | FALSE | [9 empty] | 42095 |  |  | NotYetVerified |  | 3 | 3800 | 95 | 40 | 20 | 0.9 | 3000 | 70
PWBT3GE2X | Foshan Naturaled Electric Co.Ltd | Naturaled | LED-FXFDL29/50K/XX-KNC | Outdoor Luminaires | Low Output | Architectural Flood and Spot Luminaires | Standard | FALSE | [9 empty] | 42095 |  |  | NotYetVerified |  | 3 | 3521.3 | 118.55 | 29.7 | 16.81 | 0.9847 | 5115 | 73.1
PG7KDCN5 | Ringdale ActiveLED | ActiveLED | FL40U-AT-J5096-SL | Outdoor Luminaires | Mid Output | Architectural Flood and Spot Luminaires | Standard | TRUE | 8651 | 87.6 | 98.8 | 9.76 | 0.969 | 5104 | 68.1 | 5 | 50000 | 42094 |  |  | NotYetVerified |  | 3 | 8651 | 87.6 | 96 | 9.76 | 0.95 | 5000 | 68
PA73VKBM | RAB Lighting | RAB Lighting Inc | FXLED200[All Mounting Options]YB55[All Fixture Colors]/[Option Includes PC] | Outdoor Luminaires | High Output | Architectural Flood and Spot Luminaires | Standard | TRUE | 21360 | 104.8 | 203.8 | 11.9 | 0.939 | 3051 | 81 | 5 | 100000 | 42094 |  |  | NotYetVerified |  | 3
PZREVQ5W | RAB Lighting | RAB Lighting Inc | FXLED200[All Mounting Options]YB33[All Fixture Colors]/[Option Includes PC] | Outdoor Luminaires | High Output | Architectural Flood and Spot Luminaires | Standard | TRUE | 21590 | 105.5 | 204.7 | 10.6 | 0.934 | 3063 | 81 | 5 | 100000 | 42094 |  |  | NotYetVerified |  | 3
PRUZF9HA | RAB Lighting | RAB Lighting Inc | FXLED200[All Mounting Options]YB46[All Fixture Colors] | Outdoor Luminaires | High Output | Architectural Flood and Spot Luminaires | Standard | TRUE | 21301 | 104.1 | 204.7 | 10.6 | 0.934 | 3086 | 81 | 5 | 100000 | 42094 |  |  | NotYetVerified |  | 3
P9QJANCN | RAB Lighting | RAB Lighting Inc | FXLED200[All Mounting Options]YB64[All Fixture Colors] | Outdoor Luminaires | High Output | Architectural Flood and Spot Luminaires | Standard | TRUE | 22421 | 109.7 | 204.3 | 10.3 | 0.934 | 3088 | 81 | 5 | 100000 | 42094 |  |  | NotYetVerified |  | 3
PVZS1YJ2 | RAB Lighting | RAB Lighting Inc | FXLED200[All Mounting Options]B46[All Fixture Colors] | Outdoor Luminaires | High Output | Architectural Flood and Spot Luminaires | Standard | FALSE | [9 empty] | 42094 |  |  | NotYetVerified |  | 3 | 24457 | 120.4 | 203 | 11 | 0.938 | 4886 | 72
PM16Y8MT | RAB Lighting | RAB Lighting Inc | FXLED200[All Mounting Options]B46[All Fixture Colors]/D10 | Outdoor Luminaires | High Output | Architectural Flood and Spot Luminaires | Standard | FALSE | [9 empty] | 42094 |  |  | NotYetVerified |  | 3 | 23646 | 122.1 | 193.6 | 12.1 | 0.931 | 4886 | 72
P46M3HC9 | RAB Lighting | RAB Lighting Inc | FXLED200[All Mounting Options]B64[All Fixture Colors] | Outdoor Luminaires | High Output | Architectural Flood and Spot Luminaires | Standard | FALSE | [9 empty] | 42094 |  |  | NotYetVerified |  | 3 | 25988 | 128.1 | 203 | 11 | 0.938 | 4875 | 72
PZXGE16T | RAB Lighting | RAB Lighting Inc | FXLED200[All Mounting Options]B64[All Fixture Colors]/D10 | Outdoor Luminaires | High Output | Architectural Flood and Spot Luminaires | Standard | FALSE | [9 empty] | 42094 |  |  | NotYetVerified |  | 3 | 25126 | 129.9 | 193.4 | 12.1 | 0.931 | 4875 | 72
PWSUCCDV | RAB Lighting | RAB Lighting Inc | FXLED200[All Mounting Options]B33[All Fixture Colors]/[Option Includes PC] | Outdoor Luminaires | High Output | Architectural Flood and Spot Luminaires | Standard | FALSE | [9 empty] | 42094 |  |  | NotYetVerified |  | 3 | 24430 | 120.4 | 203 | 11 | 0.938 | 4839 | 72
P6XBGHFS | RAB Lighting | RAB Lighting Inc | FXLED200[All Mounting Options]B33[All Fixture Colors]/D10/[Option Includes PC] | Outdoor Luminaires | High Output | Architectural Flood and Spot Luminaires | Standard | FALSE | [9 empty] | 42094 |  |  | NotYetVerified |  | 3 | 23620 | 122.1 | 193.4 | 12.1 | 0.931 | 4839 | 72
P8K1UMKV | RAB Lighting | RAB Lighting Inc | FXLED200[All Mounting Options]B55[All Fixture Colors]/[Option Includes PC] | Outdoor Luminaires | High Output | Architectural Flood and Spot Luminaires | Standard | FALSE | [9 empty] | 42094 |  |  | NotYetVerified |  | 3 | 24616 | 120 | 205 | 10.1 | 0.937 | 4824 | 72
PYW6F5P6 | RAB Lighting | RAB Lighting Inc | FXLED200[All Mounting Options]B55[All Fixture Colors]/D10/[Option Includes PC] | Outdoor Luminaires | High Output | Architectural Flood and Spot Luminaires | Standard | FALSE | [9 empty] | 42094 |  |  | NotYetVerified |  | 3 | 23799 | 121.7 | 195.5 | 11.1 | 0.93 | 4824 | 72
PQJ81EVB | RAB Lighting | RAB Lighting Inc | FXLED200[All Mounting Options]NB46[All Fixture Colors] | Outdoor Luminaires | High Output | Architectural Flood and Spot Luminaires | Standard | FALSE | [9 empty] | 42094 |  |  | NotYetVerified |  | 3 | 22292 | 108.8 | 205.1 | 11.7 | 0.939 | 3982 | 82
P4T547CH | RAB Lighting | RAB Lighting Inc | FXLED200[All Mounting Options]NB46[All Fixture Colors]/D10 | Outdoor Luminaires | High Output | Architectural Flood and Spot Luminaires | Standard | FALSE | [9 empty] | 42094 |  |  | NotYetVerified |  | 3 | 21553 | 110.3 | 195.3 | 12.9 | 0.932 | 3982 | 82
PRFEXA8J | RAB Lighting | RAB Lighting Inc | FXLED200[All Mounting Options]NB64[All Fixture Colors] | Outdoor Luminaires | High Output | Architectural Flood and Spot Luminaires | Standard | FALSE | [9 empty] | 42094 |  |  | NotYetVerified |  | 3 | 23325 | 113.8 | 205.4 | 11.9 | 0.939 | 3979 | 82
PY4NR6Y3 | RAB Lighting | RAB Lighting Inc | FXLED200[All Mounting Options]NB64[All Fixture Colors]/D10 | Outdoor Luminaires | High Output | Architectural Flood and Spot Luminaires | Standard | FALSE | [9 empty] | 42094 |  |  | NotYetVerified |  | 3 | 22551 | 115.4 | 195.4 | 13.1 | 0.932 | 3979 | 82
P7URV71E | RAB Lighting | RAB Lighting Inc | FXLED200[All Mounting Options]NB55[All Fixture Colors]/[Option Includes PC] | Outdoor Luminaires | High Output | Architectural Flood and Spot Luminaires | Standard | FALSE | [9 empty] | 42094 |  |  | NotYetVerified |  | 3 | 22893 | 111 | 206.4 | 12.2 | 0.94 | 3967 | 82
P8VB18HK | RAB Lighting | RAB Lighting Inc | FXLED200[All Mounting Options]NB55[All Fixture Colors]/D10/[Option Includes PC] | Outdoor Luminaires | High Output | Architectural Flood and Spot Luminaires | Standard | FALSE | [9 empty] | 42094 |  |  | NotYetVerified |  | 3 | 22134 | 112.5 | 196.7 | 13.4 | 0.933 | 3967 | 82
PYWS8FNA | RAB Lighting | RAB Lighting Inc | FXLED200[All Mounting Options]NB33[All Fixture Colors]/[Option Includes PC] | Outdoor Luminaires | High Output | Architectural Flood and Spot Luminaires | Standard | FALSE | [9 empty] | 42094 |  |  | NotYetVerified |  | 3 | 22406 | 109.4 | 204.9 | 11.8 | 0.939 | 3953 | 82
P7K6UZ6D | RAB Lighting | RAB Lighting Inc | FXLED200[All Mounting Options]NB33[All Fixture Colors]/D10/[Option Includes PC] | Outdoor Luminaires | High Output | Architectural Flood and Spot Luminaires | Standard | FALSE | [9 empty] | 42094 |  |  | NotYetVerified |  | 3 | 21663 | 110.9 | 195.3 | 13 | 0.932 | 3953 | 82
P8Q48S4K | RAB Lighting | RAB Lighting Inc | FXLED200[All Mounting Options]YB64[All Fixture Colors]/D10 | Outdoor Luminaires | High Output | Architectural Flood and Spot Luminaires | Standard | FALSE | [9 empty] | 42094 |  |  | NotYetVerified |  | 3 | 21677 | 111.3 | 194.8 | 11.3 | 0.927 | 3088 | 81
PMWQRR7Z | RAB Lighting | RAB Lighting Inc | FXLED200[All Mounting Options]YB46[All Fixture Colors]/D10 | Outdoor Luminaires | High Output | Architectural Flood and Spot Luminaires | Standard | FALSE | [9 empty] | 42094 |  |  | NotYetVerified |  | 3 | 20594 | 105.5 | 195.1 | 11.6 | 0.927 | 3086 | 81
PY6RCYFM | RAB Lighting | RAB Lighting Inc | FXLED200[All Mounting Options]YB33[All Fixture Colors]/D10/[Option Includes PC] | Outdoor Luminaires | High Output | Architectural Flood and Spot Luminaires | Standard | FALSE | [9 empty] | 42094 |  |  | NotYetVerified |  | 3 | 20874 | 107 | 195.1 | 11.6 | 0.927 | 3063 | 81
P2D6HT4J | RAB Lighting | RAB Lighting Inc | FXLED200[All Mounting Options]YB55[All Fixture Colors]/D10/[Option Includes PC] | Outdoor Luminaires | High Output | Architectural Flood and Spot Luminaires | Standard | FALSE | [9 empty] | 42094 |  |  | NotYetVerified |  | 3 | 20651 | 106.3 | 194.3 | 13.1 | 0.932 | 3051 | 81
PJYXMGJ7 | E-Lite Semiconductor Inc. | E-LITE | EO-ED-200 [S] | Outdoor Luminaires | High Output | Architectural Flood and Spot Luminaires | Standard | TRUE | 19415.46 | 106.15 | 182.9 | 9.23 | 0.964 | 5310 | 86.2 | 5 | 50000 | 42089 |  |  | NotYetVerified |  | 3 | 19415.46 | 106.15 | 182.9 | 7.66 | 0.997 | 5310 | 86
PVCTD3MF | E-Lite Semiconductor Inc. | E-LITE | EO-ED-100 [S] | Outdoor Luminaires | High Output | Architectural Flood and Spot Luminaires | Standard | TRUE | 10455.28 | 106.03 | 98.61 | 14.73 | 0.926 | 5308 | 85.5 | 5 | 50000 | 42089 |  |  | NotYetVerified |  | 3 | 10455.28 | 106.03 | 98.61 | 7.66 | 0.995 | 5308 | 86
PRA44ZGW | GreenStar Products Inc. | GreenStar | SL7241MDXXXXXX | Outdoor Luminaires | High Output | Architectural Flood and Spot Luminaires | Standard | TRUE | 13368 | 79.8 | 167.5 | 8 | 0.92 | 4181 | 65.6 | 5 | 100000 | 42089 |  |  | NotYetVerified |  | 3 | 13368 | 79.8 | 167.5 | 7.6 | 0.97 | 4181 | 65.6
PU3918WG | Musco Sports Lighting LLC | Musco | 136 LED | Outdoor Luminaires | Very High Output | Architectural Flood and Spot Luminaires | Standard | TRUE | 75544 | 102.36 | 738 | 2.4 | 0.899 | 5152 | 71 | 10 |  | 42089 |  |  | NotYetVerified |  | 3 | 73350 | 101.88 | 720 |  |  | 5000 | 65
PTDBTQT7 | E-Lite Semiconductor Inc. | E-LITE | EO-ED-200T [S] | Outdoor Luminaires | High Output | Architectural Flood and Spot Luminaires | Standard | FALSE | [9 empty] | 42089 |  |  | NotYetVerified | Updated on 1/3/2017 | 3 | 19000 | 95 | 200 | 7.66 | 0.997 | 5000 | 86
PZ6FZZYY | E-Lite Semiconductor Inc. | E-LITE | EO-ED-100T [S] | Outdoor Luminaires | High Output | Architectural Flood and Spot Luminaires | Standard | FALSE | [9 empty] | 42089 |  |  | NotYetVerified | Updated on 1/3/2017 | 3 | 10000 | 100 | 100 | 7.66 | 0.995 | 5000 | 86
PQ66WRFM | GreenStar Products Inc. | GreenStar | SL7260MDXXXXXX | Outdoor Luminaires | High Output | Architectural Flood and Spot Luminaires | Standard | FALSE | [9 empty] | 42089 | Not Dimmable | Not Dimmable | NotYetVerified |  | 3 | 15278 | 92.3 | 165.49 | 7.6 | 0.96 | 5804 | 70
P8A8G4WF | Hubbell Lighting | Spaulding | ARF3-X-42L4K-070-RM-F-X-X-X | Outdoor Luminaires | Mid Output | Architectural Flood and Spot Luminaires | Standard | TRUE | 8050 | 84 | 95.8 | 10.6 | 0.977 | 3928 | 73.02 | 5 | 50000 | 42088 |  |  | NotYetVerified |  | 3 | 7584 | 79.2 | 95.8 | 10.6 | 0.977 | 4200 | 70
P69BGUQR | Neutex Lighting | Neutex Advanced Energy Group Inc. | NTX-FL100XSY (5700K) | Outdoor Luminaires | Mid Output | Architectural Flood and Spot Luminaires | Standard | TRUE | 9423.093 | 90.55 | 104.07 | 19.13 | 0.967 | 5868 | 84.4 | 5 | 50000 | 42088 |  |  | NotYetVerified |  | 3 |  |  | 100 |  | 0.95 | 5700 | 70
PYYT3X4G | Neutex Lighting | Neutex Advanced Energy Group Inc. | NTX-FL100XSY (5000K) | Outdoor Luminaires | Mid Output | Architectural Flood and Spot Luminaires | Standard | TRUE | 9305.23 | 91.15 | 103.424 | 20.86 | 0.963 | 5278 | 83.4 | 5 | 50000 | 42088 |  |  | NotYetVerified |  | 3 |  |  | 100 |  |  | 5000 | 70
P9TSPJFD | Neutex Lighting | Neutex Advanced Energy Group Inc. | NTX-FL200XSY (5700K) | Outdoor Luminaires | High Output | Architectural Flood and Spot Luminaires | Standard | TRUE | 19299.988 | 97.303 | 198.35 | 14.2 | 0.949 | 5490 | 82.4 | 5 | 50000 | 42088 |  |  | NotYetVerified |  | 3 |  |  | 200 |  | 0.95 | 5700 | 70
PZAJYZP5 | Neutex Lighting | Neutex Advanced Energy Group Inc. | NTX-FL200XSY (5000K) | Outdoor Luminaires | High Output | Architectural Flood and Spot Luminaires | Standard | TRUE | 19289.52 | 97.353 | 198.14 | 14.5 | 0.9442 | 4950 | 81.3 | 5 | 50000 | 42088 |  |  | NotYetVerified |  | 3 |  |  | 200 |  | 0.95 | 5000 | 70
P75DA7V5 | Neutex Lighting | Neutex Advanced Energy Group Inc. | NTX-FL50XSY (5700K) | Outdoor Luminaires | Low Output | Architectural Flood and Spot Luminaires | Standard | TRUE | 4643.486 | 90.62 | 51.24 | 19.06 | 0.931 | 5946 | 85.3 | 5 | 50000 | 42088 |  |  | NotYetVerified |  | 3 |  |  | 50 |  | 0.95 | 5700 | 70
P4BRSQG6 | Neutex Lighting | Neutex Advanced Energy Group Inc. | NTX-FL150XSY (5000K) | Outdoor Luminaires | High Output | Architectural Flood and Spot Luminaires | Standard | TRUE | 14824.68 | 97.288 | 152.38 | 14.24 | 0.927 | 5134 | 82.3 | 5 | 50000 | 42088 |  |  | NotYetVerified |  | 3 |  |  | 150 |  |  | 5000 | 70
PBHEWSNX | Neutex Lighting | Neutex Advanced Energy Group Inc. | NTX-FL50XSY(5000K) | Outdoor Luminaires | Low Output | Architectural Flood and Spot Luminaires | Standard | TRUE | 4633.779 | 90.86 | 51 | 20.86 | 0.927 | 5144 | 83.3 | 5 | 50000 | 42088 |  |  | NotYetVerified |  | 3 |  |  | 50 |  | 0.95 | 5000 | 70
PQXXGFCP | Hubbell Lighting | Spaulding | ARF3-X-42L5K-070-W-F-X-X-X | Outdoor Luminaires | Mid Output | Architectural Flood and Spot Luminaires | Standard | FALSE | [9 empty] | 42088 |  |  | NotYetVerified |  | 3 | 9329 | 99.6 | 95.8 | 11.1 | 0.977 | 5100 | 67
P8VSJD1R | Hubbell Lighting | Spaulding | ARF3-X-42L5K-070-W-5-X-X-X | Outdoor Luminaires | Mid Output | Architectural Flood and Spot Luminaires | Standard | FALSE | [9 empty] | 42088 |  |  | NotYetVerified |  | 3 | 9329 | 99.6 | 95.8 | 11.1 | 0.977 | 5100 | 67
PV93AHPK | Hubbell Lighting | Spaulding | ARF3-X-42L5K-070-RM-F-X-X-X | Outdoor Luminaires | Mid Output | Architectural Flood and Spot Luminaires | Standard | FALSE | [9 empty] | 42088 |  |  | NotYetVerified |  | 3 | 8369 | 87.9 | 95.8 | 11.1 | 0.977 | 5100 | 67
P4W6Q6FD | Hubbell Lighting | Spaulding | ARF3-X-42L5K-070-RM-5-X-X-X | Outdoor Luminaires | Mid Output | Architectural Flood and Spot Luminaires | Standard | FALSE | [9 empty] | 42088 |  |  | NotYetVerified |  | 3 | 8369 | 87.9 | 95.8 | 11.1 | 0.977 | 5100 | 67
PMGDCKWN | Hubbell Lighting | Spaulding | ARF3-X-42L5K-070-M-5-X-X-X | Outdoor Luminaires | Mid Output | Architectural Flood and Spot Luminaires | Standard | FALSE | [9 empty] | 42088 |  |  | NotYetVerified |  | 3 | 9740 | 102.8 | 95.8 | 11.1 | 0.977 | 5100 | 67
P5BX8MRK | Hubbell Lighting | Spaulding | ARF3-X-42L5K-070-M-F-X-X-X | Outdoor Luminaires | Mid Output | Architectural Flood and Spot Luminaires | Standard | FALSE | [9 empty] | 42088 |  |  | NotYetVerified |  | 3 | 9740 | 102.8 | 95.8 | 11.1 | 0.977 | 5100 | 67
PPMFRRU4 | Hubbell Lighting | Spaulding | ARF3-X-42L5K-070-N-F-X-X-X | Outdoor Luminaires | Mid Output | Architectural Flood and Spot Luminaires | Standard | FALSE | [9 empty] | 42088 |  |  | NotYetVerified |  | 3 | 9293 | 98.2 | 95.8 | 11.1 | 0.977 | 5100 | 67
PMK4JXZE | Hubbell Lighting | Spaulding | ARF3-X-42L5K-070-N-5-X-X-X | Outdoor Luminaires | Mid Output | Architectural Flood and Spot Luminaires | Standard | FALSE | [9 empty] | 42088 |  |  | NotYetVerified |  | 3 | 9293 | 98.2 | 95.8 | 11.1 | 0.977 | 5100 | 67
PWP5GU31 | Hubbell Lighting | Spaulding | ARF3-X-42L4K-070-W-5-X-X-X | Outdoor Luminaires | Mid Output | Architectural Flood and Spot Luminaires | Standard | FALSE | [9 empty] | 42088 |  |  | NotYetVerified |  | 3 | 8623 | 90.8 | 95.8 | 11.1 | 0.977 | 4200 | 70
PEAUBCNG | Hubbell Lighting | Spaulding | ARF3-X-42L4K-070-W-F-X-X-X | Outdoor Luminaires | Mid Output | Architectural Flood and Spot Luminaires | Standard | FALSE | [9 empty] | 42088 |  |  | NotYetVerified |  | 3 | 8623 | 90.8 | 95.8 | 11.1 | 0.977 | 4200 | 70
P2ZYNV8S | Hubbell Lighting | Spaulding | ARF3-X-42L4K-070-RM-5-X-X-X | Outdoor Luminaires | Mid Output | Architectural Flood and Spot Luminaires | Standard | FALSE | [9 empty] | 42088 |  |  | NotYetVerified |  | 3 | 7584 | 79.2 | 95.8 | 10.6 | 0.977 | 4200 | 70
PX2D6K52 | Hubbell Lighting | Spaulding | ARF3-X-42L4K-070-M-F-X-X-X | Outdoor Luminaires | Mid Output | Architectural Flood and Spot Luminaires | Standard | FALSE | [9 empty] | 42088 |  |  | NotYetVerified |  | 3 | 8826 | 93.2 | 95.8 | 11.1 | 0.977 | 4200 | 70
PT9S3972 | Hubbell Lighting | Spaulding | ARF3-X-42L4K-070-M-5-X-X-X | Outdoor Luminaires | Mid Output | Architectural Flood and Spot Luminaires | Standard | FALSE | [9 empty] | 42088 |  |  | NotYetVerified |  | 3 | 8826 | 93.2 | 95.8 | 11.1 | 0.977 | 4200 | 70
PEE56VBW | Hubbell Lighting | Spaulding | ARF3-X-42L4K-070-N-F-X-X-X | Outdoor Luminaires | Mid Output | Architectural Flood and Spot Luminaires | Standard | FALSE | [9 empty] | 42088 |  |  | NotYetVerified |  | 3 | 8782 | 91.8 | 95.8 | 11.1 | 0.977 | 4200 | 70
P11BMWCM | Hubbell Lighting | Spaulding | ARF3-X-42L4K-070-N-5-X-X-X | Outdoor Luminaires | Mid Output | Architectural Flood and Spot Luminaires | Standard | FALSE | [9 empty] | 42088 |  |  | NotYetVerified |  | 3 | 8782 | 91.8 | 95.8 | 11.1 | 0.977 | 4200 | 70
PJYHDFWX | Foshan Naturaled Electric Co.Ltd | Naturaled | LED-FXFDL58/40K/XX-KNC | Outdoor Luminaires | Mid Output | Architectural Flood and Spot Luminaires | Standard | TRUE | 6735.7 | 117.26 | 57.44 | 13.45 | 0.987 | 4014 | 72.4 | 5 | 50000 | 42087 |  |  | NotYetVerified |  | 3 | 6735.7 | 117.26 | 57.44 | 13.45 | 0.987 | 4014 | 72.4
P567PTHP | RAB Lighting | RAB Lighting Inc | FXLED300[All Mounting Options]YB46[All Fixture Colors]/[Option Includes PC] | Outdoor Luminaires | High Output | Architectural Flood and Spot Luminaires | Standard | TRUE | 28366 | 90.7 | 312.8 | 10.8 | 0.959 | 3075 | 81 | 5 | 100000 | 42087 |  |  | NotYetVerified |  | 3
PY8U24N2 | RAB Lighting | RAB Lighting Inc | FXLED300[All Mounting Options]YB64[All Fixture Colors]/[Options Include PC] | Outdoor Luminaires | Very High Output | Architectural Flood and Spot Luminaires | Standard | TRUE | 31180 | 99.5 | 313.5 | 11 | 0.958 | 3081 | 81 | 5 | 100000 | 42087 |  |  | NotYetVerified |  | 3
P3WY47VC | RAB Lighting | RAB Lighting Inc | FXLED300[All Mounting Options]YB33[All Fixture Colors]/[Option Includes PC] | Outdoor Luminaires | High Output | Architectural Flood and Spot Luminaires | Standard | TRUE | 29180 | 93 | 313.6 | 10.9 | 0.957 | 3053 | 81 | 5 | 100000 | 42087 |  |  | NotYetVerified |  | 3
P2TZNXXA | RAB Lighting | RAB Lighting Inc | FXLED300[All Mounting Options]YB55[All Fixture Colors]/[Options Include PC] | Outdoor Luminaires | High Output | Architectural Flood and Spot Luminaires | Standard | TRUE | 28500 | 90.6 | 314.6 | 10.8 | 0.955 | 3037 | 81 | 5 | 100000 | 42087 |  |  | NotYetVerified |  | 3
PNKPJZ3W | RC Lighting | RC Lighting | FXLED300[All Mounting Options]N[All Fixture Colors] RCL | Outdoor Luminaires | Very High Output | Architectural Flood and Spot Luminaires | Standard | FALSE | [9 empty] | 42087 |  |  | NotYetVerified |  | 3 | 34800 | 110.1 | 317 | 11 | 0.954 | 4026 | 82
PRVRHTQN | RAB Lighting | RAB Lighting Inc | FXLED300[All Mounting Options]B64[All Fixture Colors]/BL/[Options Include PC] | Outdoor Luminaires | Very High Output | Architectural Flood and Spot Luminaires | Standard | FALSE | [9 empty] | 42087 |  |  | NotYetVerified |  | 3 | 37265 | 117.8 | 316.9 | 10.9 | 0.961 | 4862 | 72
P9UJVHKD | RAB Lighting | RAB Lighting Inc | FXLED300[All Mounting Options]B64[All Fixture Colors]/[Options Include PC] | Outdoor Luminaires | Very High Output | Architectural Flood and Spot Luminaires | Standard | FALSE | [9 empty] | 42087 |  |  | NotYetVerified |  | 3 | 37265 | 117.8 | 316.9 | 10.9 | 0.961 | 4862 | 72
P7J31H4D | RAB Lighting | RAB Lighting Inc | FXLED300[All Mounting Options]B64[All Fixture Colors]/D10/[Options Include PC] | Outdoor Luminaires | Very High Output | Architectural Flood and Spot Luminaires | Standard | FALSE | [9 empty] | 42087 |  |  | NotYetVerified |  | 3 | 38049 | 117.8 | 323 | 11 | 0.963 | 4862 | 72
PVTTB8GR | RAB Lighting | RAB Lighting Inc | FXLED300[All Mounting Options]B46[All Fixture Colors]/BL/[Option Includes PC] | Outdoor Luminaires | Very High Output | Architectural Flood and Spot Luminaires | Standard | FALSE | [9 empty] | 42087 |  |  | NotYetVerified |  | 3 | 34000 | 107.2 | 316.2 | 10.8 | 0.959 | 4856 | 72
PBKR4HTU | RAB Lighting | RAB Lighting Inc | FXLED300[All Mounting Options]B46[All Fixture Colors]/[Option Includes PC] | Outdoor Luminaires | Very High Output | Architectural Flood and Spot Luminaires | Standard | FALSE | [9 empty] | 42087 |  |  | NotYetVerified |  | 3 | 34000 | 107.2 | 316.2 | 10.8 | 0.959 | 4856 | 72
PMDWWB4V | RAB Lighting | RAB Lighting Inc | FXLED300[All Mounting Options]B46[All Fixture Colors]/D10/[Option Includes PC] | Outdoor Luminaires | Very High Output | Architectural Flood and Spot Luminaires | Standard | FALSE | [9 empty] | 42087 |  |  | NotYetVerified |  | 3 | 34715 | 107.2 | 323.8 | 10.9 | 0.961 | 4856 | 72
PTHZWNCU | RAB Lighting | RAB Lighting Inc | FXLED300[All Mounting Options]B33[All Fixture Colors]/BL/[Option Includes PC] | Outdoor Luminaires | Very High Output | Architectural Flood and Spot Luminaires | Standard | FALSE | [9 empty] | 42087 |  |  | NotYetVerified |  | 3 | 34936 | 110 | 316.8 | 10.7 | 0.961 | 4824 | 72
P6TTQ5PC | RAB Lighting | RAB Lighting Inc | FXLED300[All Mounting Options]B33[All Fixture Colors]/[Option Includes PC] | Outdoor Luminaires | Very High Output | Architectural Flood and Spot Luminaires | Standard | FALSE | [9 empty] | 42087 |  |  | NotYetVerified |  | 3 | 34936 | 110 | 316.8 | 10.7 | 0.961 | 4824 | 72
P8FPFT4B | RAB Lighting | RAB Lighting Inc | FXLED300[All Mounting Options]B33[All Fixture Colors]/D10/[Option Includes PC] | Outdoor Luminaires | Very High Output | Architectural Flood and Spot Luminaires | Standard | FALSE | [9 empty] | 42087 |  |  | NotYetVerified |  | 3 | 35671 | 110 | 324.2 | 10.8 | 0.963 | 4824 | 72
PZ4WUCMZ | RAB Lighting | RAB Lighting Inc | FXLED300[All Mounting Options]B55[All Fixture Colors]/BL/[Options Include PC] | Outdoor Luminaires | Very High Output | Architectural Flood and Spot Luminaires | Standard | FALSE | [9 empty] | 42087 |  |  | NotYetVerified |  | 3 | 34862 | 110.4 | 315.4 | 10.8 | 0.958 | 4823 | 72
PMYTJWHW | RAB Lighting | RAB Lighting Inc | FXLED300[All Mounting Options]B55[All Fixture Colors]/[Options Include PC] | Outdoor Luminaires | Very High Output | Architectural Flood and Spot Luminaires | Standard | FALSE | [9 empty] | 42087 |  |  | NotYetVerified |  | 3 | 34862 | 110.4 | 315.4 | 10.8 | 0.958 | 4823 | 72
PS8DAXSM | RAB Lighting | RAB Lighting Inc | FXLED300[All Mounting Options]B55[All Fixture Colors]/D10/[Options Include PC] | Outdoor Luminaires | Very High Output | Architectural Flood and Spot Luminaires | Standard | FALSE | [9 empty] | 42087 |  |  | NotYetVerified |  | 3 | 35595 | 110.4 | 322.4 | 10.9 | 0.961 | 4823 | 72
PGA2JW9T | RAB Lighting | RAB Lighting Inc | FXLED300[All Mounting Options]NB55[All Fixture Colors]/BL/[Options Include PC] | Outdoor Luminaires | Very High Output | Architectural Flood and Spot Luminaires | Standard | FALSE | [9 empty] | 42087 |  |  | NotYetVerified |  | 3 | 30250 | 95.6 | 316.4 | 11 | 0.96 | 3997 | 82
P3297QWX | RAB Lighting | RAB Lighting Inc | FXLED300[All Mounting Options]NB55[All Fixture Colors]/[Options Include PC] | Outdoor Luminaires | Very High Output | Architectural Flood and Spot Luminaires | Standard | FALSE | [9 empty] | 42087 |  |  | NotYetVerified |  | 3 | 30250 | 95.6 | 316.4 | 11 | 0.96 | 3997 | 82
PS343GSU | RAB Lighting | RAB Lighting Inc | FXLED300[All Mounting Options]NB55[All Fixture Colors]/D10/[Options Include PC] | Outdoor Luminaires | Very High Output | Architectural Flood and Spot Luminaires | Standard | FALSE | [9 empty] | 42087 |  |  | NotYetVerified |  | 3 | 30886 | 95.6 | 323.2 | 11.1 | 0.962 | 3997 | 82
PUAK9CE8 | RAB Lighting | RAB Lighting Inc | FXLED300[All Mounting Options]NB64[All Fixture Colors]/BL/[Options Include PC] | Outdoor Luminaires | Very High Output | Architectural Flood and Spot Luminaires | Standard | FALSE | [9 empty] | 42087 |  |  | NotYetVerified |  | 3 | 32788 | 104.2 | 315.1 | 10.6 | 0.957 | 3967 | 82
PRG7NQ5T | RAB Lighting | RAB Lighting Inc | FXLED300[All Mounting Options]NB64[All Fixture Colors]/[Options Include PC] | Outdoor Luminaires | Very High Output | Architectural Flood and Spot Luminaires | Standard | FALSE | [9 empty] | 42087 |  |  | NotYetVerified |  | 3 | 32788 | 104.2 | 315.1 | 10.6 | 0.957 | 3967 | 82
PNMH48YE | RAB Lighting | RAB Lighting Inc | FXLED300[All Mounting Options]NB64[All Fixture Colors]/D10/[Options Include PC] | Outdoor Luminaires | Very High Output | Architectural Flood and Spot Luminaires | Standard | FALSE | [9 empty] | 42087 |  |  | NotYetVerified |  | 3 | 33477 | 104.2 | 321.4 | 10.7 | 0.959 | 3967 | 82
PGU436GV | RAB Lighting | RAB Lighting Inc | FXLED300[All Mounting Options]NB46[All Fixture Colors]/BL/[Option Includes PC] | Outdoor Luminaires | Very High Output | Architectural Flood and Spot Luminaires | Standard | FALSE | [9 empty] | 42087 |  |  | NotYetVerified |  | 3 | 30195 | 95.9 | 315.2 | 10.6 | 0.957 | 3954 | 82
PHBSG5W3 | RAB Lighting | RAB Lighting Inc | FXLED300[All Mounting Options]NB46[All Fixture Colors]/[Option Includes PC] | Outdoor Luminaires | Very High Output | Architectural Flood and Spot Luminaires | Standard | FALSE | [9 empty] | 42087 |  |  | NotYetVerified |  | 3 | 30195 | 95.9 | 315.2 | 10.6 | 0.957 | 3954 | 82
PE78YHHX | RAB Lighting | RAB Lighting Inc | FXLED300[All Mounting Options]NB46[All Fixture Colors]/D10/[Option Includes PC] | Outdoor Luminaires | Very High Output | Architectural Flood and Spot Luminaires | Standard | FALSE | [9 empty] | 42087 |  |  | NotYetVerified |  | 3 | 30830 | 95.9 | 321.6 | 10.7 | 0.959 | 3954 | 82
P6YSQ2BH | RAB Lighting | RAB Lighting Inc | FXLED300[All Mounting Options]NB33[All Fixture Colors]/BL/[Option Includes PC] | Outdoor Luminaires | Very High Output | Architectural Flood and Spot Luminaires | Standard | FALSE | [9 empty] | 42087 |  |  | NotYetVerified |  | 3 | 30201 | 95.9 | 314.9 | 10.7 | 0.956 | 3933 | 82
P652CBP4 | RAB Lighting | RAB Lighting Inc | FXLED300[All Mounting Options]NB33[All Fixture Colors]/[Option Includes PC] | Outdoor Luminaires | Very High Output | Architectural Flood and Spot Luminaires | Standard | FALSE | [9 empty] | 42087 |  |  | NotYetVerified |  | 3 | 30201 | 95.9 | 314.9 | 10.7 | 0.956 | 3933 | 82
PCM8WCS6 | RAB Lighting | RAB Lighting Inc | FXLED300[All Mounting Options]NB33[All Fixture Colors]/D10/[Option Includes PC] | Outdoor Luminaires | Very High Output | Architectural Flood and Spot Luminaires | Standard | FALSE | [9 empty] | 42087 |  |  | NotYetVerified |  | 3 | 30836 | 95.9 | 321.5 | 10.8 | 0.958 | 3933 | 82
PCK3KW71 | RAB Lighting | RAB Lighting Inc | FXLED300[All Mounting Options]YB64[All Fixture Colors]/BL/[Options Include PC] | Outdoor Luminaires | Very High Output | Architectural Flood and Spot Luminaires | Standard | FALSE | [9 empty] | 42087 |  |  | NotYetVerified |  | 3 | 31180 | 99.5 | 313.2 | 11 | 0.958 | 3081 | 81
PNHT9FZM | RAB Lighting | RAB Lighting Inc | FXLED300[All Mounting Options]YB64[All Fixture Colors]/D10/[Options Include PC] | Outdoor Luminaires | Very High Output | Architectural Flood and Spot Luminaires | Standard | FALSE | [9 empty] | 42087 |  |  | NotYetVerified |  | 3 | 31836 | 99.4 | 320.2 | 11.1 | 0.96 | 3081 | 81
PXCSZKJS | RAB Lighting | RAB Lighting Inc | FXLED300[All Mounting Options]YB46[All Fixture Colors]/BL/[Option Includes PC] | Outdoor Luminaires | High Output | Architectural Flood and Spot Luminaires | Standard | FALSE | [9 empty] | 42087 |  |  | NotYetVerified |  | 3 | 28366 | 90.7 | 313 | 10.8 | 0.959 | 3075 | 81
PHS72HQZ | RAB Lighting | RAB Lighting Inc | FXLED300[All Mounting Options]YB46[All Fixture Colors]/D10/[Option Includes PC] | Outdoor Luminaires | High Output | Architectural Flood and Spot Luminaires | Standard | FALSE | [9 empty] | 42087 |  |  | NotYetVerified |  | 3 | 28962 | 90.7 | 319.4 | 10.9 | 0.961 | 3075 | 81
P8PPNJ7M | RAB Lighting | RAB Lighting Inc | FXLED300[All Mounting Options]YB33[All Fixture Colors]/BL/[Option Includes PC] | Outdoor Luminaires | High Output | Architectural Flood and Spot Luminaires | Standard | FALSE | [9 empty] | 42087 |  |  | NotYetVerified |  | 3 | 29180 | 93 | 312.5 | 10.9 | 0.957 | 3053 | 81
PQRR7UGW | RAB Lighting | RAB Lighting Inc | FXLED300[All Mounting Options]YB33[All Fixture Colors]/D10/[Option Includes PC] | Outdoor Luminaires | High Output | Architectural Flood and Spot Luminaires | Standard | FALSE | [9 empty] | 42087 |  |  | NotYetVerified |  | 3 | 29794 | 93 | 320.3 | 11 | 0.959 | 3053 | 81
PXRD7QFG | RAB Lighting | RAB Lighting Inc | FXLED300[All Mounting Options]YB55[All Fixture Colors]/BL/[Options Include PC] | Outdoor Luminaires | High Output | Architectural Flood and Spot Luminaires | Standard | FALSE | [9 empty] | 42087 |  |  | NotYetVerified |  | 3 | 28500 | 90.6 | 315 | 10.8 | 0.955 | 3037 | 81
P6E6TT8E | RAB Lighting | RAB Lighting Inc | FXLED300[All Mounting Options]YB55[All Fixture Colors]/D10/[Options Include PC] | Outdoor Luminaires | High Output | Architectural Flood and Spot Luminaires | Standard | FALSE | [9 empty] | 42087 |  |  | NotYetVerified |  | 3 | 29099 | 90.6 | 321.3 | 10.9 | 0.957 | 3037 | 81
PXZ843RX | Foshan Naturaled Electric Co.Ltd | Naturaled | LED-FXFDL58/50K/XX-KNC | Outdoor Luminaires | Mid Output | Architectural Flood and Spot Luminaires | Standard | FALSE | [9 empty] | 42087 |  |  | NotYetVerified |  | 3 | 7008.1 | 121.67 | 57.6 | 13.45 | 0.9878 | 5117 | 77.8
P7U17WA86 | TECHLIGHT | Saber | AOSL-2-C-8-T3-D-1-XX-XX | Outdoor Luminaires | High Output | Architectural Flood and Spot Luminaires | Standard | TRUE | 10286.5 | 83.8 | 122.7 | 4.8 | 0.97 | 6020 | 74 | 5 | 60000 | 42086 |  |  | NotYetVerified |  | 3 |  |  |  | 15 | 0.9 | 5700
P7EMTTAX | Amerlux Exterior Lighting Group | Varieta FLC4 LED Floodlights | FLC4-30 | Outdoor Luminaires | Mid Output | Architectural Flood and Spot Luminaires | Standard | TRUE | 8205 | 86.4 | 94.91 | 3 | 0.97 | 3039 | 82.8 | 10 | 50000 | 42086 |  |  | NotYetVerified |  | 3 | 8298 | 87.4 | 93.96 | 3 | 0.97 | 3000 | 82.8
PY3KBAN2 | Amerlux Exterior Lighting Group | Varieta FLC2 LED Floodlights | FLC2-30 | Outdoor Luminaires | Low Output | Architectural Flood and Spot Luminaires | Standard | TRUE | 4517 | 91.7 | 49.45 | 9.98 | 0.962 | 2973 | 83 | 10 | 50000 | 42086 |  |  | NotYetVerified |  | 3 | 4517 | 91.8 | 48.65 | 9.98 | 0.962 | 3000 | 83
PYAW7EDT | Amerlux Exterior Lighting Group | Varieta FLC2 LED Floodlights | FLC2-50 | Outdoor Luminaires | Mid Output | Architectural Flood and Spot Luminaires | Standard | FALSE | [9 empty] | 42086 | Not Dimmable | Not Dimmable | NotYetVerified |  | 3 | 5161 | 105.8 | 48.22 | 10.4 | 0.961 | 5000 | 76.7
PFQVXMG9 | Amerlux Exterior Lighting Group | Varieta FLC4 LED Floodlights | FLC4-50 | Outdoor Luminaires | Mid Output | Architectural Flood and Spot Luminaires | Standard | FALSE | [9 empty] | 42086 | Not Dimmable | Not Dimmable | NotYetVerified |  | 3 | 9460 | 101.1 | 91.87 | 4.05 | 0.969 | 5000 | 76
P5DVSXYD | Amerlux Exterior Lighting Group | Varieta FLC2 LED Floodlights | FLC2-50-DM | Outdoor Luminaires | Mid Output | Architectural Flood and Spot Luminaires | Standard | FALSE | [9 empty] | 42086 | Dimmable | Continuous Above 10 | NotYetVerified |  | 3 | 5161 | 105.8 | 48.22 | 10.4 | 0.961 | 5000 | 76.7
PST85B7P | Amerlux Exterior Lighting Group | Varieta FLC4 LED Floodlights | FLC4-50-DM | Outdoor Luminaires | Mid Output | Architectural Flood and Spot Luminaires | Standard | FALSE | [9 empty] | 42086 | Dimmable | Continuous Above 10 | NotYetVerified |  | 3 | 9460 | 101.1 | 91.87 | 4.05 | 0.969 | 5000 | 76
PRHYSUYZ | Amerlux Exterior Lighting Group | Varieta FLC2 LED Floodlights | FLC2-40 | Outdoor Luminaires | Low Output | Architectural Flood and Spot Luminaires | Standard | FALSE | [9 empty] | 42086 | Not Dimmable | Not Dimmable | NotYetVerified |  | 3 | 4952 | 98.9 | 49.56 | 8.43 | 0.963 | 4000 | 75.2
PCPP6HC5 | Amerlux Exterior Lighting Group | Varieta FLC4 LED Floodlights | FLC4-40 | Outdoor Luminaires | Mid Output | Architectural Flood and Spot Luminaires | Standard | FALSE | [9 empty] | 42086 | Not Dimmable | Not Dimmable | NotYetVerified |  | 3 | 9365 | 99.2 | 94.02 | 2.96 | 0.971 | 4000 | 75
PSCMZ5K9 | Amerlux Exterior Lighting Group | Varieta FLC2 LED Floodlights | FLC2-40-DM | Outdoor Luminaires | Low Output | Architectural Flood and Spot Luminaires | Standard | FALSE | [9 empty] | 42086 | Dimmable | Continuous Above 10 | NotYetVerified |  | 3 | 4952 | 98.9 | 49.56 | 8.43 | 0.963 | 4000 | 75.2
P6BRSQP6 | Amerlux Exterior Lighting Group | Varieta FLC4 LED Floodlights | FLC4-40-DM | Outdoor Luminaires | Mid Output | Architectural Flood and Spot Luminaires | Standard | FALSE | [9 empty] | 42086 | Dimmable | Continuous Above 10 | NotYetVerified |  | 3 | 9365 | 99.2 | 94.02 | 2.96 | 0.971 | 4000 | 75
P3W5RNBV | Amerlux Exterior Lighting Group | Varieta FLC2 LED Floodlights | FLC2-30-DM | Outdoor Luminaires | Low Output | Architectural Flood and Spot Luminaires | Standard | FALSE | [9 empty] | 42086 | Dimmable | Continuous Above 10 | NotYetVerified |  | 3 | 4517 | 91.8 | 48.65 | 9.98 | 0.962 | 3000 | 83
PFN3ZN14 | Amerlux Exterior Lighting Group | Varieta FLC4 LED Floodlights | FLC4-30-DM | Outdoor Luminaires | Mid Output | Architectural Flood and Spot Luminaires | Standard | FALSE | [9 empty] | 42086 | Dimmable | Continuous Above 10 | NotYetVerified |  | 3 | 8298 | 87.4 | 93.96 | 3 | 0.97 | 3000 | 82.8
PZ9PN6RM | E-Lite Semiconductor Inc. | E-LITE | EO-ED-300 [S] | Outdoor Luminaires | Very High Output | Architectural Flood and Spot Luminaires | Standard | TRUE | 30958.97 | 105.41 | 293.7 | 10.09 | 0.948 | 5296 | 87.1 | 5 | 50000 | 42082 |  |  | NotYetVerified |  | 3 | 30000 | 100 | 300 | 5.61 | 0.997 | 5000 | 87
PGG89QV5 | Halco Lighting Technologies | Halco Lighting Technologies | FL3/CL75BZ50/LED | Outdoor Luminaires | Mid Output | Architectural Flood and Spot Luminaires | Standard | TRUE | 5964 | 80.38 | 74.19 | 9.79 | 0.924 | 5109 | 74.9 | 5 | 50000 | 42082 |  |  | NotYetVerified |  | 3 | 5964 | 80.38 | 74.19 | 7.84 | 0.9966 | 5109 | 74.9
PKNN5JGQ | Halco Lighting Technologies | Halco Lighting Technologies | FL2/CL41BZ50/LED | Outdoor Luminaires | Low Output | Architectural Flood and Spot Luminaires | Standard | TRUE | 3377.7 | 81.46 | 41.47 | 8.34 | 0.895 | 5144 | 73 | 5 | 50000 | 42082 |  |  | NotYetVerified |  | 3 | 3566 |  | 41 |  |  | 5000 | 73
P168A54F | Halco Lighting Technologies | Halco Lighting Technologies | FL1C/CL21BZ50/LED | Outdoor Luminaires | Low Output | Architectural Flood and Spot Luminaires | Standard | TRUE | 1576 | 78.4 | 20.1 | 10.66 | 0.87 | 5214 | 84.2 | 5 | 50000 | 42082 |  |  | NotYetVerified |  | 3 | 1590 |  | 21 |  | 0.99 | 5000 | 84
PBEERPB9 | E-Lite Semiconductor Inc. | E-LITE | EO-ED-300T [S] | Outdoor Luminaires | Very High Output | Architectural Flood and Spot Luminaires | Standard | FALSE | [9 empty] | 42082 |  |  | NotYetVerified |  | 3 | 30000 | 100 | 300 | 5.61 | 0.997 | 5000 | 87
PB4YYVS3 | Kadium Lighting Inc | Kadium Lighting | VL-FL20-150W-08 | Outdoor Luminaires | High Output | Architectural Flood and Spot Luminaires | Standard | TRUE | 12044.92 | 84.585 | 142.4 | 13.3 | 0.969 | 5262 | 72.3 | 5 | 50000 | 42081 |  |  | NotYetVerified |  | 3 | 12044 | 100 | 140 | 20 | 0.95 | 5200 | 70
PQRSW2TP | #1 Advance LEDs | #1 Advance LEDs | USA-FL-100W | Outdoor Luminaires | Mid Output | Architectural Flood and Spot Luminaires | Standard | TRUE | 9305.23 | 92.682 | 100.4 | 17.13 | 0.964 | 5278 | 83.4 | 5 | 50000 | 42081 |  |  | NotYetVerified |  | 3 | 9300 | 87 | 100 |  | 0.9 | 5000 | 80
P3SYDTJB | E-Lite Semiconductor Inc. | E-LITE | EO-ED-150 [S] | Outdoor Luminaires | High Output | Architectural Flood and Spot Luminaires | Standard | TRUE | 15349.52 | 106.23 | 144.5 | 7.18 | 0.949 | 5304 | 84.9 | 5 | 50000 | 42081 |  |  | NotYetVerified |  | 3 | 15349.52 | 106.23 | 144.5 | 4.69 | 0.997 | 5000 | 85
PHDCF69T | #1 Advance LEDs | #1 Advance LEDs | USA-FL-200W | Outdoor Luminaires | High Output | Architectural Flood and Spot Luminaires | Standard | TRUE | 19566.52 | 95.233 | 205.46 | 12.28 | 0.949 | 4950 | 81.3 | 5 | 50000 | 42081 |  |  | NotYetVerified |  | 3 | 19500 | 87 | 200 |  | 0.9 | 5000 | 80
P2GFVW5Q | E-Lite Semiconductor Inc. | E-LITE | EO-ED-450 [S] | Outdoor Luminaires | Very High Output | Architectural Flood and Spot Luminaires | Standard | TRUE | 45971.79 | 104.79 | 437.1 | 10.05 | 0.948 | 5308 | 87.7 | 5 | 50000 | 42081 |  |  | NotYetVerified |  | 3 | 45971.79 | 104.79 | 438.7 | 6.24 | 0.997 | 5308 | 88
PF7PWVEY | Kadium Lighting Inc | Kadium Lighting | VL-FL20-50W-06 | Outdoor Luminaires | Low Output | Architectural Flood and Spot Luminaires | Standard | TRUE | 3900.7 | 76.77 | 50.81 | 17.06 | 0.937 | 5034 | 69.3 | 5 | 50000 | 42081 |  |  | NotYetVerified |  | 3 | 3900 | 76 | 50 | 17 | 0.9 | 5700 | 70
PVW5SGYN | #1 Advance LEDs | #1 Advance LEDs | USA-FL-80W | Outdoor Luminaires | Mid Output | Architectural Flood and Spot Luminaires | Standard | TRUE | 7255.65 | 87.95 | 82.5 | 21.41 | 0.935 | 5276 | 83.5 | 5 | 50000 | 42081 |  |  | NotYetVerified |  | 3 | 7200 | 87 | 80 |  | 0.9 | 5000 | 80
P8ET6FW16 | QSSI | QSSI | FL32QF1X22U5KC** | Outdoor Luminaires | Low Output | Architectural Flood and Spot Luminaires | Standard | TRUE | 2210.9 | 87.53 | 25.26 | 12.95 | 0.9339 | 5155 | 75.1 | 5 | 50000 | 42081 |  |  | NotYetVerified |  | 3 | 2210.9 | 87.53 | 25.26 | 12 | 0.93 | 5000 | 75.1
P736DK9W | #1 Advance LEDs | #1 Advance LEDs | USA-FL-150W | Outdoor Luminaires | High Output | Architectural Flood and Spot Luminaires | Standard | TRUE | 14824.68 | 97.288 | 152.38 | 14.26 | 0.927 | 5134 | 82.3 | 5 | 50000 | 42081 |  |  | NotYetVerified |  | 3 | 14800 | 87 | 150 |  | 0.9 | 5000 | 80
PAKHEA52 | Kadium Lighting Inc | Kadium Lighting | VL-FL20-100W-07 | Outdoor Luminaires | Mid Output | Architectural Flood and Spot Luminaires | Standard | TRUE | 7695.4 | 75.07 | 102.51 | 21.32 | 0.925 | 5174 | 70.3 | 5 | 50000 | 42081 |  |  | NotYetVerified |  | 3 | 7695 | 75 | 102 | 21 | 0.9 | 5000 | 70
P681DP69 | #1 Advance LEDs | #1 Advance LEDs | USA-FL-50W | Outdoor Luminaires | Low Output | Architectural Flood and Spot Luminaires | Standard | TRUE | 4622.235 | 90.81 | 50.9 | 18.69 | 0.923 | 5222 | 83.7 | 5 | 50000 | 42081 |  |  | NotYetVerified |  | 3 | 4600 | 87 | 50 |  | 0.9 | 5000 | 80
PYQDGVEN | #1 Advance LEDs | #1 Advance LEDs | USA-FL-120W | Outdoor Luminaires | High Output | Architectural Flood and Spot Luminaires | Standard | TRUE | 11423.02 | 93.639 | 121.99 | 15.89 | 0.921 | 5090 | 82.6 | 5 | 50000 | 42081 |  |  | NotYetVerified |  | 3 | 11400 | 87 | 120 |  | 0.9 | 5000 | 80
PQSFVQXY | E-Lite Semiconductor Inc. | E-LITE | EO-ED-150T [S] | Outdoor Luminaires | High Output | Architectural Flood and Spot Luminaires | Standard | FALSE | [9 empty] | 42081 |  |  | NotYetVerified |  | 3 | 15349.52 | 106.23 | 144.5 | 4.69 | 0.997 | 5000 | 85
PQR86JPW | E-Lite Semiconductor Inc. | E-LITE | EO-ED-450T [S] | Outdoor Luminaires | Very High Output | Architectural Flood and Spot Luminaires | Standard | FALSE | [9 empty] | 42081 |  |  | NotYetVerified | Updated on 1/3/2017 | 3 | 45000 | 100 | 450 | 6.24 | 0.997 | 5000 | 88
PVVH7AVC | RC Lighting | RC Lighting | FXLED300[All Mounting Options]Y[All Fixture Colors] RCL | Outdoor Luminaires | Very High Output | Architectural Flood and Spot Luminaires | Standard | TRUE | 32602 | 103.6 | 315.5 | 10.8 | 0.958 | 3056 | 81 | 5 | 100000 | 42079 |  |  | NotYetVerified |  | 3
P9T3RMP5 | RC Lighting | RC Lighting | FXLED200[All Mounting Options]Y[All Fixture Colors] RCL | Outdoor Luminaires | High Output | Architectural Flood and Spot Luminaires | Standard | TRUE | 23050 | 113.1 | 203.8 | 12.1 | 0.939 | 3070 | 80 | 5 | 100000 | 42079 |  |  | NotYetVerified |  | 3
PNZEDX3U | MaxLite Inc | MaxLite | MLFL70LED50/H (All options qualified except for the UH option) | Outdoor Luminaires | Mid Output | Architectural Flood and Spot Luminaires | Standard | TRUE | 5731.3 | 92.2 | 62.16 | 11.85 | 0.9204 | 5176 | 68.6 | 5 | 295000 | 42079 |  |  | NotYetVerified |  | 3 | 5730 | 92 | 63 |  |  | 5000 | 66
P2DCS33Q | RC Lighting | RC Lighting | FXLED300[All Mounting Options][All Fixture Colors]/BL RCL | Outdoor Luminaires | Very High Output | Architectural Flood and Spot Luminaires | Standard | FALSE | [9 empty] | 42079 |  |  | NotYetVerified |  | 3 | 38292 | 121.6 | 315.8 | 10.9 | 0.959 | 4861 | 72
P6AH8KQ6 | RC Lighting | RC Lighting | FXLED300[All Mounting Options][All Fixture Colors] RCL | Outdoor Luminaires | Very High Output | Architectural Flood and Spot Luminaires | Standard | FALSE | [9 empty] | 42079 |  |  | NotYetVerified |  | 3 | 38292 | 121.6 | 315.8 | 10.9 | 0.959 | 4861 | 72
PJ7N3GPZ | RC Lighting | RC Lighting | FXLED300[All Mounting Options][All Fixture Colors]/D10 RCL | Outdoor Luminaires | Very High Output | Architectural Flood and Spot Luminaires | Standard | FALSE | [9 empty] | 42079 |  |  | NotYetVerified |  | 3 | 39097 | 121.2 | 322.5 | 11 | 0.961 | 4861 | 72
PEUJMHRB | RC Lighting | RC Lighting | FXLED200[All Mounting Options][All Fixture Colors] RCL | Outdoor Luminaires | High Output | Architectural Flood and Spot Luminaires | Standard | FALSE | [9 empty] | 42079 |  |  | NotYetVerified |  | 3 | 27005 | 131.8 | 205 | 10.2 | 0.937 | 4854 | 72
PRN4V8RE | RC Lighting | RC Lighting | FXLED200[All Mounting Options][All Fixture Colors]/D10 RCL | Outdoor Luminaires | High Output | Architectural Flood and Spot Luminaires | Standard | FALSE | [9 empty] | 42079 |  |  | NotYetVerified |  | 3 | 26109 | 133.6 | 195.4 | 11.2 | 0.93 | 4854 | 72
PMECWFF1 | RC Lighting | RC Lighting | FXLED300[All Mounting Options]N[All Fixture Colors]/BL RCL | Outdoor Luminaires | Very High Output | Architectural Flood and Spot Luminaires | Standard | FALSE | [9 empty] | 42079 |  |  | NotYetVerified |  | 3 | 34800 | 110.1 | 317 | 11 | 0.954 | 4026 | 82
P5A4S2ZS | RC Lighting | RC Lighting | FXLED300[All Mounting Options]N[All Fixture Colors]/D10 RCL | Outdoor Luminaires | Very High Output | Architectural Flood and Spot Luminaires | Standard | FALSE | [9 empty] | 42079 |  |  | NotYetVerified |  | 3 | 35532 | 109.8 | 323.7 | 11.1 | 0.956 | 4026 | 82
PD7M83KM | RC Lighting | RC Lighting | FXLED200[All Mounting Options]N[All Fixture Colors] RCL | Outdoor Luminaires | High Output | Architectural Flood and Spot Luminaires | Standard | FALSE | [9 empty] | 42079 |  |  | NotYetVerified |  | 3 | 25295 | 122.5 | 206.6 | 12.1 | 0.94 | 3996 | 82
PXHT4G7V | RC Lighting | RC Lighting | FXLED200[All Mounting Options]N[All Fixture Colors]/D10 RCL | Outdoor Luminaires | High Output | Architectural Flood and Spot Luminaires | Standard | FALSE | [9 empty] | 42079 |  |  | NotYetVerified |  | 3 | 24456 | 124.2 | 196.9 | 13.3 | 0.933 | 3996 | 82
P96R6F77 | RC Lighting | RC Lighting | FXLED200[All Mounting Options]Y[All Fixture Colors]/D10 RCL | Outdoor Luminaires | High Output | Architectural Flood and Spot Luminaires | Standard | FALSE | [9 empty] | 42079 |  |  | NotYetVerified |  | 3 | 22285 | 114.5 | 194.7 | 13.3 | 0.932 | 3070 | 81
PTZ642VK | RC Lighting | RC Lighting | FXLED300[All Mounting Options]Y[All Fixture Colors]/BL RCL | Outdoor Luminaires | Very High Output | Architectural Flood and Spot Luminaires | Standard | FALSE | [9 empty] | 42079 |  |  | NotYetVerified |  | 3 | 32602 | 103.6 | 315.5 | 10.8 | 0.958 | 3056 | 81
PBHBJEJB | RC Lighting | RC Lighting | FXLED300[All Mounting Options]Y[All Fixture Colors]/D10 RCL | Outdoor Luminaires | Very High Output | Architectural Flood and Spot Luminaires | Standard | FALSE | [9 empty] | 42079 |  |  | NotYetVerified |  | 3 | 33288 | 103.3 | 322.2 | 10.9 | 0.96 | 3056 | 81
PR65NT18T | LED North America | SuperSport | LEDNA S-5000-56 | Outdoor Luminaires | Very High Output | Architectural Flood and Spot Luminaires | Standard | TRUE | 35681 | 88.7 | 402.33 | 14.4 | 0.91 | 5009 | 75 | 10 | 50000 | 42076 |  |  | NotYetVerified |  | 3 | 36000 | 90 | 400 |  |  | 5000 | 75
PNG1XGKR | Stanpro Lighting Systems Inc. | Stanpro | FLD-LS2N3-W/47K | Outdoor Luminaires | High Output | Architectural Flood and Spot Luminaires | Standard | TRUE | 13880 | 74 | 187.56 | 12.14 | 0.911 | 4889 | 80 | 5 |  | 42075 |  |  | NotYetVerified |  | 3 |  |  | 196 |  |  | 4700
P4ARW8Z8 | Aimlite Lighting Products | AimLite | F12D-LA2N3-2/47K | Outdoor Luminaires | High Output | Architectural Flood and Spot Luminaires | Standard | TRUE | 13880 | 74 | 187.56 | 12.14 | 0.911 | 4889 | 80 | 5 |  | 42075 |  |  | NotYetVerified |  | 3 |  |  | 196 |  |  | 4700
P4WP5YJ5 | Stanpro Lighting Systems Inc. | Stanpro | FLD-LS2N7-W/47K | Outdoor Luminaires | High Output | Architectural Flood and Spot Luminaires | Standard | FALSE | [9 empty] | 42075 |  |  | NotYetVerified |  | 3 | 14765 | 80 | 185.68 |  |  | 4700
PS52QVPF | Stanpro Lighting Systems Inc. | Stanpro | FLD-LS2N5-W/47K | Outdoor Luminaires | High Output | Architectural Flood and Spot Luminaires | Standard | FALSE | [9 empty] | 42075 |  |  | NotYetVerified |  | 3 | 15264 | 82 | 185.95 |  |  | 4700
PV2CTQP2 | Aimlite Lighting Products | AimLite | F12D-LA2N7-2/47K | Outdoor Luminaires | High Output | Architectural Flood and Spot Luminaires | Standard | FALSE | [9 empty] | 42075 | Not Yet Verified | Not Yet Verified | NotYetVerified |  | 3 | 14765 | 80 | 185.68 |  |  | 4700
PQR796MK | Aimlite Lighting Products | AimLite | F12D-LA2N5-2/47K | Outdoor Luminaires | High Output | Architectural Flood and Spot Luminaires | Standard | FALSE | [9 empty] | 42075 | Not Yet Verified | Not Yet Verified | NotYetVerified |  | 3 | 15264 | 82 | 185.95 |  |  | 4700
PRU1MTVQ | AMAX INDUSTRIAL LTD | AMAX | AFL001-30W-X(4000K) | Outdoor Luminaires | Low Output | Architectural Flood and Spot Luminaires | Standard | TRUE | 2021.3 | 77.95 | 25.93 | 8.99 | 0.9092 | 4041 | 72.4 | 5 | 50000 | 42073 |  |  | NotYetVerified |  | 3 | 2000 | 67 | 30 |  |  | 4000 | 70
PRE4WSJ2 | AMAX INDUSTRIAL LTD | AMAX | AFL001-30W-X(5000K) | Outdoor Luminaires | Low Output | Architectural Flood and Spot Luminaires | Standard | FALSE | [9 empty] | 42073 | Dimmable | Continuous Below 10 | NotYetVerified |  | 3 | 2200 | 73 | 30 |  |  | 5000 | 70
PDXBFZCD | AMAX INDUSTRIAL LTD | AMAX | AFL001-30W-X(4500K) | Outdoor Luminaires | Low Output | Architectural Flood and Spot Luminaires | Standard | FALSE | [9 empty] | 42073 | Dimmable | Continuous Below 10 | NotYetVerified |  | 3 | 2000 | 67 | 30 |  |  | 4500 | 70
PFHVDSSR | RC Lighting | RC Lighting | FFLED52[TSF]YB44[All Housing Colors] RCL | Outdoor Luminaires | Low Output | Architectural Flood and Spot Luminaires | Standard | TRUE | 3975 | 74.1 | 53.7 | 8.2 | 0.963 | 3061 | 82 | 5 | 100000 | 42072 |  |  | NotYetVerified |  | 3
P2BHT12K | RC Lighting | RC Lighting | FFLED52[All Mounting Options]Y[All Housing Colors] RCL | Outdoor Luminaires | Low Output | Architectural Flood and Spot Luminaires | Standard | TRUE | 4342 | 80.7 | 53.8 | 7.6 | 0.963 | 3128 | 80 | 5 | 100000 | 42072 |  |  | NotYetVerified |  | 3 | 4342 | 80.7 | 53.8 | 7.6 | 0.963 | 3128 | 80
P8P8B7SV | RC Lighting | RC Lighting | FFLED39[TSF]YB44[All Housing Colors] RCL | Outdoor Luminaires | Low Output | Architectural Flood and Spot Luminaires | Standard | TRUE | 3405 | 83.05 | 41 | 7.8 | 0.961 | 3052 | 82 | 5 | 100000 | 42072 |  |  | NotYetVerified |  | 3
PT7AACEA | RC Lighting | RC Lighting | FFLED39[TSF]YB55[All Housing Colors] RCL | Outdoor Luminaires | Low Output | Architectural Flood and Spot Luminaires | Standard | TRUE | 3211 | 78.9 | 40.7 | 7.6 | 0.961 | 3064 | 82 | 5 | 100000 | 42072 |  |  | NotYetVerified |  | 3 | 3211 | 78.9 | 40.7 | 7.6 | 0.961 | 3064 | 82
PKYFYXB6 | RC Lighting | RC Lighting | FFLED52[TSF]NB55[All Fixture Colors] RCL | Outdoor Luminaires | Low Output | Architectural Flood and Spot Luminaires | Standard | TRUE | 4158 | 76.3 | 54.5 | 7.4 | 0.96 | 4025 | 81 | 5 | 100000 | 42072 |  |  | NotYetVerified |  | 3 | 4158 | 76.3 | 54.5 | 6.6 | 0.96 | 4025 | 81
PRURX4DT | RC Lighting | RC Lighting | FFLED26[TSF]YB44[All Housing Colors] RCL | Outdoor Luminaires | Low Output | Architectural Flood and Spot Luminaires | Standard | TRUE | 2421 | 77.1 | 31.4 | 11.5 | 0.908 | 3126 | 81 | 5 | 100000 | 42072 |  |  | NotYetVerified |  | 3
PMJRYEP2 | RC Lighting | RC Lighting | FFLED26[TSF]NB55[All Housing Colors] RCL | Outdoor Luminaires | Low Output | Architectural Flood and Spot Luminaires | Standard | TRUE | 2245 | 79 | 28.4 | 11.6 | 0.895 | 4085 | 81 | 5 | 100000 | 42072 |  |  | NotYetVerified |  | 3 | 2245 | 79 | 28.4 | 11.6 | 0.895 | 4085 | 81
PCUBNW87 | RC Lighting | RC Lighting | FFLED26[All Mounting Options]Y[All Housing Colors] RCL | Outdoor Luminaires | Low Output | Architectural Flood and Spot Luminaires | Standard | TRUE | 2369 | 87.1 | 27.2 | 10.5 | 0.885 | 3120 | 81 | 5 | 100000 | 42072 |  |  | NotYetVerified |  | 3 | 2369 | 88.1 | 27 | 10.5 | 0.885 | 3120 | 81
PYZZNHZH | RC Lighting | RC Lighting | FFLED52[TSF]B55[All Fixture Colors]/D10 RCL | Outdoor Luminaires | Mid Output | Architectural Flood and Spot Luminaires | Standard | FALSE | [9 empty] | 42072 |  |  | NotYetVerified |  | 3 | 5267 | 92.7 | 56.9 | 7.8 | 0.968 | 5267 | 64
PFT21878 | RC Lighting | RC Lighting | FFLED52[All Mounting Options][All Housing Colors] RCL | Outdoor Luminaires | Mid Output | Architectural Flood and Spot Luminaires | Standard | FALSE | [9 empty] | 42072 |  |  | NotYetVerified |  | 3 | 5496 | 102.2 | 53.9 | 9.3 | 0.946 | 5139 | 67
PAZ3482N | RC Lighting | RC Lighting | FFLED52[All Mounting Options][All Housing Colors]/D10 RCL | Outdoor Luminaires | Mid Output | Architectural Flood and Spot Luminaires | Standard | FALSE | [9 empty] | 42072 |  |  | NotYetVerified |  | 3 | 5663 | 100.9 | 56.1 | 8.7 | 0.945 | 5139 | 67
P25JV7T4 | RC Lighting | RC Lighting | FFLED26[TSF]B55[All Housing Colors] RCL | Outdoor Luminaires | Low Output | Architectural Flood and Spot Luminaires | Standard | FALSE | [9 empty] | 42072 |  |  | NotYetVerified |  | 3 | 2685 | 94.2 | 28.5 | 11.64 | 0.898 | 5050 | 64
PJ3HZCYY | RC Lighting | RC Lighting | FFLED26[TSF]B44[All Housing Colors] RCL | Outdoor Luminaires | Low Output | Architectural Flood and Spot Luminaires | Standard | FALSE | [9 empty] | 42072 |  |  | NotYetVerified |  | 3 | 2865 | 100.5 | 28.5 | 11.6 | 0.898 | 5034 | 64
P8BMNNTN | RC Lighting | RC Lighting | FFLED52[TSF]B55[All Fixture Colors] RCL | Outdoor Luminaires | Mid Output | Architectural Flood and Spot Luminaires | Standard | FALSE | [9 empty] | 42072 |  |  | NotYetVerified |  | 3 | 5112 | 93.8 | 54.5 | 8.3 | 0.969 | 4972 | 64
PUS335MM | RC Lighting | RC Lighting | FFLED26[All Mounting Options][All Fixture Colors] RCL | Outdoor Luminaires | Low Output | Architectural Flood and Spot Luminaires | Standard | FALSE | [9 empty] | 42072 |  |  | NotYetVerified |  | 3 | 2901 | 106.7 | 27.2 | 11.3 | 0.891 | 4971 | 65
P5FV6UJD | RC Lighting | RC Lighting | FFLED39[TSF]B55[All Housing Colors] RCL | Outdoor Luminaires | Low Output | Architectural Flood and Spot Luminaires | Standard | FALSE | [9 empty] | 42072 |  |  | NotYetVerified |  | 3 | 3946 | 96.2 | 41 | 6.9 | 0.968 | 4956 | 64
PK98YZ2T | RC Lighting | RC Lighting | FFLED39[TSF]B55[All Housing Colors]/D10 RCL | Outdoor Luminaires | Low Output | Architectural Flood and Spot Luminaires | Standard | FALSE | [9 empty] | 42072 |  |  | NotYetVerified |  | 3 | 3946 | 96.2 | 41 | 6.9 | 0.968 | 4956 | 64
PS59N6D7 | RC Lighting | RC Lighting | FFLED52[TSF]B44[All Housing Colors] RCL | Outdoor Luminaires | Mid Output | Architectural Flood and Spot Luminaires | Standard | FALSE | [9 empty] | 42072 |  |  | NotYetVerified |  | 3 | 5409 | 99.4 | 54.6 | 7.2 | 0.969 | 4951 | 64
PMRJESS7 | RC Lighting | RC Lighting | FFLED52[TSF]B44[All Housing Colors]/D10 RCL | Outdoor Luminaires | Mid Output | Architectural Flood and Spot Luminaires | Standard | FALSE | [9 empty] | 42072 |  |  | NotYetVerified |  | 3 | 5409 | 99.4 | 54.6 | 7.2 | 0.969 | 4951 | 64
PJDGRVEQ | RC Lighting | RC Lighting | FFLED39[TSF]B44[All Housing Colors] RCL | Outdoor Luminaires | Low Output | Architectural Flood and Spot Luminaires | Standard | FALSE | [9 empty] | 42072 |  |  | NotYetVerified |  | 3 | 4170 | 101.7 | 41 | 6.3 | 0.968 | 4921 | 64
PJCPX4FX | RC Lighting | RC Lighting | FFLED39[TSF]B44[All Housing Colors]/D10 RCL | Outdoor Luminaires | Low Output | Architectural Flood and Spot Luminaires | Standard | FALSE | [9 empty] | 42072 |  |  | NotYetVerified |  | 3 | 4170 | 101.7 | 41 | 6.3 | 0.968 | 4921 | 64
P9YNK67H | RC Lighting | RC Lighting | FFLED52[TSF]NB55[All Fixture Colors]/D10 RCL | Outdoor Luminaires | Low Output | Architectural Flood and Spot Luminaires | Standard | FALSE | [9 empty] | 42072 |  |  | NotYetVerified |  | 3 | 4284 | 75.4 | 56.9 | 6.2 | 0.959 | 4284 | 81
PYCRYV4V | RC Lighting | RC Lighting | FFLED26[All Mounting Options]N[All Housing Colors] RCL | Outdoor Luminaires | Low Output | Architectural Flood and Spot Luminaires | Standard | FALSE | [9 empty] | 42072 |  |  | NotYetVerified |  | 3 | 2523 | 90.1 | 28 | 10.2 | 0.89 | 4066 | 81
PMVQCK7S | RC Lighting | RC Lighting | FFLED26[TSF]NB44[All Housing Colors] RCL | Outdoor Luminaires | Low Output | Architectural Flood and Spot Luminaires | Standard | FALSE | [9 empty] | 42072 |  |  | NotYetVerified |  | 3 | 2393 | 84.3 | 28.4 | 12.6 | 0.895 | 4049 | 81
PK82TR1Z | RC Lighting | RC Lighting | FFLED39[TSF]NB55[All Housing Colors] RCL | Outdoor Luminaires | Low Output | Architectural Flood and Spot Luminaires | Standard | FALSE | [9 empty] | 42072 |  |  | NotYetVerified |  | 3 | 3192 | 78.7 | 40.6 | 7 | 0.965 | 4046 | 81
PXQCG3RA | RC Lighting | RC Lighting | FFLED39[TSF]NB55[All Housing Colors]/D10 RCL | Outdoor Luminaires | Low Output | Architectural Flood and Spot Luminaires | Standard | FALSE | [9 empty] | 42072 |  |  | NotYetVerified |  | 3 | 3192 | 78.7 | 40.6 | 7 | 0.965 | 4046 | 81
P3GR73PJ | RC Lighting | RC Lighting | FFLED39[TSF]NB44[All Housing Colors] RCL | Outdoor Luminaires | Low Output | Architectural Flood and Spot Luminaires | Standard | FALSE | [9 empty] | 42072 |  |  | NotYetVerified |  | 3 | 3339 | 82.2 | 40.6 | 6.9 | 0.961 | 4027 | 81
P1QR7JJ3 | RC Lighting | RC Lighting | FFLED39[TSF]NB44[All Housing Colors]/D10 RCL | Outdoor Luminaires | Low Output | Architectural Flood and Spot Luminaires | Standard | FALSE | [9 empty] | 42072 |  |  | NotYetVerified |  | 3 | 3339 | 82.2 | 40.6 | 6.9 | 0.961 | 4027 | 81
PNQPXUYB | RC Lighting | RC Lighting | FFLED52[TSF]NB44[All Housing Colors] RCL | Outdoor Luminaires | Low Output | Architectural Flood and Spot Luminaires | Standard | FALSE | [9 empty] | 42072 |  |  | NotYetVerified |  | 3 | 4388 | 80.7 | 54.4 | 6.5 | 0.964 | 3993 | 81
P91NM8BB | RC Lighting | RC Lighting | FFLED52[TSF]NB44[All Housing Colors]/D10 RCL | Outdoor Luminaires | Low Output | Architectural Flood and Spot Luminaires | Standard | FALSE | [9 empty] | 42072 |  |  | NotYetVerified |  | 3 | 4388 | 80.7 | 54.4 | 6.5 | 0.964 | 3993 | 81
P1R6CHPJ | RC Lighting | RC Lighting | FFLED52[All Mounting Options]N[All Housing Colors] RCL | Outdoor Luminaires | Low Output | Architectural Flood and Spot Luminaires | Standard | FALSE | [9 empty] | 42072 |  |  | NotYetVerified |  | 3 | 4536 | 84.3 | 53.8 | 7.5 | 0.966 | 3990 | 82
PCWDYM51 | RC Lighting | RC Lighting | FFLED52[All Mounting Options]N[All Housing Colors]/D10 RCL | Outdoor Luminaires | Low Output | Architectural Flood and Spot Luminaires | Standard | FALSE | [9 empty] | 42072 |  |  | NotYetVerified |  | 3 | 4674 | 83.3 | 56.1 | 7 | 0.965 | 3990 | 82
PV8Y2HHQ | RC Lighting | RC Lighting | FFLED52[All Mounting Options]Y[All Housing Colors]/D10 RCL | Outdoor Luminaires | Low Output | Architectural Flood and Spot Luminaires | Standard | FALSE | [9 empty] | 42072 |  |  | NotYetVerified |  | 3 | 4474 | 79.7 | 56.1 | 7.1 | 0.962 | 3128 | 80
P89DEF53 | RC Lighting | RC Lighting | FFLED39[TSF]YB55[All Housing Colors]/D10 RCL | Outdoor Luminaires | Low Output | Architectural Flood and Spot Luminaires | Standard | FALSE | [9 empty] | 42072 |  |  | NotYetVerified |  | 3 | 3211 | 78.9 | 40.7 | 7.6 | 0.961 | 3064 | 82
P1EB1U7D | RC Lighting | RC Lighting | FFLED52[TSF]YB44[All Housing Colors]/D10 RCL | Outdoor Luminaires | Low Output | Architectural Flood and Spot Luminaires | Standard | FALSE | [9 empty] | 42072 |  |  | NotYetVerified |  | 3 | 3975 | 74.2 | 53.7 | 8.2 | 0.963 | 3061 | 82
PBRWXGS1 | RC Lighting | RC Lighting | FFLED39[TSF]YB44[All Housing Colors]/D10 RCL | Outdoor Luminaires | Low Output | Architectural Flood and Spot Luminaires | Standard | FALSE | [9 empty] | 42072 |  |  | NotYetVerified |  | 3 | 3405 | 83.7 | 40.7 | 7.8 | 0.961 | 3052 | 82
PQ5ZS7J3 | Musco Sports Lighting LLC | Musco | 96 LED | Outdoor Luminaires | Very High Output | Architectural Flood and Spot Luminaires | Standard | TRUE | 38854 | 98.6 | 393.9 | 17.6 | 0.912 | 5466 | 73 | 10 | 72000 | 42069 |  |  | NotYetVerified |  | 3 | 38600 | 97.97 | 394 |  | 0.9 | 5700 | 65
PU3YCXF4 | AMAX INDUSTRIAL LTD | AMAX | AFL003-90W-PC (4000K) | Outdoor Luminaires | Mid Output | Architectural Flood and Spot Luminaires | Standard | TRUE | 6896.1 | 85.96 | 80.21 | 3.07 | 0.9184 | 4100 | 72.7 | 5 | 50000 | 42068 |  |  | NotYetVerified |  | 3 | 6896.1 | 86.78 | 79.47 | 3.07 | 0.9184 | 4000 | 72.7
P6YHQVQD | AMAX INDUSTRIAL LTD | AMAX | AFL002-60W-PC(4000K) | Outdoor Luminaires | Low Output | Architectural Flood and Spot Luminaires | Standard | TRUE | 4075.7 | 77.42 | 52.64 | 12.94 | 0.9031 | 4046 | 72.7 | 5 | 50000 | 42068 |  |  | NotYetVerified |  | 3 | 4075.7 | 78.39 | 51.99 | 12.94 | 0.9031 | 4000 | 72.7
PAWC6781 | AMAX INDUSTRIAL LTD | AMAX | AFL004-120W-PC(4000K) | Outdoor Luminaires | Mid Output | Architectural Flood and Spot Luminaires | Standard | TRUE | 8896.6 | 85.87 | 103.6 | 12.44 | 0.9022 | 4024 | 72.4 | 5 | 50000 | 42068 |  |  | NotYetVerified |  | 3 | 8896.6 | 85.87 | 103.6 | 12.44 | 0.9022 | 4000 | 72.4
P8AD1VXR | AMAX INDUSTRIAL LTD | AMAX | AFL003-90W-PC (5000K) | Outdoor Luminaires | Mid Output | Architectural Flood and Spot Luminaires | Standard | FALSE | [9 empty] | 42068 | Dimmable | Continuous Below 10 | NotYetVerified |  | 3 | 7066.9 | 88.87 | 79.52 | 3.85 | 0.9082 | 5000 | 74.2
P6UHFYX4 | AMAX INDUSTRIAL LTD | AMAX | AFL003-90W (5000K) | Outdoor Luminaires | Mid Output | Architectural Flood and Spot Luminaires | Standard | FALSE | [9 empty] | 42068 | Dimmable | Continuous Below 10 | NotYetVerified |  | 3 | 7066.9 | 88.87 | 79.52 | 3.85 | 0.9082 | 5000 | 74.2
PYF5EQWP | AMAX INDUSTRIAL LTD | AMAX | AFL002-60W(5000K) | Outdoor Luminaires | Low Output | Architectural Flood and Spot Luminaires | Standard | FALSE | [9 empty] | 42068 | Dimmable | Continuous Below 10 | NotYetVerified |  | 3 | 4368.4 | 83.03 | 52.61 | 13.66 | 0.9203 | 5000 | 74.1
P88FWHSS | AMAX INDUSTRIAL LTD | AMAX | AFL002-60W-PC(5000K) | Outdoor Luminaires | Low Output | Architectural Flood and Spot Luminaires | Standard | FALSE | [9 empty] | 42068 | Dimmable | Continuous Below 10 | NotYetVerified |  | 3 | 4368.4 | 83.03 | 52.61 | 13.66 | 0.9203 | 5000 | 74.1
PP9C4DUQ | AMAX INDUSTRIAL LTD | AMAX | AFL004-120W-PC(5000K) | Outdoor Luminaires | Mid Output | Architectural Flood and Spot Luminaires | Standard | FALSE | [9 empty] | 42068 | Dimmable | Continuous Below 10 | NotYetVerified |  | 3 | 9083.7 | 87.26 | 104.1 | 13.28 | 0.9188 | 5000 | 74.1
P3WD6DUY | AMAX INDUSTRIAL LTD | AMAX | AFL004-120W(5000K) | Outdoor Luminaires | Mid Output | Architectural Flood and Spot Luminaires | Standard | FALSE | [9 empty] | 42068 | Dimmable | Continuous Below 10 | NotYetVerified |  | 3 | 9083.7 | 87.26 | 104.1 | 13.28 | 0.9188 | 5000 | 74.1
PTUZZAH3 | AMAX INDUSTRIAL LTD | AMAX | AFL002-60W-PC(4500K) | Outdoor Luminaires | Low Output | Architectural Flood and Spot Luminaires | Standard | FALSE | [9 empty] | 42068 | Dimmable | Continuous Below 10 | NotYetVerified |  | 3 | 4075.7 | 78.39 | 51.99 | 12.94 | 0.9031 | 4500 | 72.7
PBMJA9Q1 | AMAX INDUSTRIAL LTD | AMAX | AFL002-60W(4500K) | Outdoor Luminaires | Low Output | Architectural Flood and Spot Luminaires | Standard | FALSE | [9 empty] | 42068 | Dimmable | Continuous Below 10 | NotYetVerified |  | 3 | 4075.7 | 78.39 | 51.99 | 12.94 | 0.9031 | 4500 | 72.7
PGMX8DS2 | AMAX INDUSTRIAL LTD | AMAX | AFL003-90W-PC (4500K) | Outdoor Luminaires | Mid Output | Architectural Flood and Spot Luminaires | Standard | FALSE | [9 empty] | 42068 | Dimmable | Continuous Below 10 | NotYetVerified |  | 3 | 6896.1 | 86.78 | 79.47 | 3.07 | 0.9184 | 4500 | 72.7
P3MS45CV | AMAX INDUSTRIAL LTD | AMAX | AFL003-90W (4500K) | Outdoor Luminaires | Mid Output | Architectural Flood and Spot Luminaires | Standard | FALSE | [9 empty] | 42068 | Dimmable | Continuous Below 10 | NotYetVerified |  | 3 | 6896.1 | 86.78 | 79.47 | 3.07 | 0.9184 | 4500 | 72.7
PS5V79XF | AMAX INDUSTRIAL LTD | AMAX | AFL004-120W(4500K) | Outdoor Luminaires | Mid Output | Architectural Flood and Spot Luminaires | Standard | FALSE | [9 empty] | 42068 | Dimmable | Continuous Below 10 | NotYetVerified |  | 3 | 8896.6 | 85.87 | 103.6 | 12.44 | 0.9022 | 4500 | 72.4
PE1P498N | AMAX INDUSTRIAL LTD | AMAX | AFL004-120W-PC(4500K) | Outdoor Luminaires | Mid Output | Architectural Flood and Spot Luminaires | Standard | FALSE | [9 empty] | 42068 | Dimmable | Continuous Below 10 | NotYetVerified |  | 3 | 8896.6 | 85.87 | 103.6 | 12.44 | 0.9022 | 4500 | 72.4
PDZGM45S | AMAX INDUSTRIAL LTD | AMAX | AFL002-60W(4000K) | Outdoor Luminaires | Low Output | Architectural Flood and Spot Luminaires | Standard | FALSE | [9 empty] | 42068 | Dimmable | Continuous Below 10 | NotYetVerified |  | 3 | 4075.7 | 78.39 | 51.99 | 12.94 | 0.9031 | 4000 | 72.7
PGQYA4CJ | AMAX INDUSTRIAL LTD | AMAX | AFL003-90W (4000K) | Outdoor Luminaires | Mid Output | Architectural Flood and Spot Luminaires | Standard | FALSE | [9 empty] | 42068 | Dimmable | Continuous Below 10 | NotYetVerified |  | 3 | 6896.1 | 86.78 | 79.47 | 3.07 | 0.9184 | 4000 | 72.7
P9FDHQGB | AMAX INDUSTRIAL LTD | AMAX | AFL004-120W(4000K) | Outdoor Luminaires | Mid Output | Architectural Flood and Spot Luminaires | Standard | FALSE | [9 empty] | 42068 | Dimmable | Continuous Below 10 | NotYetVerified |  | 3 | 8896.6 | 85.87 | 103.6 | 12.44 | 0.9022 | 4000 | 72.4
PX4N5KDQ | Ecopower Inc. | ECOPOWER LED | EPFLBCW/80WV4-XXX (Excluding LX 90Â° 60Â° B00 and B01) | Outdoor Luminaires | Mid Output | Architectural Flood and Spot Luminaires | Standard | TRUE | 6119 | 75.16 | 81.41 | 11.9 | 0.977 | 5260 | 77 | 5 | 55000 | 42065 |  |  | NotYetVerified |  | 3 | 6000 | 75 | 80 |  | 0.95 | 5200 | 75
PR21AX9EX | Appleton Group | Mercmaster LED | MLEDN-X-35-X-P-5-BH-XX [Polycarbonate Globe Only] | Outdoor Luminaires | High Output | Architectural Flood and Spot Luminaires | Standard | TRUE | 10905 | 104.8 | 104.1 | 10.88 | 0.9645 | 5917 | 75.8 | 5 | 60000 | 42065 |  |  | NotYetVerified |  | 3 | 11425 |  | 103 |  |  | 5650 | 70
PMGT4W6C | Orbit Industries Inc. | ORBIT | LFL3-80W (3000K) | Outdoor Luminaires | Mid Output | Architectural Flood and Spot Luminaires | Standard | TRUE | 6282 | 78.56 | 79.95 | 13.52 | 0.9588 | 3074 | 83 | 5 | 50000 | 42065 |  |  | NotYetVerified |  | 3 | 6000 | 75 | 80 |  | 0.95 | 3000 | 80
PYYHJK4A | Ecopower Inc. | ECOPOWER LED | EPFLBCW/150WV4-XXX (Excluding LX 90Â° 60Â° B00 and B01) | Outdoor Luminaires | High Output | Architectural Flood and Spot Luminaires | Standard | TRUE | 14691 | 93.72 | 156.7 | 8.4 | 0.948 | 5444 | 78.2 | 5 | 55000 | 42065 |  |  | NotYetVerified |  | 3 | 13000 | 87 | 150 | 20 | 0.9 | 5200 | 75
P4H9SJVW | Orbit Industries Inc. | ORBIT | LFL3-10W (3000K) | Outdoor Luminaires | Low Output | Architectural Flood and Spot Luminaires | Standard | TRUE | 942.15 | 85.11 | 11.07 | 18.51 | 0.9473 | 3087 | 83 | 5 | 50000 | 42065 |  |  | NotYetVerified |  | 3 | 900 | 85 | 12 |  | 0.9 | 3000 | 80
PM1FY6Q4 | Orbit Industries Inc. | ORBIT | LFL4-120W (3000K) | Outdoor Luminaires | High Output | Architectural Flood and Spot Luminaires | Standard | TRUE | 10242 | 85.63 | 119.6 | 11.61 | 0.9394 | 3155 | 84 | 5 | 50000 | 42065 |  |  | NotYetVerified |  | 3 | 10000 | 80 | 120 |  | 0.9 | 3000 | 80
PPC2R3MB | Orbit Industries Inc. | ORBIT | LFL4-200W (3000K) | Outdoor Luminaires | High Output | Architectural Flood and Spot Luminaires | Standard | TRUE | 16783 | 86.39 | 194.3 | 11.34 | 0.9371 | 3111 | 83 | 5 | 50000 | 42065 |  |  | NotYetVerified |  | 3 | 16000 | 80 | 200 |  | 0.9 | 3000 | 80
PU8ZA2E1S | Appleton Group | Mercmaster LED | MLEDN-X-40-X-P-5-BU-XX [Polycarbonate Globe Only] | Outdoor Luminaires | High Output | Architectural Flood and Spot Luminaires | Standard | TRUE | 12357 | 100.1 | 123.4 | 8.73 | 0.936 | 5869 | 75.3 | 5 | 60000 | 42065 |  |  | NotYetVerified |  | 3 | 12850 |  | 128 |  |  | 5650 | 70
P184DXBH | Ecopower Inc. | ECOPOWER LED | EPFLBCW/30WV4-XXX (Excluding LX 90Â° 60Â° B00 and B01) | Outdoor Luminaires | Low Output | Architectural Flood and Spot Luminaires | Standard | TRUE | 2593 | 75.66 | 34.26 | 18.8 | 0.928 | 5238 | 77 | 5 | 55000 | 42065 |  |  | NotYetVerified |  | 3 | 2600 | 80 | 35 |  | 0.95 | 5200 | 75
PQWPHNSA | Ecopower Inc. | ECOPOWER LED | EPFLBCW/50WV4-XXX (Excluding LX 90Â° 60Â° B00 and B01) | Outdoor Luminaires | Low Output | Architectural Flood and Spot Luminaires | Standard | TRUE | 3906 | 76.84 | 50.83 | 17.4 | 0.928 | 5130 | 76 | 5 | 55000 | 42065 |  |  | NotYetVerified |  | 3 | 4000 | 80 | 50 |  | 0.9 | 5200 | 80
PR9HRHWX | Orbit Industries Inc. | ORBIT | LFL3-100W (3000K) | Outdoor Luminaires | Mid Output | Architectural Flood and Spot Luminaires | Standard | TRUE | 7876.6 | 85.37 | 92.27 | 14.75 | 0.9264 | 3007 | 83.3 | 5 | 50000 | 42065 |  |  | NotYetVerified |  | 3 | 7800 | 85 | 100 |  | 0.9 | 3000 | 80
PUSTQCEU | Xiamen Holly Lite Co. Ltd. | Holly Lite | HLF-L056-X-150-XXXX-NON | Outdoor Luminaires | High Output | Architectural Flood and Spot Luminaires | Standard | TRUE | 14954.28 | 100.297 | 149.1 | 5.2 | 0.925 | 5430 | 74.3 | 5 | 50000 | 42065 |  |  | NotYetVerified |  | 3 | 15083.5 | 100.89 | 149.5 | 15 | 0.998 | 5430 | 75
PW52BMBY | Xiamen Holly Lite Co. Ltd. | Holly Lite | HLF-L056-X-075-XXXX-NON | Outdoor Luminaires | Mid Output | Architectural Flood and Spot Luminaires | Standard | TRUE | 7359.301 | 101.382 | 72.59 | 5.7 | 0.923 | 5322 | 74 | 5 | 50000 | 42065 |  |  | NotYetVerified |  | 3 | 7390.77 | 101.62 | 72.73 | 15 | 0.997 | 5322 | 75
PDXQRDZB | Orbit Industries Inc. | ORBIT | LFL4-160W (3000K) | Outdoor Luminaires | High Output | Architectural Flood and Spot Luminaires | Standard | TRUE | 14499 | 91.42 | 158.6 | 13.38 | 0.9218 | 3111 | 84 | 5 | 50000 | 42065 |  |  | NotYetVerified |  | 3 | 14000 | 90 | 160 |  | 0.9 | 3000 | 80
PG6XJM23 | Xiamen Holly Lite Co. Ltd. | Holly Lite | HLF-L056-X-110-XXXX-NON | Outdoor Luminaires | High Output | Architectural Flood and Spot Luminaires | Standard | TRUE | 11129.92 | 101.319 | 109.85 | 6.2 | 0.921 | 5328 | 74.1 | 5 | 50000 | 42065 |  |  | NotYetVerified |  | 3 | 11188.5 | 101.8 | 109.9 | 15 | 0.996 | 5328 | 75
PG3S9ZA4 | Ecopower Inc. | ECOPOWER LED | EPFLBCW/120WV4-XXX (Excluding LX 90Â° 60Â° B00 and B01) | Outdoor Luminaires | High Output | Architectural Flood and Spot Luminaires | Standard | TRUE | 11644 | 90.15 | 129.1 | 12.2 | 0.921 | 5408 | 78 | 5 | 55000 | 42065 |  |  | NotYetVerified |  | 3 | 10000 | 80 | 120 |  | 0.95 | 5200 | 75
P1CXZUBQ | Orbit Industries Inc. | ORBIT | LFL3-30W (3000K) | Outdoor Luminaires | Low Output | Architectural Flood and Spot Luminaires | Standard | TRUE | 2275.5 | 77.53 | 29.35 | 16.69 | 0.91 | 3124 | 82.9 | 5 | 50000 | 42065 |  |  | NotYetVerified |  | 3 | 2200 | 75 | 30 |  | 0.9 | 3000 | 80
PPAF9B5X | Orbit Industries Inc. | ORBIT | LFL3-50W (3000K) | Outdoor Luminaires | Low Output | Architectural Flood and Spot Luminaires | Standard | TRUE | 3781.3 | 75.87 | 49.84 | 18.66 | 0.91 | 3151 | 82.7 | 5 | 50000 | 42065 |  |  | NotYetVerified |  | 3 | 3700 | 75 | 50 |  | 0.9 | 3000 | 80
P2G2FZCP | Orbit Industries Inc. | ORBIT | LFL24-30W-WW | Outdoor Luminaires | Low Output | Architectural Flood and Spot Luminaires | Standard | TRUE | 2501.3 | 86.54 | 28.9 | 19.23 | 0.9098 | 5064 | 74.2 | 5 |  | 42065 |  |  | NotYetVerified |  | 3 | 2501.3 | 86.54 | 28.9 | 19.23 | 0.9098 | 5000 | 74.1
P432AZAU | Orbit Industries Inc. | ORBIT | LFL3-100W (5000K) | Outdoor Luminaires | Mid Output | Architectural Flood and Spot Luminaires | Standard | FALSE | [9 empty] | 42065 |  |  | NotYetVerified |  | 3 | 7800 | 85 | 100 |  | 0.9 | 5000 | 80
PEDA24CR | Orbit Industries Inc. | ORBIT | LFL3-50W (5000K) | Outdoor Luminaires | Low Output | Architectural Flood and Spot Luminaires | Standard | FALSE | [9 empty] | 42065 |  |  | NotYetVerified |  | 3 | 3700 | 75 | 50 |  | 0.9 | 5000 | 80
PJJADR48 | Orbit Industries Inc. | ORBIT | LFL3-30W (5000K) | Outdoor Luminaires | Low Output | Architectural Flood and Spot Luminaires | Standard | FALSE | [9 empty] | 42065 |  |  | NotYetVerified |  | 3 | 2200 | 75 | 30 |  | 0.9 | 5000 | 80
P9YB7QA1 | Orbit Industries Inc. | ORBIT | LFL3-10W (5000K) | Outdoor Luminaires | Low Output | Architectural Flood and Spot Luminaires | Standard | FALSE | [9 empty] | 42065 |  |  | NotYetVerified |  | 3 | 900 | 85 | 12 |  | 0.9 | 5000 | 80
PPGRGXSQ | Orbit Industries Inc. | ORBIT | LFL4-200W (5000K) | Outdoor Luminaires | High Output | Architectural Flood and Spot Luminaires | Standard | FALSE | [9 empty] | 42065 |  |  | NotYetVerified |  | 3 | 16000 | 80 | 200 |  | 0.9 | 5000 | 80
P58861Z2 | Orbit Industries Inc. | ORBIT | LFL4-160W (5000K) | Outdoor Luminaires | High Output | Architectural Flood and Spot Luminaires | Standard | FALSE | [9 empty] | 42065 |  |  | NotYetVerified |  | 3 | 14000 | 90 | 160 |  | 0.9 | 5000 | 80
P3VETJMS | Orbit Industries Inc. | ORBIT | LFL4-120W (5000K) | Outdoor Luminaires | High Output | Architectural Flood and Spot Luminaires | Standard | FALSE | [9 empty] | 42065 |  |  | NotYetVerified |  | 3 | 10000 | 80 | 120 |  | 0.9 | 5000 | 80
PSPCSAQZ | Orbit Industries Inc. | ORBIT | LFL24-30W-CW | Outdoor Luminaires | Low Output | Architectural Flood and Spot Luminaires | Standard | FALSE | [9 empty] | 42065 |  |  | NotYetVerified |  | 3 | 2501.3 | 86.54 | 28.9 | 19.23 | 0.9098 | 5000 | 74.1
P1DKE9DV | Orbit Industries Inc. | ORBIT | LFL3-80W (5000K) | Outdoor Luminaires | Mid Output | Architectural Flood and Spot Luminaires | Standard | FALSE | [9 empty] | 42065 |  |  | NotYetVerified |  | 3 | 6500 | 80 | 80 |  | 0.95 | 5000 | 80
PNYKQ6F5 | Xiamen Holly Lite Co. Ltd. | Holly Lite | HLF-L056-X-150-XXXX-STP | Outdoor Luminaires | High Output | Architectural Flood and Spot Luminaires | Standard | FALSE | [9 empty] | 42065 |  |  | NotYetVerified |  | 3 | 15083.5 | 100.89 | 149.5 | 15 | 0.998 | 5430 | 75
PQ1GXGU7 | Xiamen Holly Lite Co. Ltd. | Holly Lite | HLF-L056-X-150-XXXX-CTN | Outdoor Luminaires | High Output | Architectural Flood and Spot Luminaires | Standard | FALSE | [9 empty] | 42065 |  |  | NotYetVerified |  | 3 | 15083.5 | 100.89 | 149.5 | 15 | 0.998 | 5430 | 75
PJ8AEKAH | Xiamen Holly Lite Co. Ltd. | Holly Lite | HLF-L056-X-110-XXXX-STP | Outdoor Luminaires | High Output | Architectural Flood and Spot Luminaires | Standard | FALSE | [9 empty] | 42065 |  |  | NotYetVerified |  | 3 | 11188.5 | 101.8 | 109.9 | 15 | 0.996 | 5328 | 75
PWNMXV6Z | Xiamen Holly Lite Co. Ltd. | Holly Lite | HLF-L056-X-110-XXXX-CTN | Outdoor Luminaires | High Output | Architectural Flood and Spot Luminaires | Standard | FALSE | [9 empty] | 42065 |  |  | NotYetVerified |  | 3 | 11188.5 | 101.8 | 109.9 | 15 | 0.996 | 5328 | 75
PV6F1P24 | Xiamen Holly Lite Co. Ltd. | Holly Lite | HLF-L056-X-075-XXXX-STP | Outdoor Luminaires | Mid Output | Architectural Flood and Spot Luminaires | Standard | FALSE | [9 empty] | 42065 |  |  | NotYetVerified |  | 3 | 7390.77 | 101.62 | 72.73 | 15 | 0.997 | 5322 | 75
PZMJH59N | Xiamen Holly Lite Co. Ltd. | Holly Lite | HLF-L056-X-075-XXXX-CTN | Outdoor Luminaires | Mid Output | Architectural Flood and Spot Luminaires | Standard | FALSE | [9 empty] | 42065 |  |  | NotYetVerified |  | 3 | 7390.77 | 101.62 | 72.73 | 15 | 0.997 | 5322 | 75
PYBRAHYZ | RAB Lighting | RAB Lighting | FXLED300[All Mounting Options]Y[All Fixture Colors] | Outdoor Luminaires | Very High Output | Architectural Flood and Spot Luminaires | Standard | TRUE | 32602 | 103.6 | 315.5 | 10.8 | 0.958 | 3056 | 81 | 5 | 100000 | 42062 |  |  | NotYetVerified |  | 3
PWAT62TS | RAB Lighting | RAB Lighting | FXLED200[All Mounting Options]Y[All Fixture Colors] | Outdoor Luminaires | High Output | Architectural Flood and Spot Luminaires | Standard | TRUE | 23050 | 113.1 | 203.8 | 12.1 | 0.939 | 3070 | 80 | 5 | 100000 | 42062 |  |  | NotYetVerified |  | 3
PPF58XHA | ATG Electronics Corp. | ATG Electronics | YR-FL390-300W-D135 | Outdoor Luminaires | High Output | Architectural Flood and Spot Luminaires | Standard | TRUE | 28776.41 | 93.921 | 306.42 | 11 | 0.926 | 5874 | 72.5 | 5 | 100000 | 42062 |  |  | NotYetVerified |  | 3 | 28500 | 95 | 300 | 20 | 0.9 | 5000 | 70
PCF6NH8D | ATG Electronics Corp. | ATG Electronics | YR-FL390-300W-D60 | Outdoor Luminaires | Very High Output | Architectural Flood and Spot Luminaires | Standard | FALSE | [9 empty] | 42062 |  |  | NotYetVerified |  | 3 | 30000 | 100 | 300 | 20 | 0.9 | 5000 | 70
PQCVD91E | RAB Lighting | RAB Lighting | FXLED300[all mounting][all colors]/BL | Outdoor Luminaires | Very High Output | Architectural Flood and Spot Luminaires | Standard | FALSE | [9 empty] | 42062 |  |  | NotYetVerified | Updated on 3/22/2017 | 3 | 38292 | 121.6 | 315.8 | 10.9 | 0.96 | 4861 | 72
PF5PMFXJ | RAB Lighting | RAB Lighting | FXLED300[all mounting][all colors] | Outdoor Luminaires | Very High Output | Architectural Flood and Spot Luminaires | Standard | FALSE | [9 empty] | 42062 |  |  | NotYetVerified | Updated on 3/22/2017 | 3 | 38292 | 121.6 | 315.8 | 10.9 | 0.96 | 4861 | 72
P1HQDTMP | RAB Lighting | RAB Lighting | FXLED300[all mounting][all colors]/D10 | Outdoor Luminaires | Very High Output | Architectural Flood and Spot Luminaires | Standard | FALSE | [9 empty] | 42062 |  |  | NotYetVerified | Updated on 3/22/2017 | 4.1 | 39097 | 121.2 | 322.5 | 11 | 0.96 | 4861 | 72
P2R2BZMX | RAB Lighting | RAB Lighting | FXLED200[all mounting][all colors] | Outdoor Luminaires | High Output | Architectural Flood and Spot Luminaires | Standard | FALSE | [9 empty] | 42062 |  |  | NotYetVerified | Updated on 3/22/2017 | 4.1 | 27005 | 131.8 | 205 | 10.2 | 0.94 | 4854 | 72
PVH7K8VN | RAB Lighting | RAB Lighting | FXLED200[all mounting][all colors]/D10 | Outdoor Luminaires | High Output | Architectural Flood and Spot Luminaires | Standard | FALSE | [9 empty] | 42062 |  |  | NotYetVerified | Updated on 3/22/2017 | 3 | 26109 | 133.6 | 195.4 | 11.2 | 0.93 | 4854 | 72
PEMGVDEN | RAB Lighting | RAB Lighting | FXLED300[all mounting]N[all colors]/BL | Outdoor Luminaires | Very High Output | Architectural Flood and Spot Luminaires | Standard | FALSE | [9 empty] | 42062 |  |  | NotYetVerified | Updated on 3/22/2017 | 3 | 34800 | 110.1 | 317 | 11 | 0.95 | 4026 | 82
P7HRCS9H | RAB Lighting | RAB Lighting | FXLED300[all mounting]N[all colors] | Outdoor Luminaires | Very High Output | Architectural Flood and Spot Luminaires | Standard | FALSE | [9 empty] | 42062 |  |  | NotYetVerified | Updated on 3/22/2017 | 4.1 | 34800 | 110.1 | 317 | 11 | 0.95 | 4026 | 82
PTDHZU2U | RAB Lighting | RAB Lighting | FXLED300[all mounting]N[all colors]/D10 | Outdoor Luminaires | Very High Output | Architectural Flood and Spot Luminaires | Standard | FALSE | [9 empty] | 42062 |  |  | NotYetVerified | Updated on 3/22/2017 | 3 | 35532 | 109.8 | 323.7 | 11.1 | 0.96 | 4026 | 82
PF69THCM | RAB Lighting | RAB Lighting | FXLED200[all mounting]N[all colors] | Outdoor Luminaires | High Output | Architectural Flood and Spot Luminaires | Standard | FALSE | [9 empty] | 42062 |  |  | NotYetVerified | Updated on 3/22/2017 | 3 | 25295 | 122.5 | 206.6 | 12.1 | 0.94 | 3996 | 82
P4FARQ2G | RAB Lighting | RAB Lighting | FXLED200[all mounting]N[all colors]/D10 | Outdoor Luminaires | High Output | Architectural Flood and Spot Luminaires | Standard | FALSE | [9 empty] | 42062 |  |  | NotYetVerified | Updated on 3/22/2017 | 4.1 | 24456 | 124.2 | 196.9 | 13.3 | 0.93 | 3996 | 82
P2FXW61Z | RAB Lighting | RAB Lighting | FXLED200[all mounting]Y[all colors]/D10 | Outdoor Luminaires | High Output | Architectural Flood and Spot Luminaires | Standard | TRUE | 23050 | 113.1 | 204.2 | 12.1 | 0.939 | 3070 | 81 | 5 | 50000 | 42062 |  |  | NotYetVerified | Updated on 3/22/2017 | 4.1 | 22285 | 114.5 | 194.7 | 13.3 | 0.93 | 3070 | 81
PVSP5BQ2 | RAB Lighting | RAB Lighting | FXLED300[all mounting]Y[all colors]/BL | Outdoor Luminaires | Very High Output | Architectural Flood and Spot Luminaires | Standard | FALSE | [9 empty] | 42062 |  |  | NotYetVerified | Updated on 3/22/2017 | 3 | 32602 | 103.6 | 315.5 | 10.8 | 0.96 | 3056 | 81
P4V23CRB | RAB Lighting | RAB Lighting | FXLED300[all mounting]Y[all colors]/D10 | Outdoor Luminaires | Very High Output | Architectural Flood and Spot Luminaires | Standard | FALSE | [9 empty] | 42062 |  |  | NotYetVerified | Updated on 3/22/2017 | 4.1 | 33288 | 103.3 | 322.2 | 10.9 | 0.96 | 3056 | 81
PZQT83635 | LED Waves Inc. | LED Waves | LW30-SH1-1x2-W5700K [120V Only] | Outdoor Luminaires | Mid Output | Architectural Flood and Spot Luminaires | Standard | TRUE | 5734 | 92.4 | 61.05 | 8.3 | 0.996 | 5883 | 75.8 | 5 | 50000 | 42061 |  |  | NotYetVerified |  | 3 | 5734 | 93 | 61 |  |  | 5700
PWTWHVCM4 | LED Waves Inc. | LED Waves | LW30-SH1-1x3-W5000K [277V Only] | Outdoor Luminaires | High Output | Architectural Flood and Spot Luminaires | Standard | TRUE | 10050 | 109 | 92.23 | 14.8 | 0.938 | 5074 | 73.1 | 5 | 50000 | 42061 |  |  | NotYetVerified |  | 3 | 10050 | 109 | 93 |  |  | 5000
PM9ZHPKZG | LED Waves Inc. | LED Waves | LW30-SH1-2x3-W5000K [277V Only] | Outdoor Luminaires | High Output | Architectural Flood and Spot Luminaires | Standard | TRUE | 20170 | 114 | 177.3 | 12.6 | 0.914 | 5039 | 73.7 | 5 | 50000 | 42061 |  |  | NotYetVerified |  | 3 | 20170 | 114 | 178 |  |  | 5000
PPBNYEW8P | LED Waves Inc. | LED Waves | LW30-SH1-2x2-W5700K | Outdoor Luminaires | High Output | Architectural Flood and Spot Luminaires | Standard | TRUE | 12610 | 97.4 | 129.4 | 16.2 | 0.877 | 5840 | 75.7 | 5 | 50000 | 42061 |  |  | NotYetVerified |  | 3 | 12610 | 97.4 | 129 |  |  | 5700
PTKYB4CA | The Straits Lighting Company LLC | TSLC | SL901FL-80W 5.2K | Outdoor Luminaires | Mid Output | Architectural Flood and Spot Luminaires | Standard | TRUE | 6119 | 75.16 | 81.41 | 11.9 | 0.977 | 5260 | 77 | 5 | 55000 | 42059 |  |  | NotYetVerified |  | 3 | 6000 | 75 | 80 |  | 0.95 | 5200 | 75
PTETQA9S | The Straits Lighting Company LLC | TSLC | SL901FL-150W 5.2K | Outdoor Luminaires | High Output | Architectural Flood and Spot Luminaires | Standard | TRUE | 14691 | 93.72 | 156.7 | 8.4 | 0.948 | 5444 | 78.2 | 5 | 55000 | 42059 |  |  | NotYetVerified |  | 3 | 13000 | 87 | 150 | 20 | 0.9 | 5200 | 75
PCSCKNJ4 | Core Products Canada Ltd. | CORE | FL120 (3000K) [ALL MOUNTING OPTIONS] | Outdoor Luminaires | High Output | Architectural Flood and Spot Luminaires | Standard | TRUE | 10242 | 85.63 | 119.6 | 11.61 | 0.9394 | 3155 | 84 | 5 | 50000 | 42059 |  |  | NotYetVerified |  | 3 | 10000 | 80 | 120 |  | 0.9 | 3000 | 80
PCHR2G7Y | Core Products Canada Ltd. | CORE | FL200 (3000K) [ALL MOUNTING OPTIONS] | Outdoor Luminaires | High Output | Architectural Flood and Spot Luminaires | Standard | TRUE | 16783 | 86.39 | 194.3 | 11.34 | 0.9371 | 3111 | 83 | 5 | 50000 | 42059 |  |  | NotYetVerified |  | 3 | 16000 | 80 | 200 |  | 0.9 | 3000 | 80
PZFYXWE1 | The Straits Lighting Company LLC | TSLC | SL901FL-35W 5.2K | Outdoor Luminaires | Low Output | Architectural Flood and Spot Luminaires | Standard | TRUE | 2593 | 75.66 | 34.26 | 18.8 | 0.928 | 5238 | 77 | 5 | 55000 | 42059 |  |  | NotYetVerified |  | 3 | 2600 | 80 | 35 |  | 0.95 | 5200 | 75
PY5JT8D8 | The Straits Lighting Company LLC | TSLC | SL901FL-50W 5.2K | Outdoor Luminaires | Low Output | Architectural Flood and Spot Luminaires | Standard | TRUE | 3906 | 76.84 | 50.83 | 17.4 | 0.928 | 5130 | 76 | 5 | 55000 | 42059 |  |  | NotYetVerified |  | 3 | 4000 | 80 | 50 |  | 0.9 | 5200 | 80
PUXZP9U8 | The Straits Lighting Company LLC | TSLC | SL901FL-120W 5.2K | Outdoor Luminaires | High Output | Architectural Flood and Spot Luminaires | Standard | TRUE | 11644 | 90.15 | 129.1 | 12.2 | 0.921 | 5408 | 78 | 5 | 55000 | 42059 |  |  | NotYetVerified |  | 3 | 10000 | 80 | 120 |  | 0.95 | 5200 | 75
PKMVZNHE | Core Products Canada Ltd. | CORE | FL30 (3000K) | Outdoor Luminaires | Low Output | Architectural Flood and Spot Luminaires | Standard | TRUE | 2275.5 | 77.53 | 29.35 | 16.69 | 0.91 | 3124 | 82.9 | 5 | 50000 | 42059 |  |  | NotYetVerified |  | 3 | 2200 | 75 | 30 |  | 0.9 | 3000 | 80
PJRQMHM5 | Core Products Canada Ltd. | CORE | FL50 (3000K) | Outdoor Luminaires | Low Output | Architectural Flood and Spot Luminaires | Standard | TRUE | 3781.3 | 75.87 | 49.84 | 18.66 | 0.91 | 3151 | 82.7 | 5 | 50000 | 42059 |  |  | NotYetVerified |  | 3 | 3700 | 75 | 50 |  | 0.9 | 3000 | 80
PAUYG78F | Core Products Canada Ltd. | CORE | FL50 (5000K) | Outdoor Luminaires | Low Output | Architectural Flood and Spot Luminaires | Standard | FALSE | [9 empty] | 42059 |  |  | NotYetVerified |  | 3 | 3700 | 75 | 50 |  | 0.9 | 5000 | 80
PU6B16HY | Core Products Canada Ltd. | CORE | FL30 (5000K) | Outdoor Luminaires | Low Output | Architectural Flood and Spot Luminaires | Standard | FALSE | [9 empty] | 42059 |  |  | NotYetVerified |  | 3 | 2200 | 75 | 30 |  | 0.9 | 5000 | 80
P71WC1HB | Core Products Canada Ltd. | CORE | FL200 (5000K) [ALL MOUNTING OPTIONS] | Outdoor Luminaires | High Output | Architectural Flood and Spot Luminaires | Standard | FALSE | [9 empty] | 42059 |  |  | NotYetVerified |  | 3 | 16000 | 80 | 200 |  | 0.9 | 5000 | 80
P35MSUNX | Core Products Canada Ltd. | CORE | FL120 (5000K) [ALL MOUNTING OPTIONS] | Outdoor Luminaires | High Output | Architectural Flood and Spot Luminaires | Standard | FALSE | [9 empty] | 42059 |  |  | NotYetVerified |  | 3 | 10000 | 80 | 120 |  | 0.9 | 5000 | 80
P59SW75M | Lumecon LLC | Lumecon | LF-RB-25-[DB or C]-ST-1-NW-[A SF T or GR]-X-X-X-X-X-D | Outdoor Luminaires | Low Output | Architectural Flood and Spot Luminaires | Standard | TRUE | 2410 | 96.55 | 24.96 | 7.33 | 0.922 | 4156 | 80.6 | 10 | 100000 | 42058 |  |  | NotYetVerified |  | 3 | 2482 | 99 | 25 |  |  |  | 80
PV48VEKX | Lumecon LLC | Lumecon | LF-MD-25-DB-ST-1-NW-[A SF Tor GR]-X-X-X-X-D | Outdoor Luminaires | Low Output | Architectural Flood and Spot Luminaires | Standard | TRUE | 2382 | 96.75 | 24.62 | 7.6 | 0.918 | 4148 | 80.6 | 10 | 100000 | 42058 |  |  | Yes |  | 3 | 2434 | 98 | 25 |  |  |  | 80
PNADJJ8V | Philips Gardco | ClearScape Flood | CSFS-16L-1A-WW-G1-aa-RSP-bbb-ccc-dd | Outdoor Luminaires | Low Output | Architectural Flood and Spot Luminaires | Standard | TRUE | 4504 | 83.5 | 53.96 | 9.41 | 0.971 | 3002 | 71 | 5 | 50000 | 42054 |  |  | NotYetVerified |  | 3 | 4663 | 86.5 | 53.91 | 20 | 0.9 | 3000 | 71
PWFAB11D | FSC Lighting | FSC Lighting | KEL-91344UWX | Outdoor Luminaires | High Output | Architectural Flood and Spot Luminaires | Standard | TRUE | 10285 | 96.37 | 106.7 | 13.4 | 0.96 | 5410 | 73.4 | 5 | 50000 | 42054 |  |  | NotYetVerified |  | 3 | 9250 |  | 110 |  |  | 5000 | 83
P3KGAMMS | Philips Gardco | ClearScape Flood | CSFS-16L-350-WW-G1-aa-RSP-bbb-ccc-dd [120-240V & 347V Only] | Outdoor Luminaires | Low Output | Architectural Flood and Spot Luminaires | Standard | TRUE | 1770 | 96.1 | 18.42 | 19.72 | 0.905 | 2903 | 71.8 | 5 | 50000 | 42054 |  |  | NotYetVerified |  | 3 | 1770 | 96.09 | 18.42 | 20 | 0.9 | 3000 | 71
PAQ46WJY | Philips Gardco | ClearScape Flood | CSFS-32L-1A-CW-G1-aa-RM-bbb-ccc-dd | Outdoor Luminaires | Mid Output | Architectural Flood and Spot Luminaires | Standard | FALSE | [9 empty] | 42054 |  |  | NotYetVerified |  | 3 | 9951.96 | 91.89 | 108.3 | 20 | 0.9 | 5000 | 71
PG7ZJSJX | Philips Gardco | ClearScape Flood | CSFM-48L-530-CW-G1-aa-A33-bbb-ccc-dd [120-277V & 347V Only] | Outdoor Luminaires | Mid Output | Architectural Flood and Spot Luminaires | Standard | FALSE | [9 empty] | 42054 |  |  | NotYetVerified |  | 3 | 8991.24 | 112.39 | 80 | 20 | 0.9 | 5000 | 71
PYTQ4A3C | Philips Gardco | ClearScape Flood | CSFM-48L-530-CW-G1-aa-RM-bbb-ccc-dd [120-277V & 347V Only] | Outdoor Luminaires | Mid Output | Architectural Flood and Spot Luminaires | Standard | FALSE | [9 empty] | 42054 |  |  | NotYetVerified |  | 3 | 8977.4 | 112.22 | 80 | 20 | 0.9 | 5000 | 71
PZ98KWX4 | Philips Gardco | ClearScape Flood | CSFM-48L-530-CW-G1-aa-RN-bbb-ccc-dd [120-277V & 347V Only] | Outdoor Luminaires | Mid Output | Architectural Flood and Spot Luminaires | Standard | FALSE | [9 empty] | 42054 |  |  | NotYetVerified |  | 3 | 8797.11 | 109.96 | 80 | 20 | 0.9 | 5000 | 71
P5VMU6T3 | Philips Gardco | ClearScape Flood | CSFS-32L-700-CW-G1-aa-A33-bbb-ccc-dd | Outdoor Luminaires | Mid Output | Architectural Flood and Spot Luminaires | Standard | FALSE | [9 empty] | 42054 |  |  | NotYetVerified |  | 3 | 7321.97 | 102.12 | 71.7 | 20 | 0.9 | 5000 | 71
P4NN6CUC | Philips Gardco | ClearScape Flood | CSFS-32L-700-CW-G1-aa-RN-bbb-ccc-dd | Outdoor Luminaires | Mid Output | Architectural Flood and Spot Luminaires | Standard | FALSE | [9 empty] | 42054 |  |  | NotYetVerified |  | 3 | 7259.89 | 101.25 | 71.7 | 20 | 0.9 | 5000 | 71
PVTP8BFJ | Philips Gardco | ClearScape Flood | CSFS-32L-700-CW-G1-aa-RM-bbb-ccc-dd | Outdoor Luminaires | Mid Output | Architectural Flood and Spot Luminaires | Standard | FALSE | [9 empty] | 42054 |  |  | NotYetVerified |  | 3 | 7166.41 | 99.95 | 71.7 | 20 | 0.9 | 5000 | 71
PKSHFD6H | Philips Gardco | ClearScape Flood | CSFS-32L-530-CW-G1-aa-A33-bbb-ccc-dd [120-277V & 347V Only] | Outdoor Luminaires | Mid Output | Architectural Flood and Spot Luminaires | Standard | FALSE | [9 empty] | 42054 |  |  | NotYetVerified |  | 3 | 5634.24 | 107.73 | 52.3 | 20 | 0.9 | 5000 | 71
P95SDR74 | Philips Gardco | ClearScape Flood | CSFS-32L-530-CW-G1-aa-RN-bbb-ccc-dd [120-277V & 347V Only] | Outdoor Luminaires | Mid Output | Architectural Flood and Spot Luminaires | Standard | FALSE | [9 empty] | 42054 |  |  | NotYetVerified |  | 3 | 5586.47 | 106.82 | 52.3 | 20 | 0.9 | 5000 | 71
PAWC9TTF | Philips Gardco | ClearScape Flood | CSFS-32L-530-CW-G1-aa-RM-bbb-ccc-dd [120-277V & 347V Only] | Outdoor Luminaires | Mid Output | Architectural Flood and Spot Luminaires | Standard | FALSE | [9 empty] | 42054 |  |  | NotYetVerified |  | 3 | 5514.53 | 105.44 | 52.3 | 20 | 0.9 | 5000 | 71
PW74MJVJ | Philips Gardco | ClearScape Flood | CSFS-16L-1A-CW-G1-aa-A33-bbb-ccc-dd | Outdoor Luminaires | Mid Output | Architectural Flood and Spot Luminaires | Standard | FALSE | [9 empty] | 42054 |  |  | NotYetVerified |  | 3 | 5244.76 | 91.85 | 57.1 | 20 | 0.9 | 5000 | 71
P5CU6EY2 | Philips Gardco | ClearScape Flood | CSFS-16L-1A-CW-G1-aa-RN-bbb-ccc-dd | Outdoor Luminaires | Mid Output | Architectural Flood and Spot Luminaires | Standard | FALSE | [9 empty] | 42054 |  |  | NotYetVerified |  | 3 | 5200.29 | 91.07 | 57.1 | 20 | 0.9 | 5000 | 71
P2MANCQE | Philips Gardco | ClearScape Flood | CSFS-16L-1A-CW-G1-aa-RM-bbb-ccc-dd | Outdoor Luminaires | Mid Output | Architectural Flood and Spot Luminaires | Standard | FALSE | [9 empty] | 42054 |  |  | NotYetVerified |  | 3 | 5133.33 | 89.9 | 57.1 | 20 | 0.9 | 5000 | 71
PNQPC3XR | Philips Gardco | ClearScape Flood | CSFS-16L-700-CW-G1-aa-A33-bbb-ccc-dd | Outdoor Luminaires | Low Output | Architectural Flood and Spot Luminaires | Standard | FALSE | [9 empty] | 42054 |  |  | NotYetVerified |  | 3 | 3776.11 | 99.9 | 37.8 | 20 | 0.9 | 5000 | 71
PWDY6QWS | Philips Gardco | ClearScape Flood | CSFS-16L-700-CW-G1-aa-RN-bbb-ccc-dd | Outdoor Luminaires | Low Output | Architectural Flood and Spot Luminaires | Standard | FALSE | [9 empty] | 42054 |  |  | NotYetVerified |  | 3 | 3744.09 | 99.05 | 37.8 | 20 | 0.9 | 5000 | 71
PA3SWQ42 | Philips Gardco | ClearScape Flood | CSFS-16L-700-CW-G1-aa-RM-bbb-ccc-dd | Outdoor Luminaires | Low Output | Architectural Flood and Spot Luminaires | Standard | FALSE | [9 empty] | 42054 |  |  | NotYetVerified |  | 3 | 3695.88 | 97.77 | 37.8 | 20 | 0.9 | 5000 | 71
P8CN59M5 | Philips Gardco | ClearScape Flood | CSFS-16L-530-CW-G1-aa-A33-bbb-ccc-dd [120-277V & 347V Only] | Outdoor Luminaires | Low Output | Architectural Flood and Spot Luminaires | Standard | FALSE | [9 empty] | 42054 |  |  | NotYetVerified |  | 3 | 2971.79 | 102.83 | 28.9 | 20 | 0.9 | 5000 | 71
P36JWBNX | Philips Gardco | ClearScape Flood | CSFS-16L-530-CW-G1-aa-RN-bbb-ccc-dd [120-277V & 347V Only] | Outdoor Luminaires | Low Output | Architectural Flood and Spot Luminaires | Standard | FALSE | [9 empty] | 42054 |  |  | NotYetVerified |  | 3 | 2946.6 | 101.96 | 28.9 | 20 | 0.9 | 5000 | 71
PVM7BF73 | Philips Gardco | ClearScape Flood | CSFS-16L-530-CW-G1-aa-RM-bbb-ccc-dd [120-277V & 347V Only] | Outdoor Luminaires | Low Output | Architectural Flood and Spot Luminaires | Standard | FALSE | [9 empty] | 42054 |  |  | NotYetVerified |  | 3 | 2908.65 | 100.65 | 28.9 | 20 | 0.9 | 5000 | 71
PKZ1W5XW | Philips Gardco | ClearScape Flood | CSFS-16L-350-CW-G1-aa-A33-bbb-ccc-dd [120-240V & 347V Only] | Outdoor Luminaires | Low Output | Architectural Flood and Spot Luminaires | Standard | FALSE | [9 empty] | 42054 |  |  | NotYetVerified |  | 3 | 2060.99 | 105.15 | 19.6 | 20 | 0.9 | 5000 | 71
PSX54G4Z | Philips Gardco | ClearScape Flood | CSFS-16L-350-CW-G1-aa-RN-bbb-ccc-dd [120-240V & 347V Only] | Outdoor Luminaires | Low Output | Architectural Flood and Spot Luminaires | Standard | FALSE | [9 empty] | 42054 |  |  | NotYetVerified |  | 3 | 2043.51 | 104.26 | 19.6 | 20 | 0.9 | 5000 | 71
P3K8ZT5X | Philips Gardco | ClearScape Flood | CSFS-16L-350-CW-G1-aa-RM-bbb-ccc-dd [120-240V & 347V Only] | Outdoor Luminaires | Low Output | Architectural Flood and Spot Luminaires | Standard | FALSE | [9 empty] | 42054 |  |  | NotYetVerified |  | 3 | 2017.2 | 102.92 | 19.6 | 20 | 0.9 | 5000 | 71
PMMAQ7PN | Philips Gardco | ClearScape Flood | CSFM-64L-1A-CW-G1-aa-RN-bbb-ccc-dd | Outdoor Luminaires | High Output | Architectural Flood and Spot Luminaires | Standard | FALSE | [9 empty] | 42054 |  |  | NotYetVerified |  | 3 | 20460 | 96.88 | 211.2 | 20 | 0.9 | 5000 | 71
P4HF5YH5 | Philips Gardco | ClearScape Flood | CSFM-64L-1A-CW-G1-aa-A33-bbb-ccc-dd | Outdoor Luminaires | High Output | Architectural Flood and Spot Luminaires | Standard | FALSE | [9 empty] | 42054 |  |  | NotYetVerified |  | 3 | 20016 | 92.67 | 216 | 20 | 0.9 | 5000 | 71
P5JS5Q2P | Philips Gardco | ClearScape Flood | CSFM-64L-1A-CW-G1-aa-RM-bbb-ccc-dd | Outdoor Luminaires | High Output | Architectural Flood and Spot Luminaires | Standard | FALSE | [9 empty] | 42054 |  |  | NotYetVerified |  | 3 | 19985.2 | 93.92 | 212.8 | 20 | 0.9 | 5000 | 71
PQ57SR9W | Philips Gardco | ClearScape Flood | CSFM-64L-700-CW-G1-aa-A33-bbb-ccc-dd | Outdoor Luminaires | High Output | Architectural Flood and Spot Luminaires | Standard | FALSE | [9 empty] | 42054 |  |  | NotYetVerified |  | 3 | 14918.33 | 103.46 | 144.2 | 20 | 0.9 | 5000 | 71
PTYVMFWM | Philips Gardco | ClearScape Flood | CSFM-64L-700-CW-G1-aa-RM-bbb-ccc-dd | Outdoor Luminaires | High Output | Architectural Flood and Spot Luminaires | Standard | FALSE | [9 empty] | 42054 |  |  | NotYetVerified |  | 3 | 14895.38 | 103.3 | 144.2 | 20 | 0.9 | 5000 | 71
PTN6N44D | Philips Gardco | ClearScape Flood | CSFM-64L-700-CW-G1-aa-RN-bbb-ccc-dd | Outdoor Luminaires | High Output | Architectural Flood and Spot Luminaires | Standard | FALSE | [9 empty] | 42054 |  |  | NotYetVerified |  | 3 | 14596.23 | 101.22 | 144.2 | 20 | 0.9 | 5000 | 71
P3DNF1TC | Philips Gardco | ClearScape Flood | CSFM-48L-700-CW-G1-aa-A33-bbb-ccc-dd | Outdoor Luminaires | High Output | Architectural Flood and Spot Luminaires | Standard | FALSE | [9 empty] | 42054 |  |  | NotYetVerified |  | 3 | 11231.09 | 106.36 | 105.6 | 20 | 0.9 | 5000 | 71
PDQ6D6H8 | Philips Gardco | ClearScape Flood | CSFM-48L-700-CW-G1-aa-RM-bbb-ccc-dd | Outdoor Luminaires | High Output | Architectural Flood and Spot Luminaires | Standard | FALSE | [9 empty] | 42054 |  |  | NotYetVerified |  | 3 | 11213.81 | 106.19 | 105.6 | 20 | 0.9 | 5000 | 71
PRNJ7E4A | Philips Gardco | ClearScape Flood | CSFM-48L-700-CW-G1-aa-RN-bbb-ccc-dd | Outdoor Luminaires | High Output | Architectural Flood and Spot Luminaires | Standard | FALSE | [9 empty] | 42054 |  |  | NotYetVerified |  | 3 | 10988.6 | 104.06 | 105.6 | 20 | 0.9 | 5000 | 71
P5795EEN | Philips Gardco | ClearScape Flood | CSFS-32L-1A-CW-G1-aa-A33-bbb-ccc-dd | Outdoor Luminaires | High Output | Architectural Flood and Spot Luminaires | Standard | FALSE | [9 empty] | 42054 |  |  | NotYetVerified |  | 3 | 10168 | 93.89 | 108.3 | 20 | 0.9 | 5000 | 71
PZB84EEJ | Philips Gardco | ClearScape Flood | CSFS-32L-1A-CW-G1-aa-RN-bbb-ccc-dd | Outdoor Luminaires | High Output | Architectural Flood and Spot Luminaires | Standard | FALSE | [9 empty] | 42054 |  |  | NotYetVerified |  | 3 | 10081.79 | 93.09 | 108.3 | 20 | 0.9 | 5000 | 71
PZ7A8W5K | Philips Gardco | ClearScape Flood | CSFS-32L-1A-CW-G1-aa-RSP-bbb-ccc-dd | Outdoor Luminaires | Mid Output | Architectural Flood and Spot Luminaires | Standard | FALSE | [9 empty] | 42054 |  |  | NotYetVerified |  | 3 | 9747.08 | 89.59 | 108.8 | 20 | 0.9 | 5000 | 71
PP6JRFTX | Philips Gardco | ClearScape Flood | CSFM-48L-530-CW-G1-aa-RSP-bbb-ccc-dd [120-277V & 347V Only] | Outdoor Luminaires | Mid Output | Architectural Flood and Spot Luminaires | Standard | FALSE | [9 empty] | 42054 |  |  | NotYetVerified |  | 3 | 8866.74 | 110.83 | 80 | 20 | 0.9 | 5000 | 71
P17K44S9 | Philips Gardco | ClearScape Flood | CSFS-32L-700-CW-G1-aa-RSP-bbb-ccc-dd | Outdoor Luminaires | Mid Output | Architectural Flood and Spot Luminaires | Standard | FALSE | [9 empty] | 42054 |  |  | NotYetVerified |  | 3 | 7018.87 | 97.89 | 71.7 | 20 | 0.9 | 5000 | 71
PUVK7PTD | Philips Gardco | ClearScape Flood | CSFS-32L-530-CW-G1-aa-RSP-bbb-ccc-dd [120-277V & 347V Only] | Outdoor Luminaires | Mid Output | Architectural Flood and Spot Luminaires | Standard | FALSE | [9 empty] | 42054 |  |  | NotYetVerified |  | 3 | 5401 | 103.27 | 52.3 | 20 | 0.9 | 5000 | 71
PTFJT67A | Philips Gardco | ClearScape Flood | CSFM-64L-1A-CW-G1-aa-RSP-bbb-ccc-dd | Outdoor Luminaires | High Output | Architectural Flood and Spot Luminaires | Standard | FALSE | [9 empty] | 42054 |  |  | NotYetVerified |  | 3 | 19738.84 | 92.76 | 212.8 | 20 | 0.9 | 5000 | 71
P3X1CDM6 | Philips Gardco | ClearScape Flood | CSFM-64L-700-CW-G1-aa-RSP-bbb-ccc-dd | Outdoor Luminaires | High Output | Architectural Flood and Spot Luminaires | Standard | FALSE | [9 empty] | 42054 |  |  | NotYetVerified |  | 3 | 14711.76 | 102.02 | 144.2 | 20 | 0.9 | 5000 | 71
PBNBUQPS | Philips Gardco | ClearScape Flood | CSFM-48L-700-CW-G1-aa-RSP-bbb-ccc-dd | Outdoor Luminaires | High Output | Architectural Flood and Spot Luminaires | Standard | FALSE | [9 empty] | 42054 |  |  | NotYetVerified |  | 3 | 11075.58 | 104.88 | 105.6 | 20 | 0.9 | 5000 | 71
PS47P3VG | Philips Gardco | ClearScape Flood | CSFS-32L-1A-CW-G1-aa-SP-bbb-ccc-dd | Outdoor Luminaires | Mid Output | Architectural Flood and Spot Luminaires | Standard | FALSE | [9 empty] | 42054 |  |  | NotYetVerified |  | 3 | 9888.06 | 90.88 | 108.8 | 20 | 0.9 | 5000 | 71
PQY67GSN | Philips Gardco | ClearScape Flood | CSFM-48L-530-CW-G1-aa-SP-bbb-ccc-dd [120-277V & 347V Only] | Outdoor Luminaires | Mid Output | Architectural Flood and Spot Luminaires | Standard | FALSE | [9 empty] | 42054 |  |  | NotYetVerified |  | 3 | 9135.1 | 114.19 | 80 | 20 | 0.9 | 5000 | 71
PPXXNQ7X | Philips Gardco | ClearScape Flood | CSFS-32L-700-CW-G1-aa-SP-bbb-ccc-dd | Outdoor Luminaires | Mid Output | Architectural Flood and Spot Luminaires | Standard | FALSE | [9 empty] | 42054 |  |  | NotYetVerified |  | 3 | 7120.39 | 99.31 | 71.7 | 20 | 0.9 | 5000 | 71
PZ7S4S39 | Philips Gardco | ClearScape Flood | CSFS-32L-530-CW-G1-aa-SP-bbb-ccc-dd [120-277V & 347V Only] | Outdoor Luminaires | Mid Output | Architectural Flood and Spot Luminaires | Standard | FALSE | [9 empty] | 42054 |  |  | NotYetVerified |  | 3 | 5479.12 | 104.76 | 52.3 | 20 | 0.9 | 5000 | 71
PYPTZ19Z | Philips Gardco | ClearScape Flood | CSFS-16L-1A-CW-G1-aa-SP-bbb-ccc-dd | Outdoor Luminaires | Mid Output | Architectural Flood and Spot Luminaires | Standard | FALSE | [9 empty] | 42054 |  |  | NotYetVerified |  | 3 | 5100.37 | 89.32 | 57.1 | 20 | 0.9 | 5000 | 71
P9HSF39F | Philips Gardco | ClearScape Flood | CSFS-16L-1A-CW-G1-aa-RSP-bbb-ccc-dd | Outdoor Luminaires | Low Output | Architectural Flood and Spot Luminaires | Standard | FALSE | [9 empty] | 42054 |  |  | NotYetVerified |  | 3 | 4940 | 92.2 | 53.58 | 20 | 0.9 | 5000 | 71
P8W54WZW | Philips Gardco | ClearScape Flood | CSFS-16L-700-CW-G1-aa-SP-bbb-ccc-dd | Outdoor Luminaires | Low Output | Architectural Flood and Spot Luminaires | Standard | FALSE | [9 empty] | 42054 |  |  | NotYetVerified |  | 3 | 3672.15 | 97.15 | 37.8 | 20 | 0.9 | 5000 | 71
PGUGYF1V | Philips Gardco | ClearScape Flood | CSFS-16L-700-CW-G1-aa-RSP-bbb-ccc-dd | Outdoor Luminaires | Low Output | Architectural Flood and Spot Luminaires | Standard | FALSE | [9 empty] | 42054 |  |  | NotYetVerified |  | 3 | 3619.79 | 95.76 | 37.8 | 20 | 0.9 | 5000 | 71
PREABE81 | Philips Gardco | ClearScape Flood | CSFS-16L-530-CW-G1-aa-SP-bbb-ccc-dd [120-277V & 347V Only] | Outdoor Luminaires | Low Output | Architectural Flood and Spot Luminaires | Standard | FALSE | [9 empty] | 42054 |  |  | NotYetVerified |  | 3 | 2889.98 | 100 | 28.9 | 20 | 0.9 | 5000 | 71
PP71MSK2 | Philips Gardco | ClearScape Flood | CSFS-16L-530-CW-G1-aa-RSP-bbb-ccc-dd [120-277V & 347V Only] | Outdoor Luminaires | Low Output | Architectural Flood and Spot Luminaires | Standard | FALSE | [9 empty] | 42054 |  |  | NotYetVerified |  | 3 | 2848.77 | 98.57 | 28.9 | 20 | 0.9 | 5000 | 71
PG2RQBRA | Philips Gardco | ClearScape Flood | CSFS-16L-350-CW-G1-aa-SP-bbb-ccc-dd [120-240V & 347V Only] | Outdoor Luminaires | Low Output | Architectural Flood and Spot Luminaires | Standard | FALSE | [9 empty] | 42054 |  |  | NotYetVerified |  | 3 | 2004.24 | 102.26 | 19.6 | 20 | 0.9 | 5000 | 71
PVFUUX8T | Philips Gardco | ClearScape Flood | CSFS-16L-350-CW-G1-aa-RSP-bbb-ccc-dd [120-240V & 347V Only] | Outdoor Luminaires | Low Output | Architectural Flood and Spot Luminaires | Standard | FALSE | [9 empty] | 42054 |  |  | NotYetVerified |  | 3 | 1975.67 | 100.8 | 19.6 | 20 | 0.9 | 5000 | 71
PQS8H89D | Philips Gardco | ClearScape Flood | CSFM-64L-1A-CW-G1-aa-SP-bbb-ccc-dd | Outdoor Luminaires | High Output | Architectural Flood and Spot Luminaires | Standard | FALSE | [9 empty] | 42054 |  |  | NotYetVerified |  | 3 | 20336.27 | 95.57 | 212.8 | 20 | 0.9 | 5000 | 71
PD27S74R | Philips Gardco | ClearScape Flood | CSFM-64L-700-CW-G1-aa-SP-bbb-ccc-dd | Outdoor Luminaires | High Output | Architectural Flood and Spot Luminaires | Standard | FALSE | [9 empty] | 42054 |  |  | NotYetVerified |  | 3 | 15157.04 | 105.11 | 144.2 | 20 | 0.9 | 5000 | 71
PBYP3NHE | Philips Gardco | ClearScape Flood | CSFM-48L-700-CW-G1-aa-SP-bbb-ccc-dd | Outdoor Luminaires | High Output | Architectural Flood and Spot Luminaires | Standard | FALSE | [9 empty] | 42054 |  |  | NotYetVerified |  | 3 | 11410.8 | 108.06 | 105.6 | 20 | 0.9 | 5000 | 71
PBER9TEY | Philips Gardco | ClearScape Flood | CSFS-32L-1A-CW-G1-aa-RM-bbb-DD-dd | Outdoor Luminaires | Mid Output | Architectural Flood and Spot Luminaires | Standard | FALSE | [9 empty] | 42054 |  |  | NotYetVerified |  | 3 | 9951.96 | 91.89 | 108.3 | 20 | 0.9 | 5000 | 71
PPBX7KJF | Philips Gardco | ClearScape Flood | CSFS-32L-1A-CW-G1-aa-SP-bbb-DD-dd | Outdoor Luminaires | Mid Output | Architectural Flood and Spot Luminaires | Standard | FALSE | [9 empty] | 42054 |  |  | NotYetVerified |  | 3 | 9888.06 | 90.88 | 108.8 | 20 | 0.9 | 5000 | 71
P2SG15WY | Philips Gardco | ClearScape Flood | CSFS-32L-1A-CW-G1-aa-RSP-bbb-DD-dd | Outdoor Luminaires | Mid Output | Architectural Flood and Spot Luminaires | Standard | FALSE | [9 empty] | 42054 |  |  | NotYetVerified |  | 3 | 9747.08 | 89.59 | 108.8 | 20 | 0.9 | 5000 | 71
P8APF9HP | Philips Gardco | ClearScape Flood | CSFM-48L-530-CW-G1-aa-SP-bbb-DD-dd [120-277V & 347V Only] | Outdoor Luminaires | Mid Output | Architectural Flood and Spot Luminaires | Standard | FALSE | [9 empty] | 42054 |  |  | NotYetVerified |  | 3 | 9135.1 | 114.19 | 80 | 20 | 0.9 | 5000 | 71
P1K2ESC6 | Philips Gardco | ClearScape Flood | CSFM-48L-530-CW-G1-aa-A33-bbb-DD-dd [120-277V & 347V Only] | Outdoor Luminaires | Mid Output | Architectural Flood and Spot Luminaires | Standard | FALSE | [9 empty] | 42054 |  |  | NotYetVerified |  | 3 | 8991.24 | 112.39 | 80 | 20 | 0.9 | 5000 | 71
PA1BVUG7 | Philips Gardco | ClearScape Flood | CSFM-48L-530-CW-G1-aa-RM-bbb-DD-dd [120-277V & 347V Only] | Outdoor Luminaires | Mid Output | Architectural Flood and Spot Luminaires | Standard | FALSE | [9 empty] | 42054 |  |  | NotYetVerified |  | 3 | 8977.4 | 112.22 | 80 | 20 | 0.9 | 5000 | 71
P3BCTV52 | Philips Gardco | ClearScape Flood | CSFM-48L-530-CW-G1-aa-RSP-bbb-DD-dd [120-277V & 347V Only] | Outdoor Luminaires | Mid Output | Architectural Flood and Spot Luminaires | Standard | FALSE | [9 empty] | 42054 |  |  | NotYetVerified |  | 3 | 8866.74 | 110.83 | 80 | 20 | 0.9 | 5000 | 71
P1KQB23T | Philips Gardco | ClearScape Flood | CSFM-48L-530-CW-G1-aa-RN-bbb-DD-dd [120-277V & 347V Only] | Outdoor Luminaires | Mid Output | Architectural Flood and Spot Luminaires | Standard | FALSE | [9 empty] | 42054 |  |  | NotYetVerified |  | 3 | 8797.11 | 109.96 | 80 | 20 | 0.9 | 5000 | 71
PG68AAH8 | Philips Gardco | ClearScape Flood | CSFS-32L-700-CW-G1-aa-A33-bbb-DD-dd | Outdoor Luminaires | Mid Output | Architectural Flood and Spot Luminaires | Standard | FALSE | [9 empty] | 42054 |  |  | NotYetVerified |  | 3 | 7321.97 | 102.12 | 71.7 | 20 | 0.9 | 5000 | 71
PD8VDAVR | Philips Gardco | ClearScape Flood | CSFS-32L-700-CW-G1-aa-RN-bbb-DD-dd | Outdoor Luminaires | Mid Output | Architectural Flood and Spot Luminaires | Standard | FALSE | [9 empty] | 42054 |  |  | NotYetVerified |  | 3 | 7259.89 | 101.25 | 71.7 | 20 | 0.9 | 5000 | 71
PCH4Q5QJ | Philips Gardco | ClearScape Flood | CSFS-32L-700-CW-G1-aa-RM-bbb-DD-dd | Outdoor Luminaires | Mid Output | Architectural Flood and Spot Luminaires | Standard | FALSE | [9 empty] | 42054 |  |  | NotYetVerified |  | 3 | 7166.41 | 99.95 | 71.7 | 20 | 0.9 | 5000 | 71
PU3H6G4H | Philips Gardco | ClearScape Flood | CSFS-32L-700-CW-G1-aa-SP-bbb-DD-dd | Outdoor Luminaires | Mid Output | Architectural Flood and Spot Luminaires | Standard | FALSE | [9 empty] | 42054 |  |  | NotYetVerified |  | 3 | 7120.39 | 99.31 | 71.7 | 20 | 0.9 | 5000 | 71
P7WT9QSF | Philips Gardco | ClearScape Flood | CSFS-32L-700-CW-G1-aa-RSP-bbb-DD-dd | Outdoor Luminaires | Mid Output | Architectural Flood and Spot Luminaires | Standard | FALSE | [9 empty] | 42054 |  |  | NotYetVerified |  | 3 | 7018.87 | 97.89 | 71.7 | 20 | 0.9 | 5000 | 71
PHYHGW66 | Philips Gardco | ClearScape Flood | CSFS-32L-530-CW-G1-aa-A33-bbb-DD-dd [120-277V & 347V Only] | Outdoor Luminaires | Mid Output | Architectural Flood and Spot Luminaires | Standard | FALSE | [9 empty] | 42054 |  |  | NotYetVerified |  | 3 | 5634.24 | 107.73 | 52.3 | 20 | 0.9 | 5000 | 71
PRFM6HA2 | Philips Gardco | ClearScape Flood | CSFS-32L-530-CW-G1-aa-RN-bbb-DD-dd [120-277V & 347V Only] | Outdoor Luminaires | Mid Output | Architectural Flood and Spot Luminaires | Standard | FALSE | [9 empty] | 42054 |  |  | NotYetVerified |  | 3 | 5586.47 | 106.82 | 52.3 | 20 | 0.9 | 5000 | 71
PB1XCWSK | Philips Gardco | ClearScape Flood | CSFS-32L-530-CW-G1-aa-RM-bbb-DD-dd [120-277V & 347V Only] | Outdoor Luminaires | Mid Output | Architectural Flood and Spot Luminaires | Standard | FALSE | [9 empty] | 42054 |  |  | NotYetVerified |  | 3 | 5514.53 | 105.44 | 52.3 | 20 | 0.9 | 5000 | 71
PRWJKCXZ | Philips Gardco | ClearScape Flood | CSFS-32L-530-CW-G1-aa-SP-bbb-DD-dd [120-277V & 347V Only] | Outdoor Luminaires | Mid Output | Architectural Flood and Spot Luminaires | Standard | FALSE | [9 empty] | 42054 |  |  | NotYetVerified |  | 3 | 5479.12 | 104.76 | 52.3 | 20 | 0.9 | 5000 | 71
PHE1AB2U | Philips Gardco | ClearScape Flood | CSFS-32L-530-CW-G1-aa-RSP-bbb-DD-dd [120-277V & 347V Only] | Outdoor Luminaires | Mid Output | Architectural Flood and Spot Luminaires | Standard | FALSE | [9 empty] | 42054 |  |  | NotYetVerified |  | 3 | 5401 | 103.27 | 52.3 | 20 | 0.9 | 5000 | 71
PCFD31J5 | Philips Gardco | ClearScape Flood | CSFS-16L-1A-CW-G1-aa-A33-bbb-DD-dd | Outdoor Luminaires | Mid Output | Architectural Flood and Spot Luminaires | Standard | FALSE | [9 empty] | 42054 |  |  | NotYetVerified |  | 3 | 5244.76 | 91.85 | 57.1 | 20 | 0.9 | 5000 | 71
PDZQG54H | Philips Gardco | ClearScape Flood | CSFS-16L-1A-CW-G1-aa-RN-bbb-DD-dd | Outdoor Luminaires | Mid Output | Architectural Flood and Spot Luminaires | Standard | FALSE | [9 empty] | 42054 |  |  | NotYetVerified |  | 3 | 5200.29 | 91.07 | 57.1 | 20 | 0.9 | 5000 | 71
PWJJ1YJ7 | Philips Gardco | ClearScape Flood | CSFS-16L-1A-CW-G1-aa-RM-bbb-DD-dd | Outdoor Luminaires | Mid Output | Architectural Flood and Spot Luminaires | Standard | FALSE | [9 empty] | 42054 |  |  | NotYetVerified |  | 3 | 5133.33 | 89.9 | 57.1 | 20 | 0.9 | 5000 | 71
P8K3YMK8 | Philips Gardco | ClearScape Flood | CSFS-16L-1A-CW-G1-aa-SP-bbb-DD-dd | Outdoor Luminaires | Mid Output | Architectural Flood and Spot Luminaires | Standard | FALSE | [9 empty] | 42054 |  |  | NotYetVerified |  | 3 | 5100.37 | 89.32 | 57.1 | 20 | 0.9 | 5000 | 71
PW169BHV | Philips Gardco | ClearScape Flood | CSFS-16L-1A-CW-G1-aa-RSP-bbb-DD-dd | Outdoor Luminaires | Low Output | Architectural Flood and Spot Luminaires | Standard | FALSE | [9 empty] | 42054 |  |  | NotYetVerified |  | 3 | 4940 | 92.2 | 53.58 | 20 | 0.9 | 5000 | 71
P7AXQHC3 | Philips Gardco | ClearScape Flood | CSFS-16L-700-CW-G1-aa-A33-bbb-DD-dd | Outdoor Luminaires | Low Output | Architectural Flood and Spot Luminaires | Standard | FALSE | [9 empty] | 42054 |  |  | NotYetVerified |  | 3 | 3776.11 | 99.9 | 37.8 | 20 | 0.9 | 5000 | 71
PDV4N2HZ | Philips Gardco | ClearScape Flood | CSFS-16L-700-CW-G1-aa-RN-bbb-DD-dd | Outdoor Luminaires | Low Output | Architectural Flood and Spot Luminaires | Standard | FALSE | [9 empty] | 42054 |  |  | NotYetVerified |  | 3 | 3744.09 | 99.05 | 37.8 | 20 | 0.9 | 5000 | 71
PT8QHR89 | Philips Gardco | ClearScape Flood | CSFS-16L-700-CW-G1-aa-RM-bbb-DD-dd | Outdoor Luminaires | Low Output | Architectural Flood and Spot Luminaires | Standard | FALSE | [9 empty] | 42054 |  |  | NotYetVerified |  | 3 | 3695.88 | 97.77 | 37.8 | 20 | 0.9 | 5000 | 71
P9Q83F6R | Philips Gardco | ClearScape Flood | CSFS-16L-700-CW-G1-aa-SP-bbb-DD-dd | Outdoor Luminaires | Low Output | Architectural Flood and Spot Luminaires | Standard | FALSE | [9 empty] | 42054 |  |  | NotYetVerified |  | 3 | 3672.15 | 97.15 | 37.8 | 20 | 0.9 | 5000 | 71
PZZZDGGR | Philips Gardco | ClearScape Flood | CSFS-16L-700-CW-G1-aa-RSP-bbb-DD-dd | Outdoor Luminaires | Low Output | Architectural Flood and Spot Luminaires | Standard | FALSE | [9 empty] | 42054 |  |  | NotYetVerified |  | 3 | 3619.79 | 95.76 | 37.8 | 20 | 0.9 | 5000 | 71
P823B9XD | Philips Gardco | ClearScape Flood | CSFS-16L-530-CW-G1-aa-A33-bbb-DD-dd [120-277V & 347V Only] | Outdoor Luminaires | Low Output | Architectural Flood and Spot Luminaires | Standard | FALSE | [9 empty] | 42054 |  |  | NotYetVerified |  | 3 | 2971.79 | 102.83 | 28.9 | 20 | 0.9 | 5000 | 71
P2ZKMRR1 | Philips Gardco | ClearScape Flood | CSFS-16L-530-CW-G1-aa-RN-bbb-DD-dd [120-277V & 347V Only] | Outdoor Luminaires | Low Output | Architectural Flood and Spot Luminaires | Standard | FALSE | [9 empty] | 42054 |  |  | NotYetVerified |  | 3 | 2946.6 | 101.96 | 28.9 | 20 | 0.9 | 5000 | 71
P56QYBCK | Philips Gardco | ClearScape Flood | CSFS-16L-530-CW-G1-aa-RM-bbb-DD-dd [120-277V & 347V Only] | Outdoor Luminaires | Low Output | Architectural Flood and Spot Luminaires | Standard | FALSE | [9 empty] | 42054 |  |  | NotYetVerified |  | 3 | 2908.65 | 100.65 | 28.9 | 20 | 0.9 | 5000 | 71
PDM9AG57 | Philips Gardco | ClearScape Flood | CSFS-16L-530-CW-G1-aa-SP-bbb-DD-dd [120-277V & 347V Only] | Outdoor Luminaires | Low Output | Architectural Flood and Spot Luminaires | Standard | FALSE | [9 empty] | 42054 |  |  | NotYetVerified |  | 3 | 2889.98 | 100 | 28.9 | 20 | 0.9 | 5000 | 71
PNB1YS9X | Philips Gardco | ClearScape Flood | CSFS-16L-530-CW-G1-aa-RSP-bbb-DD-dd [120-277V & 347V Only] | Outdoor Luminaires | Low Output | Architectural Flood and Spot Luminaires | Standard | FALSE | [9 empty] | 42054 |  |  | NotYetVerified |  | 3 | 2848.77 | 98.57 | 28.9 | 20 | 0.9 | 5000 | 71
PN84CB1K | Philips Gardco | ClearScape Flood | CSFS-16L-350-CW-G1-aa-A33-bbb-DD-dd [120-240V & 347V Only] | Outdoor Luminaires | Low Output | Architectural Flood and Spot Luminaires | Standard | FALSE | [9 empty] | 42054 |  |  | NotYetVerified |  | 3 | 2060.99 | 105.15 | 19.6 | 20 | 0.9 | 5000 | 71
PSUKXT6K | Philips Gardco | ClearScape Flood | CSFS-16L-350-CW-G1-aa-RN-bbb-DD-dd [120-240V & 347V Only] | Outdoor Luminaires | Low Output | Architectural Flood and Spot Luminaires | Standard | FALSE | [9 empty] | 42054 |  |  | NotYetVerified |  | 3 | 2043.51 | 104.26 | 19.6 | 20 | 0.9 | 5000 | 71
PFDCC3EN | Philips Gardco | ClearScape Flood | CSFS-16L-350-CW-G1-aa-RM-bbb-DD-dd [120-240V & 347V Only] | Outdoor Luminaires | Low Output | Architectural Flood and Spot Luminaires | Standard | FALSE | [9 empty] | 42054 |  |  | NotYetVerified |  | 3 | 2017.2 | 102.92 | 19.6 | 20 | 0.9 | 5000 | 71
PFY5P937 | Philips Gardco | ClearScape Flood | CSFS-16L-350-CW-G1-aa-SP-bbb-DD-dd [120-240V & 347V Only] | Outdoor Luminaires | Low Output | Architectural Flood and Spot Luminaires | Standard | FALSE | [9 empty] | 42054 |  |  | NotYetVerified |  | 3 | 2004.24 | 102.26 | 19.6 | 20 | 0.9 | 5000 | 71
P7YY2DGH | Philips Gardco | ClearScape Flood | CSFS-16L-350-CW-G1-aa-RSP-bbb-DD-dd [120-240V & 347V Only] | Outdoor Luminaires | Low Output | Architectural Flood and Spot Luminaires | Standard | FALSE | [9 empty] | 42054 |  |  | NotYetVerified |  | 3 | 1975.67 | 100.8 | 19.6 | 20 | 0.9 | 5000 | 71
P1CNSTJ7 | Philips Gardco | ClearScape Flood | CSFM-64L-1A-CW-G1-aa-RN-bbb-DD-dd | Outdoor Luminaires | High Output | Architectural Flood and Spot Luminaires | Standard | FALSE | [9 empty] | 42054 |  |  | NotYetVerified |  | 3 | 20460 | 96.88 | 211.2 | 20 | 0.9 | 5000 | 71
P9JCQ42K | Philips Gardco | ClearScape Flood | CSFM-64L-1A-CW-G1-aa-SP-bbb-DD-dd | Outdoor Luminaires | High Output | Architectural Flood and Spot Luminaires | Standard | FALSE | [9 empty] | 42054 |  |  | NotYetVerified |  | 3 | 20336.27 | 95.57 | 212.8 | 20 | 0.9 | 5000 | 71
P4KAD7TZ | Philips Gardco | ClearScape Flood | CSFM-64L-1A-CW-G1-aa-A33-bbb-DD-dd | Outdoor Luminaires | High Output | Architectural Flood and Spot Luminaires | Standard | FALSE | [9 empty] | 42054 |  |  | NotYetVerified |  | 3 | 20016 | 92.67 | 216 | 20 | 0.9 | 5000 | 71
PHJ38K6A | Philips Gardco | ClearScape Flood | CSFM-64L-1A-CW-G1-aa-RM-bbb-DD-dd | Outdoor Luminaires | High Output | Architectural Flood and Spot Luminaires | Standard | FALSE | [9 empty] | 42054 |  |  | NotYetVerified |  | 3 | 19985.2 | 93.92 | 212.8 | 20 | 0.9 | 5000 | 71
PCM2CTD9 | Philips Gardco | ClearScape Flood | CSFM-64L-1A-CW-G1-aa-RSP-bbb-DD-dd | Outdoor Luminaires | High Output | Architectural Flood and Spot Luminaires | Standard | FALSE | [9 empty] | 42054 |  |  | NotYetVerified |  | 3 | 19738.84 | 92.76 | 212.8 | 20 | 0.9 | 5000 | 71
P3DQ3191 | Philips Gardco | ClearScape Flood | CSFM-64L-700-CW-G1-aa-SP-bbb-DD-dd | Outdoor Luminaires | High Output | Architectural Flood and Spot Luminaires | Standard | FALSE | [9 empty] | 42054 |  |  | NotYetVerified |  | 3 | 15157.04 | 105.11 | 144.2 | 20 | 0.9 | 5000 | 71
PKWZZAVZ | Philips Gardco | ClearScape Flood | CSFM-64L-700-CW-G1-aa-A33-bbb-DD-dd | Outdoor Luminaires | High Output | Architectural Flood and Spot Luminaires | Standard | FALSE | [9 empty] | 42054 |  |  | NotYetVerified |  | 3 | 14918.33 | 103.46 | 144.2 | 20 | 0.9 | 5000 | 71
PT1EEMCF | Philips Gardco | ClearScape Flood | CSFM-64L-700-CW-G1-aa-RM-bbb-DD-dd | Outdoor Luminaires | High Output | Architectural Flood and Spot Luminaires | Standard | FALSE | [9 empty] | 42054 |  |  | NotYetVerified |  | 3 | 14895.38 | 103.3 | 144.2 | 20 | 0.9 | 5000 | 71
PKQ2P152 | Philips Gardco | ClearScape Flood | CSFM-64L-700-CW-G1-aa-RSP-bbb-DD-dd | Outdoor Luminaires | High Output | Architectural Flood and Spot Luminaires | Standard | FALSE | [9 empty] | 42054 |  |  | NotYetVerified |  | 3 | 14711.76 | 102.02 | 144.2 | 20 | 0.9 | 5000 | 71
PYB2M8H3 | Philips Gardco | ClearScape Flood | CSFM-64L-700-CW-G1-aa-RN-bbb-DD-dd | Outdoor Luminaires | High Output | Architectural Flood and Spot Luminaires | Standard | FALSE | [9 empty] | 42054 |  |  | NotYetVerified |  | 3 | 14596.23 | 101.22 | 144.2 | 20 | 0.9 | 5000 | 71
PZZ4GGJY | Philips Gardco | ClearScape Flood | CSFM-48L-700-CW-G1-aa-SP-bbb-DD-dd | Outdoor Luminaires | High Output | Architectural Flood and Spot Luminaires | Standard | FALSE | [9 empty] | 42054 |  |  | NotYetVerified |  | 3 | 11410.8 | 108.06 | 105.6 | 20 | 0.9 | 5000 | 71
PX2ZXQ6U | Philips Gardco | ClearScape Flood | CSFM-48L-700-CW-G1-aa-A33-bbb-DD-dd | Outdoor Luminaires | High Output | Architectural Flood and Spot Luminaires | Standard | FALSE | [9 empty] | 42054 |  |  | NotYetVerified |  | 3 | 11231.09 | 106.36 | 105.6 | 20 | 0.9 | 5000 | 71
PRKVXDA2 | Philips Gardco | ClearScape Flood | CSFM-48L-700-CW-G1-aa-RM-bbb-DD-dd | Outdoor Luminaires | High Output | Architectural Flood and Spot Luminaires | Standard | FALSE | [9 empty] | 42054 |  |  | NotYetVerified |  | 3 | 11213.81 | 106.19 | 105.6 | 20 | 0.9 | 5000 | 71
PJ44DB9E | Philips Gardco | ClearScape Flood | CSFM-48L-700-CW-G1-aa-RSP-bbb-DD-dd | Outdoor Luminaires | High Output | Architectural Flood and Spot Luminaires | Standard | FALSE | [9 empty] | 42054 |  |  | NotYetVerified |  | 3 | 11075.58 | 104.88 | 105.6 | 20 | 0.9 | 5000 | 71
PTC8U6HX | Philips Gardco | ClearScape Flood | CSFM-48L-700-CW-G1-aa-RN-bbb-DD-dd | Outdoor Luminaires | High Output | Architectural Flood and Spot Luminaires | Standard | FALSE | [9 empty] | 42054 |  |  | NotYetVerified |  | 3 | 10988.6 | 104.06 | 105.6 | 20 | 0.9 | 5000 | 71
P518R4B4 | Philips Gardco | ClearScape Flood | CSFS-32L-1A-CW-G1-aa-A33-bbb-DD-dd | Outdoor Luminaires | High Output | Architectural Flood and Spot Luminaires | Standard | FALSE | [9 empty] | 42054 |  |  | NotYetVerified |  | 3 | 10168 | 93.89 | 108.3 | 20 | 0.9 | 5000 | 71
PGYZU3H1 | Philips Gardco | ClearScape Flood | CSFS-32L-1A-CW-G1-aa-RN-bbb-DD-dd | Outdoor Luminaires | High Output | Architectural Flood and Spot Luminaires | Standard | FALSE | [9 empty] | 42054 |  |  | NotYetVerified |  | 3 | 10081.79 | 93.09 | 108.3 | 20 | 0.9 | 5000 | 71
PJSA8YT2 | Philips Gardco | ClearScape Flood | CSFS-32L-1A-NW-G1-aa-RN-bbb-ccc-dd | Outdoor Luminaires | Mid Output | Architectural Flood and Spot Luminaires | Standard | FALSE | [9 empty] | 42054 |  |  | NotYetVerified |  | 3 | 9940 | 91.36 | 108.8 | 20 | 0.9 | 4000 | 71
PEGBPFNU | Philips Gardco | ClearScape Flood | CSFS-32L-1A-NW-G1-aa-RM-bbb-ccc-dd | Outdoor Luminaires | Mid Output | Architectural Flood and Spot Luminaires | Standard | FALSE | [9 empty] | 42054 |  |  | NotYetVerified |  | 3 | 9812 | 90.18 | 108.8 | 20 | 0.9 | 4000 | 71
PF6A9ACH | Philips Gardco | ClearScape Flood | CSFM-48L-530-NW-G1-aa-A33-bbb-ccc-dd [120-277V & 347V Only] | Outdoor Luminaires | Mid Output | Architectural Flood and Spot Luminaires | Standard | FALSE | [9 empty] | 42054 |  |  | NotYetVerified |  | 3 | 8759 | 109.49 | 80 | 20 | 0.9 | 4000 | 71
PDZ9A565 | Philips Gardco | ClearScape Flood | CSFM-48L-530-NW-G1-aa-RM-bbb-ccc-dd [120-277V & 347V Only] | Outdoor Luminaires | Mid Output | Architectural Flood and Spot Luminaires | Standard | FALSE | [9 empty] | 42054 |  |  | NotYetVerified |  | 3 | 8745.52 | 109.32 | 80 | 20 | 0.9 | 4000 | 71
PMMFPVS7 | Philips Gardco | ClearScape Flood | CSFM-48L-530-NW-G1-aa-RN-bbb-ccc-dd [120-277V & 347V Only] | Outdoor Luminaires | Mid Output | Architectural Flood and Spot Luminaires | Standard | FALSE | [9 empty] | 42054 |  |  | NotYetVerified |  | 3 | 8569.89 | 107.12 | 80 | 20 | 0.9 | 4000 | 71
PPRRASQA | Philips Gardco | ClearScape Flood | CSFS-32L-700-NW-G1-aa-A33-bbb-ccc-dd | Outdoor Luminaires | Mid Output | Architectural Flood and Spot Luminaires | Standard | FALSE | [9 empty] | 42054 |  |  | NotYetVerified |  | 3 | 7219 | 100.68 | 71.7 | 20 | 0.9 | 4000 | 71
PHJ58XY9 | Philips Gardco | ClearScape Flood | CSFS-32L-700-NW-G1-aa-RN-bbb-ccc-dd | Outdoor Luminaires | Mid Output | Architectural Flood and Spot Luminaires | Standard | FALSE | [9 empty] | 42054 |  |  | NotYetVerified |  | 3 | 7157.79 | 99.83 | 71.7 | 20 | 0.9 | 4000 | 71
PDW59U1M | Philips Gardco | ClearScape Flood | CSFS-32L-700-NW-G1-aa-RM-bbb-ccc-dd | Outdoor Luminaires | Mid Output | Architectural Flood and Spot Luminaires | Standard | FALSE | [9 empty] | 42054 |  |  | NotYetVerified |  | 3 | 7065.62 | 98.54 | 71.7 | 20 | 0.9 | 4000 | 71
P84UVW33 | Philips Gardco | ClearScape Flood | CSFS-32L-530-NW-G1-aa-A33-bbb-ccc-dd [120-277V & 347V Only] | Outdoor Luminaires | Mid Output | Architectural Flood and Spot Luminaires | Standard | FALSE | [9 empty] | 42054 |  |  | NotYetVerified |  | 3 | 5555 | 106.21 | 52.3 | 20 | 0.9 | 4000 | 71
P3RZ2BTB | Philips Gardco | ClearScape Flood | CSFS-32L-530-NW-G1-aa-RN-bbb-ccc-dd [120-277V & 347V Only] | Outdoor Luminaires | Mid Output | Architectural Flood and Spot Luminaires | Standard | FALSE | [9 empty] | 42054 |  |  | NotYetVerified |  | 3 | 5507.9 | 105.31 | 52.3 | 20 | 0.9 | 4000 | 71
PGFCCP67 | Philips Gardco | ClearScape Flood | CSFS-32L-530-NW-G1-aa-RM-bbb-ccc-dd [120-277V & 347V Only] | Outdoor Luminaires | Mid Output | Architectural Flood and Spot Luminaires | Standard | FALSE | [9 empty] | 42054 |  |  | NotYetVerified |  | 3 | 5436.97 | 103.96 | 52.3 | 20 | 0.9 | 4000 | 71
P73UYF1K | Philips Gardco | ClearScape Flood | CSFS-16L-1A-NW-G1-aa-A33-bbb-ccc-dd | Outdoor Luminaires | Mid Output | Architectural Flood and Spot Luminaires | Standard | FALSE | [9 empty] | 42054 |  |  | NotYetVerified |  | 3 | 5171 | 90.56 | 57.1 | 20 | 0.9 | 4000 | 71
PWYFA16X | Philips Gardco | ClearScape Flood | CSFS-16L-1A-NW-G1-aa-RN-bbb-ccc-dd | Outdoor Luminaires | Mid Output | Architectural Flood and Spot Luminaires | Standard | FALSE | [9 empty] | 42054 |  |  | NotYetVerified |  | 3 | 5127.16 | 89.79 | 57.1 | 20 | 0.9 | 4000 | 71
P568694N | Philips Gardco | ClearScape Flood | CSFS-16L-1A-NW-G1-aa-RM-bbb-ccc-dd | Outdoor Luminaires | Mid Output | Architectural Flood and Spot Luminaires | Standard | FALSE | [9 empty] | 42054 |  |  | NotYetVerified |  | 3 | 5061.13 | 88.64 | 57.1 | 20 | 0.9 | 4000 | 71
PGCDGTE7 | Philips Gardco | ClearScape Flood | CSFS-16L-700-NW-G1-aa-A33-bbb-ccc-dd | Outdoor Luminaires | Low Output | Architectural Flood and Spot Luminaires | Standard | FALSE | [9 empty] | 42054 |  |  | NotYetVerified |  | 3 | 3723 | 98.49 | 37.8 | 20 | 0.9 | 4000 | 71
PUD27TX3 | Philips Gardco | ClearScape Flood | CSFS-16L-700-NW-G1-aa-RN-bbb-ccc-dd | Outdoor Luminaires | Low Output | Architectural Flood and Spot Luminaires | Standard | FALSE | [9 empty] | 42054 |  |  | NotYetVerified |  | 3 | 3691.43 | 97.66 | 37.8 | 20 | 0.9 | 4000 | 71
PZKHTHRK | Philips Gardco | ClearScape Flood | CSFS-16L-700-NW-G1-aa-RM-bbb-ccc-dd | Outdoor Luminaires | Low Output | Architectural Flood and Spot Luminaires | Standard | FALSE | [9 empty] | 42054 |  |  | NotYetVerified |  | 3 | 3643.9 | 96.4 | 37.8 | 20 | 0.9 | 4000 | 71
PRNYNTMR | Philips Gardco | ClearScape Flood | CSFS-16L-530-NW-G1-aa-A33-bbb-ccc-dd [120-277V & 347V Only] | Outdoor Luminaires | Low Output | Architectural Flood and Spot Luminaires | Standard | FALSE | [9 empty] | 42054 |  |  | NotYetVerified |  | 3 | 2930 | 101.38 | 28.9 | 20 | 0.9 | 4000 | 71
PQF99U2S | Philips Gardco | ClearScape Flood | CSFS-16L-530-NW-G1-aa-RN-bbb-ccc-dd [120-277V & 347V Only] | Outdoor Luminaires | Low Output | Architectural Flood and Spot Luminaires | Standard | FALSE | [9 empty] | 42054 |  |  | NotYetVerified |  | 3 | 2905.16 | 100.52 | 28.9 | 20 | 0.9 | 4000 | 71
P7DY7HSX | Philips Gardco | ClearScape Flood | CSFS-16L-530-NW-G1-aa-RM-bbb-ccc-dd [120-277V & 347V Only] | Outdoor Luminaires | Low Output | Architectural Flood and Spot Luminaires | Standard | FALSE | [9 empty] | 42054 |  |  | NotYetVerified |  | 3 | 2867.75 | 99.23 | 28.9 | 20 | 0.9 | 4000 | 71
PBG1XFKB | Philips Gardco | ClearScape Flood | CSFS-16L-350-NW-G1-aa-A33-bbb-ccc-dd [120-240V & 347V Only] | Outdoor Luminaires | Low Output | Architectural Flood and Spot Luminaires | Standard | FALSE | [9 empty] | 42054 |  |  | NotYetVerified |  | 3 | 2032 | 103.67 | 19.6 | 20 | 0.9 | 4000 | 71
P7VKZXEE | Philips Gardco | ClearScape Flood | CSFS-16L-350-NW-G1-aa-RN-bbb-ccc-dd [120-240V & 347V Only] | Outdoor Luminaires | Low Output | Architectural Flood and Spot Luminaires | Standard | FALSE | [9 empty] | 42054 |  |  | NotYetVerified |  | 3 | 2014.77 | 102.79 | 19.6 | 20 | 0.9 | 4000 | 71
P5NC6B9K | Philips Gardco | ClearScape Flood | CSFS-16L-350-NW-G1-aa-RM-bbb-ccc-dd [120-240V & 347V Only] | Outdoor Luminaires | Low Output | Architectural Flood and Spot Luminaires | Standard | FALSE | [9 empty] | 42054 |  |  | NotYetVerified |  | 3 | 1988.83 | 101.47 | 19.6 | 20 | 0.9 | 4000 | 71
P86STXKR | Philips Gardco | ClearScape Flood | CSFM-64L-1A-NW-G1-aa-RN-bbb-ccc-dd | Outdoor Luminaires | High Output | Architectural Flood and Spot Luminaires | Standard | FALSE | [9 empty] | 42054 |  |  | NotYetVerified |  | 3 | 20400 | 95.77 | 213 | 20 | 0.9 | 4000 | 71
PZ3M99GM | Philips Gardco | ClearScape Flood | CSFM-64L-1A-NW-G1-aa-A33-bbb-ccc-dd | Outdoor Luminaires | High Output | Architectural Flood and Spot Luminaires | Standard | FALSE | [9 empty] | 42054 |  |  | NotYetVerified |  | 3 | 19499 | 91.63 | 212.8 | 20 | 0.9 | 4000 | 71
P9KD2Q1N | Philips Gardco | ClearScape Flood | CSFM-64L-1A-NW-G1-aa-RM-bbb-ccc-dd | Outdoor Luminaires | High Output | Architectural Flood and Spot Luminaires | Standard | FALSE | [9 empty] | 42054 |  |  | NotYetVerified |  | 3 | 19469 | 91.49 | 212.8 | 20 | 0.9 | 4000 | 71
PHJFQGYR | Philips Gardco | ClearScape Flood | CSFM-64L-700-NW-G1-aa-A33-bbb-ccc-dd | Outdoor Luminaires | High Output | Architectural Flood and Spot Luminaires | Standard | FALSE | [9 empty] | 42054 |  |  | NotYetVerified |  | 3 | 14533 | 100.78 | 144.2 | 20 | 0.9 | 4000 | 71
PTSAUQMS | Philips Gardco | ClearScape Flood | CSFM-64L-700-NW-G1-aa-RM-bbb-ccc-dd | Outdoor Luminaires | High Output | Architectural Flood and Spot Luminaires | Standard | FALSE | [9 empty] | 42054 |  |  | NotYetVerified |  | 3 | 14510.64 | 100.63 | 144.2 | 20 | 0.9 | 4000 | 71
PH3A6H3W | Philips Gardco | ClearScape Flood | CSFM-64L-700-NW-G1-aa-RN-bbb-ccc-dd | Outdoor Luminaires | High Output | Architectural Flood and Spot Luminaires | Standard | FALSE | [9 empty] | 42054 |  |  | NotYetVerified |  | 3 | 14219.22 | 98.61 | 144.2 | 20 | 0.9 | 4000 | 71
PFP6WUH4 | Philips Gardco | ClearScape Flood | CSFM-48L-700-NW-G1-aa-A33-bbb-ccc-dd | Outdoor Luminaires | High Output | Architectural Flood and Spot Luminaires | Standard | FALSE | [9 empty] | 42054 |  |  | NotYetVerified |  | 3 | 10941 | 103.61 | 105.6 | 20 | 0.9 | 4000 | 71
PCZH9162 | Philips Gardco | ClearScape Flood | CSFM-48L-700-NW-G1-aa-RM-bbb-ccc-dd | Outdoor Luminaires | High Output | Architectural Flood and Spot Luminaires | Standard | FALSE | [9 empty] | 42054 |  |  | NotYetVerified |  | 3 | 10924.17 | 103.45 | 105.6 | 20 | 0.9 | 4000 | 71
PS1YQYHD | Philips Gardco | ClearScape Flood | CSFM-48L-700-NW-G1-aa-RN-bbb-ccc-dd | Outdoor Luminaires | High Output | Architectural Flood and Spot Luminaires | Standard | FALSE | [9 empty] | 42054 |  |  | NotYetVerified |  | 3 | 10704.77 | 101.37 | 105.6 | 20 | 0.9 | 4000 | 71
PK9D9QZ2 | Philips Gardco | ClearScape Flood | CSFS-32L-1A-NW-G1-aa-A33-bbb-ccc-dd | Outdoor Luminaires | High Output | Architectural Flood and Spot Luminaires | Standard | FALSE | [9 empty] | 42054 |  |  | NotYetVerified |  | 3 | 10025 | 92.14 | 108.8 | 20 | 0.9 | 4000 | 71
P99ZSH3B | Philips Gardco | ClearScape Flood | CSFS-32L-1A-NW-G1-aa-RSP-bbb-ccc-dd | Outdoor Luminaires | Mid Output | Architectural Flood and Spot Luminaires | Standard | FALSE | [9 empty] | 42054 |  |  | NotYetVerified |  | 3 | 9610 | 88.33 | 108.8 | 20 | 0.9 | 4000 | 71
PEUNCD6G | Philips Gardco | ClearScape Flood | CSFM-48L-530-NW-G1-aa-RSP-bbb-ccc-dd [120-277V & 347V Only] | Outdoor Luminaires | Mid Output | Architectural Flood and Spot Luminaires | Standard | FALSE | [9 empty] | 42054 |  |  | NotYetVerified |  | 3 | 8637.72 | 107.97 | 80 | 20 | 0.9 | 4000 | 71
PSXXRS1E | Philips Gardco | ClearScape Flood | CSFS-32L-700-NW-G1-aa-RSP-bbb-ccc-dd | Outdoor Luminaires | Mid Output | Architectural Flood and Spot Luminaires | Standard | FALSE | [9 empty] | 42054 |  |  | NotYetVerified |  | 3 | 6920.16 | 96.52 | 71.7 | 20 | 0.9 | 4000 | 71
P5WFDG3R | Philips Gardco | ClearScape Flood | CSFS-32L-530-NW-G1-aa-RSP-bbb-ccc-dd [120-277V & 347V Only] | Outdoor Luminaires | Mid Output | Architectural Flood and Spot Luminaires | Standard | FALSE | [9 empty] | 42054 |  |  | NotYetVerified |  | 3 | 5325.04 | 101.82 | 52.3 | 20 | 0.9 | 4000 | 71
P4HB71M1 | Philips Gardco | ClearScape Flood | CSFM-64L-1A-NW-G1-aa-RSP-bbb-ccc-dd | Outdoor Luminaires | High Output | Architectural Flood and Spot Luminaires | Standard | FALSE | [9 empty] | 42054 |  |  | NotYetVerified |  | 3 | 19229 | 90.36 | 212.8 | 20 | 0.9 | 4000 | 71
PKXZXRRX | Philips Gardco | ClearScape Flood | CSFM-64L-700-NW-G1-aa-RSP-bbb-ccc-dd | Outdoor Luminaires | High Output | Architectural Flood and Spot Luminaires | Standard | FALSE | [9 empty] | 42054 |  |  | NotYetVerified |  | 3 | 14331.76 | 99.39 | 144.2 | 20 | 0.9 | 4000 | 71
PDN1YQ1S | Philips Gardco | ClearScape Flood | CSFM-48L-700-NW-G1-aa-RSP-bbb-ccc-dd | Outdoor Luminaires | High Output | Architectural Flood and Spot Luminaires | Standard | FALSE | [9 empty] | 42054 |  |  | NotYetVerified |  | 3 | 10789.5 | 102.17 | 105.6 | 20 | 0.9 | 4000 | 71
PQXX14DG | Philips Gardco | ClearScape Flood | CSFS-32L-1A-NW-G1-aa-SP-bbb-ccc-dd | Outdoor Luminaires | Mid Output | Architectural Flood and Spot Luminaires | Standard | FALSE | [9 empty] | 42054 |  |  | NotYetVerified |  | 3 | 9749 | 89.6 | 108.8 | 20 | 0.9 | 4000 | 71
PSTP8QQ7 | Philips Gardco | ClearScape Flood | CSFM-48L-530-NW-G1-aa-SP-bbb-ccc-dd [120-277V & 347V Only] | Outdoor Luminaires | Mid Output | Architectural Flood and Spot Luminaires | Standard | FALSE | [9 empty] | 42054 |  |  | NotYetVerified |  | 3 | 8899.15 | 111.24 | 80 | 20 | 0.9 | 4000 | 71
PR2H75UP | Philips Gardco | ClearScape Flood | CSFS-32L-700-NW-G1-aa-SP-bbb-ccc-dd | Outdoor Luminaires | Mid Output | Architectural Flood and Spot Luminaires | Standard | FALSE | [9 empty] | 42054 |  |  | NotYetVerified |  | 3 | 7020.25 | 97.91 | 71.7 | 20 | 0.9 | 4000 | 71
P26UMXP6 | Philips Gardco | ClearScape Flood | CSFS-32L-530-NW-G1-aa-SP-bbb-ccc-dd [120-277V & 347V Only] | Outdoor Luminaires | Mid Output | Architectural Flood and Spot Luminaires | Standard | FALSE | [9 empty] | 42054 |  |  | NotYetVerified |  | 3 | 5402.06 | 103.29 | 52.3 | 20 | 0.9 | 4000 | 71
PJSJ77K9 | Philips Gardco | ClearScape Flood | CSFS-16L-1A-NW-G1-aa-SP-bbb-ccc-dd | Outdoor Luminaires | Mid Output | Architectural Flood and Spot Luminaires | Standard | FALSE | [9 empty] | 42054 |  |  | NotYetVerified |  | 3 | 5028.64 | 88.07 | 57.1 | 20 | 0.9 | 4000 | 71
PJ8UA4P4 | Philips Gardco | ClearScape Flood | CSFS-16L-1A-NW-G1-aa-RSP-bbb-ccc-dd | Outdoor Luminaires | Low Output | Architectural Flood and Spot Luminaires | Standard | FALSE | [9 empty] | 42054 |  |  | NotYetVerified |  | 3 | 4962 | 91.82 | 54.04 | 20 | 0.9 | 4000 | 71
PNBGS6N2 | Philips Gardco | ClearScape Flood | CSFS-16L-700-NW-G1-aa-SP-bbb-ccc-dd | Outdoor Luminaires | Low Output | Architectural Flood and Spot Luminaires | Standard | FALSE | [9 empty] | 42054 |  |  | NotYetVerified |  | 3 | 3620.5 | 95.78 | 37.8 | 20 | 0.9 | 4000 | 71
PPVRAF76 | Philips Gardco | ClearScape Flood | CSFS-16L-700-NW-G1-aa-RSP-bbb-ccc-dd | Outdoor Luminaires | Low Output | Architectural Flood and Spot Luminaires | Standard | FALSE | [9 empty] | 42054 |  |  | NotYetVerified |  | 3 | 3568.88 | 94.41 | 37.8 | 20 | 0.9 | 4000 | 71
PNJE2XV4 | Philips Gardco | ClearScape Flood | CSFS-16L-530-NW-G1-aa-SP-bbb-ccc-dd [120-277V & 347V Only] | Outdoor Luminaires | Low Output | Architectural Flood and Spot Luminaires | Standard | FALSE | [9 empty] | 42054 |  |  | NotYetVerified |  | 3 | 2849.33 | 98.59 | 28.9 | 20 | 0.9 | 4000 | 71
PK3HHPKW | Philips Gardco | ClearScape Flood | CSFS-16L-530-NW-G1-aa-RSP-bbb-ccc-dd [120-277V & 347V Only] | Outdoor Luminaires | Low Output | Architectural Flood and Spot Luminaires | Standard | FALSE | [9 empty] | 42054 |  |  | NotYetVerified |  | 3 | 2808.71 | 97.19 | 28.9 | 20 | 0.9 | 4000 | 71
PQ3BFEZK | Philips Gardco | ClearScape Flood | CSFS-16L-350-NW-G1-aa-SP-bbb-ccc-dd [120-240V & 347V Only] | Outdoor Luminaires | Low Output | Architectural Flood and Spot Luminaires | Standard | FALSE | [9 empty] | 42054 |  |  | NotYetVerified |  | 3 | 1976.06 | 100.82 | 19.6 | 20 | 0.9 | 4000 | 71
PKQ6YF6E | Philips Gardco | ClearScape Flood | CSFS-16L-350-NW-G1-aa-RSP-bbb-ccc-dd [120-240V & 347V Only] | Outdoor Luminaires | Low Output | Architectural Flood and Spot Luminaires | Standard | FALSE | [9 empty] | 42054 |  |  | NotYetVerified |  | 3 | 1947.88 | 99.38 | 19.6 | 20 | 0.9 | 4000 | 71
P1NS8QQ4 | Philips Gardco | ClearScape Flood | CSFM-64L-1A-NW-G1-aa-SP-bbb-ccc-dd | Outdoor Luminaires | High Output | Architectural Flood and Spot Luminaires | Standard | FALSE | [9 empty] | 42054 |  |  | NotYetVerified |  | 3 | 19811 | 93.1 | 212.8 | 20 | 0.9 | 4000 | 71
P8WA448E | Philips Gardco | ClearScape Flood | CSFM-64L-700-NW-G1-aa-SP-bbb-ccc-dd | Outdoor Luminaires | High Output | Architectural Flood and Spot Luminaires | Standard | FALSE | [9 empty] | 42054 |  |  | NotYetVerified |  | 3 | 14765.54 | 102.4 | 144.2 | 20 | 0.9 | 4000 | 71
PNZ291RR | Philips Gardco | ClearScape Flood | CSFM-48L-700-NW-G1-aa-SP-bbb-ccc-dd | Outdoor Luminaires | High Output | Architectural Flood and Spot Luminaires | Standard | FALSE | [9 empty] | 42054 |  |  | NotYetVerified |  | 3 | 11116.06 | 105.27 | 105.6 | 20 | 0.9 | 4000 | 71
PR59NFRJ | Philips Gardco | ClearScape Flood | CSFS-32L-1A-NW-G1-aa-RN-bbb-DD-dd | Outdoor Luminaires | Mid Output | Architectural Flood and Spot Luminaires | Standard | FALSE | [9 empty] | 42054 |  |  | NotYetVerified |  | 3 | 9940 | 91.36 | 108.8 | 20 | 0.9 | 4000 | 71
PFMXR89Y | Philips Gardco | ClearScape Flood | CSFS-32L-1A-NW-G1-aa-RM-bbb-DD-dd | Outdoor Luminaires | Mid Output | Architectural Flood and Spot Luminaires | Standard | FALSE | [9 empty] | 42054 |  |  | NotYetVerified |  | 3 | 9812 | 90.18 | 108.8 | 20 | 0.9 | 4000 | 71
PN8VSXAT | Philips Gardco | ClearScape Flood | CSFS-32L-1A-NW-G1-aa-SP-bbb-DD-dd | Outdoor Luminaires | Mid Output | Architectural Flood and Spot Luminaires | Standard | FALSE | [9 empty] | 42054 |  |  | NotYetVerified |  | 3 | 9749 | 89.6 | 108.8 | 20 | 0.9 | 4000 | 71
P2DBT7VW | Philips Gardco | ClearScape Flood | CSFS-32L-1A-NW-G1-aa-RSP-bbb-DD-dd | Outdoor Luminaires | Mid Output | Architectural Flood and Spot Luminaires | Standard | FALSE | [9 empty] | 42054 |  |  | NotYetVerified |  | 3 | 9610 | 88.33 | 108.8 | 20 | 0.9 | 4000 | 71
P2EB8YM5 | Philips Gardco | ClearScape Flood | CSFM-48L-530-NW-G1-aa-SP-bbb-DD-dd [120-277V & 347V Only] | Outdoor Luminaires | Mid Output | Architectural Flood and Spot Luminaires | Standard | FALSE | [9 empty] | 42054 |  |  | NotYetVerified |  | 3 | 8899.15 | 111.24 | 80 | 20 | 0.9 | 4000 | 71
PFTT7DG7 | Philips Gardco | ClearScape Flood | CSFM-48L-530-NW-G1-aa-A33-bbb-DD-dd [120-277V & 347V Only] | Outdoor Luminaires | Mid Output | Architectural Flood and Spot Luminaires | Standard | FALSE | [9 empty] | 42054 |  |  | NotYetVerified |  | 3 | 8759 | 109.49 | 80 | 20 | 0.9 | 4000 | 71
P593XMCY | Philips Gardco | ClearScape Flood | CSFM-48L-530-NW-G1-aa-RM-bbb-DD-dd [120-277V & 347V Only] | Outdoor Luminaires | Mid Output | Architectural Flood and Spot Luminaires | Standard | FALSE | [9 empty] | 42054 |  |  | NotYetVerified |  | 3 | 8745.52 | 109.32 | 80 | 20 | 0.9 | 4000 | 71
P4QP2ADW | Philips Gardco | ClearScape Flood | CSFM-48L-530-NW-G1-aa-RSP-bbb-DD-dd [120-277V & 347V Only] | Outdoor Luminaires | Mid Output | Architectural Flood and Spot Luminaires | Standard | FALSE | [9 empty] | 42054 |  |  | NotYetVerified |  | 3 | 8637.72 | 107.97 | 80 | 20 | 0.9 | 4000 | 71
PN8TQG3T | Philips Gardco | ClearScape Flood | CSFM-48L-530-NW-G1-aa-RN-bbb-DD-dd [120-277V & 347V Only] | Outdoor Luminaires | Mid Output | Architectural Flood and Spot Luminaires | Standard | FALSE | [9 empty] | 42054 |  |  | NotYetVerified |  | 3 | 8569.89 | 107.12 | 80 | 20 | 0.9 | 4000 | 71
PBR293PG | Philips Gardco | ClearScape Flood | CSFS-32L-700-NW-G1-aa-A33-bbb-DD-dd | Outdoor Luminaires | Mid Output | Architectural Flood and Spot Luminaires | Standard | FALSE | [9 empty] | 42054 |  |  | NotYetVerified |  | 3 | 7219 | 100.68 | 71.7 | 20 | 0.9 | 4000 | 71
P8NQHDEX | Philips Gardco | ClearScape Flood | CSFS-32L-700-NW-G1-aa-RN-bbb-DD-dd | Outdoor Luminaires | Mid Output | Architectural Flood and Spot Luminaires | Standard | FALSE | [9 empty] | 42054 |  |  | NotYetVerified |  | 3 | 7157.79 | 99.83 | 71.7 | 20 | 0.9 | 4000 | 71
PMZAYEEF | Philips Gardco | ClearScape Flood | CSFS-32L-700-NW-G1-aa-RM-bbb-DD-dd | Outdoor Luminaires | Mid Output | Architectural Flood and Spot Luminaires | Standard | FALSE | [9 empty] | 42054 |  |  | NotYetVerified |  | 3 | 7065.62 | 98.54 | 71.7 | 20 | 0.9 | 4000 | 71
P1JDU7X2 | Philips Gardco | ClearScape Flood | CSFS-32L-700-NW-G1-aa-SP-bbb-DD-dd | Outdoor Luminaires | Mid Output | Architectural Flood and Spot Luminaires | Standard | FALSE | [9 empty] | 42054 |  |  | NotYetVerified |  | 3 | 7020.25 | 97.91 | 71.7 | 20 | 0.9 | 4000 | 71
PFWX5DT1 | Philips Gardco | ClearScape Flood | CSFS-32L-700-NW-G1-aa-RSP-bbb-DD-dd | Outdoor Luminaires | Mid Output | Architectural Flood and Spot Luminaires | Standard | FALSE | [9 empty] | 42054 |  |  | NotYetVerified |  | 3 | 6920.16 | 96.52 | 71.7 | 20 | 0.9 | 4000 | 71
PFTZUWFW | Philips Gardco | ClearScape Flood | CSFS-32L-530-NW-G1-aa-A33-bbb-DD-dd [120-277V & 347V Only] | Outdoor Luminaires | Mid Output | Architectural Flood and Spot Luminaires | Standard | FALSE | [9 empty] | 42054 |  |  | NotYetVerified |  | 3 | 5555 | 106.21 | 52.3 | 20 | 0.9 | 4000 | 71
P2HJZ8QK | Philips Gardco | ClearScape Flood | CSFS-32L-530-NW-G1-aa-RN-bbb-DD-dd [120-277V & 347V Only] | Outdoor Luminaires | Mid Output | Architectural Flood and Spot Luminaires | Standard | FALSE | [9 empty] | 42054 |  |  | NotYetVerified |  | 3 | 5507.9 | 105.31 | 52.3 | 20 | 0.9 | 4000 | 71
P6GYX6A1 | Philips Gardco | ClearScape Flood | CSFS-32L-530-NW-G1-aa-RM-bbb-DD-dd [120-277V & 347V Only] | Outdoor Luminaires | Mid Output | Architectural Flood and Spot Luminaires | Standard | FALSE | [9 empty] | 42054 |  |  | NotYetVerified |  | 3 | 5436.97 | 103.96 | 52.3 | 20 | 0.9 | 4000 | 71
P3PDBCQK | Philips Gardco | ClearScape Flood | CSFS-32L-530-NW-G1-aa-SP-bbb-DD-dd [120-277V & 347V Only] | Outdoor Luminaires | Mid Output | Architectural Flood and Spot Luminaires | Standard | FALSE | [9 empty] | 42054 |  |  | NotYetVerified |  | 3 | 5402.06 | 103.29 | 52.3 | 20 | 0.9 | 4000 | 71
P9Z39J79 | Philips Gardco | ClearScape Flood | CSFS-32L-530-NW-G1-aa-RSP-bbb-DD-dd [120-277V & 347V Only] | Outdoor Luminaires | Mid Output | Architectural Flood and Spot Luminaires | Standard | FALSE | [9 empty] | 42054 |  |  | NotYetVerified |  | 3 | 5325.04 | 101.82 | 52.3 | 20 | 0.9 | 4000 | 71
P8JMKHYQ | Philips Gardco | ClearScape Flood | CSFS-16L-1A-NW-G1-aa-A33-bbb-DD-dd | Outdoor Luminaires | Mid Output | Architectural Flood and Spot Luminaires | Standard | FALSE | [9 empty] | 42054 |  |  | NotYetVerified |  | 3 | 5171 | 90.56 | 57.1 | 20 | 0.9 | 4000 | 71
P11FA3NJ | Philips Gardco | ClearScape Flood | CSFS-16L-1A-NW-G1-aa-RN-bbb-DD-dd | Outdoor Luminaires | Mid Output | Architectural Flood and Spot Luminaires | Standard | FALSE | [9 empty] | 42054 |  |  | NotYetVerified |  | 3 | 5127.16 | 89.79 | 57.1 | 20 | 0.9 | 4000 | 71
PD3HZJCK | Philips Gardco | ClearScape Flood | CSFS-16L-1A-NW-G1-aa-RM-bbb-DD-dd | Outdoor Luminaires | Mid Output | Architectural Flood and Spot Luminaires | Standard | FALSE | [9 empty] | 42054 |  |  | NotYetVerified |  | 3 | 5061.13 | 88.64 | 57.1 | 20 | 0.9 | 4000 | 71
PD8KKWJQ | Philips Gardco | ClearScape Flood | CSFS-16L-1A-NW-G1-aa-SP-bbb-DD-dd | Outdoor Luminaires | Mid Output | Architectural Flood and Spot Luminaires | Standard | FALSE | [9 empty] | 42054 |  |  | NotYetVerified |  | 3 | 5028.64 | 88.07 | 57.1 | 20 | 0.9 | 4000 | 71
PGKUHSG2 | Philips Gardco | ClearScape Flood | CSFS-16L-1A-NW-G1-aa-RSP-bbb-DD-dd | Outdoor Luminaires | Low Output | Architectural Flood and Spot Luminaires | Standard | FALSE | [9 empty] | 42054 |  |  | NotYetVerified |  | 3 | 4962 | 91.82 | 54.04 | 20 | 0.9 | 4000 | 71
P2GTF4GV | Philips Gardco | ClearScape Flood | CSFS-16L-700-NW-G1-aa-A33-bbb-DD-dd | Outdoor Luminaires | Low Output | Architectural Flood and Spot Luminaires | Standard | FALSE | [9 empty] | 42054 |  |  | NotYetVerified |  | 3 | 3723 | 98.49 | 37.8 | 20 | 0.9 | 4000 | 71
PQRGS4Q1 | Philips Gardco | ClearScape Flood | CSFS-16L-700-NW-G1-aa-RN-bbb-DD-dd | Outdoor Luminaires | Low Output | Architectural Flood and Spot Luminaires | Standard | FALSE | [9 empty] | 42054 |  |  | NotYetVerified |  | 3 | 3691.43 | 97.66 | 37.8 | 20 | 0.9 | 4000 | 71
P3YMS3RR | Philips Gardco | ClearScape Flood | CSFS-16L-700-NW-G1-aa-RM-bbb-DD-dd | Outdoor Luminaires | Low Output | Architectural Flood and Spot Luminaires | Standard | FALSE | [9 empty] | 42054 |  |  | NotYetVerified |  | 3 | 3643.9 | 96.4 | 37.8 | 20 | 0.9 | 4000 | 71
PERPDED9 | Philips Gardco | ClearScape Flood | CSFS-16L-700-NW-G1-aa-SP-bbb-DD-dd | Outdoor Luminaires | Low Output | Architectural Flood and Spot Luminaires | Standard | FALSE | [9 empty] | 42054 |  |  | NotYetVerified |  | 3 | 3620.5 | 95.78 | 37.8 | 20 | 0.9 | 4000 | 71
P1V7FQ1P | Philips Gardco | ClearScape Flood | CSFS-16L-700-NW-G1-aa-RSP-bbb-DD-dd | Outdoor Luminaires | Low Output | Architectural Flood and Spot Luminaires | Standard | FALSE | [9 empty] | 42054 |  |  | NotYetVerified |  | 3 | 3568.88 | 94.41 | 37.8 | 20 | 0.9 | 4000 | 71
P87F2C9A | Philips Gardco | ClearScape Flood | CSFS-16L-530-NW-G1-aa-A33-bbb-DD-dd [120-277V & 347V Only] | Outdoor Luminaires | Low Output | Architectural Flood and Spot Luminaires | Standard | FALSE | [9 empty] | 42054 |  |  | NotYetVerified |  | 3 | 2930 | 101.38 | 28.9 | 20 | 0.9 | 4000 | 71
PQA7ARG2 | Philips Gardco | ClearScape Flood | CSFS-16L-530-NW-G1-aa-RN-bbb-DD-dd [120-277V & 347V Only] | Outdoor Luminaires | Low Output | Architectural Flood and Spot Luminaires | Standard | FALSE | [9 empty] | 42054 |  |  | NotYetVerified |  | 3 | 2905.16 | 100.52 | 28.9 | 20 | 0.9 | 4000 | 71
P3FCVYFX | Philips Gardco | ClearScape Flood | CSFS-16L-530-NW-G1-aa-RM-bbb-DD-dd [120-277V & 347V Only] | Outdoor Luminaires | Low Output | Architectural Flood and Spot Luminaires | Standard | FALSE | [9 empty] | 42054 |  |  | NotYetVerified |  | 3 | 2867.75 | 99.23 | 28.9 | 20 | 0.9 | 4000 | 71
P9DY8H4A | Philips Gardco | ClearScape Flood | CSFS-16L-530-NW-G1-aa-SP-bbb-DD-dd [120-277V & 347V Only] | Outdoor Luminaires | Low Output | Architectural Flood and Spot Luminaires | Standard | FALSE | [9 empty] | 42054 |  |  | NotYetVerified |  | 3 | 2849.33 | 98.59 | 28.9 | 20 | 0.9 | 4000 | 71
PASATQ1F | Philips Gardco | ClearScape Flood | CSFS-16L-530-NW-G1-aa-RSP-bbb-DD-dd [120-277V & 347V Only] | Outdoor Luminaires | Low Output | Architectural Flood and Spot Luminaires | Standard | FALSE | [9 empty] | 42054 |  |  | NotYetVerified |  | 3 | 2808.71 | 97.19 | 28.9 | 20 | 0.9 | 4000 | 71
PPYMGJDW | Philips Gardco | ClearScape Flood | CSFS-16L-350-NW-G1-aa-A33-bbb-DD-dd [120-240V & 347V Only] | Outdoor Luminaires | Low Output | Architectural Flood and Spot Luminaires | Standard | FALSE | [9 empty] | 42054 |  |  | NotYetVerified |  | 3 | 2032 | 103.67 | 19.6 | 20 | 0.9 | 4000 | 71
P6UNDPBR | Philips Gardco | ClearScape Flood | CSFS-16L-350-NW-G1-aa-RN-bbb-DD-dd [120-240V & 347V Only] | Outdoor Luminaires | Low Output | Architectural Flood and Spot Luminaires | Standard | FALSE | [9 empty] | 42054 |  |  | NotYetVerified |  | 3 | 2014.77 | 102.79 | 19.6 | 20 | 0.9 | 4000 | 71
PA6UYKKE | Philips Gardco | ClearScape Flood | CSFS-16L-350-NW-G1-aa-RM-bbb-DD-dd [120-240V & 347V Only] | Outdoor Luminaires | Low Output | Architectural Flood and Spot Luminaires | Standard | FALSE | [9 empty] | 42054 |  |  | NotYetVerified |  | 3 | 1988.83 | 101.47 | 19.6 | 20 | 0.9 | 4000 | 71
P682KDYE | Philips Gardco | ClearScape Flood | CSFS-16L-350-NW-G1-aa-SP-bbb-DD-dd [120-240V & 347V Only] | Outdoor Luminaires | Low Output | Architectural Flood and Spot Luminaires | Standard | FALSE | [9 empty] | 42054 |  |  | NotYetVerified |  | 3 | 1976.06 | 100.82 | 19.6 | 20 | 0.9 | 4000 | 71
P3HSPHK2 | Philips Gardco | ClearScape Flood | CSFS-16L-350-NW-G1-aa-RSP-bbb-DD-dd [120-240V & 347V Only] | Outdoor Luminaires | Low Output | Architectural Flood and Spot Luminaires | Standard | FALSE | [9 empty] | 42054 |  |  | NotYetVerified |  | 3 | 1947.88 | 99.38 | 19.6 | 20 | 0.9 | 4000 | 71
PU9TBA4J | Philips Gardco | ClearScape Flood | CSFM-64L-1A-NW-G1-aa-RN-bbb-DD-dd | Outdoor Luminaires | High Output | Architectural Flood and Spot Luminaires | Standard | FALSE | [9 empty] | 42054 |  |  | NotYetVerified |  | 3 | 20400 | 95.77 | 213 | 20 | 0.9 | 4000 | 71
P98TR2HY | Philips Gardco | ClearScape Flood | CSFM-64L-1A-NW-G1-aa-SP-bbb-DD-dd | Outdoor Luminaires | High Output | Architectural Flood and Spot Luminaires | Standard | FALSE | [9 empty] | 42054 |  |  | NotYetVerified |  | 3 | 19811 | 93.1 | 212.8 | 20 | 0.9 | 4000 | 71
P6XTER55 | Philips Gardco | ClearScape Flood | CSFM-64L-1A-NW-G1-aa-A33-bbb-DD-dd | Outdoor Luminaires | High Output | Architectural Flood and Spot Luminaires | Standard | FALSE | [9 empty] | 42054 |  |  | NotYetVerified |  | 3 | 19499 | 91.63 | 212.8 | 20 | 0.9 | 4000 | 71
PVG1V4S4 | Philips Gardco | ClearScape Flood | CSFM-64L-1A-NW-G1-aa-RM-bbb-DD-dd | Outdoor Luminaires | High Output | Architectural Flood and Spot Luminaires | Standard | FALSE | [9 empty] | 42054 |  |  | NotYetVerified |  | 3 | 19469 | 91.49 | 212.8 | 20 | 0.9 | 4000 | 71
P9BQHW63 | Philips Gardco | ClearScape Flood | CSFM-64L-1A-NW-G1-aa-RSP-bbb-DD-dd | Outdoor Luminaires | High Output | Architectural Flood and Spot Luminaires | Standard | FALSE | [9 empty] | 42054 |  |  | NotYetVerified |  | 3 | 19229 | 90.36 | 212.8 | 20 | 0.9 | 4000 | 71
PRPY6KKB | Philips Gardco | ClearScape Flood | CSFM-64L-700-NW-G1-aa-SP-bbb-DD-dd | Outdoor Luminaires | High Output | Architectural Flood and Spot Luminaires | Standard | FALSE | [9 empty] | 42054 |  |  | NotYetVerified |  | 3 | 14765.54 | 102.4 | 144.2 | 20 | 0.9 | 4000 | 71
PWTR1U58 | Philips Gardco | ClearScape Flood | CSFM-64L-700-NW-G1-aa-A33-bbb-DD-dd | Outdoor Luminaires | High Output | Architectural Flood and Spot Luminaires | Standard | FALSE | [9 empty] | 42054 |  |  | NotYetVerified |  | 3 | 14533 | 100.78 | 144.2 | 20 | 0.9 | 4000 | 71
P49H9WAT | Philips Gardco | ClearScape Flood | CSFM-64L-700-NW-G1-aa-RM-bbb-DD-dd | Outdoor Luminaires | High Output | Architectural Flood and Spot Luminaires | Standard | FALSE | [9 empty] | 42054 |  |  | NotYetVerified |  | 3 | 14510.64 | 100.63 | 144.2 | 20 | 0.9 | 4000 | 71
PAC58W24 | Philips Gardco | ClearScape Flood | CSFM-64L-700-NW-G1-aa-RSP-bbb-DD-dd | Outdoor Luminaires | High Output | Architectural Flood and Spot Luminaires | Standard | FALSE | [9 empty] | 42054 |  |  | NotYetVerified |  | 3 | 14331.76 | 99.39 | 144.2 | 20 | 0.9 | 4000 | 71
PPCKQ6AN | Philips Gardco | ClearScape Flood | CSFM-64L-700-NW-G1-aa-RN-bbb-DD-dd | Outdoor Luminaires | High Output | Architectural Flood and Spot Luminaires | Standard | FALSE | [9 empty] | 42054 |  |  | NotYetVerified |  | 3 | 14219.22 | 98.61 | 144.2 | 20 | 0.9 | 4000 | 71
P1RBUYKT | Philips Gardco | ClearScape Flood | CSFM-48L-700-NW-G1-aa-SP-bbb-DD-dd | Outdoor Luminaires | High Output | Architectural Flood and Spot Luminaires | Standard | FALSE | [9 empty] | 42054 |  |  | NotYetVerified |  | 3 | 11116.06 | 105.27 | 105.6 | 20 | 0.9 | 4000 | 71
PBY3XG63 | Philips Gardco | ClearScape Flood | CSFM-48L-700-NW-G1-aa-A33-bbb-DD-dd | Outdoor Luminaires | High Output | Architectural Flood and Spot Luminaires | Standard | FALSE | [9 empty] | 42054 |  |  | NotYetVerified |  | 3 | 10941 | 103.61 | 105.6 | 20 | 0.9 | 4000 | 71
P1JG9CJN | Philips Gardco | ClearScape Flood | CSFM-48L-700-NW-G1-aa-RM-bbb-DD-dd | Outdoor Luminaires | High Output | Architectural Flood and Spot Luminaires | Standard | FALSE | [9 empty] | 42054 |  |  | NotYetVerified |  | 3 | 10924.17 | 103.45 | 105.6 | 20 | 0.9 | 4000 | 71
PY2FQV1F | Philips Gardco | ClearScape Flood | CSFM-48L-700-NW-G1-aa-RSP-bbb-DD-dd | Outdoor Luminaires | High Output | Architectural Flood and Spot Luminaires | Standard | FALSE | [9 empty] | 42054 |  |  | NotYetVerified |  | 3 | 10789.5 | 102.17 | 105.6 | 20 | 0.9 | 4000 | 71
PJYSSUJ8 | Philips Gardco | ClearScape Flood | CSFM-48L-700-NW-G1-aa-RN-bbb-DD-dd | Outdoor Luminaires | High Output | Architectural Flood and Spot Luminaires | Standard | FALSE | [9 empty] | 42054 |  |  | NotYetVerified |  | 3 | 10704.77 | 101.37 | 105.6 | 20 | 0.9 | 4000 | 71
PZSDATZA | Philips Gardco | ClearScape Flood | CSFS-32L-1A-NW-G1-aa-A33-bbb-DD-dd | Outdoor Luminaires | High Output | Architectural Flood and Spot Luminaires | Standard | FALSE | [9 empty] | 42054 |  |  | NotYetVerified |  | 3 | 10025 | 92.14 | 108.8 | 20 | 0.9 | 4000 | 71
PGU5T7Y2 | Philips Gardco | ClearScape Flood | CSFS-32L-1A-WW-G1-aa-A33-bbb-ccc-dd | Outdoor Luminaires | Mid Output | Architectural Flood and Spot Luminaires | Standard | FALSE | [9 empty] | 42054 |  |  | NotYetVerified |  | 3 | 9528 | 87.33 | 109.1 | 20 | 0.9 | 3000 | 71
PGNB1RS7 | Philips Gardco | ClearScape Flood | CSFS-32L-1A-WW-G1-aa-RN-bbb-ccc-dd | Outdoor Luminaires | Mid Output | Architectural Flood and Spot Luminaires | Standard | FALSE | [9 empty] | 42054 |  |  | NotYetVerified |  | 3 | 9447.21 | 86.83 | 108.8 | 20 | 0.9 | 3000 | 71
PUNWNVUY | Philips Gardco | ClearScape Flood | CSFS-32L-1A-WW-G1-aa-RM-bbb-ccc-dd | Outdoor Luminaires | Mid Output | Architectural Flood and Spot Luminaires | Standard | FALSE | [9 empty] | 42054 |  |  | NotYetVerified |  | 3 | 9325.56 | 85.71 | 108.8 | 20 | 0.9 | 3000 | 71
PNUMZAKC | Philips Gardco | ClearScape Flood | CSFM-48L-530-WW-G1-aa-A33-bbb-ccc-dd [120-277V & 347V Only] | Outdoor Luminaires | Mid Output | Architectural Flood and Spot Luminaires | Standard | FALSE | [9 empty] | 42054 |  |  | NotYetVerified |  | 3 | 8324.17 | 104.05 | 80 | 20 | 0.9 | 3000 | 71
PPV2H53N | Philips Gardco | ClearScape Flood | CSFM-48L-530-WW-G1-aa-RM-bbb-ccc-dd [120-277V & 347V Only] | Outdoor Luminaires | Mid Output | Architectural Flood and Spot Luminaires | Standard | FALSE | [9 empty] | 42054 |  |  | NotYetVerified |  | 3 | 8311.36 | 103.89 | 80 | 20 | 0.9 | 3000 | 71
PQGKTK12 | Philips Gardco | ClearScape Flood | CSFM-48L-530-WW-G1-aa-RN-bbb-ccc-dd [120-277V & 347V Only] | Outdoor Luminaires | Mid Output | Architectural Flood and Spot Luminaires | Standard | FALSE | [9 empty] | 42054 |  |  | NotYetVerified |  | 3 | 8144.45 | 101.81 | 80 | 20 | 0.9 | 3000 | 71
PZ84DU84 | Philips Gardco | ClearScape Flood | CSFS-32L-700-WW-G1-aa-A33-bbb-ccc-dd | Outdoor Luminaires | Mid Output | Architectural Flood and Spot Luminaires | Standard | FALSE | [9 empty] | 42054 |  |  | NotYetVerified |  | 3 | 6861.11 | 95.69 | 71.7 | 20 | 0.9 | 3000 | 71
PBFHG7B2 | Philips Gardco | ClearScape Flood | CSFS-32L-700-WW-G1-aa-RN-bbb-ccc-dd | Outdoor Luminaires | Mid Output | Architectural Flood and Spot Luminaires | Standard | FALSE | [9 empty] | 42054 |  |  | NotYetVerified |  | 3 | 6802.94 | 94.88 | 71.7 | 20 | 0.9 | 3000 | 71
P2Z2QPP7 | Philips Gardco | ClearScape Flood | CSFS-32L-700-WW-G1-aa-RM-bbb-ccc-dd | Outdoor Luminaires | Mid Output | Architectural Flood and Spot Luminaires | Standard | FALSE | [9 empty] | 42054 |  |  | NotYetVerified |  | 3 | 6715.33 | 93.66 | 71.7 | 20 | 0.9 | 3000 | 71
P74AZYB9 | Philips Gardco | ClearScape Flood | CSFS-32L-530-WW-G1-aa-A33-bbb-ccc-dd [120-277V & 347V Only] | Outdoor Luminaires | Mid Output | Architectural Flood and Spot Luminaires | Standard | FALSE | [9 empty] | 42054 |  |  | NotYetVerified |  | 3 | 5279.6 | 100.95 | 52.3 | 20 | 0.9 | 3000 | 71
PZHS4EGA | Philips Gardco | ClearScape Flood | CSFS-32L-530-WW-G1-aa-RN-bbb-ccc-dd [120-277V & 347V Only] | Outdoor Luminaires | Mid Output | Architectural Flood and Spot Luminaires | Standard | FALSE | [9 empty] | 42054 |  |  | NotYetVerified |  | 3 | 5234.84 | 100.09 | 52.3 | 20 | 0.9 | 3000 | 71
PKH4PCV5 | Philips Gardco | ClearScape Flood | CSFS-32L-530-WW-G1-aa-RM-bbb-ccc-dd [120-277V & 347V Only] | Outdoor Luminaires | Mid Output | Architectural Flood and Spot Luminaires | Standard | FALSE | [9 empty] | 42054 |  |  | NotYetVerified |  | 3 | 5167.43 | 98.8 | 52.3 | 20 | 0.9 | 3000 | 71
PYJDA138 | Philips Gardco | ClearScape Flood | CSFS-16L-1A-WW-G1-aa-A33-bbb-ccc-dd | Outdoor Luminaires | Low Output | Architectural Flood and Spot Luminaires | Standard | FALSE | [9 empty] | 42054 |  |  | NotYetVerified |  | 3 | 4914.64 | 86.07 | 57.1 | 20 | 0.9 | 3000 | 71
PJYJV5VS | Philips Gardco | ClearScape Flood | CSFS-16L-1A-WW-G1-aa-RN-bbb-ccc-dd | Outdoor Luminaires | Low Output | Architectural Flood and Spot Luminaires | Standard | FALSE | [9 empty] | 42054 |  |  | NotYetVerified |  | 3 | 4872.97 | 85.34 | 57.1 | 20 | 0.9 | 3000 | 71
PUET77FC | Philips Gardco | ClearScape Flood | CSFS-16L-1A-WW-G1-aa-RM-bbb-ccc-dd | Outdoor Luminaires | Low Output | Architectural Flood and Spot Luminaires | Standard | FALSE | [9 empty] | 42054 |  |  | NotYetVerified |  | 3 | 4810.22 | 84.24 | 57.1 | 20 | 0.9 | 3000 | 71
PXHSNE4P | Philips Gardco | ClearScape Flood | CSFS-16L-700-WW-G1-aa-A33-bbb-ccc-dd | Outdoor Luminaires | Low Output | Architectural Flood and Spot Luminaires | Standard | FALSE | [9 empty] | 42054 |  |  | NotYetVerified |  | 3 | 3538.43 | 93.61 | 37.8 | 20 | 0.9 | 3000 | 71
PJZN1598 | Philips Gardco | ClearScape Flood | CSFS-16L-700-WW-G1-aa-RN-bbb-ccc-dd | Outdoor Luminaires | Low Output | Architectural Flood and Spot Luminaires | Standard | FALSE | [9 empty] | 42054 |  |  | NotYetVerified |  | 3 | 3508.43 | 92.82 | 37.8 | 20 | 0.9 | 3000 | 71
PT8HYKMH | Philips Gardco | ClearScape Flood | CSFS-16L-700-WW-G1-aa-RM-bbb-ccc-dd | Outdoor Luminaires | Low Output | Architectural Flood and Spot Luminaires | Standard | FALSE | [9 empty] | 42054 |  |  | NotYetVerified |  | 3 | 3463.25 | 91.62 | 37.8 | 20 | 0.9 | 3000 | 71
PJD1BP69 | Philips Gardco | ClearScape Flood | CSFS-16L-530-WW-G1-aa-A33-bbb-ccc-dd [120-277V & 347V Only] | Outdoor Luminaires | Low Output | Architectural Flood and Spot Luminaires | Standard | FALSE | [9 empty] | 42054 |  |  | NotYetVerified |  | 3 | 2784.74 | 96.36 | 28.9 | 20 | 0.9 | 3000 | 71
P72RC4TN | Philips Gardco | ClearScape Flood | CSFS-16L-530-WW-G1-aa-RN-bbb-ccc-dd [120-277V & 347V Only] | Outdoor Luminaires | Low Output | Architectural Flood and Spot Luminaires | Standard | FALSE | [9 empty] | 42054 |  |  | NotYetVerified |  | 3 | 2761.13 | 95.54 | 28.9 | 20 | 0.9 | 3000 | 71
PDW6VURH | Philips Gardco | ClearScape Flood | CSFS-16L-530-WW-G1-aa-RM-bbb-ccc-dd [120-277V & 347V Only] | Outdoor Luminaires | Low Output | Architectural Flood and Spot Luminaires | Standard | FALSE | [9 empty] | 42054 |  |  | NotYetVerified |  | 3 | 2725.58 | 94.31 | 28.9 | 20 | 0.9 | 3000 | 71
PXF6S3XR | Philips Gardco | ClearScape Flood | CSFS-16L-350-WW-G1-aa-A33-bbb-ccc-dd [120-240V & 347V Only] | Outdoor Luminaires | Low Output | Architectural Flood and Spot Luminaires | Standard | FALSE | [9 empty] | 42054 |  |  | NotYetVerified |  | 3 | 1931.26 | 98.53 | 19.6 | 20 | 0.9 | 3000 | 71
P635RRD8 | Philips Gardco | ClearScape Flood | CSFS-16L-350-WW-G1-aa-RN-bbb-ccc-dd [120-240V & 347V Only] | Outdoor Luminaires | Low Output | Architectural Flood and Spot Luminaires | Standard | FALSE | [9 empty] | 42054 |  |  | NotYetVerified |  | 3 | 1914.89 | 97.7 | 19.6 | 20 | 0.9 | 3000 | 71
P5S3BZ4X | Philips Gardco | ClearScape Flood | CSFS-16L-350-WW-G1-aa-RM-bbb-ccc-dd [120-240V & 347V Only] | Outdoor Luminaires | Low Output | Architectural Flood and Spot Luminaires | Standard | FALSE | [9 empty] | 42054 |  |  | NotYetVerified |  | 3 | 1890.23 | 96.44 | 19.6 | 20 | 0.9 | 3000 | 71
P912EMMM | Philips Gardco | ClearScape Flood | CSFM-64L-1A-WW-G1-aa-RN-bbb-ccc-dd | Outdoor Luminaires | High Output | Architectural Flood and Spot Luminaires | Standard | FALSE | [9 empty] | 42054 |  |  | NotYetVerified |  | 3 | 19110 | 89.55 | 213.4 | 20 | 0.9 | 3000 | 71
PBE272RK | Philips Gardco | ClearScape Flood | CSFM-64L-1A-WW-G1-aa-A33-bbb-ccc-dd | Outdoor Luminaires | High Output | Architectural Flood and Spot Luminaires | Standard | FALSE | [9 empty] | 42054 |  |  | NotYetVerified |  | 3 | 18531 | 85.04 | 217.9 | 20 | 0.9 | 3000 | 71
PVQH52YR | Philips Gardco | ClearScape Flood | CSFM-64L-1A-WW-G1-aa-RM-bbb-ccc-dd | Outdoor Luminaires | High Output | Architectural Flood and Spot Luminaires | Standard | FALSE | [9 empty] | 42054 |  |  | NotYetVerified |  | 3 | 18502.49 | 86.95 | 212.8 | 20 | 0.9 | 3000 | 71
P93SQS6Z | Philips Gardco | ClearScape Flood | CSFM-64L-700-WW-G1-aa-A33-bbb-ccc-dd | Outdoor Luminaires | High Output | Architectural Flood and Spot Luminaires | Standard | FALSE | [9 empty] | 42054 |  |  | NotYetVerified |  | 3 | 13811.53 | 95.78 | 144.2 | 20 | 0.9 | 3000 | 71
P4AQYN66 | Philips Gardco | ClearScape Flood | CSFM-64L-700-WW-G1-aa-RM-bbb-ccc-dd | Outdoor Luminaires | High Output | Architectural Flood and Spot Luminaires | Standard | FALSE | [9 empty] | 42054 |  |  | NotYetVerified |  | 3 | 13790.28 | 95.63 | 144.2 | 20 | 0.9 | 3000 | 71
PEVNZ6YW | Philips Gardco | ClearScape Flood | CSFM-64L-700-WW-G1-aa-RN-bbb-ccc-dd | Outdoor Luminaires | High Output | Architectural Flood and Spot Luminaires | Standard | FALSE | [9 empty] | 42054 |  |  | NotYetVerified |  | 3 | 13513.33 | 93.71 | 144.2 | 20 | 0.9 | 3000 | 71
P268J93W | Philips Gardco | ClearScape Flood | CSFM-48L-700-WW-G1-aa-A33-bbb-ccc-dd | Outdoor Luminaires | High Output | Architectural Flood and Spot Luminaires | Standard | FALSE | [9 empty] | 42054 |  |  | NotYetVerified |  | 3 | 10397.85 | 98.46 | 105.6 | 20 | 0.9 | 3000 | 71
PYX1ZC4Y | Philips Gardco | ClearScape Flood | CSFM-48L-700-WW-G1-aa-RM-bbb-ccc-dd | Outdoor Luminaires | High Output | Architectural Flood and Spot Luminaires | Standard | FALSE | [9 empty] | 42054 |  |  | NotYetVerified |  | 3 | 10381.85 | 98.31 | 105.6 | 20 | 0.9 | 3000 | 71
PM8SA4T3 | Philips Gardco | ClearScape Flood | CSFM-48L-700-WW-G1-aa-RN-bbb-ccc-dd | Outdoor Luminaires | High Output | Architectural Flood and Spot Luminaires | Standard | FALSE | [9 empty] | 42054 |  |  | NotYetVerified |  | 3 | 10173.35 | 96.34 | 105.6 | 20 | 0.9 | 3000 | 71
PPDKHVKT | Philips Gardco | ClearScape Flood | CSFS-32L-1A-WW-G1-aa-RSP-bbb-ccc-dd | Outdoor Luminaires | Mid Output | Architectural Flood and Spot Luminaires | Standard | FALSE | [9 empty] | 42054 |  |  | NotYetVerified |  | 3 | 9133.57 | 83.95 | 108.8 | 20 | 0.9 | 3000 | 71
P6FRSFS1 | Philips Gardco | ClearScape Flood | CSFM-48L-530-WW-G1-aa-RSP-bbb-ccc-dd [120-277V & 347V Only] | Outdoor Luminaires | Mid Output | Architectural Flood and Spot Luminaires | Standard | FALSE | [9 empty] | 42054 |  |  | NotYetVerified |  | 3 | 8208.91 | 102.61 | 80 | 20 | 0.9 | 3000 | 71
PDKK773X | Philips Gardco | ClearScape Flood | CSFS-32L-700-WW-G1-aa-RSP-bbb-ccc-dd | Outdoor Luminaires | Mid Output | Architectural Flood and Spot Luminaires | Standard | FALSE | [9 empty] | 42054 |  |  | NotYetVerified |  | 3 | 6577.08 | 91.73 | 71.7 | 20 | 0.9 | 3000 | 71
PX55K6GQ | Philips Gardco | ClearScape Flood | CSFS-32L-530-WW-G1-aa-RSP-bbb-ccc-dd [120-277V & 347V Only] | Outdoor Luminaires | Mid Output | Architectural Flood and Spot Luminaires | Standard | FALSE | [9 empty] | 42054 |  |  | NotYetVerified |  | 3 | 5061.05 | 96.77 | 52.3 | 20 | 0.9 | 3000 | 71
PV2HFXGA | Philips Gardco | ClearScape Flood | CSFM-64L-1A-WW-G1-aa-RSP-bbb-ccc-dd | Outdoor Luminaires | High Output | Architectural Flood and Spot Luminaires | Standard | FALSE | [9 empty] | 42054 |  |  | NotYetVerified |  | 3 | 18274.4 | 85.88 | 212.8 | 20 | 0.9 | 3000 | 71
PVBTWZZK | Philips Gardco | ClearScape Flood | CSFM-64L-700-WW-G1-aa-RSP-bbb-ccc-dd | Outdoor Luminaires | High Output | Architectural Flood and Spot Luminaires | Standard | FALSE | [9 empty] | 42054 |  |  | NotYetVerified |  | 3 | 13620.28 | 94.45 | 144.2 | 20 | 0.9 | 3000 | 71
PE5JFAEV | Philips Gardco | ClearScape Flood | CSFM-48L-700-WW-G1-aa-RSP-bbb-ccc-dd | Outdoor Luminaires | High Output | Architectural Flood and Spot Luminaires | Standard | FALSE | [9 empty] | 42054 |  |  | NotYetVerified |  | 3 | 10253.87 | 97.1 | 105.6 | 20 | 0.9 | 3000 | 71
PAW16PMC | Philips Gardco | ClearScape Flood | CSFS-32L-1A-WW-G1-aa-SP-bbb-ccc-dd | Outdoor Luminaires | Mid Output | Architectural Flood and Spot Luminaires | Standard | FALSE | [9 empty] | 42054 |  |  | NotYetVerified |  | 3 | 9265.68 | 85.16 | 108.8 | 20 | 0.9 | 3000 | 71
PJRG1MSB | Philips Gardco | ClearScape Flood | CSFM-48L-530-WW-G1-aa-SP-bbb-ccc-dd [120-277V & 347V Only] | Outdoor Luminaires | Mid Output | Architectural Flood and Spot Luminaires | Standard | FALSE | [9 empty] | 42054 |  |  | NotYetVerified |  | 3 | 8457.37 | 105.72 | 80 | 20 | 0.9 | 3000 | 71
PJ6FCT7U | Philips Gardco | ClearScape Flood | CSFS-32L-700-WW-G1-aa-SP-bbb-ccc-dd | Outdoor Luminaires | Mid Output | Architectural Flood and Spot Luminaires | Standard | FALSE | [9 empty] | 42054 |  |  | NotYetVerified |  | 3 | 6672.22 | 93.06 | 71.7 | 20 | 0.9 | 3000 | 71
PHPTKHHK | Philips Gardco | ClearScape Flood | CSFS-32L-530-WW-G1-aa-SP-bbb-ccc-dd [120-277V & 347V Only] | Outdoor Luminaires | Mid Output | Architectural Flood and Spot Luminaires | Standard | FALSE | [9 empty] | 42054 |  |  | NotYetVerified |  | 3 | 5134.25 | 98.17 | 52.3 | 20 | 0.9 | 3000 | 71
PWJW1ZHJ | Philips Gardco | ClearScape Flood | CSFS-16L-1A-WW-G1-aa-SP-bbb-ccc-dd | Outdoor Luminaires | Low Output | Architectural Flood and Spot Luminaires | Standard | FALSE | [9 empty] | 42054 |  |  | NotYetVerified |  | 3 | 4779.34 | 83.7 | 57.1 | 20 | 0.9 | 3000 | 71
PZJGG3FS | Philips Gardco | ClearScape Flood | CSFS-16L-700-WW-G1-aa-SP-bbb-ccc-dd | Outdoor Luminaires | Low Output | Architectural Flood and Spot Luminaires | Standard | FALSE | [9 empty] | 42054 |  |  | NotYetVerified |  | 3 | 3441.01 | 91.03 | 37.8 | 20 | 0.9 | 3000 | 71
PT9UA7UR | Philips Gardco | ClearScape Flood | CSFS-16L-700-WW-G1-aa-RSP-bbb-ccc-dd | Outdoor Luminaires | Low Output | Architectural Flood and Spot Luminaires | Standard | FALSE | [9 empty] | 42054 |  |  | NotYetVerified |  | 3 | 3391.95 | 89.73 | 37.8 | 20 | 0.9 | 3000 | 71
PS6S5JF4 | Philips Gardco | ClearScape Flood | CSFS-16L-530-WW-G1-aa-SP-bbb-ccc-dd [120-277V & 347V Only] | Outdoor Luminaires | Low Output | Architectural Flood and Spot Luminaires | Standard | FALSE | [9 empty] | 42054 |  |  | NotYetVerified |  | 3 | 2708.07 | 93.71 | 28.9 | 20 | 0.9 | 3000 | 71
PWTC3JMJ | Philips Gardco | ClearScape Flood | CSFS-16L-530-WW-G1-aa-RSP-bbb-ccc-dd [120-277V & 347V Only] | Outdoor Luminaires | Low Output | Architectural Flood and Spot Luminaires | Standard | FALSE | [9 empty] | 42054 |  |  | NotYetVerified |  | 3 | 2669.46 | 92.37 | 28.9 | 20 | 0.9 | 3000 | 71
PC5D4STV | Philips Gardco | ClearScape Flood | CSFS-16L-350-WW-G1-aa-SP-bbb-ccc-dd [120-240V & 347V Only] | Outdoor Luminaires | Low Output | Architectural Flood and Spot Luminaires | Standard | FALSE | [9 empty] | 42054 |  |  | NotYetVerified |  | 3 | 1878.09 | 95.82 | 19.6 | 20 | 0.9 | 3000 | 71
PJCYPXS1 | Philips Gardco | ClearScape Flood | CSFM-64L-1A-WW-G1-aa-SP-bbb-ccc-dd | Outdoor Luminaires | High Output | Architectural Flood and Spot Luminaires | Standard | FALSE | [9 empty] | 42054 |  |  | NotYetVerified |  | 3 | 18827.51 | 88.48 | 212.8 | 20 | 0.9 | 3000 | 71
P14BYQWR | Philips Gardco | ClearScape Flood | CSFM-64L-700-WW-G1-aa-SP-bbb-ccc-dd | Outdoor Luminaires | High Output | Architectural Flood and Spot Luminaires | Standard | FALSE | [9 empty] | 42054 |  |  | NotYetVerified |  | 3 | 14032.53 | 97.31 | 144.2 | 20 | 0.9 | 3000 | 71
P98NQQSU | Philips Gardco | ClearScape Flood | CSFM-48L-700-WW-G1-aa-SP-bbb-ccc-dd | Outdoor Luminaires | High Output | Architectural Flood and Spot Luminaires | Standard | FALSE | [9 empty] | 42054 |  |  | NotYetVerified |  | 3 | 10564.22 | 100.04 | 105.6 | 20 | 0.9 | 3000 | 71
PS14WQRN | Philips Gardco | ClearScape Flood | CSFS-32L-1A-WW-G1-aa-A33-bbb-DD-dd | Outdoor Luminaires | Mid Output | Architectural Flood and Spot Luminaires | Standard | FALSE | [9 empty] | 42054 |  |  | NotYetVerified |  | 3 | 9528 | 87.33 | 109.1 | 20 | 0.9 | 3000 | 71
PASTVMG8 | Philips Gardco | ClearScape Flood | CSFS-32L-1A-WW-G1-aa-RN-bbb-DD-dd | Outdoor Luminaires | Mid Output | Architectural Flood and Spot Luminaires | Standard | FALSE | [9 empty] | 42054 |  |  | NotYetVerified |  | 3 | 9447.21 | 86.83 | 108.8 | 20 | 0.9 | 3000 | 71
PXJXVUNK | Philips Gardco | ClearScape Flood | CSFS-32L-1A-WW-G1-aa-RM-bbb-DD-dd | Outdoor Luminaires | Mid Output | Architectural Flood and Spot Luminaires | Standard | FALSE | [9 empty] | 42054 |  |  | NotYetVerified |  | 3 | 9325.56 | 85.71 | 108.8 | 20 | 0.9 | 3000 | 71
P3RGEY77 | Philips Gardco | ClearScape Flood | CSFS-32L-1A-WW-G1-aa-SP-bbb-DD-dd | Outdoor Luminaires | Mid Output | Architectural Flood and Spot Luminaires | Standard | FALSE | [9 empty] | 42054 |  |  | NotYetVerified |  | 3 | 9265.68 | 85.16 | 108.8 | 20 | 0.9 | 3000 | 71
PHUGMFD5 | Philips Gardco | ClearScape Flood | CSFS-32L-1A-WW-G1-aa-RSP-bbb-DD-dd | Outdoor Luminaires | Mid Output | Architectural Flood and Spot Luminaires | Standard | FALSE | [9 empty] | 42054 |  |  | NotYetVerified |  | 3 | 9133.57 | 83.95 | 108.8 | 20 | 0.9 | 3000 | 71
PZJMNJ1U | Philips Gardco | ClearScape Flood | CSFM-48L-530-WW-G1-aa-SP-bbb-DD-dd [120-277V & 347V Only] | Outdoor Luminaires | Mid Output | Architectural Flood and Spot Luminaires | Standard | FALSE | [9 empty] | 42054 |  |  | NotYetVerified |  | 3 | 8457.37 | 105.72 | 80 | 20 | 0.9 | 3000 | 71
PXT2Z98Z | Philips Gardco | ClearScape Flood | CSFM-48L-530-WW-G1-aa-A33-bbb-DD-dd [120-277V & 347V Only] | Outdoor Luminaires | Mid Output | Architectural Flood and Spot Luminaires | Standard | FALSE | [9 empty] | 42054 |  |  | NotYetVerified |  | 3 | 8324.17 | 104.05 | 80 | 20 | 0.9 | 3000 | 71
P8GEZJ7C | Philips Gardco | ClearScape Flood | CSFM-48L-530-WW-G1-aa-RM-bbb-DD-dd [120-277V & 347V Only] | Outdoor Luminaires | Mid Output | Architectural Flood and Spot Luminaires | Standard | FALSE | [9 empty] | 42054 |  |  | NotYetVerified |  | 3 | 8311.36 | 103.89 | 80 | 20 | 0.9 | 3000 | 71
PE32EDJN | Philips Gardco | ClearScape Flood | CSFM-48L-530-WW-G1-aa-RSP-bbb-DD-dd [120-277V & 347V Only] | Outdoor Luminaires | Mid Output | Architectural Flood and Spot Luminaires | Standard | FALSE | [9 empty] | 42054 |  |  | NotYetVerified |  | 3 | 8208.91 | 102.61 | 80 | 20 | 0.9 | 3000 | 71
P8GG8AN4 | Philips Gardco | ClearScape Flood | CSFM-48L-530-WW-G1-aa-RN-bbb-DD-dd [120-277V & 347V Only] | Outdoor Luminaires | Mid Output | Architectural Flood and Spot Luminaires | Standard | FALSE | [9 empty] | 42054 |  |  | NotYetVerified |  | 3 | 8144.45 | 101.81 | 80 | 20 | 0.9 | 3000 | 71
PGUZDS3M | Philips Gardco | ClearScape Flood | CSFS-32L-700-WW-G1-aa-A33-bbb-DD-dd | Outdoor Luminaires | Mid Output | Architectural Flood and Spot Luminaires | Standard | FALSE | [9 empty] | 42054 |  |  | NotYetVerified |  | 3 | 6861.11 | 95.69 | 71.7 | 20 | 0.9 | 3000 | 71
PHR1RNKJ | Philips Gardco | ClearScape Flood | CSFS-32L-700-WW-G1-aa-RN-bbb-DD-dd | Outdoor Luminaires | Mid Output | Architectural Flood and Spot Luminaires | Standard | FALSE | [9 empty] | 42054 |  |  | NotYetVerified |  | 3 | 6802.94 | 94.88 | 71.7 | 20 | 0.9 | 3000 | 71
P2SXT1SB | Philips Gardco | ClearScape Flood | CSFS-32L-700-WW-G1-aa-RM-bbb-DD-dd | Outdoor Luminaires | Mid Output | Architectural Flood and Spot Luminaires | Standard | FALSE | [9 empty] | 42054 |  |  | NotYetVerified |  | 3 | 6715.33 | 93.66 | 71.7 | 20 | 0.9 | 3000 | 71
PRAQX2FY | Philips Gardco | ClearScape Flood | CSFS-32L-700-WW-G1-aa-SP-bbb-DD-dd | Outdoor Luminaires | Mid Output | Architectural Flood and Spot Luminaires | Standard | FALSE | [9 empty] | 42054 |  |  | NotYetVerified |  | 3 | 6672.22 | 93.06 | 71.7 | 20 | 0.9 | 3000 | 71
P1C2QCT9 | Philips Gardco | ClearScape Flood | CSFS-32L-700-WW-G1-aa-RSP-bbb-DD-dd | Outdoor Luminaires | Mid Output | Architectural Flood and Spot Luminaires | Standard | FALSE | [9 empty] | 42054 |  |  | NotYetVerified |  | 3 | 6577.08 | 91.73 | 71.7 | 20 | 0.9 | 3000 | 71
PKCS4AAW | Philips Gardco | ClearScape Flood | CSFS-32L-530-WW-G1-aa-A33-bbb-DD-dd [120-277V & 347V Only] | Outdoor Luminaires | Mid Output | Architectural Flood and Spot Luminaires | Standard | FALSE | [9 empty] | 42054 |  |  | NotYetVerified |  | 3 | 5279.6 | 100.95 | 52.3 | 20 | 0.9 | 3000 | 71
PA3WACQA | Philips Gardco | ClearScape Flood | CSFS-32L-530-WW-G1-aa-RN-bbb-DD-dd [120-277V & 347V Only] | Outdoor Luminaires | Mid Output | Architectural Flood and Spot Luminaires | Standard | FALSE | [9 empty] | 42054 |  |  | NotYetVerified |  | 3 | 5234.84 | 100.09 | 52.3 | 20 | 0.9 | 3000 | 71
PFYAQYW3 | Philips Gardco | ClearScape Flood | CSFS-32L-530-WW-G1-aa-RM-bbb-DD-dd [120-277V & 347V Only] | Outdoor Luminaires | Mid Output | Architectural Flood and Spot Luminaires | Standard | FALSE | [9 empty] | 42054 |  |  | NotYetVerified |  | 3 | 5167.43 | 98.8 | 52.3 | 20 | 0.9 | 3000 | 71
PJ89WAYS | Philips Gardco | ClearScape Flood | CSFS-32L-530-WW-G1-aa-SP-bbb-DD-dd [120-277V & 347V Only] | Outdoor Luminaires | Mid Output | Architectural Flood and Spot Luminaires | Standard | FALSE | [9 empty] | 42054 |  |  | NotYetVerified |  | 3 | 5134.25 | 98.17 | 52.3 | 20 | 0.9 | 3000 | 71
P96XDD6A | Philips Gardco | ClearScape Flood | CSFS-32L-530-WW-G1-aa-RSP-bbb-DD-dd [120-277V & 347V Only] | Outdoor Luminaires | Mid Output | Architectural Flood and Spot Luminaires | Standard | FALSE | [9 empty] | 42054 |  |  | NotYetVerified |  | 3 | 5061.05 | 96.77 | 52.3 | 20 | 0.9 | 3000 | 71
PB2WGQT2 | Philips Gardco | ClearScape Flood | CSFS-16L-1A-WW-G1-aa-A33-bbb-DD-dd | Outdoor Luminaires | Low Output | Architectural Flood and Spot Luminaires | Standard | FALSE | [9 empty] | 42054 |  |  | NotYetVerified |  | 3 | 4914.64 | 86.07 | 57.1 | 20 | 0.9 | 3000 | 71
P1YGW26U | Philips Gardco | ClearScape Flood | CSFS-16L-1A-WW-G1-aa-RN-bbb-DD-dd | Outdoor Luminaires | Low Output | Architectural Flood and Spot Luminaires | Standard | FALSE | [9 empty] | 42054 |  |  | NotYetVerified |  | 3 | 4872.97 | 85.34 | 57.1 | 20 | 0.9 | 3000 | 71
PCBAZVQZ | Philips Gardco | ClearScape Flood | CSFS-16L-1A-WW-G1-aa-RM-bbb-DD-dd | Outdoor Luminaires | Low Output | Architectural Flood and Spot Luminaires | Standard | FALSE | [9 empty] | 42054 |  |  | NotYetVerified |  | 3 | 4810.22 | 84.24 | 57.1 | 20 | 0.9 | 3000 | 71
PYRD22B3 | Philips Gardco | ClearScape Flood | CSFS-16L-1A-WW-G1-aa-SP-bbb-DD-dd | Outdoor Luminaires | Low Output | Architectural Flood and Spot Luminaires | Standard | FALSE | [9 empty] | 42054 |  |  | NotYetVerified |  | 3 | 4779.34 | 83.7 | 57.1 | 20 | 0.9 | 3000 | 71
PA4K49D6 | Philips Gardco | ClearScape Flood | CSFS-16L-1A-WW-G1-aa-RSP-bbb-DD-dd | Outdoor Luminaires | Low Output | Architectural Flood and Spot Luminaires | Standard | FALSE | [9 empty] | 42054 |  |  | NotYetVerified |  | 3 | 4663 | 86.5 | 53.91 | 20 | 0.9 | 3000 | 71
P6JNMCUG | Philips Gardco | ClearScape Flood | CSFS-16L-700-WW-G1-aa-A33-bbb-DD-dd | Outdoor Luminaires | Low Output | Architectural Flood and Spot Luminaires | Standard | FALSE | [9 empty] | 42054 |  |  | NotYetVerified |  | 3 | 3538.43 | 93.61 | 37.8 | 20 | 0.9 | 3000 | 71
PTU3RB6Z | Philips Gardco | ClearScape Flood | CSFS-16L-700-WW-G1-aa-RN-bbb-DD-dd | Outdoor Luminaires | Low Output | Architectural Flood and Spot Luminaires | Standard | FALSE | [9 empty] | 42054 |  |  | NotYetVerified |  | 3 | 3508.43 | 92.82 | 37.8 | 20 | 0.9 | 3000 | 71
P1WV4BCK | Philips Gardco | ClearScape Flood | CSFS-16L-700-WW-G1-aa-RM-bbb-DD-dd | Outdoor Luminaires | Low Output | Architectural Flood and Spot Luminaires | Standard | FALSE | [9 empty] | 42054 |  |  | NotYetVerified |  | 3 | 3463.25 | 91.62 | 37.8 | 20 | 0.9 | 3000 | 71
P8AJ8VF3 | Philips Gardco | ClearScape Flood | CSFS-16L-700-WW-G1-aa-SP-bbb-DD-dd | Outdoor Luminaires | Low Output | Architectural Flood and Spot Luminaires | Standard | FALSE | [9 empty] | 42054 |  |  | NotYetVerified |  | 3 | 3441.01 | 91.03 | 37.8 | 20 | 0.9 | 3000 | 71
P7DTAJ7S | Philips Gardco | ClearScape Flood | CSFS-16L-700-WW-G1-aa-RSP-bbb-DD-dd | Outdoor Luminaires | Low Output | Architectural Flood and Spot Luminaires | Standard | FALSE | [9 empty] | 42054 |  |  | NotYetVerified |  | 3 | 3391.95 | 89.73 | 37.8 | 20 | 0.9 | 3000 | 71
PPWAWSCT | Philips Gardco | ClearScape Flood | CSFS-16L-530-WW-G1-aa-A33-bbb-DD-dd [120-277V & 347V Only] | Outdoor Luminaires | Low Output | Architectural Flood and Spot Luminaires | Standard | FALSE | [9 empty] | 42054 |  |  | NotYetVerified |  | 3 | 2784.74 | 96.36 | 28.9 | 20 | 0.9 | 3000 | 71
P7TGV6RD | Philips Gardco | ClearScape Flood | CSFS-16L-530-WW-G1-aa-RN-bbb-DD-dd [120-277V & 347V Only] | Outdoor Luminaires | Low Output | Architectural Flood and Spot Luminaires | Standard | FALSE | [9 empty] | 42054 |  |  | NotYetVerified |  | 3 | 2761.13 | 95.54 | 28.9 | 20 | 0.9 | 3000 | 71
PG3S4227 | Philips Gardco | ClearScape Flood | CSFS-16L-530-WW-G1-aa-RM-bbb-DD-dd [120-277V & 347V Only] | Outdoor Luminaires | Low Output | Architectural Flood and Spot Luminaires | Standard | FALSE | [9 empty] | 42054 |  |  | NotYetVerified |  | 3 | 2725.58 | 94.31 | 28.9 | 20 | 0.9 | 3000 | 71
P45DDB7P | Philips Gardco | ClearScape Flood | CSFS-16L-530-WW-G1-aa-SP-bbb-DD-dd [120-277V & 347V Only] | Outdoor Luminaires | Low Output | Architectural Flood and Spot Luminaires | Standard | FALSE | [9 empty] | 42054 |  |  | NotYetVerified |  | 3 | 2708.07 | 93.71 | 28.9 | 20 | 0.9 | 3000 | 71
PS26RQ9V | Philips Gardco | ClearScape Flood | CSFS-16L-530-WW-G1-aa-RSP-bbb-DD-dd [120-277V & 347V Only] | Outdoor Luminaires | Low Output | Architectural Flood and Spot Luminaires | Standard | FALSE | [9 empty] | 42054 |  |  | NotYetVerified |  | 3 | 2669.46 | 92.37 | 28.9 | 20 | 0.9 | 3000 | 71
PNZDQAQH | Philips Gardco | ClearScape Flood | CSFS-16L-350-WW-G1-aa-A33-bbb-DD-dd [120-240V & 347V Only] | Outdoor Luminaires | Low Output | Architectural Flood and Spot Luminaires | Standard | FALSE | [9 empty] | 42054 |  |  | NotYetVerified |  | 3 | 1931.26 | 98.53 | 19.6 | 20 | 0.9 | 3000 | 71
PJ5ACVYM | Philips Gardco | ClearScape Flood | CSFS-16L-350-WW-G1-aa-RN-bbb-DD-dd [120-240V & 347V Only] | Outdoor Luminaires | Low Output | Architectural Flood and Spot Luminaires | Standard | FALSE | [9 empty] | 42054 |  |  | NotYetVerified |  | 3 | 1914.89 | 97.7 | 19.6 | 20 | 0.9 | 3000 | 71
PGAENUYU | Philips Gardco | ClearScape Flood | CSFS-16L-350-WW-G1-aa-RM-bbb-DD-dd [120-240V & 347V Only] | Outdoor Luminaires | Low Output | Architectural Flood and Spot Luminaires | Standard | FALSE | [9 empty] | 42054 |  |  | NotYetVerified |  | 3 | 1890.23 | 96.44 | 19.6 | 20 | 0.9 | 3000 | 71
PX85YHR3 | Philips Gardco | ClearScape Flood | CSFS-16L-350-WW-G1-aa-SP-bbb-DD-dd [120-240V & 347V Only] | Outdoor Luminaires | Low Output | Architectural Flood and Spot Luminaires | Standard | FALSE | [9 empty] | 42054 |  |  | NotYetVerified |  | 3 | 1878.09 | 95.82 | 19.6 | 20 | 0.9 | 3000 | 71
PHG64WW8 | Philips Gardco | ClearScape Flood | CSFS-16L-350-WW-G1-aa-RSP-bbb-DD-dd [120-240V & 347V Only] | Outdoor Luminaires | Low Output | Architectural Flood and Spot Luminaires | Standard | FALSE | [9 empty] | 42054 |  |  | NotYetVerified |  | 3 | 1770 | 96.09 | 18.42 | 20 | 0.9 | 3000 | 71
P9RC7BYS | Philips Gardco | ClearScape Flood | CSFM-64L-1A-WW-G1-aa-RN-bbb-DD-dd | Outdoor Luminaires | High Output | Architectural Flood and Spot Luminaires | Standard | FALSE | [9 empty] | 42054 |  |  | NotYetVerified |  | 3 | 19110 | 89.55 | 213.4 | 20 | 0.9 | 3000 | 71
PZW4VU1V | Philips Gardco | ClearScape Flood | CSFM-64L-1A-WW-G1-aa-SP-bbb-DD-dd | Outdoor Luminaires | High Output | Architectural Flood and Spot Luminaires | Standard | FALSE | [9 empty] | 42054 |  |  | NotYetVerified |  | 3 | 18827.51 | 88.48 | 212.8 | 20 | 0.9 | 3000 | 71
PEUVVKZ3 | Philips Gardco | ClearScape Flood | CSFM-64L-1A-WW-G1-aa-A33-bbb-DD-dd | Outdoor Luminaires | High Output | Architectural Flood and Spot Luminaires | Standard | FALSE | [9 empty] | 42054 |  |  | NotYetVerified |  | 3 | 18531 | 85.04 | 217.9 | 20 | 0.9 | 3000 | 71
PJN1MT68 | Philips Gardco | ClearScape Flood | CSFM-64L-1A-WW-G1-aa-RM-bbb-DD-dd | Outdoor Luminaires | High Output | Architectural Flood and Spot Luminaires | Standard | FALSE | [9 empty] | 42054 |  |  | NotYetVerified |  | 3 | 18502.49 | 86.95 | 212.8 | 20 | 0.9 | 3000 | 71
PN5U7EH9 | Philips Gardco | ClearScape Flood | CSFM-64L-1A-WW-G1-aa-RSP-bbb-DD-dd | Outdoor Luminaires | High Output | Architectural Flood and Spot Luminaires | Standard | FALSE | [9 empty] | 42054 |  |  | NotYetVerified |  | 3 | 18274.4 | 85.88 | 212.8 | 20 | 0.9 | 3000 | 71
PF3VQV9Q | Philips Gardco | ClearScape Flood | CSFM-64L-700-WW-G1-aa-SP-bbb-DD-dd | Outdoor Luminaires | High Output | Architectural Flood and Spot Luminaires | Standard | FALSE | [9 empty] | 42054 |  |  | NotYetVerified |  | 3 | 14032.53 | 97.31 | 144.2 | 20 | 0.9 | 3000 | 71
PR5D5HFK | Philips Gardco | ClearScape Flood | CSFM-64L-700-WW-G1-aa-A33-bbb-DD-dd | Outdoor Luminaires | High Output | Architectural Flood and Spot Luminaires | Standard | FALSE | [9 empty] | 42054 |  |  | NotYetVerified |  | 3 | 13811.53 | 95.78 | 144.2 | 20 | 0.9 | 3000 | 71
P7SDQW7J | Philips Gardco | ClearScape Flood | CSFM-64L-700-WW-G1-aa-RM-bbb-DD-dd | Outdoor Luminaires | High Output | Architectural Flood and Spot Luminaires | Standard | FALSE | [9 empty] | 42054 |  |  | NotYetVerified |  | 3 | 13790.28 | 95.63 | 144.2 | 20 | 0.9 | 3000 | 71
PQRJ99R6 | Philips Gardco | ClearScape Flood | CSFM-64L-700-WW-G1-aa-RSP-bbb-DD-dd | Outdoor Luminaires | High Output | Architectural Flood and Spot Luminaires | Standard | FALSE | [9 empty] | 42054 |  |  | NotYetVerified |  | 3 | 13620.28 | 94.45 | 144.2 | 20 | 0.9 | 3000 | 71
P6JG49F6 | Philips Gardco | ClearScape Flood | CSFM-64L-700-WW-G1-aa-RN-bbb-DD-dd | Outdoor Luminaires | High Output | Architectural Flood and Spot Luminaires | Standard | FALSE | [9 empty] | 42054 |  |  | NotYetVerified |  | 3 | 13513.33 | 93.71 | 144.2 | 20 | 0.9 | 3000 | 71
P44NE6Q3 | Philips Gardco | ClearScape Flood | CSFM-48L-700-WW-G1-aa-SP-bbb-DD-dd | Outdoor Luminaires | High Output | Architectural Flood and Spot Luminaires | Standard | FALSE | [9 empty] | 42054 |  |  | NotYetVerified |  | 3 | 10564.22 | 100.04 | 105.6 | 20 | 0.9 | 3000 | 71
PAVA2FRZ | Philips Gardco | ClearScape Flood | CSFM-48L-700-WW-G1-aa-A33-bbb-DD-dd | Outdoor Luminaires | High Output | Architectural Flood and Spot Luminaires | Standard | FALSE | [9 empty] | 42054 |  |  | NotYetVerified |  | 3 | 10397.85 | 98.46 | 105.6 | 20 | 0.9 | 3000 | 71
PP34ED6W | Philips Gardco | ClearScape Flood | CSFM-48L-700-WW-G1-aa-RM-bbb-DD-dd | Outdoor Luminaires | High Output | Architectural Flood and Spot Luminaires | Standard | FALSE | [9 empty] | 42054 |  |  | NotYetVerified |  | 3 | 10381.85 | 98.31 | 105.6 | 20 | 0.9 | 3000 | 71
PRM1M12J | Philips Gardco | ClearScape Flood | CSFM-48L-700-WW-G1-aa-RSP-bbb-DD-dd | Outdoor Luminaires | High Output | Architectural Flood and Spot Luminaires | Standard | FALSE | [9 empty] | 42054 |  |  | NotYetVerified |  | 3 | 10253.87 | 97.1 | 105.6 | 20 | 0.9 | 3000 | 71
P48W13VP | Philips Gardco | ClearScape Flood | CSFM-48L-700-WW-G1-aa-RN-bbb-DD-dd | Outdoor Luminaires | High Output | Architectural Flood and Spot Luminaires | Standard | FALSE | [9 empty] | 42054 |  |  | NotYetVerified |  | 3 | 10173.35 | 96.34 | 105.6 | 20 | 0.9 | 3000 | 71
PP2EYU42 | FSC Lighting | Mirus lighting | KEL-91344UWX | Outdoor Luminaires | Mid Output | Architectural Flood and Spot Luminaires | Standard | FALSE | [9 empty] | 42054 |  |  | NotYetVerified |  | 3 | 9250 | 84.0909 | 110 |  |  | 5000 | 83
P636KD3M | LEDone Distribution Inc. | LEDOne Distribution Inc. | PQLV-FL-B100W (5700K) | Outdoor Luminaires | Mid Output | Architectural Flood and Spot Luminaires | Standard | TRUE | 9423.093 | 90.55 | 104.07 | 19.13 | 0.967 | 5868 | 84.4 |  |  | 42053 |  |  | NotYetVerified |  | 3 |  |  | 100 |  | 0.95 | 5700 | 70
PE21UT98 | LEDone Distribution Inc. | LEDOne Distribution Inc. | PQLV-FL-B100W (5000K) | Outdoor Luminaires | Mid Output | Architectural Flood and Spot Luminaires | Standard | TRUE | 9305.23 | 91.15 | 103.424 | 20.86 | 0.963 | 5278 | 83.4 | 5 | 50000 | 42053 |  |  | NotYetVerified |  | 3 |  |  | 100 |  |  | 5000 | 70
PUQP6MR7 | RAB Lighting | RAB Lightng | FFLED39Y [blank SF T] B55 [blank W] / [PC PC2 PCS PCS2] | Outdoor Luminaires | Low Output | Architectural Flood and Spot Luminaires | Premium | TRUE | 4572 | 108.3 | 42.2 | 7.9 | 0.973 | 3092 | 70 | 5 | 50000 | 42053 |  |  | Yes | Updated on 3/22/2017 | 4.1 | 4572 | 108.3 | 42.2 | 6.3 | 0.99 | 3092 | 70
PN5T431B | RAB Lighting | RAB Lightng | FFLED52N [blank SF T] B55 [blank W] / [PC PC2 PCS PCS2] | Outdoor Luminaires | Mid Output | Architectural Flood and Spot Luminaires | Standard | FALSE | [9 empty] | 42053 |  |  | Yes | Updated on 3/22/2017 | 3 | 5990.7 | 105.67 | 56.69 | 5.86 | 0.93 | 3999 | 71
PK4KN2MT | LEDone Distribution Inc. | LEDOne Distribution Inc. | PQLV-FL-B200W (5700K) | Outdoor Luminaires | High Output | Architectural Flood and Spot Luminaires | Standard | TRUE | 19299.988 | 97.303 | 198.35 | 14.2 | 0.949 | 5490 | 82.4 |  |  | 42053 |  |  | NotYetVerified |  | 3 |  |  | 200 |  | 0.95 | 5700 | 70
PPA8HHYP | LEDone Distribution Inc. | LEDOne Distribution Inc. | PQLV-FL-B200W (5000K) | Outdoor Luminaires | High Output | Architectural Flood and Spot Luminaires | Standard | TRUE | 19289.52 | 97.353 | 198.14 | 14.5 | 0.9442 | 4950 | 81.3 | 5 | 50000 | 42053 |  |  | NotYetVerified |  | 3 |  |  | 200 |  | 0.95 | 5000 | 70
PFC5SC6W | LEDone Distribution Inc. | LEDOne Distribution Inc. | PQLV-FL-B50W (5700K) | Outdoor Luminaires | Low Output | Architectural Flood and Spot Luminaires | Standard | TRUE | 4643.486 | 90.62 | 51.24 | 19.06 | 0.931 | 5946 | 85.3 |  |  | 42053 |  |  | NotYetVerified |  | 3 |  |  | 50 |  | 0.95 | 5700 | 70
P2XHQCRR | LEDone Distribution Inc. | LEDOne Distribution Inc. | PQLV-FL-B150W (5000K) | Outdoor Luminaires | High Output | Architectural Flood and Spot Luminaires | Standard | TRUE | 14824.68 | 97.288 | 152.38 | 14.24 | 0.927 | 5134 | 82.3 | 5 | 50000 | 42053 |  |  | NotYetVerified |  | 3 |  |  | 150 |  |  | 5000 | 70
PNW7MJBX | LEDone Distribution Inc. | LEDOne Distribution Inc. | PQLV-FL-B50W (5000K) | Outdoor Luminaires | Low Output | Architectural Flood and Spot Luminaires | Standard | TRUE | 4633.779 | 90.86 | 51 | 20.86 | 0.927 | 5144 | 83.3 | 5 | 50000 | 42053 |  |  | NotYetVerified |  | 3 |  |  | 50 |  | 0.95 | 5000 | 70
PA5Q86NH | RAB Lighting | RAB Lightng | FFLED26N [blank SF T] B55 [blank W] / [PC PC2 PCS PCS2] | Outdoor Luminaires | Low Output | Architectural Flood and Spot Luminaires | Premium | FALSE | [9 empty] | 42053 |  |  | Yes | Updated on 3/22/2017 | 4.1 | 3412.54 | 119.55 | 28.54 | 8.61 | 0.99 | 3950 | 71
P6V6XPAV | RAB Lighting | RAB Lightng | FFLED52 [blank SF T] B55 [blank W] /D10/ [PC PC2 PCS PCS2] | Outdoor Luminaires | Mid Output | Architectural Flood and Spot Luminaires | Standard | FALSE | [9 empty] | 42053 |  |  | Yes | Updated on 3/22/2017 | 4.1 | 6006.29 | 107 | 56.13 | 6.23 | 0.93 | 5031 | 71
PN2J6E5M | RAB Lighting | RAB Lightng | FFLED26 [blank SF T] B55 [blank W] / [PC PC2 PCS PCS2] | Outdoor Luminaires | Low Output | Architectural Flood and Spot Luminaires | Premium | FALSE | [9 empty] | 42053 |  |  | Yes | Updated on 3/22/2017 | 4.1 | 3471.37 | 119.07 | 29.15 | 8.3 | 0.99 | 4975 | 71
P629T5CB | RAB Lighting | RAB Lightng | FFLED52 [blank SF T] B55 [blank W] / [PC PC2 PCS PCS2] | Outdoor Luminaires | Mid Output | Architectural Flood and Spot Luminaires | Standard | FALSE | [9 empty] | 42053 |  |  | Yes | Updated on 3/22/2017 | 4.1 | 6006.29 | 107 | 56.13 | 6.23 | 0.93 | 5031 | 71
PM5S7WAH | RAB Lighting | RAB Lightng | FFLED39 [blank SF T] B55 [blank W] / [PC PC2 PCS PCS2] | Outdoor Luminaires | Low Output | Architectural Flood and Spot Luminaires | Premium | FALSE | [9 empty] | 42053 |  |  | Yes | Updated on 3/22/2017 | 4.1 | 4703 | 112.58 | 41.82 | 6 | 0.99 | 4975 | 71
P1MB7ST8 | RAB Lighting | RAB Lightng | FFLED39 [blank SF T] B55 [blank W] /D10/ [PC PC2 PCS PCS2] | Outdoor Luminaires | Low Output | Architectural Flood and Spot Luminaires | Premium | FALSE | [9 empty] | 42053 |  |  | Yes | Updated on 3/22/2017 | 4.1 | 4703 | 112.58 | 41.82 | 6 | 0.99 | 4975 | 71
PN1TYXEC | RAB Lighting | RAB Lightng | FFLED52N [blank SF T] B55 [blank W] /D10/ [PC PC2 PCS PCS2] | Outdoor Luminaires | Mid Output | Architectural Flood and Spot Luminaires | Standard | FALSE | [9 empty] | 42053 |  |  | Yes | Updated on 3/22/2017 | 3 | 5990.7 | 105.67 | 56.69 | 5.86 | 0.93 | 3999 | 71
PBSURCUT | RAB Lighting | RAB Lightng | FFLED39N [blank SF T] B55 [blank W] / [PC PC2 PCS PCS2] | Outdoor Luminaires | Low Output | Architectural Flood and Spot Luminaires | Premium | FALSE | [9 empty] | 42053 |  |  | Yes | Updated on 3/22/2017 | 4.1 | 4689.98 | 111.16 | 42.28 | 6.45 | 0.99 | 3950 | 71
P9W9UQES | RAB Lighting | RAB Lightng | FFLED39N [blank SF T] B55 [blank W] /D10/ [PC PC2 PCS PCS2] | Outdoor Luminaires | Low Output | Architectural Flood and Spot Luminaires | Premium | FALSE | [9 empty] | 42053 |  |  | Yes | Updated on 3/22/2017 | 4.1 | 4689.98 | 111.16 | 42.28 | 6.45 | 0.99 | 3950 | 71
PTCYNX42 | RAB Lighting | RAB Lightng | FFLED39Y [blank SF T] B55 [blank W] /D10/ [PC PC2 PCS PCS2] | Outdoor Luminaires | Low Output | Architectural Flood and Spot Luminaires | Premium | FALSE | [9 empty] | 42053 |  |  | Yes | Updated on 3/22/2017 | 4.1 | 4572 | 108.3 | 42.2 | 6.3 | 0.99 | 3092 | 70
PBDDN39W | Super Lighting Technology Hong Kong Limited | SLT LAMP | STL-320 | Outdoor Luminaires | High Output | Architectural Flood and Spot Luminaires | Standard | TRUE | 24982.57 | 75.18 | 332.3 | 7.4 | 0.962 | 5916 | 70.5 | 5 | 50000 | 42047 |  |  | NotYetVerified |  | 3 | 24982.57 | 75.18 | 332.3 | 3.41 | 0.998 | 5916 | 71
PMBFKE9M | Super Lighting Technology Hong Kong Limited | SLT LAMP | STL-50(4000K) | Outdoor Luminaires | Low Output | Architectural Flood and Spot Luminaires | Standard | TRUE | 4029.11 | 79 | 51 | 19.96 | 0.892 | 4199 | 73.1 | 5 | 50000 | 42047 |  |  | NotYetVerified |  | 3 | 4029.11 | 79 | 51 | 13.62 | 0.988 | 4199 | 73
PWA23FCM | Super Lighting Technology Hong Kong Limited | SLT LAMP | STL-50(5700K) | Outdoor Luminaires | Low Output | Architectural Flood and Spot Luminaires | Standard | FALSE | [9 empty] | 42047 |  |  | NotYetVerified |  | 3 | 4500 | 90 | 50 | 13.62 | 0.988 | 5700 | 73
PX11DWMZ | Super Lighting Technology Hong Kong Limited | SLT LAMP | STL-50(5000K) | Outdoor Luminaires | Low Output | Architectural Flood and Spot Luminaires | Standard | FALSE | [9 empty] | 42047 |  |  | NotYetVerified |  | 3 | 4500 | 90 | 50 | 13.62 | 0.988 | 5000 | 73
P5CZ1NR4 | Super Lighting Technology Hong Kong Limited | SLT LAMP | STL-50(4500K) | Outdoor Luminaires | Low Output | Architectural Flood and Spot Luminaires | Standard | FALSE | [9 empty] | 42047 |  |  | NotYetVerified |  | 3 | 4500 | 90 | 50 | 13.62 | 0.988 | 4500 | 73
PWXNTUXT | Hubbell Lighting | Spaulding | ARF4-X-84L4K-070-RM-5-X | Outdoor Luminaires | High Output | Architectural Flood and Spot Luminaires | Standard | TRUE | 15081 | 80 | 188.4 | 11.09 | 0.977 | 3954 | 73.26 | 5 |  | 42046 |  |  | NotYetVerified |  | 3 | 15086 | 78 | 194 |  |  | 4000 | 70
P73FS35T | Leotek Electronics USA LLC | Leotek Electronics USA LLC | ND4-96H-MV-NW-SP-XX-700 | Outdoor Luminaires | High Output | Architectural Flood and Spot Luminaires | Premium | TRUE | 23983 | 112.7 | 212.8 | 6.3 | 0.88 | 3950 | 75 | 10 |  | 42046 | Dimmable | Continuous Above 10 | No |  | 3 | 23983 | 112.7 | 212.8 | 20 | 0.9 | 4000 | 70
PW7HF9UH | Leotek Electronics USA LLC | Leotek Electronics USA LLC | ND2-48H-MV-NW-SP-XX-700 | Outdoor Luminaires | High Output | Architectural Flood and Spot Luminaires | Premium | FALSE | [9 empty] | 42046 |  |  | No |  | 3 | 12364 | 113.7 | 108.7 | 20 | 0.9 | 4000 | 70
PHCD3NKW | Hubbell Lighting | Spaulding | ARF4-X-84L5K-070-M-5-X | Outdoor Luminaires | High Output | Architectural Flood and Spot Luminaires | Standard | FALSE | [9 empty] | 42046 |  |  | NotYetVerified |  | 3 | 19368 | 100 | 194 |  |  | 5000 | 70
PCHMA4NC | Hubbell Lighting | Hubbell Outdoor Lighting | ARF4-[YK]-84L5K-070-M-[U12345F]-[FINISH]-[OPTIONS] | Outdoor Luminaires | High Output | Architectural Flood and Spot Luminaires | Standard | FALSE | [9 empty] | 42046 |  |  | Yes | Product updated on 1/3/2017 | 3 | 22036.91 | 113.59 | 194 | 10.6 | 0.97 | 5000 | 70
PTJQGE37 | Hubbell Lighting | Hubbell Outdoor Lighting | ARF4-[YK]-84L5K-070-W-[U12345F]-[FINISH]-[OPTIONS] | Outdoor Luminaires | High Output | Architectural Flood and Spot Luminaires | Standard | FALSE | [9 empty] | 42046 |  |  | Yes | Product updated on 1/3/2017 | 3 | 21367.88 | 110.14 | 194 | 10.6 | 0.97 | 5000 | 70
PCCUQZX4 | Hubbell Lighting | Spaulding | ARF4-X-84L5K-070-W-5-X | Outdoor Luminaires | High Output | Architectural Flood and Spot Luminaires | Standard | FALSE | [9 empty] | 42046 |  |  | NotYetVerified |  | 3 | 18780 | 97 | 194 |  |  | 5000 | 70
PA4QV4A3 | Hubbell Lighting | Spaulding | ARF4-X-84L5K-070-N-5-X | Outdoor Luminaires | High Output | Architectural Flood and Spot Luminaires | Standard | FALSE | [9 empty] | 42046 |  |  | NotYetVerified |  | 3 | 18498 | 95 | 194 |  |  | 5000 | 70
P9J2ASU2 | Hubbell Lighting | Hubbell Outdoor Lighting | ARF4-[YK]-84L5K-070-N-[U12345F]-[FINISH]-[OPTIONS] | Outdoor Luminaires | High Output | Architectural Flood and Spot Luminaires | Standard | FALSE | [9 empty] | 42046 |  |  | Yes | Product updated on 1/3/2017 | 3 | 21047.02 | 108.49 | 194 | 10.6 | 0.97 | 5000 | 70
PRN1F3H8 | Hubbell Lighting | Hubbell Outdoor Lighting | ARF4-[YK]-84L5K-070-RM-[U12345F]-[FINISH]-[OPTIONS] | Outdoor Luminaires | High Output | Architectural Flood and Spot Luminaires | Standard | TRUE | 18343 | 98.4 | 186.5 | 16.4 | 0.948 | 5120 | 73.9 | 5 | 50000 | 42046 |  |  | Yes | Product updated on 1/3/2017 | 3 | 18847.66 | 97.15 | 194 | 10.6 | 0.97 | 5000 | 70
PPAQ5TW1 | Hubbell Lighting | Spaulding | ARF4-X-84L5K-070-RM-5-X | Outdoor Luminaires | High Output | Architectural Flood and Spot Luminaires | Standard | FALSE | [9 empty] | 42046 |  |  | NotYetVerified |  | 3 | 16565 | 86 | 194 |  |  | 5000 | 70
PQKYMZN2 | Hubbell Lighting | Spaulding | ARF4-X-84L4K-070-M-5-X | Outdoor Luminaires | High Output | Architectural Flood and Spot Luminaires | Standard | FALSE | [9 empty] | 42046 |  |  | NotYetVerified |  | 3 | 17563 | 91 | 194 |  |  | 4000 | 70
P36Y654F | Hubbell Lighting | Hubbell Outdoor Lighting | ARF4-[YK]-84L4K-070-M-[U12345F]-[FINISH]-[OPTIONS] | Outdoor Luminaires | High Output | Architectural Flood and Spot Luminaires | Standard | FALSE | [9 empty] | 42046 |  |  | Yes | Product updated on 1/3/2017 | 3 | 19983.18 | 103.01 | 194 | 10.6 | 0.97 | 4000 | 70
PES8B1GD | Hubbell Lighting | Hubbell Outdoor Lighting | ARF4-[YK]-84L4K-070-N-[U12345F]-[FINISH]-[OPTIONS] | Outdoor Luminaires | High Output | Architectural Flood and Spot Luminaires | Standard | FALSE | [9 empty] | 42046 |  |  | Yes | Product updated on 1/3/2017 | 3 | 19678.25 | 101.43 | 194 | 10.6 | 0.97 | 4000 | 70
P81AEUVQ | Hubbell Lighting | Spaulding | ARF4-X-84L4K-070-N-5-X | Outdoor Luminaires | High Output | Architectural Flood and Spot Luminaires | Standard | FALSE | [9 empty] | 42046 |  |  | NotYetVerified |  | 3 | 17295 | 90 | 194 |  |  | 4000 | 70
PMTZJ11U | Hubbell Lighting | Hubbell Outdoor Lighting | ARF4-[YK]-84L4K-070-W-[U12345F]-[FINISH]-[OPTIONS] | Outdoor Luminaires | High Output | Architectural Flood and Spot Luminaires | Standard | FALSE | [9 empty] | 42046 |  |  | Yes | Product updated on 1/3/2017 | 3 | 19460.93 | 100.31 | 194 | 10.6 | 0.97 | 4000 | 70
PBXUC93T | Hubbell Lighting | Spaulding | ARF4-X-84L4K-070-W-5-X | Outdoor Luminaires | High Output | Architectural Flood and Spot Luminaires | Standard | FALSE | [9 empty] | 42046 |  |  | NotYetVerified |  | 3 | 17104 | 89 | 194 |  |  | 4000 | 70
PMURUUD5 | Hubbell Lighting | Spaulding | ARF4-X-84L4K-070-RM-F-X | Outdoor Luminaires | High Output | Architectural Flood and Spot Luminaires | Standard | FALSE | [9 empty] | 42046 |  |  | NotYetVerified |  | 3 | 15086 | 78 | 194 |  |  | 4000 | 70
P3QHQSUT | Lighting Group of America | Lighting Group of America | FL560L4 | Outdoor Luminaires | High Output | Architectural Flood and Spot Luminaires | Standard | TRUE | 17180 | 99.7 | 172.32 | 11.33 | 0.933 | 5184 | 73 | 5 |  | 42045 |  |  | NotYetVerified |  | 3 | 17180 | 99.7 | 172.32 | 11.33 | 0.933 | 5000 | 70
PWB5N8SA | Lighting Group of America | Lighting Group of America | FL560TRL80M/N3/47 | Outdoor Luminaires | High Output | Architectural Flood and Spot Luminaires | Standard | TRUE | 13880 | 74 | 187.56 | 12.14 | 0.911 | 4889 | 80 | 5 |  | 42045 |  |  | NotYetVerified |  | 3 |  |  | 196 |  |  | 4700
P3F6SF47 | Lighting Group of America | Lighting Group of America | FL560L2 | Outdoor Luminaires | Mid Output | Architectural Flood and Spot Luminaires | Standard | TRUE | 8795 | 114.32 | 76.93 | 20.94 | 0.896 | 5051 | 71.5 | 5 |  | 42045 |  |  | NotYetVerified |  | 3 | 8795 | 114.3 | 76.93 | 20.94 | 0.896 | 5000 | 70
PCFTBTCM | Lighting Group of America | Lighting Group of America | FL560TRL40M/N3/47 | Outdoor Luminaires | Mid Output | Architectural Flood and Spot Luminaires | Standard | TRUE | 8781 | 78.1 | 112.5 | 22.1 | 0.877 | 5150 | 69 | 5 |  | 42045 |  |  | NotYetVerified |  | 3 | 8548 | 75.7 | 112.9 | 22 | 0.88 | 5000 | 70
PFNKGGMZ | Lighting Group of America | Lighting Group of America | FL560L4A | Outdoor Luminaires | High Output | Architectural Flood and Spot Luminaires | Standard | TRUE | 19365.7 | 82.25 | 235.44 | 9.56 | 0.872 | 5278 | 73.9 | 5 | 50000 | 42045 |  |  | NotYetVerified |  | 3
P9EMW8SM | Lighting Group of America | Lighting Group of America | FL560TRL40M/T3 | Outdoor Luminaires | Mid Output | Architectural Flood and Spot Luminaires | Standard | FALSE | [9 empty] | 42045 |  |  | NotYetVerified |  | 3 | 8655 | 76.7 | 112.9 | 22 | 0.88 | 5000 | 70
PFEHCJYN | Lighting Group of America | Lighting Group of America | FL560TRL80M/T3 | Outdoor Luminaires | High Output | Architectural Flood and Spot Luminaires | Standard | FALSE | [9 empty] | 42045 |  |  | NotYetVerified |  | 3 | 14140 | 75.3 | 187.7 | 12 | 0.91 | 5000 | 70
PVGDRPDH | Lighting Group of America | Lighting Group of America | FL560L3 | Outdoor Luminaires | High Output | Architectural Flood and Spot Luminaires | Standard | FALSE | [9 empty] | 42045 |  |  | NotYetVerified |  | 3 | 12548 | 109 | 115.1 | 17.09 | 0.911 | 5000 | 70
PFHD9ACH | Lighting Group of America | Lighting Group of America | FL560L3A | Outdoor Luminaires | High Output | Architectural Flood and Spot Luminaires | Standard | FALSE | [9 empty] | 42045 |  |  | NotYetVerified |  | 3 | 14850 | 100.9 | 147.2 | 13.86 | 0.923 | 5000 | 70
PPN65GYFY | Shenzhen Minglight Co. Ltd | Minglight | ML-FL20-150W-277-XX | Outdoor Luminaires | High Output | Architectural Flood and Spot Luminaires | Standard | TRUE | 12044.92 | 84.585 | 142.4 | 13.3 | 0.969 | 5262 | 72.3 | 5 | 50000 | 42044 |  |  | NotYetVerified |  | 3 | 12044 | 100 | 140 | 20 | 0.95 | 5200 | 70
PEVWB43QE | Shenzhen Minglight Co. Ltd | Minglight | ML-FL20-80W-277-XX | Outdoor Luminaires | Mid Output | Architectural Flood and Spot Luminaires | Standard | TRUE | 6714.56 | 85.61 | 78.43 | 17.3 | 0.949 | 5256 | 71.8 | 5 | 50000 | 42044 |  |  | NotYetVerified |  | 3 | 6700 |  | 80 |  |  | 5000 | 70
P1JT9NHD | ATG Electronics Corp. | ATG Electronics | LF03 | Outdoor Luminaires | Low Output | Architectural Flood and Spot Luminaires | Standard | TRUE | 2635.543 | 86.084 | 30.16 | 15.9 | 0.915 | 4979 | 68.8 | 5 | 95000 | 42044 |  |  | NotYetVerified |  | 3
PZS4UNH5 | FSC Lighting | FSC Lighting | KEL-60718UYX [120V ONLY] | Outdoor Luminaires | Mid Output | Architectural Flood and Spot Luminaires | Standard | TRUE | 5307.2 | 77.69 | 68.31 | 14.19 | 0.99 | 3113 | 85.2 | 5 | 50000 | 42040 |  |  | NotYetVerified |  | 3 | 4480 |  | 74 |  |  | 3000 | 83
PF5KS7TH | FSC Lighting | FSC Lighting | KEL-60719UWX | Outdoor Luminaires | Mid Output | Architectural Flood and Spot Luminaires | Standard | TRUE | 6477.1 | 76.65 | 84.5 | 23.47 | 0.95 | 5252 | 85.7 | 5 | 50000 | 42040 |  |  | NotYetVerified |  | 3 | 6200 |  | 88 |  |  | 5000 | 83
PBQQ7S32 | FSC Lighting | FSC Lighting | KEL-60720UYX | Outdoor Luminaires | Mid Output | Architectural Flood and Spot Luminaires | Standard | TRUE | 6703.1 | 79.05 | 84.79 | 17.86 | 0.95 | 3101 | 85.5 | 5 | 50000 | 42040 |  |  | NotYetVerified |  | 3 | 6220 |  | 88 |  |  | 3000 | 83
PK997UUE | QSSI | Duraguard | RBFQF1X40U5KC*** | Outdoor Luminaires | Low Output | Architectural Flood and Spot Luminaires | Standard | FALSE | [9 empty] | 42040 |  |  | NotYetVerified |  | 3 | 3815 | 87.36 | 43.668 | 7.57 | 0.9956 | 5122 | 72.7
P3KY4TV7 | QSSI | Duraguard | HFLQF1X68U5KC*** | Outdoor Luminaires | Mid Output | Architectural Flood and Spot Luminaires | Standard | FALSE | [9 empty] | 42040 |  |  | NotYetVerified |  | 3 | 5964 | 80.38 | 74.19 | 7.84 | 0.9966 | 5109 | 74.9
PW4SNVFR | FSC Lighting | Mirus lighting | KEL-60719UWX | Outdoor Luminaires | Mid Output | Architectural Flood and Spot Luminaires | Standard | FALSE | [9 empty] | 42040 |  |  | NotYetVerified |  | 3 | 6200 | 70.4545 | 88 |  |  | 5000 | 83
PPCRCNZQ | FSC Lighting | Mirus lighting | KEL-60720UWX | Outdoor Luminaires | Mid Output | Architectural Flood and Spot Luminaires | Standard | FALSE | [9 empty] | 42040 |  |  | NotYetVerified |  | 3 | 6220 | 70.6818 | 88 |  |  | 5000 | 83
PB3DNN2Z | FSC Lighting | FSC Lighting | KEL-60720UWX | Outdoor Luminaires | Mid Output | Architectural Flood and Spot Luminaires | Standard | FALSE | [9 empty] | 42040 |  |  | NotYetVerified |  | 3 | 6220 | 70.6818 | 88 |  |  | 5000 | 83
PZ4398ZG | FSC Lighting | FSC Lighting | KEL-60718UWX | Outdoor Luminaires | Low Output | Architectural Flood and Spot Luminaires | Standard | FALSE | [9 empty] | 42040 |  |  | NotYetVerified |  | 3 | 4480 | 77.69 | 74 |  |  | 5000 | 83
PHC8RZNH | FSC Lighting | Mirus lighting | KEL-60718UWX | Outdoor Luminaires | Low Output | Architectural Flood and Spot Luminaires | Standard | FALSE | [9 empty] | 42040 |  |  | NotYetVerified |  | 3 | 4480 | 77.69 | 74 |  |  | 5000 | 83
PS2X64Y9 | FSC Lighting | FSC Lighting | KEL-60719UNX | Outdoor Luminaires | Mid Output | Architectural Flood and Spot Luminaires | Standard | FALSE | [9 empty] | 42040 |  |  | NotYetVerified |  | 3 | 6200 | 70.4545 | 88 |  |  | 4000 | 83
PE3RU68S | FSC Lighting | Mirus lighting | KEL-60719UNX | Outdoor Luminaires | Mid Output | Architectural Flood and Spot Luminaires | Standard | FALSE | [9 empty] | 42040 |  |  | NotYetVerified |  | 3 | 6200 | 70.4545 | 88 |  |  | 4000 | 83
PMMV5YHV | FSC Lighting | FSC Lighting | KEL-60720UNX | Outdoor Luminaires | Mid Output | Architectural Flood and Spot Luminaires | Standard | FALSE | [9 empty] | 42040 |  |  | NotYetVerified |  | 3 | 6220 | 70.6818 | 88 |  |  | 4000 | 83
P8FM71TV | FSC Lighting | Mirus lighting | KEL-60720UNX | Outdoor Luminaires | Mid Output | Architectural Flood and Spot Luminaires | Standard | FALSE | [9 empty] | 42040 |  |  | NotYetVerified |  | 3 | 6220 | 70.6818 | 88 |  |  | 4000 | 83
P7P346Y1 | FSC Lighting | Mirus lighting | KEL-60718UNX [120V ONLY] | Outdoor Luminaires | Low Output | Architectural Flood and Spot Luminaires | Standard | FALSE | [9 empty] | 42040 |  |  | NotYetVerified |  | 3 | 4480 | 77.69 | 74 |  |  | 4000 | 83
P6AXMJH6 | FSC Lighting | FSC Lighting | KEL-60718UNX [120V ONLY] | Outdoor Luminaires | Low Output | Architectural Flood and Spot Luminaires | Standard | FALSE | [9 empty] | 42040 |  |  | NotYetVerified |  | 3 | 4480 | 77.69 | 74 |  |  | 4000 | 83
PRNNQ9F7 | FSC Lighting | FSC Lighting | KEL-60719UYX | Outdoor Luminaires | Mid Output | Architectural Flood and Spot Luminaires | Standard | FALSE | [9 empty] | 42040 |  |  | NotYetVerified |  | 3 | 6200 | 70.4545 | 88 |  |  | 3000 | 83
P24UJM9W | FSC Lighting | Mirus lighting | KEL-60719UYX | Outdoor Luminaires | Mid Output | Architectural Flood and Spot Luminaires | Standard | FALSE | [9 empty] | 42040 |  |  | NotYetVerified |  | 3 | 6200 | 70.4545 | 88 |  |  | 3000 | 83
PT4EXGKM | FSC Lighting | Mirus lighting | KEL-60720UYX | Outdoor Luminaires | Mid Output | Architectural Flood and Spot Luminaires | Standard | FALSE | [9 empty] | 42040 |  |  | NotYetVerified |  | 3 | 6220 | 70.6818 | 88 |  |  | 3000 | 83
P3AC7RQF | FSC Lighting | Mirus lighting | KEL-60718UYX [120V ONLY] | Outdoor Luminaires | Low Output | Architectural Flood and Spot Luminaires | Standard | FALSE | [9 empty] | 42040 |  |  | NotYetVerified |  | 3 | 4480 | 77.69 | 74 |  |  | 3000 | 83
PVRC6M6G | Huizhou Arrlux Optoelectronic Co.Ltd | ARRLUX | FLw-280-xx-T5S-30K-yy-zz | Outdoor Luminaires | High Output | Architectural Flood and Spot Luminaires | Standard | TRUE | 23710 | 85.0736 | 278.7 | 12.6 | 0.959 | 3101 | 81.7 | 10 | 100000 | 42039 |  |  | NotYetVerified | w represents voltage input (can be B or C) yy represents alternate housing colors zz represents alternate lighting controls | 3 | 23710 | 85.0736 | 278.7 | 13.4 | 0.906 | 3000 | 72.3
P6ETSY3N | RHYNO LED Lighting Solutions Inc. | RYHNO LED | RL80-120-02 3000K | Outdoor Luminaires | Mid Output | Architectural Flood and Spot Luminaires | Standard | TRUE | 6282 | 78.56 | 79.95 | 13.52 | 0.9588 | 3074 | 83 | 5 | 50000 | 42039 |  |  | NotYetVerified |  | 3 | 6000 | 75 | 80 |  | 0.95 | 3000 | 80
P9ZATEUD | Huizhou Arrlux Optoelectronic Co.Ltd | ARRLUX | FLw-200-xx-T5S-30K-yy-zz | Outdoor Luminaires | High Output | Architectural Flood and Spot Luminaires | Standard | TRUE | 16880 | 85.0378 | 198.5 | 11.4 | 0.956 | 3095 | 81.9 | 10 | 100000 | 42039 |  |  | NotYetVerified | w represents voltage input (can be B or C) yy represents alternate housing colors zz represents alternate lighting controls | 3 | 16880 | 85.0378 | 198.5 | 13.4 | 0.906 | 3000 | 72.3
PWKG8F23 | Huizhou Arrlux Optoelectronic Co.Ltd | ARRLUX | FLw-120-xx-T5S-30K-yy-zz | Outdoor Luminaires | High Output | Architectural Flood and Spot Luminaires | Standard | TRUE | 10320 | 85.4305 | 120.8 | 13.4 | 0.949 | 3107 | 81.7 | 10 | 100000 | 42039 |  |  | NotYetVerified | w represents voltage input (can be B or C) yy represents alternate housing colors zz represents alternate lighting controls | 3 | 10320 | 85.4305 | 120.8 | 13.4 | 0.906 | 3000 | 72.3
PPQCRWW1 | RHYNO LED Lighting Solutions Inc. | RYHNO LED | RL10-120-02 3000K | Outdoor Luminaires | Low Output | Architectural Flood and Spot Luminaires | Standard | TRUE | 942.15 | 85.11 | 11.07 | 18.51 | 0.9473 | 3087 | 83 | 5 | 50000 | 42039 |  |  | NotYetVerified |  | 3 | 900 | 85 | 12 |  | 0.9 | 3000 | 80
P2RSH84H | RHYNO LED Lighting Solutions Inc. | RYHNO LED | RL120-120-02x 3000K | Outdoor Luminaires | High Output | Architectural Flood and Spot Luminaires | Standard | TRUE | 10242 | 85.63 | 119.6 | 11.61 | 0.9394 | 3155 | 84 | 5 | 50000 | 42039 |  |  | NotYetVerified |  | 3 | 10000 | 80 | 120 |  | 0.9 | 3000 | 80
PBEP4KHQ | RHYNO LED Lighting Solutions Inc. | RYHNO LED | RL200-120-02x 3000K | Outdoor Luminaires | High Output | Architectural Flood and Spot Luminaires | Standard | TRUE | 16783 | 86.39 | 194.3 | 11.34 | 0.9371 | 3111 | 83 | 5 | 50000 | 42039 |  |  | NotYetVerified |  | 3 | 16000 | 80 | 200 |  | 0.9 | 3000 | 80
PZWX7A7V | RHYNO LED Lighting Solutions Inc. | RYHNO LED | RL100-120-02 3000K | Outdoor Luminaires | Mid Output | Architectural Flood and Spot Luminaires | Standard | TRUE | 7876.6 | 85.37 | 92.27 | 14.75 | 0.9264 | 3007 | 83.3 | 5 | 50000 | 42039 |  |  | NotYetVerified |  | 3 | 7800 | 85 | 100 |  | 0.9 | 3000 | 80
PATMXDH6 | RHYNO LED Lighting Solutions Inc. | RYHNO LED | RL160-120-02x 3000K | Outdoor Luminaires | High Output | Architectural Flood and Spot Luminaires | Standard | TRUE | 14499 | 91.42 | 158.6 | 13.38 | 0.9218 | 3111 | 84 | 5 | 50000 | 42039 |  |  | NotYetVerified |  | 3 | 14000 | 90 | 160 |  | 0.9 | 3000 | 80
PF3M2AB7 | ATG Electronics Corp. | ATG Electronics | LF01 (5000K) | Outdoor Luminaires | Low Output | Architectural Flood and Spot Luminaires | Standard | TRUE | 1509.049 | 96.684 | 15.608 | 19.1 | 0.914 | 4939 | 68.6 | 5 | 95000 | 42039 |  |  | NotYetVerified |  | 3 | 15000 | 100 | 15 | 20 | 0.92 | 5000 | 70
PKDPXW47 | RHYNO LED Lighting Solutions Inc. | RYHNO LED | RL30-120-02 3000K | Outdoor Luminaires | Low Output | Architectural Flood and Spot Luminaires | Standard | TRUE | 2275.5 | 77.53 | 29.35 | 16.69 | 0.91 | 3124 | 82.9 | 5 | 50000 | 42039 |  |  | NotYetVerified |  | 3 | 2200 | 75 | 30 |  | 0.9 | 3000 | 80
PF9XDTA4 | RHYNO LED Lighting Solutions Inc. | RYHNO LED | RL50-120-02 3000K | Outdoor Luminaires | Low Output | Architectural Flood and Spot Luminaires | Standard | TRUE | 3781.3 | 75.87 | 49.84 | 18.66 | 0.91 | 3151 | 82.7 | 5 | 50000 | 42039 |  |  | NotYetVerified |  | 3 | 3700 | 75 | 50 |  | 0.9 | 3000 | 80
PGXGDXUD | RHYNO LED Lighting Solutions Inc. | RYHNO LED | RL-FL30-120 2700K | Outdoor Luminaires | Low Output | Architectural Flood and Spot Luminaires | Standard | TRUE | 2501.3 | 86.54 | 28.9 | 19.23 | 0.9098 | 5064 | 74.2 | 5 |  | 42039 |  |  | NotYetVerified |  | 3 | 2501.3 | 86.54 | 28.9 | 19.23 | 0.9098 | 5000 | 74.1
P7H6J11U | Huizhou Arrlux Optoelectronic Co.Ltd | ARRLUX | FLw-40-xx-T5S-30K-yy-zz | Outdoor Luminaires | Low Output | Architectural Flood and Spot Luminaires | Standard | TRUE | 3511 | 85.2184 | 41.2 | 10.2 | 0.906 | 3103 | 82 | 10 | 100000 | 42039 |  |  | NotYetVerified | w represents voltage input (can be B or C) yy represents alternate housing colors zz represents alternate lighting controls | 3 | 3511 | 85.2184 | 41.2 | 13.4 | 0.906 | 3000 | 72.3
PFXUXZ8P | RHYNO LED Lighting Solutions Inc. | RYHNO LED | RL100-120-02 5000K | Outdoor Luminaires | Mid Output | Architectural Flood and Spot Luminaires | Standard | FALSE | [9 empty] | 42039 |  |  | NotYetVerified |  | 3 | 7800 | 85 | 100 |  | 0.9 | 5000 | 80
PK9JSGPW | RHYNO LED Lighting Solutions Inc. | RYHNO LED | RL50-120-02 5000K | Outdoor Luminaires | Low Output | Architectural Flood and Spot Luminaires | Standard | FALSE | [9 empty] | 42039 |  |  | NotYetVerified |  | 3 | 3700 | 75 | 50 |  | 0.9 | 5000 | 80
PN8C7FWH | RHYNO LED Lighting Solutions Inc. | RYHNO LED | RL30-120-02 5000K | Outdoor Luminaires | Low Output | Architectural Flood and Spot Luminaires | Standard | FALSE | [9 empty] | 42039 |  |  | NotYetVerified |  | 3 | 2200 | 75 | 30 |  | 0.9 | 5000 | 80
P45MVWUW | RHYNO LED Lighting Solutions Inc. | RYHNO LED | RL10-120-02 5000K | Outdoor Luminaires | Low Output | Architectural Flood and Spot Luminaires | Standard | FALSE | [9 empty] | 42039 |  |  | NotYetVerified |  | 3 | 900 | 85 | 12 |  | 0.9 | 5000 | 80
P88R21X2 | RHYNO LED Lighting Solutions Inc. | RYHNO LED | RL200-120-02x 5000K | Outdoor Luminaires | High Output | Architectural Flood and Spot Luminaires | Standard | FALSE | [9 empty] | 42039 |  |  | NotYetVerified |  | 3 | 16000 | 80 | 200 |  | 0.9 | 5000 | 80
PSUKN361 | RHYNO LED Lighting Solutions Inc. | RYHNO LED | RL160-120-02x 5000K | Outdoor Luminaires | High Output | Architectural Flood and Spot Luminaires | Standard | FALSE | [9 empty] | 42039 |  |  | NotYetVerified |  | 3 | 14000 | 90 | 160 |  | 0.9 | 5000 | 80
PRPYEW1F | RHYNO LED Lighting Solutions Inc. | RYHNO LED | RL120-120-02x 5000K | Outdoor Luminaires | High Output | Architectural Flood and Spot Luminaires | Standard | FALSE | [9 empty] | 42039 |  |  | NotYetVerified |  | 3 | 10000 | 80 | 120 |  | 0.9 | 5000 | 80
PJEA1QFF | RHYNO LED Lighting Solutions Inc. | RYHNO LED | RL-FL30-120 5000K | Outdoor Luminaires | Low Output | Architectural Flood and Spot Luminaires | Standard | FALSE | [9 empty] | 42039 |  |  | NotYetVerified |  | 3 | 2501.3 | 86.54 | 28.9 | 19.23 | 0.9098 | 5000 | 74.1
P46NZZGN | RHYNO LED Lighting Solutions Inc. | RYHNO LED | RL80-120-02 5000K | Outdoor Luminaires | Mid Output | Architectural Flood and Spot Luminaires | Standard | FALSE | [9 empty] | 42039 |  |  | NotYetVerified |  | 3 | 6500 | 80 | 80 |  | 0.95 | 5000 | 80
P3A74ZCG | Huizhou Arrlux Optoelectronic Co.Ltd | ARRLUX | FLw-320-xx-T5S-50K-yy-zz | Outdoor Luminaires | Very High Output | Architectural Flood and Spot Luminaires | Standard | FALSE | [9 empty] | 42039 |  |  | NotYetVerified | w represents voltage input (can be B or C) yy represents alternate housing colors zz represents alternate lighting controls | 3 | 31368.562 | 97.9961 | 320.1 | 13.4 | 0.906 | 5000 | 72.3
PGFTHB3N | Huizhou Arrlux Optoelectronic Co.Ltd | ARRLUX | FLw-80-xx-T5S-50K-yy-zz | Outdoor Luminaires | Mid Output | Architectural Flood and Spot Luminaires | Standard | FALSE | [9 empty] | 42039 |  |  | NotYetVerified | w represents voltage input (can be B or C) yy represents alternate housing colors zz represents alternate lighting controls | 3 | 8027.9355 | 98.5144 | 81.49 | 13.4 | 0.906 | 5000 | 72.3
PYZANV36 | Huizhou Arrlux Optoelectronic Co.Ltd | ARRLUX | FLw-40-xx-T5S-50K-yy-zz | Outdoor Luminaires | Low Output | Architectural Flood and Spot Luminaires | Standard | FALSE | [9 empty] | 42039 |  |  | NotYetVerified | w represents voltage input (can be B or C) yy represents alternate housing colors zz represents alternate lighting controls | 3 | 4001.9993 | 97.1359 | 41.2 | 13.4 | 0.906 | 5000 | 72.3
PQ7Z975K | Huizhou Arrlux Optoelectronic Co.Ltd | ARRLUX | FLw-280-xx-T5S-50K-yy-zz | Outdoor Luminaires | High Output | Architectural Flood and Spot Luminaires | Standard | FALSE | [9 empty] | 42039 |  |  | NotYetVerified | w represents voltage input (can be B or C) yy represents alternate housing colors zz represents alternate lighting controls | 3 | 27025.748 | 96.9707 | 278.7 | 13.4 | 0.906 | 5000 | 72.3
P9G4HQMV | Huizhou Arrlux Optoelectronic Co.Ltd | ARRLUX | FLw-240-xx-T5S-50K-yy-zz | Outdoor Luminaires | High Output | Architectural Flood and Spot Luminaires | Standard | FALSE | [9 empty] | 42039 |  |  | NotYetVerified | w represents voltage input (can be B or C) yy represents alternate housing colors zz represents alternate lighting controls | 3 | 23572.016 | 97.8092 | 241 | 13.4 | 0.906 | 5000 | 72.3
PXAW33M5 | Huizhou Arrlux Optoelectronic Co.Ltd | ARRLUX | FLw-200-xx-T5S-50K-yy-zz | Outdoor Luminaires | High Output | Architectural Flood and Spot Luminaires | Standard | FALSE | [9 empty] | 42039 |  |  | NotYetVerified | w represents voltage input (can be B or C) yy represents alternate housing colors zz represents alternate lighting controls | 3 | 19240.6 | 96.93 | 198.5 | 13.4 | 0.906 | 5000 | 72.3
P4SYANA1 | Huizhou Arrlux Optoelectronic Co.Ltd | ARRLUX | FLw-160-xx-T5S-50K-yy-zz | Outdoor Luminaires | High Output | Architectural Flood and Spot Luminaires | Standard | FALSE | [9 empty] | 42039 |  |  | NotYetVerified | w represents voltage input (can be B or C) yy represents alternate housing colors zz represents alternate lighting controls | 3 | 15604.492 | 97.5891 | 159.9 | 13.4 | 0.906 | 5000 | 72.3
PDGWUW1F | Huizhou Arrlux Optoelectronic Co.Ltd | ARRLUX | FLw-120-xx-T5S-50K-yy-zz | Outdoor Luminaires | High Output | Architectural Flood and Spot Luminaires | Standard | FALSE | [9 empty] | 42039 |  |  | NotYetVerified | w represents voltage input (can be B or C) yy represents alternate housing colors zz represents alternate lighting controls | 3 | 11763.211 | 97.3776 | 120.8 | 13.4 | 0.906 | 5000 | 72.3
PEFCXM4S | Huizhou Arrlux Optoelectronic Co.Ltd | ARRLUX | FLw-80-xx-T5S-40K-yy-zz | Outdoor Luminaires | Mid Output | Architectural Flood and Spot Luminaires | Standard | FALSE | [9 empty] | 42039 |  |  | NotYetVerified | w represents voltage input (can be B or C) yy represents alternate housing colors zz represents alternate lighting controls | 3 | 7535.468 | 92.4711 | 81.49 | 13.4 | 0.906 | 4000 | 72.3
PKK25YFR | Huizhou Arrlux Optoelectronic Co.Ltd | ARRLUX | FLw-40-xx-T5S-40K-yy-zz | Outdoor Luminaires | Low Output | Architectural Flood and Spot Luminaires | Standard | FALSE | [9 empty] | 42039 |  |  | NotYetVerified | w represents voltage input (can be B or C) yy represents alternate housing colors zz represents alternate lighting controls | 3 | 3756.4998 | 91.1772 | 41.2 | 13.4 | 0.906 | 4000 | 72.3
P33UP9KE | Huizhou Arrlux Optoelectronic Co.Ltd | ARRLUX | FLw-320-xx-T5S-40K-yy-zz | Outdoor Luminaires | High Output | Architectural Flood and Spot Luminaires | Standard | FALSE | [9 empty] | 42039 |  |  | NotYetVerified | w represents voltage input (can be B or C) yy represents alternate housing colors zz represents alternate lighting controls | 3 | 29444.281 | 91.9846 | 320.1 | 13.4 | 0.906 | 4000 | 72.3
PSBHUY6J | Huizhou Arrlux Optoelectronic Co.Ltd | ARRLUX | FLw-280-xx-T5S-40K-yy-zz | Outdoor Luminaires | High Output | Architectural Flood and Spot Luminaires | Standard | FALSE | [9 empty] | 42039 |  |  | NotYetVerified | w represents voltage input (can be B or C) yy represents alternate housing colors zz represents alternate lighting controls | 3 | 25367.875 | 91.0222 | 278.7 | 13.4 | 0.906 | 4000 | 72.3
PZ8THZQF | Huizhou Arrlux Optoelectronic Co.Ltd | ARRLUX | FLw-240-xx-T5S-40K-yy-zz | Outdoor Luminaires | High Output | Architectural Flood and Spot Luminaires | Standard | FALSE | [9 empty] | 42039 |  |  | NotYetVerified | w represents voltage input (can be B or C) yy represents alternate housing colors zz represents alternate lighting controls | 3 | 22126.008 | 91.8092 | 241 | 13.4 | 0.906 | 4000 | 72.3
P97YRCGR | Huizhou Arrlux Optoelectronic Co.Ltd | ARRLUX | FLw-200-xx-T5S-40K-yy-zz | Outdoor Luminaires | High Output | Architectural Flood and Spot Luminaires | Standard | FALSE | [9 empty] | 42039 |  |  | NotYetVerified | w represents voltage input (can be B or C) yy represents alternate housing colors zz represents alternate lighting controls | 3 | 18060.3 | 90.9839 | 198.5 | 13.4 | 0.906 | 4000 | 72.3
PUSEU9TN | Huizhou Arrlux Optoelectronic Co.Ltd | ARRLUX | FLw-160-xx-T5S-40K-yy-zz | Outdoor Luminaires | High Output | Architectural Flood and Spot Luminaires | Standard | FALSE | [9 empty] | 42039 |  |  | NotYetVerified | w represents voltage input (can be B or C) yy represents alternate housing colors zz represents alternate lighting controls | 3 | 14647.246 | 91.6025 | 159.9 | 13.4 | 0.906 | 4000 | 72.3
PQFPW3Y8 | Huizhou Arrlux Optoelectronic Co.Ltd | ARRLUX | FLw-120-xx-T5S-40K-yy-zz | Outdoor Luminaires | High Output | Architectural Flood and Spot Luminaires | Standard | FALSE | [9 empty] | 42039 |  |  | NotYetVerified | w represents voltage input (can be B or C) yy represents alternate housing colors zz represents alternate lighting controls | 3 | 11041.605 | 91.404 | 120.8 | 13.4 | 0.906 | 4000 | 72.3
P9EZXFD3 | Huizhou Arrlux Optoelectronic Co.Ltd | ARRLUX | FLw-80-xx-T5S-30K-yy-zz | Outdoor Luminaires | Mid Output | Architectural Flood and Spot Luminaires | Standard | FALSE | [9 empty] | 42039 |  |  | NotYetVerified | w represents voltage input (can be B or C) yy represents alternate housing colors zz represents alternate lighting controls | 3 | 7043 | 86.4278 | 81.49 | 13.4 | 0.906 | 3000 | 72.3
P8FGN2KX | Huizhou Arrlux Optoelectronic Co.Ltd | ARRLUX | FLw-320-xx-T5S-30K-yy-zz | Outdoor Luminaires | High Output | Architectural Flood and Spot Luminaires | Standard | FALSE | [9 empty] | 42039 |  |  | NotYetVerified | w represents voltage input (can be B or C) yy represents alternate housing colors zz represents alternate lighting controls | 3 | 27520 | 85.9731 | 320.1 | 13.4 | 0.906 | 3000 | 72.3
PZJC4FWJ | Huizhou Arrlux Optoelectronic Co.Ltd | ARRLUX | FLw-240-xx-T5S-30K-yy-zz | Outdoor Luminaires | High Output | Architectural Flood and Spot Luminaires | Standard | FALSE | [9 empty] | 42039 |  |  | NotYetVerified | w represents voltage input (can be B or C) yy represents alternate housing colors zz represents alternate lighting controls | 3 | 20680 | 85.8091 | 241 | 13.4 | 0.906 | 3000 | 72.3
PEYGNN8R | Huizhou Arrlux Optoelectronic Co.Ltd | ARRLUX | FLw-160-xx-T5S-30K-yy-zz | Outdoor Luminaires | High Output | Architectural Flood and Spot Luminaires | Standard | FALSE | [9 empty] | 42039 |  |  | NotYetVerified | w represents voltage input (can be B or C) yy represents alternate housing colors zz represents alternate lighting controls | 3 | 13690 | 85.616 | 159.9 | 13.4 | 0.906 | 3000 | 72.3
P6VGZPDG6 | Ledsion Lighting Technology CO.LTD | LEDSION | LS-FLC150W | Outdoor Luminaires | High Output | Architectural Flood and Spot Luminaires | Standard | TRUE | 14824.68 | 97.288 | 152.38 | 14.26 | 0.927 | 5134 | 82.3 | 5 | 50000 | 42038 |  |  | NotYetVerified |  | 3
P33KDUDR | Amerlux Exterior Lighting Group | Varieta FLC1 LED Floodlights | FLC1-30 | Outdoor Luminaires | Low Output | Architectural Flood and Spot Luminaires | Standard | TRUE | 2144 | 85.97 | 24.94 | 11.4 | 0.894 | 3002 | 83.2 | 10 | 50000 | 42038 |  |  | NotYetVerified |  | 3 | 2200 | 85 | 26 |  |  | 3000 | 80
PF5HZU1V | RC Lighting | RC Lighting | CANVAS78[TSF](120V Only)/BL(All Housing Colors)/BL RCL | Outdoor Luminaires | Mid Output | Architectural Flood and Spot Luminaires | Standard | FALSE | [9 empty] | 42038 |  |  | NotYetVerified |  | 3 | 8159 | 91.7 | 89 | 13.9 | 0.988 | 5051 | 66
PV3KNANV | RC Lighting | RC Lighting | FXLED150SF RCL (All Fixture Colors)/BL | Outdoor Luminaires | High Output | Architectural Flood and Spot Luminaires | Standard | FALSE | [9 empty] | 42038 |  |  | NotYetVerified |  | 3 | 14440 | 93 | 150 | 13.1 | 0.93 | 5000 | 65
P7G51RHV | RC Lighting | RC Lighting | FXLED150T RCL (All Fixture Colors)/BL | Outdoor Luminaires | High Output | Architectural Flood and Spot Luminaires | Standard | FALSE | [9 empty] | 42038 |  |  | NotYetVerified |  | 3 | 14440 | 93 | 150 | 13.1 | 0.93 | 5000 | 65
PEKAR7C8 | RC Lighting | RC Lighting | FXLED150TN RCL (All Fixture Colors)/BL | Outdoor Luminaires | High Output | Architectural Flood and Spot Luminaires | Standard | FALSE | [9 empty] | 42038 |  |  | NotYetVerified |  | 3 | 11597 | 75 | 150 | 13.4 | 0.93 | 4000 | 80
P92B9BK5 | RC Lighting | RC Lighting | FXLED150SFN RCL (All Fixture Colors)/BL | Outdoor Luminaires | High Output | Architectural Flood and Spot Luminaires | Standard | FALSE | [9 empty] | 42038 |  |  | NotYetVerified |  | 3 | 11597 | 75 | 150 | 13.4 | 0.93 | 4000 | 80
PUDUD7BY | RC Lighting | RC Lighting | CANVAS78[TSF]N(120V Only)/BL(All Housing Colors)/BL RCL | Outdoor Luminaires | Mid Output | Architectural Flood and Spot Luminaires | Standard | FALSE | [9 empty] | 42038 |  |  | NotYetVerified |  | 3 | 6828 | 76 | 89.7 | 13.9 | 0.988 | 3998 | 82
PUG4PH9R | RC Lighting | RC Lighting | CANVAS78[TSF]Y(120V Only)/BL(All Housing Colors)/BL RCL | Outdoor Luminaires | Mid Output | Architectural Flood and Spot Luminaires | Standard | FALSE | [9 empty] | 42038 |  |  | NotYetVerified |  | 3 | 6553 | 74 | 88.2 | 13.9 | 0.988 | 3086 | 82
PKH27YDV | RC Lighting | RC Lighting | FXLED150TY RCL (All Fixture Colors)/BL | Outdoor Luminaires | High Output | Architectural Flood and Spot Luminaires | Standard | FALSE | [9 empty] | 42038 |  |  | NotYetVerified |  | 3 | 11774 | 77 | 150 | 13.4 | 0.93 | 3000 | 80
PEQA3R2X | RC Lighting | RC Lighting | FXLED150SFY RCL (All Fixture Colors)/BL | Outdoor Luminaires | High Output | Architectural Flood and Spot Luminaires | Standard | FALSE | [9 empty] | 42038 |  |  | NotYetVerified |  | 3 | 11774 | 77 | 150 | 13.4 | 0.93 | 3000 | 80
P3W6M5CD | Amerlux Exterior Lighting Group | Varieta FLC1 LED Floodlights | FLC1-50 | Outdoor Luminaires | Low Output | Architectural Flood and Spot Luminaires | Standard | FALSE | [9 empty] | 42038 | Not Dimmable | Not Dimmable | NotYetVerified |  | 3 | 2650 | 102 | 26 |  |  | 5000 | 80
P4PTHC61 | Amerlux Exterior Lighting Group | Varieta FLC1 LED Floodlights | FLC1-40 | Outdoor Luminaires | Low Output | Architectural Flood and Spot Luminaires | Standard | FALSE | [9 empty] | 42038 | Not Dimmable | Not Dimmable | NotYetVerified |  | 3 | 2400 | 92 | 26 |  |  | 4000 | 80
P7X1WP76 | Dialight | Safesite | FLD244NC5[NZ]G | Outdoor Luminaires | Mid Output | Architectural Flood and Spot Luminaires | Standard | TRUE | 9748 | 89.84 | 108.5 | 7.443 | 0.959 | 4993 | 76.4 | 5 |  | 42037 |  |  | NotYetVerified |  | 3
PPG1RFBTJ | Atlas Lighting Products | Atlas Lighting Products | PFXL162LED | Outdoor Luminaires | High Output | Architectural Flood and Spot Luminaires | Standard | TRUE | 14830 | 88.7 | 167.1 | 15.7 | 0.942 | 4397 | 72.9 | 5 | 200000 | 42037 |  |  | NotYetVerified |  | 3 | 14870 | 89.2 | 166.7 | 15.7 | 0.942 | 4397 | 72.9
PMH48DBY | Sarin Energy Inc. | SARIN Energy Inc. | SES-FLSP-4000-40 | Outdoor Luminaires | Low Output | Architectural Flood and Spot Luminaires | Standard | TRUE | 3352.759 | 97.66 | 34.33 | 24.5 | 0.94 | 4008 | 74.9 | 5 | 50000 | 42037 |  |  | NotYetVerified |  | 3 |  |  | 40 |  | 0.982 | 4000
PEHPBGFH | Sarin Energy Inc. | SARIN Energy Inc. | SES-FLSP-4000-60 | Outdoor Luminaires | Mid Output | Architectural Flood and Spot Luminaires | Standard | TRUE | 5053.86 | 100.65 | 50.21 | 18.1 | 0.926 | 4014 | 74.8 | 5 | 50000 | 42037 |  |  | NotYetVerified |  | 3 |  |  | 60 |  | 0.987 | 4000
PVCW9MNW | Sarin Energy Inc. | SARIN Energy Inc. | SES-FLSP-4000-25 | Outdoor Luminaires | Low Output | Architectural Flood and Spot Luminaires | Standard | TRUE | 2073.849 | 101.809 | 20.37 | 17.4 | 0.911 | 4026 | 74.5 | 5 | 50000 | 42037 |  |  | NotYetVerified |  | 3 |  |  | 25 |  | 0.989 | 4000
P4D5WXE16 | RC Lighting | RC Lighting | FXLED125[TSF]/D10 RCL | Outdoor Luminaires | High Output | Architectural Flood and Spot Luminaires | Standard | FALSE | [9 empty] | 42037 |  |  | NotYetVerified |  | 3 | 13169 | 99 | 125 |  | 0.99 | 5000 | 65
PQFA5N6K | RC Lighting | RC Lighting | FXLED78(All Fixture Colors)(All Mounting Options)/D10 RCL | Outdoor Luminaires | Mid Output | Architectural Flood and Spot Luminaires | Standard | FALSE | [9 empty] | 42037 |  |  | NotYetVerified |  | 3 | 7597 | 96.5 | 78 | 13.1 | 0.99 | 5000 | 67
PP95BBPM | RC Lighting | RC Lighting | FXLED78N(All Mounting Options)(All Fixture Colors)/D10 RCL | Outdoor Luminaires | Mid Output | Architectural Flood and Spot Luminaires | Standard | FALSE | [9 empty] | 42037 |  |  | NotYetVerified |  | 3 | 6734 | 86 | 78 | 13.9 | 0.934 | 4112 | 81
PY5M1MBT | RC Lighting | RC Lighting | FXLED125[TSF]N/D10 RCL | Outdoor Luminaires | High Output | Architectural Flood and Spot Luminaires | Standard | FALSE | [9 empty] | 42037 |  |  | NotYetVerified |  | 3 | 10749 | 81 | 125 | 16.7 | 0.99 | 4000 | 82
P3TNNZV3 | RC Lighting | RC Lighting | FXLED78Y(All Mounting Options)(All Fixture Colors)/D10 RCL | Outdoor Luminaires | Mid Output | Architectural Flood and Spot Luminaires | Standard | FALSE | [9 empty] | 42037 |  |  | NotYetVerified |  | 3 | 6414 | 83 | 78 | 12.8 | 0.931 | 3177 | 82
PAW9RHEG | RC Lighting | RC Lighting | FXLED125[TSF]Y/D10 RCL | Outdoor Luminaires | High Output | Architectural Flood and Spot Luminaires | Standard | FALSE | [9 empty] | 42037 |  |  | NotYetVerified |  | 3 | 10993 | 83 | 125 |  | 0.99 | 3000 | 80
PY7762SM | Dialight | Durosite | FLW276NC5[NZ]G | Outdoor Luminaires | High Output | Architectural Flood and Spot Luminaires | Standard | FALSE | [9 empty] | 42037 |  |  | NotYetVerified |  | 3 | 10750 | 99 | 109 | 15 | 0.9 | 5000 | 70
PNAB7VU8 | Dialight | Safesite | FLD276NC5[NZ]G | Outdoor Luminaires | High Output | Architectural Flood and Spot Luminaires | Standard | FALSE | [9 empty] | 42037 |  |  | NotYetVerified |  | 3 | 10750 | 99 | 109 | 15 | 0.9 | 5000 | 70
PDWKYGNA | Dialight | Safesite | FLD266NC5[NZ]G | Outdoor Luminaires | High Output | Architectural Flood and Spot Luminaires | Standard | FALSE | [9 empty] | 42037 |  |  | NotYetVerified |  | 3 | 11500 | 105 | 109 | 15 | 0.9 | 5000 | 70
PAVQMYXH | Dialight | Durosite | FLW266NC5[NZ]G | Outdoor Luminaires | High Output | Architectural Flood and Spot Luminaires | Standard | FALSE | [9 empty] | 42037 |  |  | NotYetVerified |  | 3 | 11500 | 105 | 109 | 15 | 0.9 | 5000 | 70
PAUEM11U | Dialight | Durosite | FLW255NC5[NZ]G | Outdoor Luminaires | High Output | Architectural Flood and Spot Luminaires | Standard | FALSE | [9 empty] | 42037 |  |  | NotYetVerified |  | 3 | 11250 | 103 | 109 | 15 | 0.9 | 5000 | 70
P298MNA7 | Dialight | Safesite | FLD255NC5[NZ]G | Outdoor Luminaires | High Output | Architectural Flood and Spot Luminaires | Standard | FALSE | [9 empty] | 42037 |  |  | NotYetVerified |  | 3 | 11250 | 103 | 109 | 15 | 0.9 | 5000 | 70
PX9GXGH6 | Dialight | Durosite | FLW244NC5[NZ]G | Outdoor Luminaires | High Output | Architectural Flood and Spot Luminaires | Standard | FALSE | [9 empty] | 42037 |  |  | NotYetVerified |  | 3 | 11000 | 101 | 109 | 15 | 0.9 | 5000 | 70
P8ZP4FX4 | Dialight | Safesite | FLD222NC5[NZ]G | Outdoor Luminaires | High Output | Architectural Flood and Spot Luminaires | Standard | FALSE | [9 empty] | 42037 |  |  | NotYetVerified |  | 3 | 11000 | 101 | 109 | 15 | 0.9 | 5000 | 70
PB8RNVH3 | Dialight | Durosite | FLW222NC5[NZ]G | Outdoor Luminaires | High Output | Architectural Flood and Spot Luminaires | Standard | FALSE | [9 empty] | 42037 |  |  | NotYetVerified |  | 3 | 10500 | 96 | 109 | 15 | 0.9 | 5000 | 70
PD4VKJH4 | RAB Lighting | RAB Lightng | FFLED52Y [blank SF T] B44 [blank W] / [PC PC2 PCS PCS2] | Outdoor Luminaires | Mid Output | Architectural Flood and Spot Luminaires | Standard | FALSE | [9 empty] | 42034 |  |  | Yes | Updated on 3/22/2017 | 4.1 | 5928 | 106.2 | 55.85 | 7.1 | 0.99 | 3120 | 70
PVR3KPC2 | RAB Lighting | RAB Lightng | FFLED39Y [blank SF T] B44 [blank W] / [PC PC2 PCS PCS2] | Outdoor Luminaires | Low Output | Architectural Flood and Spot Luminaires | Premium | FALSE | [9 empty] | 42034 |  |  | Yes | Updated on 3/22/2017 | 4.1 | 4780 | 113.3 | 42.2 | 6.3 | 0.99 | 3095 | 70
P623G32N | LuxEvo Inc. | LuxEvo | LE-FL-055-40 | Outdoor Luminaires | Mid Output | Architectural Flood and Spot Luminaires | Standard | TRUE | 5082.1 | 87.32 | 58.2 | 9.88 | 0.955 | 3892 | 71.2 | 5 | 50000 | 42034 |  |  | NotYetVerified |  | 3 | 5080 | 87 | 55 | 10 | 0.99 | 4000 | 71
PPSNEGWT | LuxEvo Inc. | LuxEvo | LE-FL-480-40 | Outdoor Luminaires | Very High Output | Architectural Flood and Spot Luminaires | Standard | TRUE | 43868.7 | 88.65 | 494.87 | 9.24 | 0.941 | 4049 | 70.9 | 5 | 50000 | 42034 |  |  | NotYetVerified |  | 3 | 43860 | 88 | 480 | 10 | 0.99 | 4000 | 71
P36PGTFJ | LuxEvo Inc. | LuxEvo | LE-FL-240-40 | Outdoor Luminaires | High Output | Architectural Flood and Spot Luminaires | Standard | TRUE | 22042.1 | 87.89 | 250.8 | 9.12 | 0.941 | 4039 | 71 | 5 | 50000 | 42034 |  |  | NotYetVerified |  | 3 | 22040 | 87 | 240 | 10 | 0.99 | 4000 | 71
PZG1JGH3 | LuxEvo Inc. | LuxEvo | LE-FL-100-40 | Outdoor Luminaires | Mid Output | Architectural Flood and Spot Luminaires | Standard | TRUE | 9580.7 | 87.96 | 108.92 | 13.84 | 0.936 | 3938 | 71 | 5 | 50000 | 42034 |  |  | NotYetVerified |  | 3 | 9580 | 87 | 100 | 10 | 0.99 | 4000 | 71
P23Q6N99 | RAB Lighting | RAB Lightng | FFLED26Y [blank SF T] B44 [blank W] / [PC PC2 PCS PCS2] | Outdoor Luminaires | Low Output | Architectural Flood and Spot Luminaires | Premium | FALSE | [9 empty] | 42034 |  |  | Yes | Updated on 3/22/2017 | 4.1 | 3353 | 116.8 | 28.68 | 8 | 0.99 | 3074 | 71
P2VNK5TQ | LuxEvo Inc. | LuxEvo | LE-MF-026-40 | Outdoor Luminaires | Low Output | Architectural Flood and Spot Luminaires | Standard | TRUE | 2374.9 | 90.8 | 26.16 | 12.58 | 0.89 | 3982 | 71.6 | 5 | 50000 | 42034 |  |  | NotYetVerified |  | 3 | 2370 | 90 | 26 | 20 | 0.99 | 4000 | 71
PH85QVND | LuxEvo Inc. | LuxEvo | LE-MF-012-40 | Outdoor Luminaires | Low Output | Architectural Flood and Spot Luminaires | Standard | TRUE | 1231.5 | 102.32 | 12.04 | 17.12 | 0.876 | 3885 | 72 | 5 | 50000 | 42034 |  |  | NotYetVerified |  | 3 | 1230 | 102 | 12 | 10 | 0.99 | 4000 | 71
PNFXHVAV | RAB Lighting | RAB Lightng | FFLED26 [blank SF T] B44 [blank W] / [PC PC2 PCS PCS2] | Outdoor Luminaires | Low Output | Architectural Flood and Spot Luminaires | Premium | FALSE | [9 empty] | 42034 |  |  | Yes | Updated on 3/22/2017 | 4.1 | 3584.69 | 122.97 | 29.15 | 8.3 | 0.99 | 4975 | 71
PMSQNF5J | RAB Lighting | RAB Lightng | FFLED52 [blank SF T] B44 [blank W] / [PC PC2 PCS PCS2] | Outdoor Luminaires | Mid Output | Architectural Flood and Spot Luminaires | Standard | FALSE | [9 empty] | 42034 |  |  | Yes | Updated on 3/22/2017 | 3 | 6096.79 | 110.17 | 55.34 | 6.7 | 0.99 | 5031 | 71
PVA7A63J | RAB Lighting | RAB Lightng | FFLED52 [blank SF T] B44 [blank W] /D10/ [PC PC2 PCS PCS2] | Outdoor Luminaires | Mid Output | Architectural Flood and Spot Luminaires | Standard | FALSE | [9 empty] | 42034 |  |  | Yes | Updated on 3/22/2017 | 3 | 6096.79 | 110.17 | 55.34 | 6.7 | 0.99 | 5031 | 71
PWS556HW | RAB Lighting | RAB Lightng | FFLED39 [blank SF T] B44 [blank W] / [PC PC2 PCS PCS2] | Outdoor Luminaires | Low Output | Architectural Flood and Spot Luminaires | Premium | FALSE | [9 empty] | 42034 |  |  | Yes | Updated on 3/22/2017 | 4.1 | 4916.11 | 117.6 | 41.82 | 6 | 0.99 | 4975 | 71
P1KEAJ3N | RAB Lighting | RAB Lightng | FFLED39 [blank SF T] B44 [blank W] /D10/ [PC PC2 PCS PCS2] | Outdoor Luminaires | Low Output | Architectural Flood and Spot Luminaires | Premium | FALSE | [9 empty] | 42034 |  |  | Yes | Updated on 3/22/2017 | 4.1 | 4916.11 | 117.6 | 41.82 | 6 | 0.99 | 4975 | 71
PUBF9VXE | RAB Lighting | RAB Lightng | FFLED26N [blank SF T] B44 [blank W] / [PC PC2 PCS PCS2] | Outdoor Luminaires | Low Output | Architectural Flood and Spot Luminaires | Premium | FALSE | [9 empty] | 42034 |  |  | Yes | Updated on 3/22/2017 | 4.1 | 3523.95 | 123.46 | 28.54 | 8.61 | 0.99 | 3950 | 71
PBXHS3FD | RAB Lighting | RAB Lightng | FFLED39N [blank SF T] B44 [blank W] / [PC PC2 PCS PCS2] | Outdoor Luminaires | Low Output | Architectural Flood and Spot Luminaires | Premium | FALSE | [9 empty] | 42034 |  |  | Yes | Updated on 3/22/2017 | 4.1 | 4904 | 116.21 | 42.28 | 6.45 | 0.99 | 3950 | 71
PRSMJBAQ | RAB Lighting | RAB Lightng | FFLED39N [blank SF T] B44 [blank W] /D10/ [PC PC2 PCS PCS2] | Outdoor Luminaires | Low Output | Architectural Flood and Spot Luminaires | Premium | FALSE | [9 empty] | 42034 |  |  | Yes | Updated on 3/22/2017 | 4.1 | 4904 | 116.21 | 42.28 | 6.45 | 0.99 | 3950 | 71
PA4ETMYV | RAB Lighting | RAB Lightng | FFLED52N [blank SF T] B44 [blank W] / [PC PC2 PCS PCS2] | Outdoor Luminaires | Mid Output | Architectural Flood and Spot Luminaires | Standard | FALSE | [9 empty] | 42034 |  |  | Yes | Updated on 3/22/2017 | 4.1 | 6080.97 | 108.81 | 55.89 | 6.3 | 0.99 | 3999 | 71
PPPA6YUD | RAB Lighting | RAB Lightng | FFLED52N [blank SF T] B44 [blank W] /D10/ [PC PC2 PCS PCS2] | Outdoor Luminaires | Mid Output | Architectural Flood and Spot Luminaires | Standard | FALSE | [9 empty] | 42034 |  |  | Yes | Updated on 3/22/2017 | 3 | 6080.97 | 108.81 | 55.89 | 6.3 | 0.99 | 3999 | 71
P9GDQQMV | RAB Lighting | RAB Lightng | FFLED52Y [blank SF T] B44 [blank W] /D10/ [PC PC2 PCS PCS2] | Outdoor Luminaires | Mid Output | Architectural Flood and Spot Luminaires | Standard | FALSE | [9 empty] | 42034 |  |  | Yes | Updated on 3/22/2017 | 4.1 | 5928 | 106.2 | 55.85 | 7.1 | 0.99 | 3120 | 70
PRDWYES1 | RAB Lighting | RAB Lightng | FFLED39Y [blank SF T] B44 [blank W] /D10/ [PC PC2 PCS PCS2] | Outdoor Luminaires | Low Output | Architectural Flood and Spot Luminaires | Premium | FALSE | [9 empty] | 42034 |  |  | Yes | Updated on 3/22/2017 | 4.1 | 4780 | 113.3 | 42.2 | 6.3 | 0.99 | 3095 | 70
PTUCRQ1R | LuxEvo Inc. | LuxEvo | LE-MF-026-57 | Outdoor Luminaires | Low Output | Architectural Flood and Spot Luminaires | Standard | FALSE | [9 empty] | 42034 |  |  | NotYetVerified |  | 3 | 2370 | 90 | 26 | 20 | 0.99 | 5700 | 71
PU2JEUUJ | LuxEvo Inc. | LuxEvo | LE-MF-012-57 | Outdoor Luminaires | Low Output | Architectural Flood and Spot Luminaires | Standard | FALSE | [9 empty] | 42034 |  |  | NotYetVerified |  | 3 | 1230 | 102 | 12 | 10 | 0.99 | 5700 | 71
P1AGZTZB | LuxEvo Inc. | LuxEvo | LE-FL-100-57 | Outdoor Luminaires | Mid Output | Architectural Flood and Spot Luminaires | Standard | FALSE | [9 empty] | 42034 |  |  | NotYetVerified |  | 3 | 9580 | 87 | 100 | 10 | 0.99 | 5700 | 71
PAXA72NA | LuxEvo Inc. | LuxEvo | LE-FL-055-57 | Outdoor Luminaires | Mid Output | Architectural Flood and Spot Luminaires | Standard | FALSE | [9 empty] | 42034 |  |  | NotYetVerified |  | 3 | 5080 | 87 | 55 | 10 | 0.99 | 5700 | 71
P4ZM9WF5 | LuxEvo Inc. | LuxEvo | LE-FL-240-57 | Outdoor Luminaires | High Output | Architectural Flood and Spot Luminaires | Standard | FALSE | [9 empty] | 42034 |  |  | NotYetVerified |  | 3 | 22040 | 87 | 240 | 10 | 0.99 | 5700 | 71
P1KBGW81 | LuxEvo Inc. | LuxEvo | LE-FL-480-57 | Outdoor Luminaires | Very High Output | Architectural Flood and Spot Luminaires | Standard | FALSE | [9 empty] | 42034 |  |  | NotYetVerified |  | 3 | 43860 | 88 | 480 | 10 | 0.99 | 5700 | 71
PCZJNYYT | LuxEvo Inc. | LuxEvo | LE-MF-026-50 | Outdoor Luminaires | Low Output | Architectural Flood and Spot Luminaires | Standard | FALSE | [9 empty] | 42034 |  |  | NotYetVerified |  | 3 | 2370 | 90 | 26 | 20 | 0.99 | 5000 | 71
P5P92STS | LuxEvo Inc. | LuxEvo | LE-MF-012-50 | Outdoor Luminaires | Low Output | Architectural Flood and Spot Luminaires | Standard | FALSE | [9 empty] | 42034 |  |  | NotYetVerified |  | 3 | 1230 | 102 | 12 | 10 | 0.99 | 5000 | 71
PN5NUVBU | LuxEvo Inc. | LuxEvo | LE-FL-100-50 | Outdoor Luminaires | Mid Output | Architectural Flood and Spot Luminaires | Standard | FALSE | [9 empty] | 42034 |  |  | NotYetVerified |  | 3 | 9580 | 87 | 100 | 10 | 0.99 | 5000 | 71
P6UZVAJT | LuxEvo Inc. | LuxEvo | LE-FL-055-50 | Outdoor Luminaires | Mid Output | Architectural Flood and Spot Luminaires | Standard | FALSE | [9 empty] | 42034 |  |  | NotYetVerified |  | 3 | 5080 | 87 | 55 | 10 | 0.99 | 5000 | 71
PMY8U3A2 | LuxEvo Inc. | LuxEvo | LE-FL-240-50 | Outdoor Luminaires | High Output | Architectural Flood and Spot Luminaires | Standard | FALSE | [9 empty] | 42034 |  |  | NotYetVerified |  | 3 | 22040 | 87 | 240 | 10 | 0.99 | 5000 | 71
PQZ1TMUC | LuxEvo Inc. | LuxEvo | LE-FL-480-50 | Outdoor Luminaires | Very High Output | Architectural Flood and Spot Luminaires | Standard | FALSE | [9 empty] | 42034 |  |  | NotYetVerified |  | 3 | 43860 | 88 | 480 | 10 | 0.99 | 5000 | 71
P41T1ZK9 | LuxEvo Inc. | LuxEvo | LE-MF-026-45 | Outdoor Luminaires | Low Output | Architectural Flood and Spot Luminaires | Standard | FALSE | [9 empty] | 42034 |  |  | NotYetVerified |  | 3 | 2370 | 90 | 26 | 20 | 0.99 | 4500 | 71
PBSGFVSY | LuxEvo Inc. | LuxEvo | LE-MF-012-45 | Outdoor Luminaires | Low Output | Architectural Flood and Spot Luminaires | Standard | FALSE | [9 empty] | 42034 |  |  | NotYetVerified |  | 3 | 1230 | 102 | 12 | 10 | 0.99 | 4500 | 71
PWSG7SHR | LuxEvo Inc. | LuxEvo | LE-FL-100-45 | Outdoor Luminaires | Mid Output | Architectural Flood and Spot Luminaires | Standard | FALSE | [9 empty] | 42034 |  |  | NotYetVerified |  | 3 | 9580 | 87 | 100 | 10 | 0.99 | 4500 | 71
P3V1ZQSU | LuxEvo Inc. | LuxEvo | LE-FL-055-45 | Outdoor Luminaires | Mid Output | Architectural Flood and Spot Luminaires | Standard | FALSE | [9 empty] | 42034 |  |  | NotYetVerified |  | 3 | 5080 | 87 | 55 | 10 | 0.99 | 4500 | 71
P27U4V7C | LuxEvo Inc. | LuxEvo | LE-FL-240-45 | Outdoor Luminaires | High Output | Architectural Flood and Spot Luminaires | Standard | FALSE | [9 empty] | 42034 |  |  | NotYetVerified |  | 3 | 22040 | 87 | 240 | 10 | 0.99 | 4500 | 71
P3TVXNPJ | LuxEvo Inc. | LuxEvo | LE-FL-480-45 | Outdoor Luminaires | Very High Output | Architectural Flood and Spot Luminaires | Standard | FALSE | [9 empty] | 42034 |  |  | NotYetVerified |  | 3 | 43860 | 88 | 480 | 10 | 0.99 | 4500 | 71
PDKH2UTFT | XtraLight Manufacturing Ltd. | XtraLight | LOFLED204100X5SUIN3XXXXXW | Outdoor Luminaires | Mid Output | Architectural Flood and Spot Luminaires | Standard | TRUE | 8991 | 98.8 | 91.01 | 6.35 | 0.9647 | 5451 | 65.97 | 10 | 100000 | 42033 |  |  | NotYetVerified |  | 3 | 8557 | 91 | 94 |  |  | 5200
P178FMDE | RHYNO LED Lighting Solutions Inc. | RHYNO LED | RL-HB450-120 02 | Outdoor Luminaires | Very High Output | Architectural Flood and Spot Luminaires | Standard | TRUE | 35582 | 78.93 | 450.8 | 13.1 | 0.935 | 5572 | 71 | 5 | 50000 | 42033 |  |  | NotYetVerified |  | 3 | 36700 | 79 | 465 | 13 | 0.935 | 5500 | 71
PW2TYGZC | RHYNO LED Lighting Solutions Inc. | RHYNO LED | RL-HB450-347 4100K 02 | Outdoor Luminaires | Very High Output | Architectural Flood and Spot Luminaires | Standard | TRUE | 33255 | 77.91 | 426.8 | 13.6 | 0.922 | 4031 | 71.9 | 5 | 50000 | 42033 |  |  | NotYetVerified |  | 3 | 33255 | 77.91 | 426.8 | 13.6 | 0.9221 | 4100 | 72.5
PE9DSEBJS | Lamp Shining Manufacturing Co.Ltd | Lamp Shining | LSLBL-60W(4000K) | Outdoor Luminaires | Mid Output | Architectural Flood and Spot Luminaires | Standard | TRUE | 6845.62 | 112.96 | 60.6 | 5.75 | 0.915 | 4028 | 71.1 | 5 | 50000 | 42033 |  |  | NotYetVerified |  | 3 | 6500 | 110 | 60 | 5 | 0.95 | 4000 | 70
P6QCSQ35 | RHYNO LED Lighting Solutions Inc. | RHYNO LED | RL-HB450-347 02 | Outdoor Luminaires | Very High Output | Architectural Flood and Spot Luminaires | Standard | FALSE | [9 empty] | 42033 |  |  | NotYetVerified |  | 3 | 35066 | 80.43 | 436 | 13.1 | 0.9117 | 5500 | 71.9
PSW8C6XB6 | Lamp Shining Manufacturing Co.Ltd | Lamp Shining | LSLBL-60W(5700K) | Outdoor Luminaires | Mid Output | Architectural Flood and Spot Luminaires | Standard | FALSE | [9 empty] | 42033 | Not Dimmable | Not Dimmable | NotYetVerified |  | 3 | 6500 | 110 | 60 | 5 | 0.95 | 5700 | 70
P4EW2P91N | Lamp Shining Manufacturing Co.Ltd | Lamp Shining | LSLBL-60W(5000K) | Outdoor Luminaires | Mid Output | Architectural Flood and Spot Luminaires | Standard | FALSE | [9 empty] | 42033 | Not Dimmable | Not Dimmable | NotYetVerified |  | 3 | 6500 | 110 | 60 | 5 | 0.95 | 5000 | 70
PFX8QPBWQ | Lamp Shining Manufacturing Co.Ltd | Lamp Shining | LSLBL-60W(4500K) | Outdoor Luminaires | Mid Output | Architectural Flood and Spot Luminaires | Standard | FALSE | [9 empty] | 42033 | Not Dimmable | Not Dimmable | NotYetVerified |  | 3 | 6500 | 110 | 60 | 5 | 0.95 | 4500 | 70
P4AP24VH | RAB Design Lighting | RAB Design | GFL-LED-20W (3500K) | Outdoor Luminaires | Low Output | Architectural Flood and Spot Luminaires | Standard | TRUE | 1499.8 | 79.92 | 18.77 | 15.98 | 0.9064 | 3271 | 81.3 | 5 | 50000 | 42032 |  |  | NotYetVerified |  | 3 | 1499.8 | 79.92 | 18.77 | 15.98 | 0.9064 | 3500 | 81.3
PKKT27V3 | RAB Design Lighting | RAB Design | GFL-LED-20W (5700K) | Outdoor Luminaires | Low Output | Architectural Flood and Spot Luminaires | Standard | FALSE | [9 empty] | 42032 |  |  | NotYetVerified |  | 3 | 1548 | 84.22 | 18.38 | 17.23 | 0.9078 | 5700 | 70
PGQNXM4Z | RAB Design Lighting | RAB Design | GFL-LED-20W (5000K) | Outdoor Luminaires | Low Output | Architectural Flood and Spot Luminaires | Standard | FALSE | [9 empty] | 42032 |  |  | NotYetVerified |  | 3 | 1499.8 | 79.92 | 18.77 | 15.98 | 0.9064 | 5000 | 81.3
PVJE59TP | RAB Design Lighting | RAB Design | GFL-LED-20W (4500K) | Outdoor Luminaires | Low Output | Architectural Flood and Spot Luminaires | Standard | FALSE | [9 empty] | 42032 |  |  | NotYetVerified |  | 3 | 1499.8 | 79.92 | 18.77 | 15.98 | 0.9064 | 4500 | 81.3
PN3B2JAR | RAB Design Lighting | RAB Design | GFL-LED-20W (4000K) | Outdoor Luminaires | Low Output | Architectural Flood and Spot Luminaires | Standard | FALSE | [9 empty] | 42032 |  |  | NotYetVerified |  | 3 | 1499.8 | 79.92 | 18.77 | 15.98 | 0.9064 | 4000 | 81.3
PXUK1SSG | QSSI | QSSI | FL61QF1X40U5KC*** | Outdoor Luminaires | Low Output | Architectural Flood and Spot Luminaires | Standard | TRUE | 3738.5 | 85.61 | 43.67 | 10.37 | 0.931 | 5166 | 72.7 | 5 | 50000 | 42031 |  |  | NotYetVerified |  | 3 | 3815 | 87.36 | 43.668 | 7.57 | 0.9956 | 5122 | 72.7
PCDYVPS5R | Ledsion Lighting Technology CO.LTD | LEDSION | LS-FLC100W | Outdoor Luminaires | Mid Output | Architectural Flood and Spot Luminaires | Standard | TRUE | 9305.23 | 92.682 | 100.4 | 17.13 | 0.964 | 5278 | 83.4 | 5 | 50000 | 42030 |  |  | NotYetVerified |  | 3
PVUJAV7AW | Ledsion Lighting Technology CO.LTD | LEDSION | LS-FLC200W | Outdoor Luminaires | High Output | Architectural Flood and Spot Luminaires | Standard | TRUE | 19566.52 | 95.233 | 205.46 | 12.28 | 0.949 | 4950 | 81.3 | 5 | 50000 | 42030 |  |  | NotYetVerified |  | 3
P1XSY9QAT | Ledsion Lighting Technology CO.LTD | LEDSION | LS-FLC80W | Outdoor Luminaires | Mid Output | Architectural Flood and Spot Luminaires | Standard | TRUE | 7255.65 | 87.95 | 82.5 | 21.41 | 0.935 | 5276 | 83.5 | 5 | 50000 | 42030 |  |  | NotYetVerified |  | 3
PPJPS1YUU | Ledsion Lighting Technology CO.LTD | LEDSION | LS-FLC50W | Outdoor Luminaires | Low Output | Architectural Flood and Spot Luminaires | Standard | TRUE | 4622.235 | 90.81 | 50.9 | 18.69 | 0.923 | 5222 | 83.7 | 5 | 50000 | 42030 |  |  | NotYetVerified |  | 3
PP8ANQSYG | Ledsion Lighting Technology CO.LTD | LEDSION | LS-FLC120W | Outdoor Luminaires | High Output | Architectural Flood and Spot Luminaires | Standard | TRUE | 11423.02 | 93.639 | 121.99 | 15.89 | 0.921 | 5090 | 82.6 | 5 | 50000 | 42030 |  |  | NotYetVerified |  | 3
PFZJ3MM1 | QSSI | QSSI | FL65QF1X68U5KC*** | Outdoor Luminaires | Mid Output | Architectural Flood and Spot Luminaires | Standard | TRUE | 5964 | 80.38 | 74.19 | 9.79 | 0.924 | 5109 | 74.9 | 5 | 50000 | 42027 |  |  | NotYetVerified |  | 3 | 5964 | 80.38 | 74.19 | 7.84 | 0.9966 | 5109 | 74.9
PQQ2MZV35 | Shenzhen Xinshengyang Opto-electronics Technology Co.Ltd. | XinShengYang | PQLV-FL-B100W (5700K) | Outdoor Luminaires | Mid Output | Architectural Flood and Spot Luminaires | Standard | TRUE | 9423.093 | 90.55 | 104.07 | 19.13 | 0.967 | 5868 | 84.4 | 5 | 50000 | 42026 |  |  | NotYetVerified |  | 3 |  |  | 100 |  | 0.95 | 5700 | 70
PTFUWEBRY | Shenzhen Xinshengyang Opto-electronics Technology Co.Ltd. | XinShengYang | PQLV-FL-B100W (5000K) | Outdoor Luminaires | Mid Output | Architectural Flood and Spot Luminaires | Standard | TRUE | 9305.23 | 91.15 | 103.424 | 20.86 | 0.963 | 5278 | 83.4 | 5 | 50000 | 42026 |  |  | NotYetVerified |  | 3 |  |  | 100 |  |  | 5000 | 70
PW6R49G6Q | Shenzhen Xinshengyang Opto-electronics Technology Co.Ltd. | XinShengYang | PQLV-FL-B200W (5700K) | Outdoor Luminaires | High Output | Architectural Flood and Spot Luminaires | Standard | TRUE | 19299.988 | 97.303 | 198.35 | 14.2 | 0.949 | 5490 | 82.4 | 5 | 50000 | 42026 |  |  | NotYetVerified |  | 3 |  |  | 200 |  | 0.95 | 5700 | 70
PUQG1SUM4 | Shenzhen Xinshengyang Opto-electronics Technology Co.Ltd. | XinShengYang | PQLV-FL-B200W (5000K) | Outdoor Luminaires | High Output | Architectural Flood and Spot Luminaires | Standard | TRUE | 19289.52 | 97.353 | 198.14 | 14.5 | 0.9442 | 4950 | 81.3 | 5 | 50000 | 42026 |  |  | NotYetVerified |  | 3 |  |  | 200 |  | 0.95 | 5000 | 70
PY1UP4EHS | Shenzhen Xinshengyang Opto-electronics Technology Co.Ltd. | XinShengYang | PQLV-FL-B50W (5700K) | Outdoor Luminaires | Low Output | Architectural Flood and Spot Luminaires | Standard | TRUE | 4643.486 | 90.62 | 51.24 | 19.06 | 0.931 | 5946 | 85.3 | 5 | 50000 | 42026 |  |  | NotYetVerified |  | 3 |  |  | 50 |  | 0.95 | 5700 | 70
PEBY2QRDC | Shenzhen Xinshengyang Opto-electronics Technology Co.Ltd. | XinShengYang | PQLV-FL-B50W (5000K) | Outdoor Luminaires | Low Output | Architectural Flood and Spot Luminaires | Standard | TRUE | 4633.779 | 90.86 | 51 | 20.86 | 0.927 | 5144 | 83.3 | 5 | 50000 | 42026 |  |  | NotYetVerified |  | 3 |  |  | 50 |  | 0.95 | 5000 | 70
PK5K62ZX | FSC Lighting | Mirus lighting | KEL-60846UWX | Outdoor Luminaires | Low Output | Architectural Flood and Spot Luminaires | Standard | FALSE | [9 empty] | 42016 |  |  | NotYetVerified |  | 3 | 3450 | 69 | 50 |  |  | 5000 | 83
PSSJWWSC | FSC Lighting | Mirus lighting | KEL-60717UWX | Outdoor Luminaires | Low Output | Architectural Flood and Spot Luminaires | Standard | FALSE | [9 empty] | 42016 |  |  | NotYetVerified |  | 3 | 4480 | 73 | 74 |  |  | 5000 | 83
PFWB4GX5 | FSC Lighting | Mirus lighting | KEL-60846UNX | Outdoor Luminaires | Low Output | Architectural Flood and Spot Luminaires | Standard | FALSE | [9 empty] | 42016 |  |  | NotYetVerified |  | 3 | 3450 | 69 | 50 |  |  | 4000 | 83
PYHJBWJT | FSC Lighting | Mirus lighting | KEL-60717UNX | Outdoor Luminaires | Low Output | Architectural Flood and Spot Luminaires | Standard | FALSE | [9 empty] | 42016 |  |  | NotYetVerified |  | 3 | 4480 | 73 | 74 |  |  | 4000 | 83
PQSV654G | FSC Lighting | Mirus lighting | KEL-60846UYX | Outdoor Luminaires | Low Output | Architectural Flood and Spot Luminaires | Standard | FALSE | [9 empty] | 42016 |  |  | NotYetVerified |  | 3 | 3450 | 69 | 50 |  |  | 3000 | 83
PAQSEE6J | FSC Lighting | Mirus lighting | KEL-60717UYX | Outdoor Luminaires | Low Output | Architectural Flood and Spot Luminaires | Standard | FALSE | [9 empty] | 42016 |  |  | NotYetVerified |  | 3 | 4480 | 73 | 74 |  |  | 3000 | 83
PD6KP6BFN | Shenzhen Xinshengyang Opto-electronics Technology Co.Ltd. | XinShengYang | PQLV-FL-B150W (5000K) | Outdoor Luminaires | High Output | Architectural Flood and Spot Luminaires | Standard | TRUE | 14824.68 | 97.288 | 152.38 | 14.24 | 0.927 | 5134 | 82.3 | 5 | 50000 | 42013 |  |  | NotYetVerified |  | 3 |  |  | 150 |  |  | 5000 | 70
PXZYDFH76 | Shenzhen Xinshengyang Opto-electronics Technology Co.Ltd. | XinShengYang | PQLV-FL-B150W (5700K) | Outdoor Luminaires | High Output | Architectural Flood and Spot Luminaires | Standard | FALSE | [9 empty] | 42013 |  |  | NotYetVerified |  | 3 | 15000 | 100 | 150 | 12.2 | 0.95 | 5700 | 70
PZKQQA94 | ASD Lighting Corp | ASD | ASD-SFL5030 | Outdoor Luminaires | Low Output | Architectural Flood and Spot Luminaires | Standard | TRUE | 4149.5 | 83.12 | 49.92 | 16.17 | 0.929 | 3181 | 72.1 | 5 | 50000 | 42010 |  |  | NotYetVerified |  | 3 | 4149.5 | 83.59 | 49.64 | 16.17 | 0.9286 | 3000 | 72.1
PBQVC4BY | ASD Lighting Corp | ASD | ASD-SFL10030 | Outdoor Luminaires | Mid Output | Architectural Flood and Spot Luminaires | Standard | TRUE | 7309.2 | 74.64 | 98.32 | 16.84 | 0.9288 | 3178 | 72.1 | 5 | 50000 | 42010 |  |  | NotYetVerified |  | 3 | 7309.2 | 74.34 | 98.32 | 16.84 | 0.9288 | 3000 | 72.1
P5N98MJB | ASD Lighting Corp | ASD | ASD-SFL15030 | Outdoor Luminaires | High Output | Architectural Flood and Spot Luminaires | Standard | TRUE | 11998 | 80.42 | 149.2 | 11.83 | 0.9245 | 3177 | 72.9 | 5 | 50000 | 42010 |  |  | NotYetVerified |  | 3 | 11998 | 80.42 | 149.2 | 11.83 | 0.9245 | 3000 | 72.9
P47VBSE9 | ASD Lighting Corp | ASD | ASD-SFL20030 | Outdoor Luminaires | High Output | Architectural Flood and Spot Luminaires | Standard | TRUE | 14562 | 73.36 | 198.5 | 15.56 | 0.923 | 3129 | 72.5 | 5 | 50000 | 42010 |  |  | NotYetVerified |  | 3 | 14562 | 73.84 | 197.2 | 15.56 | 0.9233 | 3000 | 72.5
PE2KDFDK | ASD Lighting Corp | ASD | ASD-SFL3030 | Outdoor Luminaires | Low Output | Architectural Flood and Spot Luminaires | Standard | TRUE | 2370.6 | 79.5 | 29.82 | 15.35 | 0.922 | 3149 | 72.7 | 5 | 50000 | 42010 |  |  | NotYetVerified |  | 3 | 2370.6 | 80.01 | 29.63 | 15.35 | 0.9217 | 3000 | 72.7
PSA88XPQ | ASD Lighting Corp | ASD | ASD-SFL7530 | Outdoor Luminaires | Mid Output | Architectural Flood and Spot Luminaires | Standard | TRUE | 5960.4 | 84.45 | 70.58 | 15.28 | 0.921 | 3195 | 72.1 | 5 | 50000 | 42010 |  |  | NotYetVerified |  | 3 | 5960.4 | 84.98 | 70.14 | 15.28 | 0.9205 | 3000 | 72.1
PEAF94F2 | ASD Lighting Corp | ASD | ASD-SFL2030 | Outdoor Luminaires | Low Output | Architectural Flood and Spot Luminaires | Standard | TRUE | 1609.4 | 82.53 | 19.5 | 13.67 | 0.9198 | 3175 | 72.3 | 5 | 50000 | 42010 |  |  | NotYetVerified |  | 3 | 1609.4 | 82.54 | 19.5 | 13.67 | 0.9198 | 3000 | 72
PCV6YP7X | ASD Lighting Corp | ASD | ASD-SFL15057 | Outdoor Luminaires | High Output | Architectural Flood and Spot Luminaires | Standard | FALSE | [9 empty] | 42010 | Not Dimmable | Not Dimmable | NotYetVerified |  | 3 | 13061 | 88.01 | 148.4 | 16.75 | 0.9227 | 5700 | 79.8
PW1N3EST | ASD Lighting Corp | ASD | ASD-SFL3057 | Outdoor Luminaires | Low Output | Architectural Flood and Spot Luminaires | Standard | FALSE | [9 empty] | 42010 | Not Dimmable | Not Dimmable | NotYetVerified |  | 3 | 2531 | 85.94 | 29.45 | 16.66 | 0.9231 | 5700 | 76.6
P9UMTNH3 | ASD Lighting Corp | ASD | ASD-SFL10057 | Outdoor Luminaires | Mid Output | Architectural Flood and Spot Luminaires | Standard | FALSE | [9 empty] | 42010 | Not Dimmable | Not Dimmable | NotYetVerified |  | 3 | 7839 | 78.93 | 99.32 | 15.87 | 0.9255 | 5700 | 75.5
PKRQ9HR5 | ASD Lighting Corp | ASD | ASD-SFL5057 | Outdoor Luminaires | Low Output | Architectural Flood and Spot Luminaires | Standard | FALSE | [9 empty] | 42010 | Not Dimmable | Not Dimmable | NotYetVerified |  | 3 | 4149.5 | 83.59 | 49.64 | 16.17 | 0.9193 | 5700 | 75.3
PYHBH9WC | ASD Lighting Corp | ASD | ASD-SFL7557 | Outdoor Luminaires | Mid Output | Architectural Flood and Spot Luminaires | Standard | FALSE | [9 empty] | 42010 | Not Dimmable | Not Dimmable | NotYetVerified |  | 3 | 6217 | 88.12 | 70.55 | 17.13 | 0.9184 | 5700 | 75.1
PASQ3RX3 | ASD Lighting Corp | ASD | ASD-SFL20057 | Outdoor Luminaires | High Output | Architectural Flood and Spot Luminaires | Standard | FALSE | [9 empty] | 42010 | Not Dimmable | Not Dimmable | NotYetVerified |  | 3 | 14562 | 77.98 | 198.5 | 12.58 | 0.9214 | 5700 | 72.7
PS4WJ37H | ASD Lighting Corp | ASD | ASD-SFL2057 | Outdoor Luminaires | Low Output | Architectural Flood and Spot Luminaires | Standard | FALSE | [9 empty] | 42010 | Not Dimmable | Not Dimmable | NotYetVerified |  | 3 | 1609.4 | 82.54 | 19.5 | 13.67 | 0.9198 | 5700 | 72
PMG2WJTP | ASD Lighting Corp | ASD | ASD-SFL15050 | Outdoor Luminaires | High Output | Architectural Flood and Spot Luminaires | Standard | FALSE | [9 empty] | 42010 | Not Dimmable | Not Dimmable | NotYetVerified |  | 3 | 11998 | 80.42 | 149.2 | 11.83 | 0.9245 | 5000 | 72.9
PUVR46YM | ASD Lighting Corp | ASD | ASD-SFL3050 | Outdoor Luminaires | Low Output | Architectural Flood and Spot Luminaires | Standard | FALSE | [9 empty] | 42010 | Not Dimmable | Not Dimmable | NotYetVerified |  | 3 | 2370.6 | 80.01 | 29.63 | 15.35 | 0.9217 | 5000 | 72.7
PQNF92W4 | ASD Lighting Corp | ASD | ASD-SFL20050 | Outdoor Luminaires | High Output | Architectural Flood and Spot Luminaires | Standard | FALSE | [9 empty] | 42010 | Not Dimmable | Not Dimmable | NotYetVerified |  | 3 | 14562 | 73.84 | 197.2 | 15.56 | 0.9233 | 5000 | 72.5
P9N6WFJ7 | ASD Lighting Corp | ASD | ASD-SFL10050 | Outdoor Luminaires | Mid Output | Architectural Flood and Spot Luminaires | Standard | FALSE | [9 empty] | 42010 | Not Dimmable | Not Dimmable | NotYetVerified |  | 3 | 7309.2 | 74.34 | 98.32 | 16.84 | 0.9288 | 5000 | 72.1
PNEB3TYT | ASD Lighting Corp | ASD | ASD-SFL5050 | Outdoor Luminaires | Low Output | Architectural Flood and Spot Luminaires | Standard | FALSE | [9 empty] | 42010 | Not Dimmable | Not Dimmable | NotYetVerified |  | 3 | 4149.5 | 83.59 | 49.64 | 16.17 | 0.9286 | 5000 | 72.1
PA5GYW43 | ASD Lighting Corp | ASD | ASD-SFL7550 | Outdoor Luminaires | Mid Output | Architectural Flood and Spot Luminaires | Standard | FALSE | [9 empty] | 42010 | Not Dimmable | Not Dimmable | NotYetVerified |  | 3 | 5960.4 | 84.98 | 70.14 | 15.28 | 0.9205 | 5000 | 72.1
P2UPQMUY | ASD Lighting Corp | ASD | ASD-SFL2050 | Outdoor Luminaires | Low Output | Architectural Flood and Spot Luminaires | Standard | FALSE | [9 empty] | 42010 | Not Dimmable | Not Dimmable | NotYetVerified |  | 3 | 1609.4 | 82.54 | 19.5 | 13.67 | 0.9198 | 5000 | 72
PY8CSJVX | ASD Lighting Corp | ASD | ASD-SFL15045 | Outdoor Luminaires | High Output | Architectural Flood and Spot Luminaires | Standard | FALSE | [9 empty] | 42010 | Not Dimmable | Not Dimmable | NotYetVerified |  | 3 | 11998 | 80.42 | 149.2 | 11.83 | 0.9245 | 4500 | 72.9
PGV549HJ | ASD Lighting Corp | ASD | ASD-SFL3045 | Outdoor Luminaires | Low Output | Architectural Flood and Spot Luminaires | Standard | FALSE | [9 empty] | 42010 | Not Dimmable | Not Dimmable | NotYetVerified |  | 3 | 2370.6 | 80.01 | 29.63 | 15.35 | 0.9217 | 4500 | 72.7
PMGP5JP6 | ASD Lighting Corp | ASD | ASD-SFL20045 | Outdoor Luminaires | High Output | Architectural Flood and Spot Luminaires | Standard | FALSE | [9 empty] | 42010 | Not Dimmable | Not Dimmable | NotYetVerified |  | 3 | 14562 | 73.84 | 197.2 | 15.56 | 0.9233 | 4500 | 72.5
PHQV49Y8 | ASD Lighting Corp | ASD | ASD-SFL10045 | Outdoor Luminaires | Mid Output | Architectural Flood and Spot Luminaires | Standard | FALSE | [9 empty] | 42010 | Not Dimmable | Not Dimmable | NotYetVerified |  | 3 | 7309.2 | 74.34 | 98.32 | 16.84 | 0.9288 | 4500 | 72.1
PJYFA5PB | ASD Lighting Corp | ASD | ASD-SFL5045 | Outdoor Luminaires | Low Output | Architectural Flood and Spot Luminaires | Standard | FALSE | [9 empty] | 42010 | Not Dimmable | Not Dimmable | NotYetVerified |  | 3 | 4149.5 | 83.59 | 49.64 | 16.17 | 0.9286 | 4500 | 72.1
P8PDQNQ6 | ASD Lighting Corp | ASD | ASD-SFL7545 | Outdoor Luminaires | Mid Output | Architectural Flood and Spot Luminaires | Standard | FALSE | [9 empty] | 42010 | Not Dimmable | Not Dimmable | NotYetVerified |  | 3 | 5960.4 | 84.98 | 70.14 | 15.28 | 0.9205 | 4500 | 72.1
PRNBS9J2 | ASD Lighting Corp | ASD | ASD-SFL2045 | Outdoor Luminaires | Low Output | Architectural Flood and Spot Luminaires | Standard | FALSE | [9 empty] | 42010 | Not Dimmable | Not Dimmable | NotYetVerified |  | 3 | 1609.4 | 82.54 | 19.5 | 13.67 | 0.9198 | 4500 | 72
P99H5PZH | ASD Lighting Corp | ASD | ASD-SFL15040 | Outdoor Luminaires | High Output | Architectural Flood and Spot Luminaires | Standard | FALSE | [9 empty] | 42010 | Not Dimmable | Not Dimmable | NotYetVerified |  | 3 | 11998 | 80.42 | 149.2 | 11.83 | 0.9245 | 4000 | 72.9
PXDT579G | ASD Lighting Corp | ASD | ASD-SFL3040 | Outdoor Luminaires | Low Output | Architectural Flood and Spot Luminaires | Standard | FALSE | [9 empty] | 42010 | Not Dimmable | Not Dimmable | NotYetVerified |  | 3 | 2370.6 | 80.01 | 29.63 | 15.35 | 0.9217 | 4000 | 72.7
PP7SBYPB | ASD Lighting Corp | ASD | ASD-SFL20040 | Outdoor Luminaires | High Output | Architectural Flood and Spot Luminaires | Standard | FALSE | [9 empty] | 42010 | Not Dimmable | Not Dimmable | NotYetVerified |  | 3 | 14562 | 73.84 | 197.2 | 15.56 | 0.9233 | 4000 | 72.5
PW5TJ9TK | ASD Lighting Corp | ASD | ASD-SFL10040 | Outdoor Luminaires | Mid Output | Architectural Flood and Spot Luminaires | Standard | FALSE | [9 empty] | 42010 | Not Dimmable | Not Dimmable | NotYetVerified |  | 3 | 7309.2 | 74.34 | 98.32 | 16.84 | 0.9288 | 4000 | 72.1
PGRJF6BY | ASD Lighting Corp | ASD | ASD-SFL5040 | Outdoor Luminaires | Low Output | Architectural Flood and Spot Luminaires | Standard | FALSE | [9 empty] | 42010 | Not Dimmable | Not Dimmable | NotYetVerified |  | 3 | 4149.5 | 83.59 | 49.64 | 16.17 | 0.9286 | 4000 | 72.1
PXHQEV3M | ASD Lighting Corp | ASD | ASD-SFL7540 | Outdoor Luminaires | Mid Output | Architectural Flood and Spot Luminaires | Standard | FALSE | [9 empty] | 42010 | Not Dimmable | Not Dimmable | NotYetVerified |  | 3 | 5960.4 | 84.98 | 70.14 | 15.28 | 0.9205 | 4000 | 72.1
P1NFZX46 | ASD Lighting Corp | ASD | ASD-SFL2040 | Outdoor Luminaires | Low Output | Architectural Flood and Spot Luminaires | Standard | FALSE | [9 empty] | 42010 | Not Dimmable | Not Dimmable | NotYetVerified |  | 3 | 1609.4 | 82.54 | 19.5 | 13.67 | 0.9198 | 4000 | 72
PNT9AD33 | ASD Lighting Corp | ASD | ASD-SFL15035 | Outdoor Luminaires | High Output | Architectural Flood and Spot Luminaires | Standard | FALSE | [9 empty] | 42010 | Not Dimmable | Not Dimmable | NotYetVerified |  | 3 | 11998 | 80.42 | 149.2 | 11.83 | 0.9245 | 3500 | 72.9
PH4DA7TZ | ASD Lighting Corp | ASD | ASD-SFL3035 | Outdoor Luminaires | Low Output | Architectural Flood and Spot Luminaires | Standard | FALSE | [9 empty] | 42010 | Not Dimmable | Not Dimmable | NotYetVerified |  | 3 | 2370.6 | 80.01 | 29.63 | 15.35 | 0.9217 | 3500 | 72.7
PUDY9UUF | ASD Lighting Corp | ASD | ASD-SFL20035 | Outdoor Luminaires | High Output | Architectural Flood and Spot Luminaires | Standard | FALSE | [9 empty] | 42010 | Not Dimmable | Not Dimmable | NotYetVerified |  | 3 | 14562 | 73.84 | 197.2 | 15.56 | 0.9233 | 3500 | 72.5
PHA5YXTT | ASD Lighting Corp | ASD | ASD-SFL10035 | Outdoor Luminaires | Mid Output | Architectural Flood and Spot Luminaires | Standard | FALSE | [9 empty] | 42010 | Not Dimmable | Not Dimmable | NotYetVerified |  | 3 | 7309.2 | 74.34 | 98.32 | 16.84 | 0.9288 | 3500 | 72.1
PZDQ68B7 | ASD Lighting Corp | ASD | ASD-SFL5035 | Outdoor Luminaires | Low Output | Architectural Flood and Spot Luminaires | Standard | FALSE | [9 empty] | 42010 | Not Dimmable | Not Dimmable | NotYetVerified |  | 3 | 4149.5 | 83.59 | 49.64 | 16.17 | 0.9286 | 3500 | 72.1
PKDXHQ4R | ASD Lighting Corp | ASD | ASD-SFL7535 | Outdoor Luminaires | Mid Output | Architectural Flood and Spot Luminaires | Standard | FALSE | [9 empty] | 42010 | Not Dimmable | Not Dimmable | NotYetVerified |  | 3 | 5960.4 | 84.98 | 70.14 | 15.28 | 0.9205 | 3500 | 72.1
P829KFU6 | ASD Lighting Corp | ASD | ASD-SFL2035 | Outdoor Luminaires | Low Output | Architectural Flood and Spot Luminaires | Standard | FALSE | [9 empty] | 42010 | Not Dimmable | Not Dimmable | NotYetVerified |  | 3 | 1609.4 | 82.54 | 19.5 | 13.67 | 0.9198 | 3500 | 72
P99HKN9YM | DASCOM Americas | Sonaray | FL-3150A(3000K) | Outdoor Luminaires | High Output | Architectural Flood and Spot Luminaires | Standard | TRUE | 11035 | 76.15 | 144.91 | 11.33 | 0.963 | 2994 | 82 | 5 | 50000 | 42009 |  |  | NotYetVerified |  | 3 | 11035 |  | 150 | 20 | 0.9 | 3000 | 80
PXWRBUC2K | DASCOM Americas | Sonaray | FL-3100A(3000K) | Outdoor Luminaires | Mid Output | Architectural Flood and Spot Luminaires | Standard | TRUE | 8064 | 82.58 | 97.65 | 14.2 | 0.93 | 2967 | 82 | 5 | 50000 | 42009 |  |  | NotYetVerified |  | 3 | 8064 |  | 100 | 20 | 0.9 | 3000 | 80
PT3G2XHFN | Eaton (formerly Cooper Lighting) | Streetworks | UFLD-LED-A40-D-U-66-7030-XX | Outdoor Luminaires | High Output | Architectural Flood and Spot Luminaires | Standard | TRUE | 13961.15 | 108.21 | 129.01 | 3.95 | 0.999 | 3011 | 71.9 | 5 | 60000 | 41992 |  |  | NotYetVerified |  | 3
P1APXW8BF | Eaton (formerly Cooper Lighting) | Streetworks | UFLD-LED-A40-X-U-66-7060-XX | Outdoor Luminaires | High Output | Architectural Flood and Spot Luminaires | Standard | TRUE | 14922.27 | 108.97 | 136.94 | 4.94 | 0.998 | 5419 | 73.9 | 5 | 60000 | 41992 |  |  | NotYetVerified |  | 3
PR5RPEUZ | Leadman Electronics USA | LightsOnUs | FL20305-00 [120V Only] | Outdoor Luminaires | Low Output | Architectural Flood and Spot Luminaires | Standard | TRUE | 3846 | 127.96 | 30.06 | 9.2 | 0.991 | 4742 | 81.9 | 10 | 50000 | 41992 |  |  | NotYetVerified |  | 3 | 3840 | 128 | 30 | 10 | 0.99 | 5000 | 82
PNCDF39G | Leadman Electronics USA | LightsOnUs | FL10305-00 [120V Only] | Outdoor Luminaires | Low Output | Architectural Flood and Spot Luminaires | Standard | TRUE | 3846 | 127.96 | 30.06 | 9.2 | 0.991 | 4742 | 81.9 | 5 | 50000 | 41992 |  |  | NotYetVerified |  | 3 | 3840 | 128 | 30 |  |  | 5000 | 82
PMZ5F2YA | Leadman Electronics USA | LightsOnUs | FL20605-00 | Outdoor Luminaires | Mid Output | Architectural Flood and Spot Luminaires | Standard | TRUE | 6460 | 107.16 | 60.28 | 13.04 | 0.974 | 4810 | 81.8 | 10 | 50000 | 41992 |  |  | NotYetVerified |  | 3 | 6432 | 107.2 | 60 | 10.8 | 0.99 | 5000 | 82
PPU612UE | Leadman Electronics USA | LightsOnUs | FL10605-00 | Outdoor Luminaires | Mid Output | Architectural Flood and Spot Luminaires | Standard | TRUE | 6460 | 107.16 | 60.28 | 13.04 | 0.974 | 4810 | 81.8 | 5 | 50000 | 41992 |  |  | NotYetVerified |  | 3 | 6432 | 107.2 | 60 |  |  | 5000 | 82
PQK19HVNK | Eaton (formerly Cooper Lighting) | Streetworks | UFLD-LED-A25-D-8-66-7030-XX | Outdoor Luminaires | Mid Output | Architectural Flood and Spot Luminaires | Standard | TRUE | 7908.94 | 82.32 | 96.07 | 12.08 | 0.92 | 3059 | 71.6 | 5 | 60000 | 41992 |  |  | NotYetVerified |  | 3
PVP2BNEY | Leadman Electronics USA | LightsOnUs | FM20805-00 | Outdoor Luminaires | Mid Output | Architectural Flood and Spot Luminaires | Standard | FALSE | [9 empty] | 41992 |  |  | NotYetVerified |  | 3 | 9872 | 123.4 | 80 | 10 | 0.99 | 5000 | 82
PKUHEWUV | Leadman Electronics USA | LightsOnUs | FL20515-00 [120V Only] | Outdoor Luminaires | Mid Output | Architectural Flood and Spot Luminaires | Standard | FALSE | [9 empty] | 41992 |  |  | NotYetVerified |  | 3 | 5783 | 113.4 | 51 | 10 | 0.99 | 5000 | 82
PH4UX2RW | Leadman Electronics USA | LightsOnUs | FH11805-00 | Outdoor Luminaires | High Output | Architectural Flood and Spot Luminaires | Standard | FALSE | [9 empty] | 41992 |  |  | NotYetVerified |  | 3 | 21672 | 120.4 | 180 | 10 | 0.99 | 5000 | 82
PFRPDCB5 | Leadman Electronics USA | LightsOnUs | FH21805-00 | Outdoor Luminaires | High Output | Architectural Flood and Spot Luminaires | Standard | FALSE | [9 empty] | 41992 |  |  | NotYetVerified |  | 3 | 21672 | 120.4 | 180 | 10 | 0.99 | 5000 | 82
PJKSF7BU | Leadman Electronics USA | LightsOnUs | FH21515-00 | Outdoor Luminaires | High Output | Architectural Flood and Spot Luminaires | Standard | FALSE | [9 empty] | 41992 |  |  | NotYetVerified |  | 3 | 18981 | 125.7 | 151 | 10 | 0.99 | 5000 | 82
PGMMUB7Z | Leadman Electronics USA | LightsOnUs | FH11515-00 | Outdoor Luminaires | High Output | Architectural Flood and Spot Luminaires | Standard | FALSE | [9 empty] | 41992 |  |  | NotYetVerified |  | 3 | 18981 | 125.7 | 151 | 10 | 0.99 | 5000 | 82
PVMA3MWB | Leadman Electronics USA | LightsOnUs | FH11005-00 | Outdoor Luminaires | High Output | Architectural Flood and Spot Luminaires | Standard | FALSE | [9 empty] | 41992 |  |  | NotYetVerified |  | 3 | 13490 | 134.9 | 100 | 10 | 0.99 | 5000 | 82
PS6F6P98 | Leadman Electronics USA | LightsOnUs | FH21005-00 | Outdoor Luminaires | High Output | Architectural Flood and Spot Luminaires | Standard | FALSE | [9 empty] | 41992 |  |  | NotYetVerified |  | 3 | 13490 | 134.9 | 100 | 10 | 0.99 | 5000 | 82
PRZHR5A2 | Leadman Electronics USA | LightsOnUs | FM21055-00 | Outdoor Luminaires | High Output | Architectural Flood and Spot Luminaires | Standard | FALSE | [9 empty] | 41992 |  |  | NotYetVerified |  | 3 | 11981 | 114.1 | 105 | 10 | 0.99 | 5000 | 82
P65MV61B | Leadman Electronics USA | LightsOnUs | FH12005-00 | Outdoor Luminaires | High Output | Architectural Flood and Spot Luminaires | Standard | FALSE | [9 empty] | 41992 |  |  | NotYetVerified |  | 3 | 23360 | 116.8 | 200 | 5 | 0.99 | 5000 | 82
PJXVBRGW | Leadman Electronics USA | LightsOnUs | FM10805-00 | Outdoor Luminaires | Mid Output | Architectural Flood and Spot Luminaires | Standard | FALSE | [9 empty] | 41992 |  |  | NotYetVerified |  | 3 | 9872 | 123.4 | 80 |  |  | 5000 | 82
PK524H8K | Leadman Electronics USA | LightsOnUs | FM10605-00 | Outdoor Luminaires | Mid Output | Architectural Flood and Spot Luminaires | Standard | FALSE | [9 empty] | 41992 |  |  | NotYetVerified |  | 3 | 7854 | 130.9 | 60 |  |  | 5000 | 82
P95PVC9B | Leadman Electronics USA | LightsOnUs | FL10515-00 [120V Only] | Outdoor Luminaires | Mid Output | Architectural Flood and Spot Luminaires | Standard | FALSE | [9 empty] | 41992 |  |  | NotYetVerified |  | 3 | 5783 | 113.4 | 51 |  |  | 5000 | 82
PHP7P432 | Leadman Electronics USA | LightsOnUs | FM11205-00 | Outdoor Luminaires | High Output | Architectural Flood and Spot Luminaires | Standard | FALSE | [9 empty] | 41992 |  |  | NotYetVerified |  | 3 | 13020 | 108.5 | 120 |  |  | 5000 | 82
P3YBQGYP | Leadman Electronics USA | LightsOnUs | FM11055-00 | Outdoor Luminaires | High Output | Architectural Flood and Spot Luminaires | Standard | FALSE | [9 empty] | 41992 |  |  | NotYetVerified |  | 3 | 11981 | 114.1 | 105 |  |  | 5000 | 82
PEMZ71ZZ | Eaton (formerly Cooper Lighting) | Lumark | NFFLD-A25-E-[All Voltages]-66-[All Mounting]-[All Color]-[Options Include PER 10K HA]-7060 | Outdoor Luminaires | Mid Output | Architectural Flood and Spot Luminaires | Standard | FALSE | [9 empty] | 41992 |  |  | NotYetVerified |  | 3 | 9790 | 113.84 | 86 | 8.32 | 0.97 | 5700 | 70
P32QX63H | Eaton (formerly Cooper Lighting) | Streetworks | UFLD-A25-E-[All Voltages]-66-[All Mounting]-[All Color]-[Options Include 4 10K HA]-7060 | Outdoor Luminaires | Mid Output | Architectural Flood and Spot Luminaires | Standard | FALSE | [9 empty] | 41992 |  |  | NotYetVerified |  | 3 | 9790 | 113.84 | 86 | 8.32 | 0.97 | 5700 | 70
PUEG2J3E | Eaton (formerly Cooper Lighting) | Streetworks | UFLD-A40-E-[All Voltages]-66-[All Mounting]-[All Color]-[Options Include 4 10K HA]-7060 | Outdoor Luminaires | High Output | Architectural Flood and Spot Luminaires | Standard | FALSE | [9 empty] | 41992 |  |  | NotYetVerified |  | 3 | 15270 | 118.37 | 129 | 8.32 | 0.97 | 5700 | 70
P3T4K1FT | Eaton (formerly Cooper Lighting) | Lumark | NFFLD-A40-E-[All Voltages]-66-[All Mounting]-[All Color]-[Options Include PER 10K HA]-7060 | Outdoor Luminaires | High Output | Architectural Flood and Spot Luminaires | Standard | FALSE | [9 empty] | 41992 |  |  | NotYetVerified |  | 3 | 15270 | 118.37 | 129 | 8.32 | 0.97 | 5700 | 70
PKMJEF4B | Eaton (formerly Cooper Lighting) | Lumark | NFFLD-A25-D-[All Voltages]-66-[All Mounting]-[All Color]-[Options Include PER PER7 10K HA]-7060 | Outdoor Luminaires | Mid Output | Architectural Flood and Spot Luminaires | Standard | FALSE | [9 empty] | 41992 |  |  | NotYetVerified |  | 3 | 9790 | 113.84 | 86 | 8.32 | 0.97 | 5700 | 70
PJQRA2CG | Eaton (formerly Cooper Lighting) | Streetworks | UFLD-A25-D-[All Voltages]-66-[All Mounting]-[All Color]-[Options Include 4 4N7 10K HA]-7060 | Outdoor Luminaires | Mid Output | Architectural Flood and Spot Luminaires | Standard | FALSE | [9 empty] | 41992 |  |  | NotYetVerified |  | 3 | 9790 | 113.84 | 86 | 8.32 | 0.97 | 5700 | 70
PKJDWXY1 | Eaton (formerly Cooper Lighting) | Lumark | NFFLD-A40-D-[All Voltages]-66-[All Mounting]-[All Color]-[Options Include PER PER7 10K HA]-7060 | Outdoor Luminaires | High Output | Architectural Flood and Spot Luminaires | Standard | FALSE | [9 empty] | 41992 |  |  | NotYetVerified |  | 3 | 15270 | 118.37 | 129 | 8.32 | 0.97 | 5700 | 70
P9P6MHD6 | Eaton (formerly Cooper Lighting) | Streetworks | UFLD-A40-D-[All Voltages]-66-[All Mounting]-[All Color]-[Options Include 4 4N7 10K HA]-7060 | Outdoor Luminaires | High Output | Architectural Flood and Spot Luminaires | Standard | FALSE | [9 empty] | 41992 |  |  | NotYetVerified |  | 3 | 15270 | 118.37 | 129 | 8.32 | 0.97 | 5700 | 70
PQPXS86E | Eaton (formerly Cooper Lighting) | Streetworks | UFLD-A25-E-[All Voltages]-66-[All Mounting]-[All Color]-[Options Include 4 10K HA] | Outdoor Luminaires | Mid Output | Architectural Flood and Spot Luminaires | Standard | FALSE | [9 empty] | 41992 |  |  | NotYetVerified |  | 3 | 9293 | 108.06 | 86 | 8.32 | 0.97 | 4000 | 70
PEQRQ4S1 | Eaton (formerly Cooper Lighting) | Lumark | NFFLD-A25-E-[All Voltages]-66-[All Mounting]-[All Color]-[Options Include PER 10K HA] | Outdoor Luminaires | Mid Output | Architectural Flood and Spot Luminaires | Standard | FALSE | [9 empty] | 41992 |  |  | NotYetVerified |  | 3 | 9293 | 108.06 | 86 | 8.32 | 0.97 | 4000 | 70
P35DP5PH | Eaton (formerly Cooper Lighting) | Streetworks | UFLD-A40-E-[All Voltages]-66-[All Mounting]-[All Color]-[Options Include 4 10K HA] | Outdoor Luminaires | High Output | Architectural Flood and Spot Luminaires | Standard | FALSE | [9 empty] | 41992 |  |  | NotYetVerified |  | 3 | 14494 | 112.36 | 129 | 8.32 | 0.97 | 4000 | 70
P1NYS8D5 | Eaton (formerly Cooper Lighting) | Lumark | NFFLD-A40-E-[All Voltages]-66-[All Mounting]-[All Color]-[Options Include PER 10K HA] | Outdoor Luminaires | High Output | Architectural Flood and Spot Luminaires | Standard | FALSE | [9 empty] | 41992 |  |  | NotYetVerified |  | 3 | 14494 | 112.36 | 129 | 8.32 | 0.97 | 4000 | 70
PKX7WU1U | Eaton (formerly Cooper Lighting) | Lumark | NFFLD-A25-D-[All Voltages]-66-[All Mounting]-[All Color]-[Options Include PER PER7 10K HA] | Outdoor Luminaires | Mid Output | Architectural Flood and Spot Luminaires | Standard | FALSE | [9 empty] | 41992 |  |  | NotYetVerified |  | 3 | 9293 | 108.06 | 86 | 8.32 | 0.97 | 4000 | 70
P15SKGWM | Eaton (formerly Cooper Lighting) | Streetworks | UFLD-A25-D-[All Voltages]-66-[All Mounting]-[All Color]-[Options Include 4 4N7 10K HA] | Outdoor Luminaires | Mid Output | Architectural Flood and Spot Luminaires | Standard | FALSE | [9 empty] | 41992 |  |  | NotYetVerified |  | 3 | 9293 | 108.06 | 86 | 8.32 | 0.97 | 4000 | 70
P84QU494 | Eaton (formerly Cooper Lighting) | Lumark | NFFLD-A40-D-[All Voltages]-66-[All Mounting]-[All Color]-[Options Include PER PER7 10K HA] | Outdoor Luminaires | High Output | Architectural Flood and Spot Luminaires | Standard | FALSE | [9 empty] | 41992 |  |  | NotYetVerified |  | 3 | 14494 | 112.36 | 129 | 8.32 | 0.97 | 4000 | 70
P812Z8XU | Eaton (formerly Cooper Lighting) | Streetworks | UFLD-A40-D-[All Voltages]-66-[All Mounting]-[All Color]-[Options Include 4 4N7 10K HA] | Outdoor Luminaires | High Output | Architectural Flood and Spot Luminaires | Standard | FALSE | [9 empty] | 41992 |  |  | NotYetVerified |  | 3 | 14494 | 112.36 | 129 | 8.32 | 0.97 | 4000 | 70
PKHJSJC4 | Eaton (formerly Cooper Lighting) | Lumark | NFFLD-A25-E-[All Voltages]-66-[All Mounting]-[All Color]-[Options Include PER 10K HA]-7030 | Outdoor Luminaires | Mid Output | Architectural Flood and Spot Luminaires | Standard | FALSE | [9 empty] | 41992 |  |  | NotYetVerified |  | 3 | 9160 | 106.51 | 86 | 8.32 | 0.97 | 3000 | 70
PBPQKSN3 | Eaton (formerly Cooper Lighting) | Streetworks | UFLD-A25-E-[All Voltages]-66-[All Mounting]-[All Color]-[Options Include 4 10K HA]-7030 | Outdoor Luminaires | Mid Output | Architectural Flood and Spot Luminaires | Standard | FALSE | [9 empty] | 41992 |  |  | NotYetVerified |  | 3 | 9160 | 106.51 | 86 | 8.32 | 0.97 | 3000 | 70
PBKJCMVY | Eaton (formerly Cooper Lighting) | Streetworks | UFLD-A40-E-[All Voltages]-66-[All Mounting]-[All Color]-[Options Include 4 10K HA]-7030 | Outdoor Luminaires | High Output | Architectural Flood and Spot Luminaires | Standard | FALSE | [9 empty] | 41992 |  |  | NotYetVerified |  | 3 | 14286 | 110.74 | 129 | 8.32 | 0.97 | 3000 | 70
PBGPSPF4 | Eaton (formerly Cooper Lighting) | Lumark | NFFLD-A40-E-[All Voltages]-66-[All Mounting]-[All Color]-[Options Include PER 10K HA]-7030 | Outdoor Luminaires | High Output | Architectural Flood and Spot Luminaires | Standard | FALSE | [9 empty] | 41992 |  |  | NotYetVerified |  | 3 | 14286 | 110.74 | 129 | 8.32 | 0.97 | 3000 | 70
P7QZT2PE | Eaton (formerly Cooper Lighting) | Streetworks | UFLD-A25-D-[All Voltages]-66-[All Mounting]-[All Color]-[Options Include 4 4N7 10K HA]-7030 | Outdoor Luminaires | Mid Output | Architectural Flood and Spot Luminaires | Standard | FALSE | [9 empty] | 41992 |  |  | NotYetVerified |  | 3 | 9160 | 106.51 | 86 | 8.32 | 0.97 | 3000 | 70
P2KQBZJ4 | Eaton (formerly Cooper Lighting) | Lumark | NFFLD-A25-D-[All Voltages]-66-[All Mounting]-[All Color]-[Options Include PER PER7 10K HA]-7030 | Outdoor Luminaires | Mid Output | Architectural Flood and Spot Luminaires | Standard | FALSE | [9 empty] | 41992 |  |  | NotYetVerified |  | 3 | 9160 | 106.51 | 86 | 8.32 | 0.97 | 3000 | 70
PM9WE1A7 | Eaton (formerly Cooper Lighting) | Streetworks | UFLD-A40-D-[All Voltages]-66-[All Mounting]-[All Color]-[Options Include 4 4N7 10K HA]-7030 | Outdoor Luminaires | High Output | Architectural Flood and Spot Luminaires | Standard | FALSE | [9 empty] | 41992 |  |  | NotYetVerified |  | 3 | 14286 | 110.74 | 129 | 8.32 | 0.97 | 3000 | 70
PAQ3V6XU | Eaton (formerly Cooper Lighting) | Lumark | NFFLD-A40-D-[All Voltages]-66-[All Mounting]-[All Color]-[Options Include PER PER7 10K HA]-7030 | Outdoor Luminaires | High Output | Architectural Flood and Spot Luminaires | Standard | FALSE | [9 empty] | 41992 |  |  | NotYetVerified |  | 3 | 14286 | 110.74 | 129 | 8.32 | 0.97 | 3000 | 70
PF3K4VAJ | New Horizon Lighting | New Horizon Lighting | NHL-RBFL-28W-4K-LED | Outdoor Luminaires | Low Output | Architectural Flood and Spot Luminaires | Standard | TRUE | 2326 | 86.12 | 27.01 | 11.29 | 0.912 | 4314 | 84 | 5 | 50000 | 41991 |  |  | NotYetVerified |  | 3 | 3200 | 114 | 28 |  | 0.98 | 4000 | 80
PC2P1D2M | LIFELIGHTING CO.LTD | LIFELIGHTING | LFL-150_4000K | Outdoor Luminaires | High Output | Architectural Flood and Spot Luminaires | Standard | TRUE | 12504.8 | 80.87 | 154.62 | 11.43 | 0.939 | 4147 | 72 | 5 | 50000 | 41990 |  |  | NotYetVerified |  | 3 | 12504 | 80.87 | 154.62 | 6.14 | 0.995 | 4147 | 72
PABJ3NQV | LIFELIGHTING CO.LTD | LIFELIGHTING | LFL-100_3000K | Outdoor Luminaires | Mid Output | Architectural Flood and Spot Luminaires | Standard | TRUE | 7693.45 | 79.21 | 97.1 | 19.2 | 0.92 | 3183 | 80.8 | 5 | 50000 | 41990 |  |  | NotYetVerified |  | 3 |  |  |  |  | 0.9 | 3000 | 70
PYK4C6M3K | Grandlite International Corp | Grandlite | FLL-560P-L4/240 | Outdoor Luminaires | High Output | Architectural Flood and Spot Luminaires | Standard | TRUE | 19365.7 | 82.25 | 235.44 | 9.56 | 0.872 | 5278 | 73.9 | 5 | 50000 | 41990 |  |  | NotYetVerified |  | 3
P87EZE99 | LIFELIGHTING CO.LTD | LIFELIGHTING | LFL-150_5700K | Outdoor Luminaires | High Output | Architectural Flood and Spot Luminaires | Standard | FALSE | [9 empty] | 41990 |  |  | NotYetVerified |  | 3 | 12000 | 80 | 150 | 6.14 | 0.995 | 5700 | 72
P166H9K5 | LIFELIGHTING CO.LTD | LIFELIGHTING | LFL-150_5000K | Outdoor Luminaires | High Output | Architectural Flood and Spot Luminaires | Standard | FALSE | [9 empty] | 41990 |  |  | NotYetVerified |  | 3 | 12000 | 80 | 150 | 6.14 | 0.995 | 5000 | 72
P89K5YYC | LIFELIGHTING CO.LTD | LIFELIGHTING | LFL-150_4500K | Outdoor Luminaires | High Output | Architectural Flood and Spot Luminaires | Standard | FALSE | [9 empty] | 41990 |  |  | NotYetVerified |  | 3 | 12000 | 80 | 150 | 6.14 | 0.995 | 4500 | 72
PWJRV3MY | Philips Solid-State Lighting Solutions Inc | Philips VAYA | 350-000009-35 | Outdoor Luminaires | Mid Output | Architectural Flood and Spot Luminaires | Standard | TRUE | 7807.9 | 74.95 | 104.18 | 13.3 | 0.933 | 2787 | 81.9 | 5 | 50000 | 41989 |  |  | NotYetVerified |  | 3 | 7800 | 90 | 100 | 10 | 0.99 | 2700 | 80
PJ14FJV7 | Philips Solid-State Lighting Solutions Inc | Philips VAYA | 350-000009-39 | Outdoor Luminaires | Mid Output | Architectural Flood and Spot Luminaires | Standard | FALSE | [9 empty] | 41989 |  |  | NotYetVerified |  | 3 | 9500 | 90 | 100 | 10 | 0.99 | 5000 | 80
P775WM7N | Philips Solid-State Lighting Solutions Inc | Philips VAYA | 350-000009-38 | Outdoor Luminaires | High Output | Architectural Flood and Spot Luminaires | Standard | FALSE | [9 empty] | 41989 |  |  | NotYetVerified |  | 3 | 10000 | 90 | 100 | 10 | 0.99 | 5000 | 80
PFN4ZZPA | Philips Solid-State Lighting Solutions Inc | Philips VAYA | 350-000009-37 | Outdoor Luminaires | High Output | Architectural Flood and Spot Luminaires | Standard | FALSE | [9 empty] | 41989 |  |  | NotYetVerified |  | 3 | 10100 | 90 | 100 | 10 | 0.99 | 5000 | 80
PTK2FZ6B | Philips Solid-State Lighting Solutions Inc | Philips VAYA | 350-000009-36 | Outdoor Luminaires | High Output | Architectural Flood and Spot Luminaires | Standard | FALSE | [9 empty] | 41989 |  |  | NotYetVerified |  | 3 | 10000 | 90 | 100 | 10 | 0.99 | 5000 | 80
PGBQ3W19 | Philips Solid-State Lighting Solutions Inc | Philips VAYA | 350-000009-15 | Outdoor Luminaires | Mid Output | Architectural Flood and Spot Luminaires | Standard | FALSE | [9 empty] | 41989 |  |  | NotYetVerified |  | 3 | 8400 | 90 | 100 | 10 | 0.99 | 4000 | 80
P62HUKCD | Philips Solid-State Lighting Solutions Inc | Philips VAYA | 350-000009-14 | Outdoor Luminaires | Mid Output | Architectural Flood and Spot Luminaires | Standard | FALSE | [9 empty] | 41989 |  |  | NotYetVerified |  | 3 | 9100 | 90 | 100 | 10 | 0.99 | 4000 | 80
PUPXTV61 | Philips Solid-State Lighting Solutions Inc | Philips VAYA | 350-000009-13 | Outdoor Luminaires | High Output | Architectural Flood and Spot Luminaires | Standard | FALSE | [9 empty] | 41989 |  |  | NotYetVerified |  | 3 | 10100 | 90 | 100 | 10 | 0.99 | 4000 | 80
P5V1V3R6 | Philips Solid-State Lighting Solutions Inc | Philips VAYA | 350-000009-12 | Outdoor Luminaires | High Output | Architectural Flood and Spot Luminaires | Standard | FALSE | [9 empty] | 41989 |  |  | NotYetVerified |  | 3 | 10000 | 90 | 100 | 10 | 0.99 | 4000 | 80
PKNT966Q | Philips Solid-State Lighting Solutions Inc | Philips VAYA | 350-000009-11 | Outdoor Luminaires | Mid Output | Architectural Flood and Spot Luminaires | Standard | FALSE | [9 empty] | 41989 |  |  | NotYetVerified |  | 3 | 7900 | 90 | 100 | 10 | 0.99 | 3000 | 80
P1HPGUNG | Philips Solid-State Lighting Solutions Inc | Philips VAYA | 350-000009-10 | Outdoor Luminaires | Mid Output | Architectural Flood and Spot Luminaires | Standard | FALSE | [9 empty] | 41989 |  |  | NotYetVerified |  | 3 | 8400 | 90 | 100 | 10 | 0.99 | 3000 | 80
PGQU6SEX | Philips Solid-State Lighting Solutions Inc | Philips VAYA | 350-000009-09 | Outdoor Luminaires | Mid Output | Architectural Flood and Spot Luminaires | Standard | FALSE | [9 empty] | 41989 |  |  | NotYetVerified |  | 3 | 9400 | 90 | 100 | 10 | 0.99 | 3000 | 80
PK51KV2X | Philips Solid-State Lighting Solutions Inc | Philips VAYA | 350-000009-08 | Outdoor Luminaires | Mid Output | Architectural Flood and Spot Luminaires | Standard | FALSE | [9 empty] | 41989 |  |  | NotYetVerified |  | 3 | 9300 | 90 | 100 | 10 | 0.99 | 3000 | 80
P52Z9RSQ | Philips Solid-State Lighting Solutions Inc | Philips VAYA | 350-000009-34 | Outdoor Luminaires | Mid Output | Architectural Flood and Spot Luminaires | Standard | FALSE | [9 empty] | 41989 |  |  | NotYetVerified |  | 3 | 8300 | 90 | 100 | 10 | 0.99 | 2700 | 80
P54MYZ1F | Philips Solid-State Lighting Solutions Inc | Philips VAYA | 350-000009-33 | Outdoor Luminaires | Mid Output | Architectural Flood and Spot Luminaires | Standard | FALSE | [9 empty] | 41989 |  |  | NotYetVerified |  | 3 | 9300 | 90 | 100 | 10 | 0.99 | 2700 | 80
PTGKZ6GM | Philips Solid-State Lighting Solutions Inc | Philips VAYA | 350-000009-32 | Outdoor Luminaires | Mid Output | Architectural Flood and Spot Luminaires | Standard | FALSE | [9 empty] | 41989 |  |  | NotYetVerified |  | 3 | 9200 | 90 | 100 | 10 | 0.99 | 2700 | 80
PEAHZD7E | FSC Lighting | FSC Lighting | KEL-60846UYX | Outdoor Luminaires | Low Output | Architectural Flood and Spot Luminaires | Standard | TRUE | 3417.3 | 74.36 | 45.96 | 10.79 | 0.96 | 3060 | 85.1 | 5 | 50000 | 41988 |  |  | NotYetVerified |  | 3 | 3450 |  | 50 |  |  | 3000 | 83
P2SAYJ3K | Metro LED | Metro LED | ML-FL-150W | Outdoor Luminaires | High Output | Architectural Flood and Spot Luminaires | Standard | TRUE | 11812 | 80.57 | 146.6 | 9.56 | 0.9574 | 5782 | 70 | 5 | 50000 | 41988 |  |  | NotYetVerified |  | 3 | 10000 | 90 | 150 | 9 | 0.95 | 5700 | 70
P1CZUBCW | Shenzhen Minglight Co. Ltd | Minglight | ML-FL20-50W-277-50K | Outdoor Luminaires | Low Output | Architectural Flood and Spot Luminaires | Standard | TRUE | 3900.7 | 76.77 | 50.81 | 17.06 | 0.937 | 5034 | 69.3 | 5 | 50000 | 41988 |  |  | NotYetVerified |  | 3 | 3900 | 76 | 50 | 17 | 0.9 | 5700 | 70
PZ5Y23DU | Shenzhen Minglight Co. Ltd | Minglight | ML-FL20-100W-277-50K | Outdoor Luminaires | Mid Output | Architectural Flood and Spot Luminaires | Standard | TRUE | 7695.4 | 75.07 | 102.51 | 21.32 | 0.925 | 5174 | 70.3 | 5 | 50000 | 41988 |  |  | NotYetVerified |  | 3 | 7695 | 75 | 102 | 21 | 0.9 | 5000 | 70
P3416E85 | FSC Lighting | FSC Lighting | KEL-60717UYX | Outdoor Luminaires | Mid Output | Architectural Flood and Spot Luminaires | Standard | TRUE | 5041.2 | 73.72 | 68.38 | 21.68 | 0.92 | 3096 | 85.2 | 5 | 50000 | 41988 |  |  | NotYetVerified |  | 3 | 4480 | 73 | 74 |  |  | 3000 | 83
PTMRCP2E | FSC Lighting | FSC Lighting | KEL-60846UWX | Outdoor Luminaires | Low Output | Architectural Flood and Spot Luminaires | Standard | FALSE | [9 empty] | 41988 |  |  | NotYetVerified |  | 3 | 3450 | 69 | 50 |  |  | 5000 | 83
P5X8RQWQ | FSC Lighting | FSC Lighting | KEL-60717UWX | Outdoor Luminaires | Low Output | Architectural Flood and Spot Luminaires | Standard | FALSE | [9 empty] | 41988 |  |  | NotYetVerified |  | 3 | 4480 | 73 | 74 |  |  | 5000 | 83
PHX6MKRY | FSC Lighting | FSC Lighting | KEL-60846UNX | Outdoor Luminaires | Low Output | Architectural Flood and Spot Luminaires | Standard | FALSE | [9 empty] | 41988 |  |  | NotYetVerified |  | 3 | 3450 | 69 | 50 |  |  | 4000 | 83
P3ATMFQM | FSC Lighting | FSC Lighting | KEL-60717UNX | Outdoor Luminaires | Low Output | Architectural Flood and Spot Luminaires | Standard | FALSE | [9 empty] | 41988 |  |  | NotYetVerified |  | 3 | 4480 | 73 | 74 |  |  | 4000 | 83
PUA4DBMY | Krut Systems LLC | Krut Systems | KL80FL5K | Outdoor Luminaires | Mid Output | Architectural Flood and Spot Luminaires | Standard | TRUE | 6119 | 75.16 | 81.41 | 11.9 | 0.977 | 5260 | 77 | 5 | 55000 | 41984 |  |  | NotYetVerified |  | 3 | 6000 | 75 | 80 |  | 0.95 | 5200 | 75
P6G7YAV6 | Krut Systems LLC | Krut Systems | KL150FL5K | Outdoor Luminaires | High Output | Architectural Flood and Spot Luminaires | Standard | TRUE | 14691 | 93.72 | 156.7 | 8.4 | 0.948 | 5444 | 78.2 | 5 | 55000 | 41984 |  |  | NotYetVerified |  | 3 | 13000 | 87 | 150 | 20 | 0.9 | 5200 | 75
PRBN89BE | Krut Systems LLC | Krut Systems | KL35FL5K | Outdoor Luminaires | Low Output | Architectural Flood and Spot Luminaires | Standard | TRUE | 2593 | 75.66 | 34.26 | 18.8 | 0.928 | 5238 | 77 | 5 | 55000 | 41984 |  |  | NotYetVerified |  | 3 | 2600 | 80 | 35 |  | 0.95 | 5200 | 75
PQC1CMHX | Krut Systems LLC | Krut Systems | KL50FL5K | Outdoor Luminaires | Low Output | Architectural Flood and Spot Luminaires | Standard | TRUE | 3906 | 76.84 | 50.83 | 17.4 | 0.928 | 5130 | 76 | 5 | 55000 | 41984 |  |  | NotYetVerified |  | 3 | 4000 | 80 | 50 |  | 0.9 | 5200 | 80
PD3XVBJD | Krut Systems LLC | Krut Systems | KL120FL5K | Outdoor Luminaires | High Output | Architectural Flood and Spot Luminaires | Standard | TRUE | 11644 | 90.15 | 129.1 | 12.2 | 0.921 | 5408 | 78 | 5 | 55000 | 41984 |  |  | NotYetVerified |  | 3 | 10000 | 80 | 120 |  | 0.95 | 5200 | 75
P82DBWRY | CEA GROUP INTERNATIONAL CO.LTD | CEA | LFL1-200(3000K) | Outdoor Luminaires | High Output | Architectural Flood and Spot Luminaires | Standard | TRUE | 14562 | 73.36 | 198.5 | 15.56 | 0.923 | 3129 | 72.5 | 5 | 50000 | 41982 |  |  | NotYetVerified |  | 3 | 14562 | 73.84 | 197.2 | 15.56 | 0.9233 | 3000 | 72.5
PHK3BYH3U | RAB Lighting | RAB Lightng | FFLED26Y [blank SF T] [blank W] / [PC PC2 PCS PCS2] | Outdoor Luminaires | Low Output | Architectural Flood and Spot Luminaires | Premium | FALSE | [9 empty] | 41982 |  |  | Yes | Updated on 3/22/2017 | 4.1 | 3864 | 134.6 | 28.67 | 7.9 | 0.99 | 3101 | 71
PD66KZNK | CEA GROUP INTERNATIONAL CO.LTD | CEA/EAEC | SFL1-50(5700K) | Outdoor Luminaires | Low Output | Architectural Flood and Spot Luminaires | Standard | FALSE | [9 empty] | 41982 |  |  | Yes | Updated on 11/15/2016 | 4.1 | 4702 | 96.08 | 48.94 | 13.73 | 0.91 | 5700 | 86.8
P5PVFBUE | CEA GROUP INTERNATIONAL CO.LTD | CEA/EAEC | SFL1-75(5700K) | Outdoor Luminaires | Mid Output | Architectural Flood and Spot Luminaires | Standard | FALSE | [9 empty] | 41982 |  |  | Yes | Updated on 11/15/16 | 4 | 7361 | 98.77 | 74.53 | 14.19 | 0.91 | 5700 | 83.5
PYJ9BW2G | CEA GROUP INTERNATIONAL CO.LTD | CEA/EAEC | SFL1-30(5700K) | Outdoor Luminaires | Low Output | Architectural Flood and Spot Luminaires | Standard | FALSE | [9 empty] | 41982 |  |  | Yes | Updated on 11/16/2016 | 4 | 2813 | 94.05 | 29.91 | 14.97 | 0.91 | 5700 | 82.8
PJT8NS6Y | CEA GROUP INTERNATIONAL CO.LTD | CEA/EAEC | SFL1-20(5700K) | Outdoor Luminaires | Low Output | Architectural Flood and Spot Luminaires | Standard | FALSE | [9 empty] | 41982 |  |  | Yes | Updated on 11/16/2016 | 4 | 1952 | 97.31 | 20.06 | 14.49 | 0.91 | 5700 | 82.7
P2JM8JDS | CEA GROUP INTERNATIONAL CO.LTD | CEA | LFL1-200(5700K) | Outdoor Luminaires | High Output | Architectural Flood and Spot Luminaires | Standard | FALSE | [9 empty] | 41982 |  |  | NotYetVerified |  | 3 | 14562 | 77.98 | 198.5 | 12.58 | 0.9214 | 5700 | 72.7
PCX6E2XZ | CEA GROUP INTERNATIONAL CO.LTD | CEA/EAEC | SFL1-75(5000K) | Outdoor Luminaires | Mid Output | Architectural Flood and Spot Luminaires | Standard | FALSE | [9 empty] | 41982 |  |  | Yes | Updated on 11/15/16 | 4 | 7153.7 | 95.22 | 75.13 | 14.07 | 0.91 | 5000 | 82.1
PEZD1JUV | CEA GROUP INTERNATIONAL CO.LTD | CEA/EAEC | SFL1-50(5000K) | Outdoor Luminaires | Low Output | Architectural Flood and Spot Luminaires | Standard | FALSE | [9 empty] | 41982 |  |  | Yes | Updated on 11/15/2016 | 4.1 | 4424 | 90.84 | 48.7 | 13.76 | 0.91 | 5000 | 80.5
PWZGJ2CB | CEA GROUP INTERNATIONAL CO.LTD | CEA/EAEC | SFL1-30(5000K) | Outdoor Luminaires | Low Output | Architectural Flood and Spot Luminaires | Standard | FALSE | [9 empty] | 41982 |  |  | Yes | Updated on 11/16/2016 | 4 | 2630.6 | 90.12 | 29.19 | 15.01 | 0.91 | 5000 | 80.2
P16XTJ41 | CEA GROUP INTERNATIONAL CO.LTD | CEA/EAEC | SFL1-20(5000K) | Outdoor Luminaires | Low Output | Architectural Flood and Spot Luminaires | Standard | FALSE | [9 empty] | 41982 |  |  | Yes | Updated on 11/16/2016 | 4 | 1842.9 | 92.47 | 19.93 | 14.52 | 0.91 | 5000 | 80
PM18B8QR | CEA GROUP INTERNATIONAL CO.LTD | CEA | LFL1-200(5000K) | Outdoor Luminaires | High Output | Architectural Flood and Spot Luminaires | Standard | FALSE | [9 empty] | 41982 |  |  | NotYetVerified |  | 3 | 14562 | 73.84 | 197.2 | 15.56 | 0.9233 | 5000 | 72.5
PK58E3PT | CEA GROUP INTERNATIONAL CO.LTD | CEA/EAEC | SFL1-75(4500K) | Outdoor Luminaires | Mid Output | Architectural Flood and Spot Luminaires | Standard | FALSE | [9 empty] | 41982 |  |  | Yes | Updated on 11/15/16 | 4 | 7153.7 | 95.22 | 75.13 | 14.07 | 0.91 | 4500 | 82.1
PU1MVQQB | CEA GROUP INTERNATIONAL CO.LTD | CEA/EAEC | SFL1-50(4500K) | Outdoor Luminaires | Low Output | Architectural Flood and Spot Luminaires | Standard | FALSE | [9 empty] | 41982 |  |  | Yes | Updated on 11/15/2016 | 4.1 | 4424 | 90.84 | 48.7 | 13.76 | 0.91 | 4500 | 80.5
PDMKH45X | CEA GROUP INTERNATIONAL CO.LTD | CEA/EAEC | SFL1-30(4500K) | Outdoor Luminaires | Low Output | Architectural Flood and Spot Luminaires | Standard | FALSE | [9 empty] | 41982 |  |  | Yes | Updated on 11/16/2016 | 4 | 2630.6 | 90.12 | 29.19 | 15.01 | 0.91 | 4500 | 80.2
P5QATQGB | CEA GROUP INTERNATIONAL CO.LTD | CEA/EAEC | SFL1-20(4500K) | Outdoor Luminaires | Low Output | Architectural Flood and Spot Luminaires | Standard | FALSE | [9 empty] | 41982 |  |  | Yes | Updated on 11/16/2016 | 4 | 1842.9 | 92.47 | 19.93 | 14.52 | 0.91 | 4500 | 80
P1TDW33C | CEA GROUP INTERNATIONAL CO.LTD | CEA | LFL1-200(4500K) | Outdoor Luminaires | High Output | Architectural Flood and Spot Luminaires | Standard | FALSE | [9 empty] | 41982 |  |  | NotYetVerified |  | 3 | 14562 | 73.84 | 197.2 | 15.56 | 0.9233 | 4500 | 72.5
PXFU49YQ | CEA GROUP INTERNATIONAL CO.LTD | CEA/EAEC | SFL1-75(4000K) | Outdoor Luminaires | Mid Output | Architectural Flood and Spot Luminaires | Standard | FALSE | [9 empty] | 41982 |  |  | Yes | Updated on 11/15/16 | 4 | 7153.7 | 95.22 | 75.13 | 14.07 | 0.91 | 4000 | 82.1
PBE2SPJW | CEA GROUP INTERNATIONAL CO.LTD | CEA/EAEC | SFL1-50(4000K) | Outdoor Luminaires | Low Output | Architectural Flood and Spot Luminaires | Standard | FALSE | [9 empty] | 41982 |  |  | Yes | Updated on 11/15/2016 | 4.1 | 4424 | 90.84 | 48.7 | 13.76 | 0.91 | 4000 | 80.5
PPA8ZJU3 | CEA GROUP INTERNATIONAL CO.LTD | CEA/EAEC | SFL1-30(4000K) | Outdoor Luminaires | Low Output | Architectural Flood and Spot Luminaires | Standard | FALSE | [9 empty] | 41982 |  |  | Yes | Updated on 11/16/2016 | 4 | 2630.6 | 90.12 | 29.19 | 15.01 | 0.91 | 4000 | 80.2
P6N3SDVQ | CEA GROUP INTERNATIONAL CO.LTD | CEA/EAEC | SFL1-20(4000K) | Outdoor Luminaires | Low Output | Architectural Flood and Spot Luminaires | Standard | FALSE | [9 empty] | 41982 |  |  | Yes | Updated on 11/16/2016 | 4 | 1842.9 | 92.47 | 19.93 | 14.52 | 0.91 | 4000 | 80
PG4QV221 | CEA GROUP INTERNATIONAL CO.LTD | CEA | LFL1-200(4000K) | Outdoor Luminaires | High Output | Architectural Flood and Spot Luminaires | Standard | FALSE | [9 empty] | 41982 |  |  | NotYetVerified |  | 3 | 14562 | 73.84 | 197.2 | 15.56 | 0.9233 | 4000 | 72.5
PDAQTEGQ | CEA GROUP INTERNATIONAL CO.LTD | CEA/EAEC | SFL1-75(3500K) | Outdoor Luminaires | Mid Output | Architectural Flood and Spot Luminaires | Standard | FALSE | [9 empty] | 41982 |  |  | Yes | Updated on 11/15/16 | 4 | 7153.7 | 95.22 | 75.13 | 14.07 | 0.91 | 3500 | 82.1
PH8BFCF8 | CEA GROUP INTERNATIONAL CO.LTD | CEA/EAEC | SFL1-50(3500K) | Outdoor Luminaires | Low Output | Architectural Flood and Spot Luminaires | Standard | FALSE | [9 empty] | 41982 |  |  | Yes | Updated on 11/15/2016 | 4.1 | 4424 | 90.84 | 48.7 | 13.76 | 0.91 | 3500 | 80.5
PS4MW6CC | CEA GROUP INTERNATIONAL CO.LTD | CEA/EAEC | SFL1-30(3500K) | Outdoor Luminaires | Low Output | Architectural Flood and Spot Luminaires | Standard | FALSE | [9 empty] | 41982 |  |  | Yes | Updated on 11/16/2016 | 4 | 2630.6 | 90.12 | 29.19 | 15.01 | 0.91 | 3500 | 80.2
PBSP4RU4 | CEA GROUP INTERNATIONAL CO.LTD | CEA/EAEC | SFL1-20(3500K) | Outdoor Luminaires | Low Output | Architectural Flood and Spot Luminaires | Standard | FALSE | [9 empty] | 41982 |  |  | Yes | Updated on 11/16/2016 | 4 | 1842.9 | 92.47 | 19.93 | 14.52 | 0.91 | 3500 | 80
PKTUCXER | CEA GROUP INTERNATIONAL CO.LTD | CEA | LFL1-200(3500K) | Outdoor Luminaires | High Output | Architectural Flood and Spot Luminaires | Standard | FALSE | [9 empty] | 41982 |  |  | NotYetVerified |  | 3 | 14562 | 73.84 | 197.2 | 15.56 | 0.9233 | 3500 | 72.5
PUBCGQMQ | CEA GROUP INTERNATIONAL CO.LTD | CEA/EAEC | SFL1-75(3000K) | Outdoor Luminaires | Mid Output | Architectural Flood and Spot Luminaires | Standard | FALSE | [9 empty] | 41982 |  |  | Yes | Updated on 11/15/16 | 4 | 7153.7 | 95.22 | 75.13 | 14.07 | 0.91 | 3000 | 82.1
P3QDRJWJ | CEA GROUP INTERNATIONAL CO.LTD | CEA/EAEC | SFL1-50(3000K) | Outdoor Luminaires | Low Output | Architectural Flood and Spot Luminaires | Standard | FALSE | [9 empty] | 41982 |  |  | Yes | Updated on 11/15/2016 | 4.1 | 4424 | 90.84 | 48.7 | 13.76 | 0.91 | 3000 | 80.5
PUY6P88M | CEA GROUP INTERNATIONAL CO.LTD | CEA/EAEC | SFL1-30(3000K) | Outdoor Luminaires | Low Output | Architectural Flood and Spot Luminaires | Standard | FALSE | [9 empty] | 41982 |  |  | Yes | Updated on 11/16/2016 | 4 | 2630.6 | 90.12 | 29.19 | 15.01 | 0.91 | 3000 | 80.2
PA5AJUEN | CEA GROUP INTERNATIONAL CO.LTD | CEA/EAEC | SFL1-20(3000K) | Outdoor Luminaires | Low Output | Architectural Flood and Spot Luminaires | Standard | FALSE | [9 empty] | 41982 |  |  | Yes | Updated on 11/16/2016 | 4 | 1842.9 | 92.47 | 19.93 | 14.52 | 0.91 | 3000 | 80
PAXKT39NP | RAB Lighting | RAB Lightng | FFLED26 [blank SF T] [blank W] / [PC PC2 PCS PCS2] | Outdoor Luminaires | Low Output | Architectural Flood and Spot Luminaires | Premium | TRUE | 4131 | 142 | 29.1 | 17.7 | 0.907 | 4975 | 71 | 5 | 50000 | 41982 |  |  | Yes | Updated on 3/22/2017 | 4.1 | 4131 | 142 | 29.14 | 8.2 | 0.99 | 4975 | 71
P7WJBTTWC | RAB Lighting | RAB Lightng | FFLED26N [blank SF T] [blank W] / [PC PC2 PCS PCS2] | Outdoor Luminaires | Low Output | Architectural Flood and Spot Luminaires | Premium | FALSE | [9 empty] | 41982 |  |  | Yes | Updated on 3/22/2017 | 4.1 | 4061 | 142.5 | 28.53 | 8.5 | 0.99 | 3950 | 71
P278VPRXW | Cree Inc. | Cree LEDway HO Billboard | BBDLWYWSNF251F-ULxxA40Kx | Outdoor Luminaires | High Output | Architectural Flood and Spot Luminaires | Standard | TRUE | 13888.3 | 102.38 | 136.02 | 8.51 | 0.963 | 3929 | 72 | 10 | 50000 | 41981 |  |  | NotYetVerified |  | 3 | 13934 | 102.5 | 136 | 20 | 0.9 | 4000 | 70
PQSFQVKR | Dalian Golden Sanwei Technology Co. Ltd. | Thermalway | SW-TG55RLBzz | Outdoor Luminaires | Mid Output | Architectural Flood and Spot Luminaires | Standard | TRUE | 5082.1 | 87.32 | 58.2 | 9.88 | 0.955 | 3892 | 71.2 | 5 | 50000 | 41981 |  |  | NotYetVerified |  | 3 | 5080 | 87 | 55 | 10 | 0.99 | 4000 | 71
PCJPTFPH | DASCOM Americas | Sonaray | FL-3250(3000K) | Outdoor Luminaires | High Output | Architectural Flood and Spot Luminaires | Standard | TRUE | 19589.2 | 81.7 | 239.76 | 13.72 | 0.95 | 2974 | 83.1 | 5 | 50000 | 41981 |  |  | NotYetVerified |  | 3 | 19589.16 | 81.7 | 250 | 8.59 | 0.994 | 3000 | 83
PXGYBHJ8 | Dalian Golden Sanwei Technology Co. Ltd. | Thermalway | SW-TG480RLBzz | Outdoor Luminaires | Very High Output | Architectural Flood and Spot Luminaires | Standard | TRUE | 43868.7 | 88.65 | 494.87 | 9.24 | 0.941 | 4049 | 70.9 | 5 | 50000 | 41981 |  |  | NotYetVerified |  | 3 | 43860 | 88 | 480 | 10 | 0.99 | 4000 | 71
P9WNZ1FR | Dalian Golden Sanwei Technology Co. Ltd. | Thermalway | SW-TG240RLBzz | Outdoor Luminaires | High Output | Architectural Flood and Spot Luminaires | Standard | TRUE | 22042.1 | 87.89 | 250.8 | 9.12 | 0.941 | 4039 | 71 | 5 | 50000 | 41981 |  |  | NotYetVerified |  | 3 | 22040 | 87 | 240 | 10 | 0.99 | 4000 | 71
PWFUGHWT | Dalian Golden Sanwei Technology Co. Ltd. | Thermalway | SW-TG100RLBzz | Outdoor Luminaires | Mid Output | Architectural Flood and Spot Luminaires | Standard | TRUE | 9580.7 | 87.96 | 108.92 | 13.84 | 0.936 | 3938 | 71 | 5 | 50000 | 41981 |  |  | NotYetVerified |  | 3 | 9580 | 87 | 100 | 10 | 0.99 | 4000 | 71
PV4F4JJ7 | DASCOM Americas | Sonaray | FL-3060(3000K) | Outdoor Luminaires | Low Output | Architectural Flood and Spot Luminaires | Standard | TRUE | 4421.3 | 75.21 | 58.79 | 14.91 | 0.924 | 3002 | 82.5 | 5 | 50000 | 41981 |  |  | NotYetVerified |  | 3 | 4421.33 | 75.21 | 60 | 10.43 | 0.993 | 3000 | 83
PAWN1E89 | Dalian Golden Sanwei Technology Co. Ltd. | Thermalway | SW-TG26RLAzz | Outdoor Luminaires | Low Output | Architectural Flood and Spot Luminaires | Standard | TRUE | 2374.9 | 90.8 | 26.16 | 12.58 | 0.89 | 3982 | 71.6 | 5 | 50000 | 41981 |  |  | NotYetVerified |  | 3 | 2370 | 90 | 26 | 20 | 0.99 | 4000 | 71
PJX8JBVE | Dalian Golden Sanwei Technology Co. Ltd. | Thermalway | SW-TG12RLAzz | Outdoor Luminaires | Low Output | Architectural Flood and Spot Luminaires | Standard | TRUE | 1231.5 | 102.32 | 12.04 | 17.12 | 0.876 | 3885 | 72 | 5 | 50000 | 41981 |  |  | NotYetVerified |  | 3 | 1230 | 102 | 12 | 10 | 0.99 | 4000 | 71
PC1EVC54 | DASCOM Americas | Sonaray | FL-3060(5000K) | Outdoor Luminaires | Low Output | Architectural Flood and Spot Luminaires | Standard | FALSE | [9 empty] | 41981 |  |  | NotYetVerified |  | 3 | 4900 | 81.67 | 60 | 10.43 | 0.993 | 5000 | 83
P8P1ANK3 | DASCOM Americas | Sonaray | FL-3250(5000K) | Outdoor Luminaires | High Output | Architectural Flood and Spot Luminaires | Standard | FALSE | [9 empty] | 41981 |  |  | NotYetVerified |  | 3 | 20000 | 81.7 | 250 | 8.59 | 0.994 | 5000 | 83
PTZ381F1 | DASCOM Americas | Sonaray | FL-3060(4500K) | Outdoor Luminaires | Low Output | Architectural Flood and Spot Luminaires | Standard | FALSE | [9 empty] | 41981 |  |  | NotYetVerified |  | 3 | 4900 | 81.67 | 60 | 10.43 | 0.993 | 4500 | 83
PEP6TDFB | DASCOM Americas | Sonaray | FL-3250(4500K) | Outdoor Luminaires | High Output | Architectural Flood and Spot Luminaires | Standard | FALSE | [9 empty] | 41981 |  |  | NotYetVerified |  | 3 | 20000 | 81.7 | 250 | 8.59 | 0.994 | 4500 | 83
P5VG3Q87 | DASCOM Americas | Sonaray | FL-3060(4000K) | Outdoor Luminaires | Low Output | Architectural Flood and Spot Luminaires | Standard | FALSE | [9 empty] | 41981 |  |  | NotYetVerified |  | 3 | 4900 | 81.67 | 60 | 10.43 | 0.993 | 4000 | 83
P86KKJYC | DASCOM Americas | Sonaray | FL-3250(4000K) | Outdoor Luminaires | High Output | Architectural Flood and Spot Luminaires | Standard | FALSE | [9 empty] | 41981 |  |  | NotYetVerified |  | 3 | 20000 | 81.7 | 250 | 8.59 | 0.994 | 4000 | 83
PDYUMDHE | DASCOM Americas | Sonaray | FL-3060(3500K) | Outdoor Luminaires | Low Output | Architectural Flood and Spot Luminaires | Standard | FALSE | [9 empty] | 41981 |  |  | NotYetVerified |  | 3 | 4500 | 75.21 | 60 | 10.43 | 0.993 | 3500 | 83
PFT38KPG | DASCOM Americas | Sonaray | FL-3250(3500K) | Outdoor Luminaires | High Output | Architectural Flood and Spot Luminaires | Standard | FALSE | [9 empty] | 41981 |  |  | NotYetVerified |  | 3 | 20000 | 81.7 | 250 | 8.59 | 0.994 | 3500 | 83
PBGX9P4U | CEA GROUP INTERNATIONAL CO.LTD | CEA/EAEC | SFL1-100(5700K) | Outdoor Luminaires | High Output | Architectural Flood and Spot Luminaires | Standard | FALSE | [9 empty] | 41981 |  |  | Yes | Updated on 11/16/2016 | 4 | 10704 | 111.19 | 96.27 | 13.81 | 0.9 | 5700 | 86.5
P58TTN1P | CEA GROUP INTERNATIONAL CO.LTD | CEA/EAEC | SFL1-150(5700K) | Outdoor Luminaires | High Output | Architectural Flood and Spot Luminaires | Standard | FALSE | [9 empty] | 41981 |  |  | Yes | Updated on 11/16/2016 | 4 | 15663 | 108.24 | 144.7 | 13.43 | 0.91 | 5700 | 82.7
PJP1EHUX | CEA GROUP INTERNATIONAL CO.LTD | CEA/EAEC | SFL1-100(5000K) | Outdoor Luminaires | High Output | Architectural Flood and Spot Luminaires | Standard | FALSE | [9 empty] | 41981 |  |  | Yes | Updated on 11/16/2016 | 4 | 10216 | 107.5 | 95.03 | 13.85 | 0.9 | 5000 | 80.8
P1WG4H6W | CEA GROUP INTERNATIONAL CO.LTD | CEA/EAEC | SFL1-150(5000K) | Outdoor Luminaires | High Output | Architectural Flood and Spot Luminaires | Standard | FALSE | [9 empty] | 41981 |  |  | Yes | Updated on 11/16/2016 | 4 | 14917 | 104.61 | 142.6 | 13.49 | 0.91 | 5000 | 80.6
P837JG6P | CEA GROUP INTERNATIONAL CO.LTD | CEA/EAEC | SFL1-100(4500K) | Outdoor Luminaires | High Output | Architectural Flood and Spot Luminaires | Standard | FALSE | [9 empty] | 41981 |  |  | Yes | Updated on 11/16/2016 | 4 | 10216 | 107.5 | 95.03 | 13.85 | 0.9 | 4500 | 80.8
P5AKKXUZ | CEA GROUP INTERNATIONAL CO.LTD | CEA/EAEC | SFL1-150(4500K) | Outdoor Luminaires | High Output | Architectural Flood and Spot Luminaires | Standard | FALSE | [9 empty] | 41981 |  |  | Yes | Updated on 11/16/2016 | 4 | 14917 | 104.61 | 142.6 | 13.49 | 0.91 | 4500 | 80.6
P27HGHBQ | CEA GROUP INTERNATIONAL CO.LTD | CEA/EAEC | SFL1-100(4000K) | Outdoor Luminaires | High Output | Architectural Flood and Spot Luminaires | Standard | FALSE | [9 empty] | 41981 |  |  | Yes | Updated on 11/16/2016 | 4 | 10216 | 107.5 | 95.03 | 13.85 | 0.9 | 4000 | 80.8
PC2BPUBB | CEA GROUP INTERNATIONAL CO.LTD | CEA/EAEC | SFL1-150(4000K) | Outdoor Luminaires | High Output | Architectural Flood and Spot Luminaires | Standard | FALSE | [9 empty] | 41981 |  |  | Yes | Updated on 11/16/2016 | 4 | 14917 | 104.61 | 142.6 | 13.49 | 0.91 | 4000 | 80.6
PMJ2RUFF | CEA GROUP INTERNATIONAL CO.LTD | CEA/EAEC | SFL1-100(3500K) | Outdoor Luminaires | High Output | Architectural Flood and Spot Luminaires | Standard | FALSE | [9 empty] | 41981 |  |  | Yes | Updated on 11/16/2016 | 4 | 10216 | 107.5 | 95.03 | 13.85 | 0.9 | 3500 | 80.8
P5K21UHB | CEA GROUP INTERNATIONAL CO.LTD | CEA/EAEC | SFL1-150(3500K) | Outdoor Luminaires | High Output | Architectural Flood and Spot Luminaires | Standard | FALSE | [9 empty] | 41981 |  |  | Yes | Updated on 11/16/2016 | 4 | 14917 | 104.61 | 142.6 | 13.49 | 0.91 | 3500 | 80.6
PA5ZMVQR | CEA GROUP INTERNATIONAL CO.LTD | CEA/EAEC | SFL1-100(3000K) | Outdoor Luminaires | High Output | Architectural Flood and Spot Luminaires | Standard | FALSE | [9 empty] | 41981 |  |  | Yes | Updated on 11/16/2016 | 4 | 10216 | 107.5 | 95.03 | 13.85 | 0.9 | 3000 | 80.8
PM892ZTY | CEA GROUP INTERNATIONAL CO.LTD | CEA/EAEC | SFL1-150(3000K) | Outdoor Luminaires | High Output | Architectural Flood and Spot Luminaires | Standard | FALSE | [9 empty] | 41981 |  |  | Yes | Updated on 11/16/2016 | 4 | 14917 | 104.61 | 142.6 | 13.49 | 0.91 | 3000 | 80.6
P19FG8ZN | Dalian Golden Sanwei Technology Co. Ltd. | Thermalway | SW-TG26RQAzz | Outdoor Luminaires | Low Output | Architectural Flood and Spot Luminaires | Standard | FALSE | [9 empty] | 41981 |  |  | NotYetVerified |  | 3 | 2370 | 90 | 26 | 20 | 0.99 | 5700 | 71
PVTMTFNJ | Dalian Golden Sanwei Technology Co. Ltd. | Thermalway | SW-TG100RQBzz | Outdoor Luminaires | Mid Output | Architectural Flood and Spot Luminaires | Standard | FALSE | [9 empty] | 41981 |  |  | NotYetVerified |  | 3 | 9580 | 87 | 100 | 10 | 0.99 | 5700 | 71
PFTUC6VJ | Dalian Golden Sanwei Technology Co. Ltd. | Thermalway | SW-TG55RQBzz | Outdoor Luminaires | Mid Output | Architectural Flood and Spot Luminaires | Standard | FALSE | [9 empty] | 41981 |  |  | NotYetVerified |  | 3 | 5080 | 87 | 55 | 10 | 0.99 | 5700 | 71
P91S5ZKG | Dalian Golden Sanwei Technology Co. Ltd. | Thermalway | SW-TG12RQAzz | Outdoor Luminaires | Low Output | Architectural Flood and Spot Luminaires | Standard | FALSE | [9 empty] | 41981 |  |  | NotYetVerified |  | 3 | 1230 | 102 | 12 | 10 | 0.99 | 5700 | 71
P4DGJ6TB | Dalian Golden Sanwei Technology Co. Ltd. | Thermalway | SW-TG240RQBzz | Outdoor Luminaires | High Output | Architectural Flood and Spot Luminaires | Standard | FALSE | [9 empty] | 41981 |  |  | NotYetVerified |  | 3 | 22040 | 87 | 240 | 10 | 0.99 | 5700 | 71
PYUZ1HXE | Dalian Golden Sanwei Technology Co. Ltd. | Thermalway | SW-TG480RQBzz | Outdoor Luminaires | Very High Output | Architectural Flood and Spot Luminaires | Standard | FALSE | [9 empty] | 41981 |  |  | NotYetVerified |  | 3 | 43860 | 88 | 480 | 10 | 0.99 | 5700 | 71
P6XYDNB6 | Dalian Golden Sanwei Technology Co. Ltd. | Thermalway | SW-TG26RZAzz | Outdoor Luminaires | Low Output | Architectural Flood and Spot Luminaires | Standard | FALSE | [9 empty] | 41981 |  |  | NotYetVerified |  | 3 | 2370 | 90 | 26 | 20 | 0.99 | 5000 | 71
PUYR5XZ1 | Dalian Golden Sanwei Technology Co. Ltd. | Thermalway | SW-TG100RZBzz | Outdoor Luminaires | Mid Output | Architectural Flood and Spot Luminaires | Standard | FALSE | [9 empty] | 41981 |  |  | NotYetVerified |  | 3 | 9580 | 87 | 100 | 10 | 0.99 | 5000 | 71
P9QX5RU9 | Dalian Golden Sanwei Technology Co. Ltd. | Thermalway | SW-TG55RZBzz | Outdoor Luminaires | Mid Output | Architectural Flood and Spot Luminaires | Standard | FALSE | [9 empty] | 41981 |  |  | NotYetVerified |  | 3 | 5080 | 87 | 55 | 10 | 0.99 | 5000 | 71
PT7KF4EE | Dalian Golden Sanwei Technology Co. Ltd. | Thermalway | SW-TG12RZAzz | Outdoor Luminaires | Low Output | Architectural Flood and Spot Luminaires | Standard | FALSE | [9 empty] | 41981 |  |  | NotYetVerified |  | 3 | 1230 | 102 | 12 | 10 | 0.99 | 5000 | 71
PU434REW | Dalian Golden Sanwei Technology Co. Ltd. | Thermalway | SW-TG240RZBzz | Outdoor Luminaires | High Output | Architectural Flood and Spot Luminaires | Standard | FALSE | [9 empty] | 41981 |  |  | NotYetVerified |  | 3 | 22040 | 87 | 240 | 10 | 0.99 | 5000 | 71
PH8V39YA | Dalian Golden Sanwei Technology Co. Ltd. | Thermalway | SW-TG480RZBzz | Outdoor Luminaires | Very High Output | Architectural Flood and Spot Luminaires | Standard | FALSE | [9 empty] | 41981 |  |  | NotYetVerified |  | 3 | 43860 | 88 | 480 | 10 | 0.99 | 5000 | 71
P8QCHY7U | Dalian Golden Sanwei Technology Co. Ltd. | Thermalway | SW-TG26RYAzz | Outdoor Luminaires | Low Output | Architectural Flood and Spot Luminaires | Standard | FALSE | [9 empty] | 41981 |  |  | NotYetVerified |  | 3 | 2370 | 90 | 26 | 20 | 0.99 | 4500 | 71
P863CWC5 | Dalian Golden Sanwei Technology Co. Ltd. | Thermalway | SW-TG100RYBzz | Outdoor Luminaires | Mid Output | Architectural Flood and Spot Luminaires | Standard | FALSE | [9 empty] | 41981 |  |  | NotYetVerified |  | 3 | 9580 | 87 | 100 | 10 | 0.99 | 4500 | 71
PBD9YTQG | Dalian Golden Sanwei Technology Co. Ltd. | Thermalway | SW-TG55RYBzz | Outdoor Luminaires | Mid Output | Architectural Flood and Spot Luminaires | Standard | FALSE | [9 empty] | 41981 |  |  | NotYetVerified |  | 3 | 5080 | 87 | 55 | 10 | 0.99 | 4500 | 71
PS4RQQZX | Dalian Golden Sanwei Technology Co. Ltd. | Thermalway | SW-TG12RYAzz | Outdoor Luminaires | Low Output | Architectural Flood and Spot Luminaires | Standard | FALSE | [9 empty] | 41981 |  |  | NotYetVerified |  | 3 | 1230 | 102 | 12 | 10 | 0.99 | 4500 | 71
P7QSK4ZB | Dalian Golden Sanwei Technology Co. Ltd. | Thermalway | SW-TG240RYBzz | Outdoor Luminaires | High Output | Architectural Flood and Spot Luminaires | Standard | FALSE | [9 empty] | 41981 |  |  | NotYetVerified |  | 3 | 22040 | 87 | 240 | 10 | 0.99 | 4500 | 71
PJRP66QX | Dalian Golden Sanwei Technology Co. Ltd. | Thermalway | SW-TG480RYBzz | Outdoor Luminaires | Very High Output | Architectural Flood and Spot Luminaires | Standard | FALSE | [9 empty] | 41981 |  |  | NotYetVerified |  | 3 | 43860 | 88 | 480 | 10 | 0.99 | 4500 | 71
PHB8ZREVY | Cree Inc. | Cree LEDway HO Billboard | BBDLWYWSNF252F-ULxxA40Kx | Outdoor Luminaires | High Output | Architectural Flood and Spot Luminaires | Standard | FALSE | [9 empty] | 41981 |  |  | NotYetVerified |  | 3 | 27868 | 102.5 | 272 | 20 | 0.9 | 4000 | 70
PU8DGYC5 | GE Lighting Solutions | Evolve | EFNA-[0 1 2 3 4 5 H D]-F4-5-40-X-X-XXXX-XXX | Outdoor Luminaires | High Output | Architectural Flood and Spot Luminaires | Standard | TRUE | 12701.1 | 88 | 144.3 | 8.9 | 0.97 | 3951 | 72.2 | 5 | 50000 | 41978 |  |  | NotYetVerified |  | 3 | 12700 | 85 | 150 | 20 | 0.9 | 4000 | 70
PDZAMJFS | GE Lighting Solutions | Evolve | EFNA-[0 1 2 3 4]-A4-5-40-X-X-XXXX-XXX | Outdoor Luminaires | Low Output | Architectural Flood and Spot Luminaires | Standard | TRUE | 3742.6 | 83 | 45.1 | 15.6 | 0.92 | 4080 | 73.2 | 5 | 50000 | 41978 |  |  | NotYetVerified |  | 3 | 3800 | 83 | 46 | 20 | 0.9 | 4000 | 70
PS7VGG75 | GE Lighting Solutions | Evolve | EFNA-[0 1 2 3 4 5 H D]-D3-5-50-X-X-XXXX-XXX | Outdoor Luminaires | Mid Output | Architectural Flood and Spot Luminaires | Standard | FALSE | [9 empty] | 41978 |  |  | NotYetVerified |  | 3 | 9900 | 94 | 105 | 20 | 0.9 | 5000 | 70
PM3EUDA7 | GE Lighting Solutions | Evolve | EFNA-[0 1 2 3 4 5 H D]-DW-5-50-X-X-XXXX-XXX | Outdoor Luminaires | Mid Output | Architectural Flood and Spot Luminaires | Standard | FALSE | [9 empty] | 41978 |  |  | NotYetVerified |  | 3 | 9700 | 92 | 105 | 20 | 0.9 | 5000 | 70
PBK31A4N | GE Lighting Solutions | Evolve | EFNA-[0 1 2 3 4 5 H D]-D2-5-50-X-X-XXXX-XXX | Outdoor Luminaires | Mid Output | Architectural Flood and Spot Luminaires | Standard | FALSE | [9 empty] | 41978 |  |  | NotYetVerified |  | 3 | 9600 | 91 | 105 | 20 | 0.9 | 5000 | 70
PH9DNWPH | GE Lighting Solutions | Evolve | EFNA-[0 1 2 3 4 5 H D]-DS-5-50-X-X-XXXX-XXX | Outdoor Luminaires | Mid Output | Architectural Flood and Spot Luminaires | Standard | FALSE | [9 empty] | 41978 |  |  | NotYetVerified |  | 3 | 9400 | 90 | 105 | 20 | 0.9 | 5000 | 70
PMBBPAAM | GE Lighting Solutions | Evolve | EFNA-[0 1 2 3 4 5 H D]-D4-5-50-X-X-XXXX-XXX | Outdoor Luminaires | Mid Output | Architectural Flood and Spot Luminaires | Standard | FALSE | [9 empty] | 41978 |  |  | NotYetVerified |  | 3 | 9100 | 87 | 105 | 20 | 0.9 | 5000 | 70
PK1MCKYC | GE Lighting Solutions | Evolve | EFNA-[0 1 2 3 4 5 H D]-CE-5-50-X-X-XXXX-XXX | Outdoor Luminaires | Mid Output | Architectural Flood and Spot Luminaires | Standard | FALSE | [9 empty] | 41978 |  |  | NotYetVerified |  | 3 | 8600 | 100 | 86 | 20 | 0.9 | 5000 | 70
PDGV8GNA | GE Lighting Solutions | Evolve | EFNA-[0 1 2 3 4 5 H D]-C3-5-50-X-X-XXXX-XXX | Outdoor Luminaires | Mid Output | Architectural Flood and Spot Luminaires | Standard | FALSE | [9 empty] | 41978 |  |  | NotYetVerified |  | 3 | 8100 | 94 | 86 | 20 | 0.9 | 5000 | 70
PRQ162AW | GE Lighting Solutions | Evolve | EFNA-[0 1 2 3 4 5 H D]-CW-5-50-X-X-XXXX-XXX | Outdoor Luminaires | Mid Output | Architectural Flood and Spot Luminaires | Standard | FALSE | [9 empty] | 41978 |  |  | NotYetVerified |  | 3 | 7900 | 92 | 86 | 20 | 0.9 | 5000 | 70
PZ8NGABP | GE Lighting Solutions | Evolve | EFNA-[0 1 2 3 4 5 H D]-C2-5-50-X-X-XXXX-XXX | Outdoor Luminaires | Mid Output | Architectural Flood and Spot Luminaires | Standard | FALSE | [9 empty] | 41978 |  |  | NotYetVerified |  | 3 | 7800 | 91 | 86 | 20 | 0.9 | 5000 | 70
PWFV6NYD | GE Lighting Solutions | Evolve | EFNA-[0 1 2 3 4 5 H D]-CS-5-50-X-X-XXXX-XXX | Outdoor Luminaires | Mid Output | Architectural Flood and Spot Luminaires | Standard | FALSE | [9 empty] | 41978 |  |  | NotYetVerified |  | 3 | 7600 | 88 | 86 | 20 | 0.9 | 5000 | 70
PQKDSCYY | GE Lighting Solutions | Evolve | EFNA-[0 1 2 3 4 5 H D]-C4-5-50-X-X-XXXX-XXX | Outdoor Luminaires | Mid Output | Architectural Flood and Spot Luminaires | Standard | FALSE | [9 empty] | 41978 |  |  | NotYetVerified |  | 3 | 7400 | 86 | 86 | 20 | 0.9 | 5000 | 70
PMR1JHQE | GE Lighting Solutions | Evolve | EFNA-[0 1 2 3 4]-BE-5-50-X-X-XXXX-XXX | Outdoor Luminaires | Mid Output | Architectural Flood and Spot Luminaires | Standard | FALSE | [9 empty] | 41978 |  |  | NotYetVerified |  | 3 | 6500 | 100 | 65 | 20 | 0.9 | 5000 | 70
PW7M45R8 | GE Lighting Solutions | Evolve | EFNA-[0 1 2 3 4]-B3-5-50-X-X-XXXX-XXX | Outdoor Luminaires | Mid Output | Architectural Flood and Spot Luminaires | Standard | FALSE | [9 empty] | 41978 |  |  | NotYetVerified |  | 3 | 6200 | 95 | 65 | 20 | 0.9 | 5000 | 70
P1UT43PQ | GE Lighting Solutions | Evolve | EFNA-[0 1 2 3 4]-B2-5-50-X-X-XXXX-XXX | Outdoor Luminaires | Mid Output | Architectural Flood and Spot Luminaires | Standard | FALSE | [9 empty] | 41978 |  |  | NotYetVerified |  | 3 | 6100 | 94 | 65 | 20 | 0.9 | 5000 | 70
PP7ENHNA | GE Lighting Solutions | Evolve | EFNA-[0 1 2 3 4]-BW-5-50-X-X-XXXX-XXX | Outdoor Luminaires | Mid Output | Architectural Flood and Spot Luminaires | Standard | FALSE | [9 empty] | 41978 |  |  | NotYetVerified |  | 3 | 6000 | 92 | 65 | 20 | 0.9 | 5000 | 70
PU4RNKGT | GE Lighting Solutions | Evolve | EFNA-[0 1 2 3 4]-BS-5-50-X-X-XXXX-XXX | Outdoor Luminaires | Mid Output | Architectural Flood and Spot Luminaires | Standard | FALSE | [9 empty] | 41978 |  |  | NotYetVerified |  | 3 | 5800 | 89 | 65 | 20 | 0.9 | 5000 | 70
PPG529SD | GE Lighting Solutions | Evolve | EFNA-[0 1 2 3 4]-B4-5-50-X-X-XXXX-XXX | Outdoor Luminaires | Mid Output | Architectural Flood and Spot Luminaires | Standard | FALSE | [9 empty] | 41978 |  |  | NotYetVerified |  | 3 | 5700 | 88 | 65 | 20 | 0.9 | 5000 | 70
P95UBUX9 | GE Lighting Solutions | Evolve | EFNA-[0 1 2 3 4]-AE-5-50-X-X-XXXX-XXX | Outdoor Luminaires | Low Output | Architectural Flood and Spot Luminaires | Standard | FALSE | [9 empty] | 41978 |  |  | NotYetVerified |  | 3 | 4400 | 96 | 46 | 20 | 0.9 | 5000 | 70
P8QW6U53 | GE Lighting Solutions | Evolve | EFNA-[0 1 2 3 4]-A3-5-50-X-X-XXXX-XXX | Outdoor Luminaires | Low Output | Architectural Flood and Spot Luminaires | Standard | FALSE | [9 empty] | 41978 |  |  | NotYetVerified |  | 3 | 4200 | 91 | 46 | 20 | 0.9 | 5000 | 70
PSSJWEDP | GE Lighting Solutions | Evolve | EFNA-[0 1 2 3 4]-AW-5-50-X-X-XXXX-XXX | Outdoor Luminaires | Low Output | Architectural Flood and Spot Luminaires | Standard | FALSE | [9 empty] | 41978 |  |  | NotYetVerified |  | 3 | 4000 | 87 | 46 | 20 | 0.9 | 5000 | 70
PP2Z4PT5 | GE Lighting Solutions | Evolve | EFNA-[0 1 2 3 4]-A2-5-50-X-X-XXXX-XXX | Outdoor Luminaires | Low Output | Architectural Flood and Spot Luminaires | Standard | FALSE | [9 empty] | 41978 |  |  | NotYetVerified |  | 3 | 4000 | 87 | 46 | 20 | 0.9 | 5000 | 70
P53CHT6X | GE Lighting Solutions | Evolve | EFNA-[0 1 2 3 4]-AS-5-50-X-X-XXXX-XXX | Outdoor Luminaires | Low Output | Architectural Flood and Spot Luminaires | Standard | FALSE | [9 empty] | 41978 |  |  | NotYetVerified |  | 3 | 3900 | 85 | 46 | 20 | 0.9 | 5000 | 70
PR4JKTUT | GE Lighting Solutions | Evolve | EFNA-[0 1 2 3 4]-A4-5-50-X-X-XXXX-XXX | Outdoor Luminaires | Low Output | Architectural Flood and Spot Luminaires | Standard | FALSE | [9 empty] | 41978 |  |  | NotYetVerified |  | 3 | 3800 | 83 | 46 | 20 | 0.9 | 5000 | 70
PTNT3RN1 | GE Lighting Solutions | Evolve | EFNA-[0 1 2 3 4 5 H D]-FE-5-50-X-X-XXXX-XXX | Outdoor Luminaires | High Output | Architectural Flood and Spot Luminaires | Standard | FALSE | [9 empty] | 41978 |  |  | NotYetVerified |  | 3 | 14700 | 98 | 150 | 20 | 0.9 | 5000 | 70
PSS3WVH9 | GE Lighting Solutions | Evolve | EFNA-[0 1 2 3 4 5 H D]-F3-5-50-X-X-XXXX-XXX | Outdoor Luminaires | High Output | Architectural Flood and Spot Luminaires | Standard | FALSE | [9 empty] | 41978 |  |  | NotYetVerified |  | 3 | 13900 | 93 | 150 | 20 | 0.9 | 5000 | 70
PF37ZV88 | GE Lighting Solutions | Evolve | EFNA-[0 1 2 3 4 5 H D]-FW-5-50-X-X-XXXX-XXX | Outdoor Luminaires | High Output | Architectural Flood and Spot Luminaires | Standard | FALSE | [9 empty] | 41978 |  |  | NotYetVerified |  | 3 | 13500 | 90 | 150 | 20 | 0.9 | 5000 | 70
PRQWN9T7 | GE Lighting Solutions | Evolve | EFNA-[0 1 2 3 4 5 H D]-F2-5-50-X-X-XXXX-XXX | Outdoor Luminaires | High Output | Architectural Flood and Spot Luminaires | Standard | FALSE | [9 empty] | 41978 |  |  | NotYetVerified |  | 3 | 13400 | 89 | 150 | 20 | 0.9 | 5000 | 70
PKDFG425 | GE Lighting Solutions | Evolve | EFNA-[0 1 2 3 4 5 H D]-FS-5-50-X-X-XXXX-XXX | Outdoor Luminaires | High Output | Architectural Flood and Spot Luminaires | Standard | FALSE | [9 empty] | 41978 |  |  | NotYetVerified |  | 3 | 13100 | 87 | 150 | 20 | 0.9 | 5000 | 70
PWK6Q855 | GE Lighting Solutions | Evolve | EFNA-[0 1 2 3 4 5 H D]-F4-5-50-X-X-XXXX-XXX | Outdoor Luminaires | High Output | Architectural Flood and Spot Luminaires | Standard | FALSE | [9 empty] | 41978 |  |  | NotYetVerified |  | 3 | 12800 | 85 | 150 | 20 | 0.9 | 5000 | 70
PDQSYQUT | GE Lighting Solutions | Evolve | EFNA-[0 1 2 3 4 5 H D]-EE-5-50-X-X-XXXX-XXX | Outdoor Luminaires | High Output | Architectural Flood and Spot Luminaires | Standard | FALSE | [9 empty] | 41978 |  |  | NotYetVerified |  | 3 | 12300 | 99 | 124 | 20 | 0.9 | 5000 | 70
PEQ6GDWV | GE Lighting Solutions | Evolve | EFNA-[0 1 2 3 4 5 H D]-E3-5-50-X-X-XXXX-XXX | Outdoor Luminaires | High Output | Architectural Flood and Spot Luminaires | Standard | FALSE | [9 empty] | 41978 |  |  | NotYetVerified |  | 3 | 11700 | 94 | 124 | 20 | 0.9 | 5000 | 70
PQJCU26B | GE Lighting Solutions | Evolve | EFNA-[0 1 2 3 4 5 H D]-EW-5-50-X-X-XXXX-XXX | Outdoor Luminaires | High Output | Architectural Flood and Spot Luminaires | Standard | FALSE | [9 empty] | 41978 |  |  | NotYetVerified |  | 3 | 11300 | 91 | 124 | 20 | 0.9 | 5000 | 70
PCQVK2BZ | GE Lighting Solutions | Evolve | EFNA-[0 1 2 3 4 5 H D]-E2-5-50-X-X-XXXX-XXX | Outdoor Luminaires | High Output | Architectural Flood and Spot Luminaires | Standard | FALSE | [9 empty] | 41978 |  |  | NotYetVerified |  | 3 | 11300 | 91 | 124 | 20 | 0.9 | 5000 | 70
P7KZUZDR | GE Lighting Solutions | Evolve | EFNA-[0 1 2 3 4 5 H D]-ES-5-50-X-X-XXXX-XXX | Outdoor Luminaires | High Output | Architectural Flood and Spot Luminaires | Standard | FALSE | [9 empty] | 41978 |  |  | NotYetVerified |  | 3 | 10900 | 88 | 124 | 20 | 0.9 | 5000 | 70
PFM2CU4Q | GE Lighting Solutions | Evolve | EFNA-[0 1 2 3 4 5 H D]-E4-5-50-X-X-XXXX-XXX | Outdoor Luminaires | High Output | Architectural Flood and Spot Luminaires | Standard | FALSE | [9 empty] | 41978 |  |  | NotYetVerified |  | 3 | 10700 | 86 | 124 | 20 | 0.9 | 5000 | 70
P5Q84DYE | GE Lighting Solutions | Evolve | EFNA-[0 1 2 3 4 5 H D]-DE-5-50-X-X-XXXX-XXX | Outdoor Luminaires | High Output | Architectural Flood and Spot Luminaires | Standard | FALSE | [9 empty] | 41978 |  |  | NotYetVerified |  | 3 | 10400 | 99 | 105 | 20 | 0.9 | 5000 | 70
PVUM7867 | GE Lighting Solutions | Evolve | EFNA-[0 1 2 3 4 5 H D]-D3-5-40-X-X-XXXX-XXX | Outdoor Luminaires | Mid Output | Architectural Flood and Spot Luminaires | Standard | FALSE | [9 empty] | 41978 |  |  | NotYetVerified |  | 3 | 9900 | 94 | 105 | 20 | 0.9 | 4000 | 70
PTJU76VU | GE Lighting Solutions | Evolve | EFNA-[0 1 2 3 4 5 H D]-DW-5-40-X-X-XXXX-XXX | Outdoor Luminaires | Mid Output | Architectural Flood and Spot Luminaires | Standard | FALSE | [9 empty] | 41978 |  |  | NotYetVerified |  | 3 | 9700 | 92 | 105 | 20 | 0.9 | 4000 | 70
PX5U49XD | GE Lighting Solutions | Evolve | EFNA-[0 1 2 3 4 5 H D]-D2-5-40-X-X-XXXX-XXX | Outdoor Luminaires | Mid Output | Architectural Flood and Spot Luminaires | Standard | FALSE | [9 empty] | 41978 |  |  | NotYetVerified |  | 3 | 9500 | 90 | 105 | 20 | 0.9 | 4000 | 70
P78X31HJ | GE Lighting Solutions | Evolve | EFNA-[0 1 2 3 4 5 H D]-DS-5-40-X-X-XXXX-XXX | Outdoor Luminaires | Mid Output | Architectural Flood and Spot Luminaires | Standard | FALSE | [9 empty] | 41978 |  |  | NotYetVerified |  | 3 | 9300 | 89 | 105 | 20 | 0.9 | 4000 | 70
P3C3WYH9 | GE Lighting Solutions | Evolve | EFNA-[0 1 2 3 4 5 H D]-D4-5-40-X-X-XXXX-XXX | Outdoor Luminaires | Mid Output | Architectural Flood and Spot Luminaires | Standard | FALSE | [9 empty] | 41978 |  |  | NotYetVerified |  | 3 | 9100 | 87 | 105 | 20 | 0.9 | 4000 | 70
P82EHKWA | GE Lighting Solutions | Evolve | EFNA-[0 1 2 3 4 5 H D]-CE-5-40-X-X-XXXX-XXX | Outdoor Luminaires | Mid Output | Architectural Flood and Spot Luminaires | Standard | FALSE | [9 empty] | 41978 |  |  | NotYetVerified |  | 3 | 8600 | 100 | 86 | 20 | 0.9 | 4000 | 70
PTYN5W2F | GE Lighting Solutions | Evolve | EFNA-[0 1 2 3 4 5 H D]-C3-5-40-X-X-XXXX-XXX | Outdoor Luminaires | Mid Output | Architectural Flood and Spot Luminaires | Standard | FALSE | [9 empty] | 41978 |  |  | NotYetVerified |  | 3 | 8100 | 94 | 86 | 20 | 0.9 | 4000 | 70
PPHPTCSF | GE Lighting Solutions | Evolve | EFNA-[0 1 2 3 4 5 H D]-CW-5-40-X-X-XXXX-XXX | Outdoor Luminaires | Mid Output | Architectural Flood and Spot Luminaires | Standard | FALSE | [9 empty] | 41978 |  |  | NotYetVerified |  | 3 | 7900 | 92 | 86 | 20 | 0.9 | 4000 | 70
PGT3261Y | GE Lighting Solutions | Evolve | EFNA-[0 1 2 3 4 5 H D]-C2-5-40-X-X-XXXX-XXX | Outdoor Luminaires | Mid Output | Architectural Flood and Spot Luminaires | Standard | FALSE | [9 empty] | 41978 |  |  | NotYetVerified |  | 3 | 7800 | 91 | 86 | 20 | 0.9 | 4000 | 70
PKH3ZNY4 | GE Lighting Solutions | Evolve | EFNA-[0 1 2 3 4 5 H D]-CS-5-40-X-X-XXXX-XXX | Outdoor Luminaires | Mid Output | Architectural Flood and Spot Luminaires | Standard | FALSE | [9 empty] | 41978 |  |  | NotYetVerified |  | 3 | 7600 | 88 | 86 | 20 | 0.9 | 4000 | 70
P6NFWEY1 | GE Lighting Solutions | Evolve | EFNA-[0 1 2 3 4 5 H D]-C4-5-40-X-X-XXXX-XXX | Outdoor Luminaires | Mid Output | Architectural Flood and Spot Luminaires | Standard | FALSE | [9 empty] | 41978 |  |  | NotYetVerified |  | 3 | 7400 | 86 | 86 | 20 | 0.9 | 4000 | 70
PHUQZSGV | GE Lighting Solutions | Evolve | EFNA-[0 1 2 3 4]-BE-5-40-X-X-XXXX-XXX | Outdoor Luminaires | Mid Output | Architectural Flood and Spot Luminaires | Standard | FALSE | [9 empty] | 41978 |  |  | NotYetVerified |  | 3 | 6500 | 100 | 65 | 20 | 0.9 | 4000 | 70
P7E35658 | GE Lighting Solutions | Evolve | EFNA-[0 1 2 3 4]-B3-5-40-X-X-XXXX-XXX | Outdoor Luminaires | Mid Output | Architectural Flood and Spot Luminaires | Standard | FALSE | [9 empty] | 41978 |  |  | NotYetVerified |  | 3 | 6200 | 95 | 65 | 20 | 0.9 | 4000 | 70
P77C6P4N | GE Lighting Solutions | Evolve | EFNA-[0 1 2 3 4]-BW-5-40-X-X-XXXX-XXX | Outdoor Luminaires | Mid Output | Architectural Flood and Spot Luminaires | Standard | FALSE | [9 empty] | 41978 |  |  | NotYetVerified |  | 3 | 6000 | 92 | 65 | 20 | 0.9 | 4000 | 70
P2SNF3YT | GE Lighting Solutions | Evolve | EFNA-[0 1 2 3 4]-B2-5-40-X-X-XXXX-XXX | Outdoor Luminaires | Mid Output | Architectural Flood and Spot Luminaires | Standard | FALSE | [9 empty] | 41978 |  |  | NotYetVerified |  | 3 | 6000 | 92 | 65 | 20 | 0.9 | 4000 | 70
PUAM8GVP | GE Lighting Solutions | Evolve | EFNA-[0 1 2 3 4]-BS-5-40-X-X-XXXX-XXX | Outdoor Luminaires | Mid Output | Architectural Flood and Spot Luminaires | Standard | FALSE | [9 empty] | 41978 |  |  | NotYetVerified |  | 3 | 5800 | 89 | 65 | 20 | 0.9 | 4000 | 70
PNAZNQDG | GE Lighting Solutions | Evolve | EFNA-[0 1 2 3 4]-B4-5-40-X-X-XXXX-XXX | Outdoor Luminaires | Mid Output | Architectural Flood and Spot Luminaires | Standard | FALSE | [9 empty] | 41978 |  |  | NotYetVerified |  | 3 | 5700 | 88 | 65 | 20 | 0.9 | 4000 | 70
PAJGC9Y8 | GE Lighting Solutions | Evolve | EFNA-[0 1 2 3 4]-AE-5-40-X-X-XXXX-XXX | Outdoor Luminaires | Low Output | Architectural Flood and Spot Luminaires | Standard | FALSE | [9 empty] | 41978 |  |  | NotYetVerified |  | 3 | 4400 | 96 | 46 | 20 | 0.9 | 4000 | 70
P3PAUN2C | GE Lighting Solutions | Evolve | EFNA-[0 1 2 3 4]-A3-5-40-X-X-XXXX-XXX | Outdoor Luminaires | Low Output | Architectural Flood and Spot Luminaires | Standard | FALSE | [9 empty] | 41978 |  |  | NotYetVerified |  | 3 | 4200 | 91 | 46 | 20 | 0.9 | 4000 | 70
PZEMSVDP | GE Lighting Solutions | Evolve | EFNA-[0 1 2 3 4]-A2-5-40-X-X-XXXX-XXX | Outdoor Luminaires | Low Output | Architectural Flood and Spot Luminaires | Standard | FALSE | [9 empty] | 41978 |  |  | NotYetVerified |  | 3 | 4000 | 87 | 46 | 20 | 0.9 | 4000 | 70
P8V34MM7 | GE Lighting Solutions | Evolve | EFNA-[0 1 2 3 4]-AW-5-40-X-X-XXXX-XXX | Outdoor Luminaires | Low Output | Architectural Flood and Spot Luminaires | Standard | FALSE | [9 empty] | 41978 |  |  | NotYetVerified |  | 3 | 4000 | 87 | 46 | 20 | 0.9 | 4000 | 70
PGFS7UU1 | GE Lighting Solutions | Evolve | EFNA-[0 1 2 3 4]-AS-5-40-X-X-XXXX-XXX | Outdoor Luminaires | Low Output | Architectural Flood and Spot Luminaires | Standard | FALSE | [9 empty] | 41978 |  |  | NotYetVerified |  | 3 | 3900 | 85 | 46 | 20 | 0.9 | 4000 | 70
PT227AY5 | GE Lighting Solutions | Evolve | EFNA-[0 1 2 3 4 5 H D]-FE-5-40-X-X-XXXX-XXX | Outdoor Luminaires | High Output | Architectural Flood and Spot Luminaires | Standard | FALSE | [9 empty] | 41978 |  |  | NotYetVerified |  | 3 | 14700 | 98 | 150 | 20 | 0.9 | 4000 | 70
PY7U41J3 | GE Lighting Solutions | Evolve | EFNA-[0 1 2 3 4 5 H D]-F3-5-40-X-X-XXXX-XXX | Outdoor Luminaires | High Output | Architectural Flood and Spot Luminaires | Standard | FALSE | [9 empty] | 41978 |  |  | NotYetVerified |  | 3 | 13900 | 93 | 150 | 20 | 0.9 | 4000 | 70
PE18BYBE | GE Lighting Solutions | Evolve | EFNA-[0 1 2 3 4 5 H D]-FW-5-40-X-X-XXXX-XXX | Outdoor Luminaires | High Output | Architectural Flood and Spot Luminaires | Standard | FALSE | [9 empty] | 41978 |  |  | NotYetVerified |  | 3 | 13600 | 91 | 150 | 20 | 0.9 | 4000 | 70
PC3733C2 | GE Lighting Solutions | Evolve | EFNA-[0 1 2 3 4 5 H D]-F2-5-40-X-X-XXXX-XXX | Outdoor Luminaires | High Output | Architectural Flood and Spot Luminaires | Standard | FALSE | [9 empty] | 41978 |  |  | NotYetVerified |  | 3 | 13400 | 89 | 150 | 20 | 0.9 | 4000 | 70
PMT1BWJV | GE Lighting Solutions | Evolve | EFNA-[0 1 2 3 4 5 H D]-FS-5-40-X-X-XXXX-XXX | Outdoor Luminaires | High Output | Architectural Flood and Spot Luminaires | Standard | FALSE | [9 empty] | 41978 |  |  | NotYetVerified |  | 3 | 13000 | 87 | 150 | 20 | 0.9 | 4000 | 70
P59XDU4Z | GE Lighting Solutions | Evolve | EFNA-[0 1 2 3 4 5 H D]-EE-5-40-X-X-XXXX-XXX | Outdoor Luminaires | High Output | Architectural Flood and Spot Luminaires | Standard | FALSE | [9 empty] | 41978 |  |  | NotYetVerified |  | 3 | 12300 | 99 | 124 | 20 | 0.9 | 4000 | 70
PWY1BQWN | GE Lighting Solutions | Evolve | EFNA-[0 1 2 3 4 5 H D]-E3-5-40-X-X-XXXX-XXX | Outdoor Luminaires | High Output | Architectural Flood and Spot Luminaires | Standard | FALSE | [9 empty] | 41978 |  |  | NotYetVerified |  | 3 | 11700 | 94 | 124 | 20 | 0.9 | 4000 | 70
PM89638J | GE Lighting Solutions | Evolve | EFNA-[0 1 2 3 4 5 H D]-EW-5-40-X-X-XXXX-XXX | Outdoor Luminaires | High Output | Architectural Flood and Spot Luminaires | Standard | FALSE | [9 empty] | 41978 |  |  | NotYetVerified |  | 3 | 11400 | 92 | 124 | 20 | 0.9 | 4000 | 70
PX42VU4Q | GE Lighting Solutions | Evolve | EFNA-[0 1 2 3 4 5 H D]-E2-5-40-X-X-XXXX-XXX | Outdoor Luminaires | High Output | Architectural Flood and Spot Luminaires | Standard | FALSE | [9 empty] | 41978 |  |  | NotYetVerified |  | 3 | 11200 | 90 | 124 | 20 | 0.9 | 4000 | 70
PQ6NRG46 | GE Lighting Solutions | Evolve | EFNA-[0 1 2 3 4 5 H D]-ES-5-40-X-X-XXXX-XXX | Outdoor Luminaires | High Output | Architectural Flood and Spot Luminaires | Standard | FALSE | [9 empty] | 41978 |  |  | NotYetVerified |  | 3 | 10900 | 88 | 124 | 20 | 0.9 | 4000 | 70
PFSJWGNV | GE Lighting Solutions | Evolve | EFNA-[0 1 2 3 4 5 H D]-E4-5-40-X-X-XXXX-XXX | Outdoor Luminaires | High Output | Architectural Flood and Spot Luminaires | Standard | FALSE | [9 empty] | 41978 |  |  | NotYetVerified |  | 3 | 10700 | 86 | 124 | 20 | 0.9 | 4000 | 70
P8W3CY45 | GE Lighting Solutions | Evolve | EFNA-[0 1 2 3 4 5 H D]-DE-5-40-X-X-XXXX-XXX | Outdoor Luminaires | High Output | Architectural Flood and Spot Luminaires | Standard | FALSE | [9 empty] | 41978 |  |  | NotYetVerified |  | 3 | 10400 | 99 | 105 | 20 | 0.9 | 4000 | 70
PZ6R7B7A | Para Light NanJing Electronics Co.Ltd | PARA Light | PARA-SPL-40WDF-QHA-CW-U | Outdoor Luminaires | Low Output | Architectural Flood and Spot Luminaires | Standard | TRUE | 3743.9 | 93.13 | 40.2 | 18.84 | 0.9563 | 5364 | 66.3 | 5 | 50000 | 41977 |  |  | NotYetVerified |  | 3
P3MEBR16F | Grandlite International Corp | Grandlite International | FLL-560P-L4/180W 5000K | Outdoor Luminaires | High Output | Architectural Flood and Spot Luminaires | Standard | TRUE | 17180 | 99.7 | 172.32 | 11.33 | 0.933 | 5184 | 73 | 5 |  | 41977 |  |  | NotYetVerified |  | 3 | 17180 | 99.7 | 172.32 | 11.33 | 0.933 | 5000 | 70
PF41FDUA7 | Grandlite International Corp | Grandlite International | FLL-560P-L3/120W 5000K | Outdoor Luminaires | High Output | Architectural Flood and Spot Luminaires | Standard | FALSE | [9 empty] | 41977 |  |  | NotYetVerified |  | 3 | 12548 | 109 | 115.1 | 17.09 | 0.911 | 5000 | 70
PT1BE7VVU | Grandlite International Corp | Grandlite International | FLL-560P-L3/150W 5000K | Outdoor Luminaires | High Output | Architectural Flood and Spot Luminaires | Standard | FALSE | [9 empty] | 41977 |  |  | NotYetVerified |  | 3 | 14850 | 100.9 | 147.2 | 13.86 | 0.923 | 5000 | 70
P6BKRH11 | Tamlite Lighting | Tamlite Lighting | RBFLED803K*-XX | Outdoor Luminaires | Mid Output | Architectural Flood and Spot Luminaires | Standard | TRUE | 6282 | 78.56 | 79.95 | 13.52 | 0.9588 | 3074 | 83 | 5 | 50000 | 41976 |  |  | NotYetVerified |  | 3 | 6000 | 75 | 80 |  | 0.95 | 3000 | 80
PE4RKFAC | Hubbell Lighting | Beacon Products | AL-X-60NB-136-4K-3X5-XXX-XXX-XXXX-XXX | Outdoor Luminaires | High Output | Architectural Flood and Spot Luminaires | Standard | TRUE | 11210 | 82.06 | 136.6 | 7.93 | 0.94 | 4116 | 74.1 | 5 |  | 41976 |  |  | NotYetVerified |  | 3 | 11408 | 83.27 | 137 | 8 | 0.94 | 4105 | 74
PDM56219 | Tamlite Lighting | Tamlite Lighting | RBFLED1003K*-XX | Outdoor Luminaires | Mid Output | Architectural Flood and Spot Luminaires | Standard | TRUE | 7876.6 | 85.37 | 92.27 | 14.75 | 0.9264 | 3007 | 83.3 | 5 | 50000 | 41976 |  |  | NotYetVerified |  | 3 | 7800 | 85 | 100 |  | 0.9 | 3000 | 80
P4KBU5MB | Tamlite Lighting | Tamlite Lighting | RBFLED303K*-XX | Outdoor Luminaires | Low Output | Architectural Flood and Spot Luminaires | Standard | TRUE | 2275.5 | 77.53 | 29.35 | 16.69 | 0.91 | 3124 | 82.9 | 5 | 50000 | 41976 |  |  | NotYetVerified |  | 3 | 2200 | 75 | 30 |  | 0.9 | 3000 | 80
PPESVHAM | Tamlite Lighting | Tamlite Lighting | RBFLED503K*-XX | Outdoor Luminaires | Low Output | Architectural Flood and Spot Luminaires | Standard | TRUE | 3781.3 | 75.87 | 49.84 | 18.66 | 0.91 | 3151 | 82.7 | 5 | 50000 | 41976 |  |  | NotYetVerified |  | 3 | 3700 | 75 | 50 |  | 0.9 | 3000 | 80
P2GWC4XQ | Hubbell Lighting | Beacon Products | AL-X-24NB-55-4K-3X5-XXX-XXX-XXXX-XXX | Outdoor Luminaires | Low Output | Architectural Flood and Spot Luminaires | Standard | TRUE | 4533 | 75.87 | 59.75 | 14.1 | 0.898 | 4086 | 74.2 | 5 |  | 41976 |  |  | NotYetVerified |  | 3 | 4890 | 81.5 | 60 | 14.34 | 0.89 | 4063 | 74
PR2Y6NYC2 | Grandlite International Corp | Grandlite International | FLL-560P-L2/80W 5000K | Outdoor Luminaires | Mid Output | Architectural Flood and Spot Luminaires | Standard | TRUE | 8795 | 114.32 | 76.93 | 20.94 | 0.896 | 5051 | 71.5 | 5 |  | 41976 |  |  | NotYetVerified |  | 3 | 8795 | 114.3 | 76.93 | 20.94 | 0.896 | 5000 | 70
PNS82JHK | Tamlite Lighting | Tamlite Lighting | RBFLED1005K*-XX | Outdoor Luminaires | Mid Output | Architectural Flood and Spot Luminaires | Standard | FALSE | [9 empty] | 41976 |  |  | NotYetVerified |  | 3 | 7800 | 85 | 100 |  | 0.9 | 5000 | 80
PHG3V72S | Tamlite Lighting | Tamlite Lighting | RBFLED505K*-XX | Outdoor Luminaires | Low Output | Architectural Flood and Spot Luminaires | Standard | FALSE | [9 empty] | 41976 |  |  | NotYetVerified |  | 3 | 3700 | 75 | 50 |  | 0.9 | 5000 | 80
PPBEQ6ZD | Tamlite Lighting | Tamlite Lighting | RBFLED305K*-XX | Outdoor Luminaires | Low Output | Architectural Flood and Spot Luminaires | Standard | FALSE | [9 empty] | 41976 |  |  | NotYetVerified |  | 3 | 2200 | 75 | 30 |  | 0.9 | 5000 | 80
P6MKH2AV | Tamlite Lighting | Tamlite Lighting | RBFLED805K*-XX | Outdoor Luminaires | Mid Output | Architectural Flood and Spot Luminaires | Standard | FALSE | [9 empty] | 41976 |  |  | NotYetVerified |  | 3 | 6500 | 80 | 80 |  | 0.95 | 5000 | 80
PB8QMK2P | Tamlite Lighting | Tamlite Lighting | RBFLED10045K*-XX | Outdoor Luminaires | Mid Output | Architectural Flood and Spot Luminaires | Standard | FALSE | [9 empty] | 41976 |  |  | NotYetVerified |  | 3 | 7800 | 85 | 100 |  | 0.9 | 4500 | 80
P5SC72GM | Tamlite Lighting | Tamlite Lighting | RBFLED5045K*-XX | Outdoor Luminaires | Low Output | Architectural Flood and Spot Luminaires | Standard | FALSE | [9 empty] | 41976 |  |  | NotYetVerified |  | 3 | 3700 | 75 | 50 |  | 0.9 | 4500 | 80
PPRUR8V5 | Tamlite Lighting | Tamlite Lighting | RBFLED3045K*-XX | Outdoor Luminaires | Low Output | Architectural Flood and Spot Luminaires | Standard | FALSE | [9 empty] | 41976 |  |  | NotYetVerified |  | 3 | 2200 | 75 | 30 |  | 0.9 | 4500 | 80
PXQYS49Q | Tamlite Lighting | Tamlite Lighting | RBFLED8045K*-XX | Outdoor Luminaires | Mid Output | Architectural Flood and Spot Luminaires | Standard | FALSE | [9 empty] | 41976 |  |  | NotYetVerified |  | 3 | 6000 | 75 | 80 |  | 0.95 | 4500 | 80
P8YFBRVC | Tamlite Lighting | Tamlite Lighting | RBFLED1004K*-XX | Outdoor Luminaires | Mid Output | Architectural Flood and Spot Luminaires | Standard | FALSE | [9 empty] | 41976 |  |  | NotYetVerified |  | 3 | 7800 | 85 | 100 |  | 0.9 | 4000 | 80
PRP6V9HR | Tamlite Lighting | Tamlite Lighting | RBFLED504K*-XX | Outdoor Luminaires | Low Output | Architectural Flood and Spot Luminaires | Standard | FALSE | [9 empty] | 41976 |  |  | NotYetVerified |  | 3 | 3700 | 75 | 50 |  | 0.9 | 4000 | 80
P5BU5ZJB | Tamlite Lighting | Tamlite Lighting | RBFLED304K*-XX | Outdoor Luminaires | Low Output | Architectural Flood and Spot Luminaires | Standard | FALSE | [9 empty] | 41976 |  |  | NotYetVerified |  | 3 | 2200 | 75 | 30 |  | 0.9 | 4000 | 80
PXH56SYU | Tamlite Lighting | Tamlite Lighting | RBFLED804K*-XX | Outdoor Luminaires | Mid Output | Architectural Flood and Spot Luminaires | Standard | FALSE | [9 empty] | 41976 |  |  | NotYetVerified |  | 3 | 6000 | 75 | 80 |  | 0.95 | 4000 | 80
PG5A7YDA | Tamlite Lighting | Tamlite Lighting | RBFLED10035K*-XX | Outdoor Luminaires | Mid Output | Architectural Flood and Spot Luminaires | Standard | FALSE | [9 empty] | 41976 |  |  | NotYetVerified |  | 3 | 7800 | 85 | 100 |  | 0.9 | 3500 | 80
PYCD5ETS | Tamlite Lighting | Tamlite Lighting | RBFLED5035K*-XX | Outdoor Luminaires | Low Output | Architectural Flood and Spot Luminaires | Standard | FALSE | [9 empty] | 41976 |  |  | NotYetVerified |  | 3 | 3700 | 75 | 50 |  | 0.9 | 3500 | 80
P1KMHRW6 | Tamlite Lighting | Tamlite Lighting | RBFLED3035K*-XX | Outdoor Luminaires | Low Output | Architectural Flood and Spot Luminaires | Standard | FALSE | [9 empty] | 41976 |  |  | NotYetVerified |  | 3 | 2200 | 75 | 30 |  | 0.9 | 3500 | 80
PNQW4BN7 | Tamlite Lighting | Tamlite Lighting | RBFLED8035K*-XX | Outdoor Luminaires | Mid Output | Architectural Flood and Spot Luminaires | Standard | FALSE | [9 empty] | 41976 |  |  | NotYetVerified |  | 3 | 6000 | 75 | 80 |  | 0.95 | 3500 | 80
PNN7W3RK | Hubbell Lighting | Beacon Products | AL-X-60NB-136-4K-5X3-XXX-XXX-XXXX-XXX | Outdoor Luminaires | High Output | Architectural Flood and Spot Luminaires | Standard | FALSE | [9 empty] | 41976 |  |  | NotYetVerified |  | 3 | 11408 | 83.27 | 137 | 8 | 0.94 | 4105 | 74
PACN8NVS | Hubbell Lighting | Beacon Products | AL-X-24NB-55-4K-5X3-XXX-XXX-XXXX-XXX | Outdoor Luminaires | Low Output | Architectural Flood and Spot Luminaires | Standard | FALSE | [9 empty] | 41976 |  |  | NotYetVerified |  | 3 | 4890 | 81.5 | 60 | 14.34 | 0.89 | 4063 | 74
PGDFS5G8 | Hubbell Lighting | Beacon Products | AL-X-36NB-80-4K-5X3-XXX-XXX-XXXX-XXX | Outdoor Luminaires | Mid Output | Architectural Flood and Spot Luminaires | Standard | FALSE | [9 empty] | 41976 |  |  | NotYetVerified |  | 3 | 6845 | 85.14 | 80.4 |  |  | 4063 | 74
PAQJ4DDS | Hubbell Lighting | Beacon Products | AL-X-36NB-80-4K-3X5-XXX-XXX-XXXX-XXX | Outdoor Luminaires | Mid Output | Architectural Flood and Spot Luminaires | Standard | FALSE | [9 empty] | 41976 |  |  | NotYetVerified |  | 3 | 6845 | 85.14 | 80.4 |  |  | 4063 | 74
PDUDM29A | RC Lighting | RC Lighting | HNLED13N[120V ONLY](All Fixture Colors) RCL | Outdoor Luminaires | Low Output | Architectural Flood and Spot Luminaires | Standard | TRUE | 1055 | 72.8 | 14.5 | 9.5 | 0.99 | 4000 | 81 | 5 | 100000 | 41974 |  |  | NotYetVerified |  | 3 | 1055 | 72.8 | 14.5 | 9.5 | 0.99 | 4000 | 81
PBBDP9AF | RC Lighting | RC Lighting | HBLED18Y(All Fixture Colors) RCL | Outdoor Luminaires | Low Output | Architectural Flood and Spot Luminaires | Standard | TRUE | 1702 | 85.1 | 20 | 20.8 | 0.914 | 3074 | 82 | 5 | 100000 | 41974 |  |  | NotYetVerified |  | 3 | 1702 | 87.3 | 19.5 | 20.8 | 0.914 | 3074 | 82
PA5U25KR | RC Lighting | RC Lighting | HNLED26(All Fixture Colors) RCL | Outdoor Luminaires | Low Output | Architectural Flood and Spot Luminaires | Standard | TRUE | 2272 | 82.02 | 27.7 | 9.4 | 0.909 | 5143 | 67 | 5 | 100000 | 41974 |  |  | NotYetVerified |  | 3 | 2272 | 84.1 | 27 | 9.4 | 0.909 | 5143 | 67
PJKF7F6G | RC Lighting | RC Lighting | HNLED18Y(All Fixture Colors) RCL | Outdoor Luminaires | Low Output | Architectural Flood and Spot Luminaires | Standard | TRUE | 1482 | 73.73 | 20.1 | 20.9 | 0.907 | 4375 | 82 | 5 | 100000 | 41974 |  |  | NotYetVerified |  | 3 | 1482 | 76 | 19.5 | 20.9 | 0.907 | 3051 | 82
P42VG7GA | RC Lighting | RC Lighting | HSLED18Y(All Fixture Colors) RCL | Outdoor Luminaires | Low Output | Architectural Flood and Spot Luminaires | Standard | TRUE | 1560 | 77.61 | 20.1 | 20.8 | 0.907 | 3067 | 82 | 5 | 100000 | 41974 |  |  | NotYetVerified |  | 3
PP5ACRVG | RC Lighting | RC Lighting | HSLED26N(All Fixture Colors) RCL | Outdoor Luminaires | Low Output | Architectural Flood and Spot Luminaires | Standard | TRUE | 2093 | 76.39 | 27.4 | 9.2 | 0.907 | 3996 | 81 | 5 | 100000 | 41974 |  |  | NotYetVerified |  | 3
PRDN3FDR | RC Lighting | RC Lighting | HBLED26Y(All Fixture Colors) RCL | Outdoor Luminaires | Low Output | Architectural Flood and Spot Luminaires | Standard | TRUE | 2023 | 73.03 | 27.7 | 11.8 | 0.901 | 3065 | 81 | 5 | 100000 | 41974 |  |  | NotYetVerified |  | 3 | 2023 | 74.9 | 27 | 11.8 | 0.901 | 3065 | 81
PPW6MH6J | RC Lighting | RC Lighting | HBLED18(All Fixture Colors) RCL | Outdoor Luminaires | Low Output | Architectural Flood and Spot Luminaires | Standard | FALSE | [9 empty] | 41974 |  |  | NotYetVerified |  | 3 | 2107 | 108.6 | 19.4 | 21.1 | 0.909 | 5147 | 68
P7D1CBQB | RC Lighting | RC Lighting | HSLED26(All Fixture Colors) RCL | Outdoor Luminaires | Low Output | Architectural Flood and Spot Luminaires | Standard | FALSE | [9 empty] | 41974 |  |  | NotYetVerified |  | 3 | 2336 | 86.5 | 27.1 | 10.1 | 0.909 | 5143 | 68
PE5Z4JGE | RC Lighting | RC Lighting | HSLED26(All Fixture Colors)/D10 RCL | Outdoor Luminaires | Low Output | Architectural Flood and Spot Luminaires | Standard | FALSE | [9 empty] | 41974 |  |  | NotYetVerified |  | 3 | 2339.9 | 86.5 | 27 | 10 | 0.914 | 5143 | 68
P6UERX4S | RC Lighting | RC Lighting | HNLED26(All Fixture Colors)/D10 RCL | Outdoor Luminaires | Low Output | Architectural Flood and Spot Luminaires | Standard | FALSE | [9 empty] | 41974 |  |  | NotYetVerified |  | 3 | 2275.8 | 84.1 | 27 | 9.3 | 0.914 | 5143 | 67
PSPJ28TT | RC Lighting | RC Lighting | HBLED26(All Fixture Colors) RCL | Outdoor Luminaires | Low Output | Architectural Flood and Spot Luminaires | Standard | FALSE | [9 empty] | 41974 |  |  | NotYetVerified |  | 3 | 2662 | 100.5 | 26.5 | 10.2 | 0.909 | 5139 | 69
PK2D2B9C | RC Lighting | RC Lighting | HBLED26(All Fixture Colors)/D10 RCL | Outdoor Luminaires | Low Output | Architectural Flood and Spot Luminaires | Standard | FALSE | [9 empty] | 41974 |  |  | NotYetVerified |  | 3 | 2665.6 | 100.4 | 26.5 | 10.1 | 0.914 | 5139 | 69
PDZJ1T73 | RC Lighting | RC Lighting | HSLED18(All Fixture Colors) RCL | Outdoor Luminaires | Low Output | Architectural Flood and Spot Luminaires | Standard | FALSE | [9 empty] | 41974 |  |  | NotYetVerified |  | 3 | 1997 | 100.9 | 19.8 | 20.5 | 0.916 | 5107 | 68
PAKHGNB8 | RC Lighting | RC Lighting | HNLED18(All Fixture Colors) RCL | Outdoor Luminaires | Low Output | Architectural Flood and Spot Luminaires | Standard | FALSE | [9 empty] | 41974 |  |  | NotYetVerified |  | 3 | 1886 | 95.3 | 19.8 | 20.6 | 0.916 | 5063 | 67
PVWWQWV5 | RC Lighting | RC Lighting | HNLED13(All Fixture Colors) RCL | Outdoor Luminaires | Low Output | Architectural Flood and Spot Luminaires | Standard | FALSE | [9 empty] | 41974 |  |  | NotYetVerified |  | 3 | 1315 | 92 | 14.3 | 24.4 | 0.871 | 5033 | 67
PU3PHZ1N | RC Lighting | RC Lighting | HBLED26N(All Fixture Colors)/D10 RCL | Outdoor Luminaires | Low Output | Architectural Flood and Spot Luminaires | Standard | FALSE | [9 empty] | 41974 |  |  | NotYetVerified |  | 3 | 2286.1 | 83.9 | 27.2 | 8.5 | 0.917 | 4020 | 82
PJ1EKJ3D | RC Lighting | RC Lighting | HBLED18N(All Fixture Colors) RCL | Outdoor Luminaires | Low Output | Architectural Flood and Spot Luminaires | Standard | FALSE | [9 empty] | 41974 |  |  | NotYetVerified |  | 3 | 1733 | 87.5 | 19.7 | 20.8 | 0.909 | 3999 | 82
P89D5GCQ | RC Lighting | RC Lighting | HSLED26N(All Fixture Colors)/D10 RCL | Outdoor Luminaires | Low Output | Architectural Flood and Spot Luminaires | Standard | FALSE | [9 empty] | 41974 |  |  | NotYetVerified |  | 3 | 2096.5 | 78.1 | 26.8 | 9.1 | 0.912 | 3996 | 81
PRJQBDJK | RC Lighting | RC Lighting | HSLED18N(All Fixture Colors) RCL | Outdoor Luminaires | Low Output | Architectural Flood and Spot Luminaires | Standard | FALSE | [9 empty] | 41974 |  |  | NotYetVerified |  | 3 | 1572 | 79.4 | 19.8 | 20 | 0.894 | 3992 | 82
PRYDPEAG | RC Lighting | RC Lighting | HBLED26N(All Fixture Colors) RCL | Outdoor Luminaires | Low Output | Architectural Flood and Spot Luminaires | Standard | FALSE | [9 empty] | 41974 |  |  | NotYetVerified |  | 3 | 2283 | 83.9 | 27.1 | 8.6 | 0.912 | 3971 | 82
PVUYST2J | RC Lighting | RC Lighting | HNLED18N(All Fixture Colors) RCL | Outdoor Luminaires | Low Output | Architectural Flood and Spot Luminaires | Standard | FALSE | [9 empty] | 41974 |  |  | NotYetVerified |  | 3 | 1513 | 76.4 | 19.8 | 20.1 | 0.916 | 3958 | 81
PHYY89HR | RC Lighting | RC Lighting | HBLED26Y(All Fixture Colors)/D10 RCL | Outdoor Luminaires | Low Output | Architectural Flood and Spot Luminaires | Standard | FALSE | [9 empty] | 41974 |  |  | NotYetVerified |  | 3 | 2025.7 | 74.6 | 27.1 | 11.7 | 0.906 | 3065 | 81
PEZF4UG6 | RAB Lighting | RAB Lighting | FXLED78[TSF] [blank.W]/D10/[PCT 7PRS 7PRS/PCT] LC] | Outdoor Luminaires | Mid Output | Architectural Flood and Spot Luminaires | Premium | FALSE | [9 empty] | 41964 |  |  | Yes |  | 4.1 | 9559 | 126.3 | 75.66 | 5 | 1 | 4956 | 71
P4WGZP43 | RAB Lighting | RAB Lighting | FXLED125[TSF] [blank.W]/D10/[PCT 7PRS 7PRS/PCT] LC] | Outdoor Luminaires | High Output | Architectural Flood and Spot Luminaires | Premium | FALSE | [9 empty] | 41964 |  |  | Yes |  | 4.1 | 16951 | 128.13 | 132.3 | 5.1 | 0.99 | 5027 | 72
P4QABVCV | RAB Lighting | RAB Lighting | FXLED78[TSF]N [blank.W]/D10/[PCT 7PRS 7PRS/PCT] LC] | Outdoor Luminaires | Mid Output | Architectural Flood and Spot Luminaires | Premium | FALSE | [9 empty] | 41964 |  |  | Yes |  | 4.1 | 9717 | 126.7 | 76.72 | 4.9 | 1 | 3964 | 71
PF6GHK5M | RAB Lighting | RAB Lighting | FXLED125[TSF]N [blank.W]/D10/[PCT 7PRS 7PRS/PCT] LC] | Outdoor Luminaires | High Output | Architectural Flood and Spot Luminaires | Premium | FALSE | [9 empty] | 41964 |  |  | Yes |  | 4.1 | 17368.62 | 130.27 | 133.33 | 5.1 | 0.99 | 4060 | 71
P7ZPTTZS | RAB Lighting | RAB Lighting | FXLED78[TSF]Y [blank.W]/D10/[PCT 7PRS 7PRS/PCT] LC] | Outdoor Luminaires | Mid Output | Architectural Flood and Spot Luminaires | Premium | FALSE | [9 empty] | 41964 |  |  | Yes |  | 4.1 | 9516 | 124.9 | 76.17 | 5 | 1 | 3132 | 71
PVWKUEUB | RAB Lighting | RAB Lighting | FXLED125[TSF]Y [blank.W]/D10/[PCT 7PRS 7PRS/PCT] LC] | Outdoor Luminaires | High Output | Architectural Flood and Spot Luminaires | Premium | FALSE | [9 empty] | 41964 |  |  | Yes |  | 4.1 | 16507 | 125.42 | 131.61 | 5.1 | 0.99 | 3132 | 71
P227U919Y | RAB Lighting | RAB Lightng | FFLED52Y [blank SF T] [blank W] / [PC PC2 PCS PCS2] | Outdoor Luminaires | Mid Output | Architectural Flood and Spot Luminaires | Premium | FALSE | [9 empty] | 41962 |  |  | Yes | Updated on 3/22/2017 | 4.1 | 6846 | 121 | 56.6 | 6.5 | 0.93 | 3137 | 70
PRM2SCGV4 | RC Lighting | RC Lighting | FXLED150[TSF]Y [blank.W]/347/[PCT3 7PRS 7PRS/PCT3] RCL | Outdoor Luminaires | High Output | Architectural Flood and Spot Luminaires | Premium | TRUE | 18636 | 120.5 | 154.6 | 16.5 | 0.885 | 3143 | 71 | 5 | 50000 | 41962 |  |  | Yes | Updated on 2/21/2017 | 4.1 | 18636 | 123.01 | 151.5 | 13.2 | 0.96 | 3143 | 71
PHFFGARF8 | RAB Lighting | RAB Lighting | FXLED150[TSF]Y [blank.W]/480/[PCT4 7PRS 7PRS/PCT4] | Outdoor Luminaires | High Output | Architectural Flood and Spot Luminaires | Premium | FALSE | [9 empty] | 41962 |  |  | Yes |  | 4.1 | 18636 | 120.5 | 154.6 | 16.5 | 0.89 | 3143 | 71
PFW138Z5Z | RC Lighting | RC Lighting | FXLED150[TSF] [blank.W]/347/[PCT3 7PRS 7PRS/PCT3] RCL | Outdoor Luminaires | High Output | Architectural Flood and Spot Luminaires | Premium | FALSE | [9 empty] | 41962 |  |  | Yes | Updated on 2/21/2017 | 4.1 | 19136.65 | 125.66 | 152.29 | 13.2 | 0.96 | 5045 | 72
PK9Q9ABFJ | RC Lighting | RC Lighting | FXLED150[TSF]N [blank.W]/347/[PCT3 7PRS 7PRS/PCT3] RCL | Outdoor Luminaires | High Output | Architectural Flood and Spot Luminaires | Premium | FALSE | [9 empty] | 41962 |  |  | Yes | Updated on 2/21/2017 | 4.1 | 19608.11 | 127.76 | 153.48 | 13.2 | 0.96 | 4051 | 71
P2CRRKPHQ | RAB Lighting | RAB Lightng | FFLED52 [blank SF T] [blank W] / [PC PC2 PCS PCS2] | Outdoor Luminaires | Mid Output | Architectural Flood and Spot Luminaires | Premium | FALSE | [9 empty] | 41962 |  |  | Yes | Updated on 3/22/2017 | 4.1 | 7175 | 127.67 | 56.2 | 6.23 | 0.93 | 5031 | 71
PA1PKJSVT | RAB Lighting | RAB Lightng | FFLED52 [blank SF T] [blank W] /D10/ [PC PC2 PCS PCS2] | Outdoor Luminaires | Mid Output | Architectural Flood and Spot Luminaires | Premium | FALSE | [9 empty] | 41962 |  |  | Yes | Updated on 3/22/2017 | 4.1 | 7175 | 127.67 | 56.2 | 6.23 | 0.93 | 5031 | 71
PTSJZ8545 | RAB Lighting | RAB Lighting | FXLED150[TSF] [blank.W]/480/[PCT4 7PRS 7PRS/PCT4] | Outdoor Luminaires | High Output | Architectural Flood and Spot Luminaires | Premium | FALSE | [9 empty] | 41962 |  |  | Yes |  | 4.1 | 19136.65 | 123.14 | 155.41 | 16.5 | 0.89 | 5045 | 72
P1CB5HQQP | RAB Lighting | RAB Lighting | FXLED150[TSF]N [blank.W]/480/[PCT4 7PRS 7PRS/PCT4] | Outdoor Luminaires | High Output | Architectural Flood and Spot Luminaires | Premium | FALSE | [9 empty] | 41962 |  |  | Yes |  | 4.1 | 19608.11 | 125.2 | 156.62 | 16.5 | 0.89 | 4051 | 71
PWZ2ZZY6X | RAB Lighting | RAB Lightng | FFLED52N [blank SF T] [blank W] / [PC PC2 PCS PCS2] | Outdoor Luminaires | Mid Output | Architectural Flood and Spot Luminaires | Premium | FALSE | [9 empty] | 41962 |  |  | Yes | Updated on 3/22/2017 | 4.1 | 7157.21 | 126.1 | 56.76 | 5.86 | 0.93 | 3999 | 71
PRCZKKB4U | RAB Lighting | RAB Lightng | FFLED52N [blank SF T] [blank W] /D10/ [PC PC2 PCS PCS2] | Outdoor Luminaires | Mid Output | Architectural Flood and Spot Luminaires | Premium | FALSE | [9 empty] | 41962 |  |  | Yes | Updated on 3/22/2017 | 4.1 | 7157.21 | 126.1 | 56.76 | 5.86 | 0.93 | 3999 | 71
PJK3D41U1 | RAB Lighting | RAB Lightng | FFLED52Y [blank SF T] [blank W] /D10/ [PC PC2 PCS PCS2] | Outdoor Luminaires | Mid Output | Architectural Flood and Spot Luminaires | Premium | FALSE | [9 empty] | 41962 |  |  | Yes | Updated on 3/22/2017 | 4.1 | 6846 | 121 | 56.6 | 6.5 | 0.93 | 3137 | 70
PGS5FACAJ | LSI Industries | EXTERIOR | XFLM SP LED 49 HO WW UE | Outdoor Luminaires | Low Output | Architectural Flood and Spot Luminaires | Standard | TRUE | 4702 | 74 | 63.3 | 15.1 | 0.93 | 3292 | 87 | 5 | 60000 | 41960 |  |  | NotYetVerified |  | 3 |  |  | 64 |  |  | 3500 | 80
P66X7Q2T2 | LSI Industries | EXTERIOR | XFLM NF LED 28 HO NW UE [120-240V] | Outdoor Luminaires | Low Output | Architectural Flood and Spot Luminaires | Standard | TRUE | 2969 | 76 | 39 | 5.3 | 0.912 | 3982 | 73 | 5 | 60000 | 41960 |  |  | NotYetVerified |  | 3 |  |  | 36 |  |  | 4000 | 70
P35HU1EV6 | LSI Industries | EXTERIOR | XFLM WF LED 28 HO CW UE [120-240V] | Outdoor Luminaires | Low Output | Architectural Flood and Spot Luminaires | Standard | TRUE | 3389 | 94 | 36.2 | 5.3 | 0.912 | 5354 | 68 | 5 | 60000 | 41960 |  |  | NotYetVerified |  | 3 | 3407 | 95 | 36 |  |  |  | 70
PXCWVN9Z | LSI Industries | EXTERIOR | XFLM SP LED 49 HO CW UE DIM | Outdoor Luminaires | Mid Output | Architectural Flood and Spot Luminaires | Standard | FALSE | [9 empty] | 41960 |  |  | NotYetVerified |  | 3 | 6924 | 108 | 64 |  |  | 5000 | 70
P4RTEBRV | LSI Industries | EXTERIOR | XFLM HF LED 49 HO CW UE DIM | Outdoor Luminaires | Mid Output | Architectural Flood and Spot Luminaires | Standard | FALSE | [9 empty] | 41960 |  |  | NotYetVerified |  | 3 | 6547 | 102 | 64 |  |  | 5000 | 70
P7MV2GF9 | LSI Industries | EXTERIOR | XFLM MF LED 49 HO CW UE DIM | Outdoor Luminaires | Mid Output | Architectural Flood and Spot Luminaires | Standard | FALSE | [9 empty] | 41960 |  |  | NotYetVerified |  | 3 | 6541 | 102 | 64 |  |  | 5000 | 70
P9Q5TCWW | LSI Industries | EXTERIOR | XFLM VF LED 49 HO CW UE DIM | Outdoor Luminaires | Mid Output | Architectural Flood and Spot Luminaires | Standard | FALSE | [9 empty] | 41960 |  |  | NotYetVerified |  | 3 | 6506 | 101 | 64 |  |  | 5000 | 70
PNTR1XJM | LSI Industries | EXTERIOR | XFLM NF LED 49 HO CW UE DIM | Outdoor Luminaires | Mid Output | Architectural Flood and Spot Luminaires | Standard | FALSE | [9 empty] | 41960 |  |  | NotYetVerified |  | 3 | 6262 | 97 | 64 |  |  | 5000 | 70
PGVCBDEQ | LSI Industries | EXTERIOR | XFLM WF LED 49 HO CW UE DIM | Outdoor Luminaires | Mid Output | Architectural Flood and Spot Luminaires | Standard | FALSE | [9 empty] | 41960 |  |  | NotYetVerified |  | 3 | 5713 | 89 | 64 |  |  | 5000 | 70
PJHGXGCP | LSI Industries | EXTERIOR | XFLM SP LED 28 HO CW UE DIM [120-240V] | Outdoor Luminaires | Low Output | Architectural Flood and Spot Luminaires | Standard | FALSE | [9 empty] | 41960 |  |  | NotYetVerified |  | 3 | 4462 | 124 | 36 |  |  | 5000 | 70
PUV2VXPS | LSI Industries | EXTERIOR | XFLM NF LED 28 HO CW UE DIM [120-240V] | Outdoor Luminaires | Low Output | Architectural Flood and Spot Luminaires | Standard | FALSE | [9 empty] | 41960 |  |  | NotYetVerified |  | 3 | 4129 | 114.5 | 36 |  |  | 5000 | 70
PK9TBDUH | LSI Industries | EXTERIOR | XFLM HF LED 28 HO CW UE DIM [120-240V] | Outdoor Luminaires | Low Output | Architectural Flood and Spot Luminaires | Standard | FALSE | [9 empty] | 41960 |  |  | NotYetVerified |  | 3 | 3715 | 103 | 36 |  |  | 5000 | 70
PCYRKPX9 | LSI Industries | EXTERIOR | XFLM MF LED 28 HO CW UE DIM [120-240V] | Outdoor Luminaires | Low Output | Architectural Flood and Spot Luminaires | Standard | FALSE | [9 empty] | 41960 |  |  | NotYetVerified |  | 3 | 3712 | 103 | 36 |  |  | 5000 | 70
PN6CV794 | LSI Industries | EXTERIOR | XFLM VF LED 28 HO CW UE DIM [120-240V] | Outdoor Luminaires | Low Output | Architectural Flood and Spot Luminaires | Standard | FALSE | [9 empty] | 41960 |  |  | NotYetVerified |  | 3 | 3652 | 101 | 36 |  |  | 5000 | 70
P9XZ3HP9 | LSI Industries | EXTERIOR | XFLM WF LED 28 HO CW UE DIM [120-240V] | Outdoor Luminaires | Low Output | Architectural Flood and Spot Luminaires | Standard | FALSE | [9 empty] | 41960 |  |  | NotYetVerified |  | 3 | 3389 | 94 | 36 |  |  | 5000 | 70
P6AW4WXJ | LSI Industries | EXTERIOR | XFLM SP LED 49 HO NW UE | Outdoor Luminaires | Mid Output | Architectural Flood and Spot Luminaires | Standard | FALSE | [9 empty] | 41960 |  |  | NotYetVerified |  | 3 | 5883 | 92 | 64 |  |  | 4000 | 70
PKH7JHMY | LSI Industries | EXTERIOR | XFLM NF LED 49 HO NW UE | Outdoor Luminaires | Mid Output | Architectural Flood and Spot Luminaires | Standard | FALSE | [9 empty] | 41960 |  |  | NotYetVerified |  | 3 | 5671 | 88.5 | 64 |  |  | 4000 | 70
PKFVRZNK | LSI Industries | EXTERIOR | XFLM HF LED 49 HO NW UE | Outdoor Luminaires | Mid Output | Architectural Flood and Spot Luminaires | Standard | FALSE | [9 empty] | 41960 |  |  | NotYetVerified |  | 3 | 5580 | 87 | 64 |  |  | 4000 | 70
P9RYVPQG | LSI Industries | EXTERIOR | XFLM WF LED 49 HO NW UE | Outdoor Luminaires | Mid Output | Architectural Flood and Spot Luminaires | Standard | FALSE | [9 empty] | 41960 |  |  | NotYetVerified |  | 3 | 5283 | 82 | 64 |  |  | 4000 | 70
PNVNAQAQ | LSI Industries | EXTERIOR | XFLM VF LED 49 HO NW UE | Outdoor Luminaires | Mid Output | Architectural Flood and Spot Luminaires | Standard | FALSE | [9 empty] | 41960 |  |  | NotYetVerified |  | 3 | 5197 | 81 | 64 |  |  | 4000 | 70
PNFWMNM8 | LSI Industries | EXTERIOR | XFLM MF LED 49 HO NW UE | Outdoor Luminaires | Mid Output | Architectural Flood and Spot Luminaires | Standard | FALSE | [9 empty] | 41960 |  |  | NotYetVerified |  | 3 | 5175 | 80.5 | 64 |  |  | 4000 | 70
PS95BQ6A | LSI Industries | EXTERIOR | XFLM SP LED 28 HO NW UE [120-240V] | Outdoor Luminaires | Low Output | Architectural Flood and Spot Luminaires | Standard | FALSE | [9 empty] | 41960 |  |  | NotYetVerified |  | 3 | 3473 | 96 | 36 |  |  | 4000 | 70
PGMBX2JN | LSI Industries | EXTERIOR | XFLM VF LED 28 HO NW UE [120-240V] | Outdoor Luminaires | Low Output | Architectural Flood and Spot Luminaires | Standard | FALSE | [9 empty] | 41960 |  |  | NotYetVerified |  | 3 | 3155 | 87.5 | 36 |  |  | 4000 | 70
P9XDXRVE | LSI Industries | EXTERIOR | XFLM HF LED 28 HO NW UE [120-240V] | Outdoor Luminaires | Low Output | Architectural Flood and Spot Luminaires | Standard | FALSE | [9 empty] | 41960 |  |  | NotYetVerified |  | 3 | 3114 | 86.5 | 36 |  |  | 4000 | 70
P2ED2QEH | LSI Industries | EXTERIOR | XFLM WF LED 28 HO NW UE [120-240V] | Outdoor Luminaires | Low Output | Architectural Flood and Spot Luminaires | Standard | FALSE | [9 empty] | 41960 |  |  | NotYetVerified |  | 3 | 3081 | 85.5 | 36 |  |  | 4000 | 70
P7D9HKEC | LSI Industries | EXTERIOR | XFLM MF LED 28 HO NW UE [120-240V] | Outdoor Luminaires | Low Output | Architectural Flood and Spot Luminaires | Standard | FALSE | [9 empty] | 41960 |  |  | NotYetVerified |  | 3 | 3002 | 83 | 36 |  |  | 4000 | 70
PYEGJFZN | LSI Industries | EXTERIOR | XFLM SP LED 49 HO NW UE DIM | Outdoor Luminaires | Mid Output | Architectural Flood and Spot Luminaires | Standard | FALSE | [9 empty] | 41960 |  |  | NotYetVerified |  | 3 | 5883 | 92 | 64 |  |  | 4000 | 70
PKFZM5WE | LSI Industries | EXTERIOR | XFLM NF LED 49 HO NW UE DIM | Outdoor Luminaires | Mid Output | Architectural Flood and Spot Luminaires | Standard | FALSE | [9 empty] | 41960 |  |  | NotYetVerified |  | 3 | 5671 | 88.5 | 64 |  |  | 4000 | 70
PT6J2Q9B | LSI Industries | EXTERIOR | XFLM HF LED 49 HO NW UE DIM | Outdoor Luminaires | Mid Output | Architectural Flood and Spot Luminaires | Standard | FALSE | [9 empty] | 41960 |  |  | NotYetVerified |  | 3 | 5580 | 87 | 64 |  |  | 4000 | 70
P2YSEX3A | LSI Industries | EXTERIOR | XFLM WF LED 49 HO NW UE DIM | Outdoor Luminaires | Mid Output | Architectural Flood and Spot Luminaires | Standard | FALSE | [9 empty] | 41960 |  |  | NotYetVerified |  | 3 | 5283 | 82.5 | 64 |  |  | 4000 | 70
P4BS7JZE | LSI Industries | EXTERIOR | XFLM VF LED 49 HO NW UE DIM | Outdoor Luminaires | Mid Output | Architectural Flood and Spot Luminaires | Standard | FALSE | [9 empty] | 41960 |  |  | NotYetVerified |  | 3 | 5197 | 81 | 64 |  |  | 4000 | 70
PZC9ZM3K | LSI Industries | EXTERIOR | XFLM MF LED 49 HO NW UE DIM | Outdoor Luminaires | Mid Output | Architectural Flood and Spot Luminaires | Standard | FALSE | [9 empty] | 41960 |  |  | NotYetVerified |  | 3 | 5175 | 80.5 | 64 |  |  | 4000 | 70
PU5YW7BY | LSI Industries | EXTERIOR | XFLM SP LED 28 HO NW UE DIM [120-240V] | Outdoor Luminaires | Low Output | Architectural Flood and Spot Luminaires | Standard | FALSE | [9 empty] | 41960 |  |  | NotYetVerified |  | 3 | 3473 | 96 | 36 |  |  | 4000 | 70
PMETG9JU | LSI Industries | EXTERIOR | XFLM VF LED 28 HO NW UE DIM [120-240V] | Outdoor Luminaires | Low Output | Architectural Flood and Spot Luminaires | Standard | FALSE | [9 empty] | 41960 |  |  | NotYetVerified |  | 3 | 3155 | 87.5 | 36 |  |  | 4000 | 70
PRRB9VVU | LSI Industries | EXTERIOR | XFLM HF LED 28 HO NW UE DIM [120-240V] | Outdoor Luminaires | Low Output | Architectural Flood and Spot Luminaires | Standard | FALSE | [9 empty] | 41960 |  |  | NotYetVerified |  | 3 | 3114 | 86.5 | 36 |  |  | 4000 | 70
PHPHD2R7 | LSI Industries | EXTERIOR | XFLM WF LED 28 HO NW UE DIM [120-240V] | Outdoor Luminaires | Low Output | Architectural Flood and Spot Luminaires | Standard | FALSE | [9 empty] | 41960 |  |  | NotYetVerified |  | 3 | 3081 | 85.5 | 36 |  |  | 4000 | 70
P1Q8JT75 | LSI Industries | EXTERIOR | XFLM MF LED 28 HO NW UE DIM [120-240V] | Outdoor Luminaires | Low Output | Architectural Flood and Spot Luminaires | Standard | FALSE | [9 empty] | 41960 |  |  | NotYetVerified |  | 3 | 3002 | 83 | 36 |  |  | 4000 | 70
P3NGMFU4 | LSI Industries | EXTERIOR | XFLM NF LED 28 HO NW UE DIM [120-240V] | Outdoor Luminaires | Low Output | Architectural Flood and Spot Luminaires | Standard | FALSE | [9 empty] | 41960 |  |  | NotYetVerified |  | 3 | 2679 | 74 | 36 |  |  | 4000 | 70
PAHC5R91 | LSI Industries | EXTERIOR | XFLM SP LED 28 HO WW UE [120-240V] | Outdoor Luminaires | Low Output | Architectural Flood and Spot Luminaires | Standard | FALSE | [9 empty] | 41960 |  |  | NotYetVerified |  | 3 | 3191 | 88 | 36 |  |  | 3500 | 80
PUWE5QKP | LSI Industries | EXTERIOR | XFLM SP LED 49 HO WW UE DIM | Outdoor Luminaires | Low Output | Architectural Flood and Spot Luminaires | Standard | FALSE | [9 empty] | 41960 |  |  | NotYetVerified |  | 3 | 4719 | 73 | 64 |  |  | 3500 | 80
PTFWJDRZ | LSI Industries | EXTERIOR | XFLM SP LED 28 HO WW UE DIM [120-240V] | Outdoor Luminaires | Low Output | Architectural Flood and Spot Luminaires | Standard | FALSE | [9 empty] | 41960 |  |  | NotYetVerified |  | 3 | 3191 | 88 | 36 |  |  | 3500 | 80
P28VU613 | LSI Industries | EXTERIOR | XFLM HF LED 49 HO CW UE | Outdoor Luminaires | Mid Output | Architectural Flood and Spot Luminaires | Standard | FALSE | [9 empty] | 41960 |  |  | NotYetVerified |  | 3 | 6584 | 103 | 64 |  |  |  | 70
PX5MTRE9 | LSI Industries | EXTERIOR | XFLM WF LED 49 HO CW UE | Outdoor Luminaires | Mid Output | Architectural Flood and Spot Luminaires | Standard | FALSE | [9 empty] | 41960 |  |  | NotYetVerified |  | 3 | 5744 | 90 | 64 |  |  |  | 70
P357JUVG | LSI Industries | EXTERIOR | XFLM HF LED 28 HO CW UE [120-240V] | Outdoor Luminaires | Low Output | Architectural Flood and Spot Luminaires | Standard | FALSE | [9 empty] | 41960 |  |  | NotYetVerified |  | 3 | 3717 | 103 | 36 |  |  |  | 70
PY5TSRVZ | LSI Industries | EXTERIOR | XFLM MF LED 49 HO CW UE | Outdoor Luminaires | Mid Output | Architectural Flood and Spot Luminaires | Standard | FALSE | [9 empty] | 41960 |  |  | NotYetVerified |  | 3 | 6573 | 103 | 64 |  |  |  | 70
P29HTP5X | LSI Industries | EXTERIOR | XFLM NF LED 49 HO CW UE | Outdoor Luminaires | Mid Output | Architectural Flood and Spot Luminaires | Standard | FALSE | [9 empty] | 41960 |  |  | NotYetVerified |  | 3 | 6298 | 98 | 64 |  |  |  | 70
P858G9Q5 | LSI Industries | EXTERIOR | XFLM NF LED 28 HO CW UE [120-240V] | Outdoor Luminaires | Low Output | Architectural Flood and Spot Luminaires | Standard | FALSE | [9 empty] | 41960 |  |  | NotYetVerified |  | 3 | 4149 | 115 | 36 |  |  |  | 70
PCWD43B2 | LSI Industries | EXTERIOR | XFLM MF LED 28 HO CW UE [120-240V] | Outdoor Luminaires | Low Output | Architectural Flood and Spot Luminaires | Standard | FALSE | [9 empty] | 41960 |  |  | NotYetVerified |  | 3 | 3732 | 104 | 36 |  |  |  | 70
PP47CEST | LSI Industries | EXTERIOR | XFLM SP LED 49 HO CW UE | Outdoor Luminaires | Mid Output | Architectural Flood and Spot Luminaires | Standard | FALSE | [9 empty] | 41960 |  |  | NotYetVerified |  | 3 | 6986 | 109 | 64 |  |  |  | 70
P4KW1U1M | LSI Industries | EXTERIOR | XFLM VF LED 49 HO CW UE | Outdoor Luminaires | Mid Output | Architectural Flood and Spot Luminaires | Standard | FALSE | [9 empty] | 41960 |  |  | NotYetVerified |  | 3 | 6548 | 102 | 64 |  |  |  | 70
P27BHRDH | LSI Industries | EXTERIOR | XFLM SP LED 28 HO CW UE [120-240V] | Outdoor Luminaires | Low Output | Architectural Flood and Spot Luminaires | Standard | FALSE | [9 empty] | 41960 |  |  | NotYetVerified |  | 3 | 4501 | 125 | 36 |  |  |  | 70
PBW618V3 | LSI Industries | EXTERIOR | XFLM VF LED 28 HO CW UE [120-240V] | Outdoor Luminaires | Low Output | Architectural Flood and Spot Luminaires | Standard | FALSE | [9 empty] | 41960 |  |  | NotYetVerified |  | 3 | 3678 | 102 | 36 |  |  |  | 70
PK3GBVSMZ | Noribachi | Noribachi | 042-FLL-[optional upgrades]-[mounting] | Outdoor Luminaires | Mid Output | Architectural Flood and Spot Luminaires | Standard | TRUE | 5439 | 80.8 | 67.3 | 7.31 | 0.997 | 4933 | 71.4 | 5 | 100000 | 41956 |  |  | NotYetVerified |  | 3
PSGXNQ5QZ | Noribachi | Noribachi | 021-FLR-[optional upgrades]-[mounting] | Outdoor Luminaires | Low Output | Architectural Flood and Spot Luminaires | Standard | TRUE | 2103 | 80.4 | 26.16 | 8.63 | 0.993 | 4928 | 70.1 | 5 | 100000 | 41956 |  |  | NotYetVerified |  | 3
PUSH9YY5W | Noribachi | Noribachi | 021-FLS-[optional upgrades]-[mounting] | Outdoor Luminaires | Low Output | Architectural Flood and Spot Luminaires | Standard | TRUE | 2096 | 80.3 | 26.1 | 8.03 | 0.993 | 4910 | 70.7 | 5 | 100000 | 41956 |  |  | NotYetVerified |  | 3
P1RKM9E42 | Noribachi | Noribachi | 084-FLL-[optional upgrades]-[mounting] | Outdoor Luminaires | High Output | Architectural Flood and Spot Luminaires | Standard | TRUE | 10433 | 78.4 | 133.1 | 9.7 | 0.943 | 4948 | 71.7 | 5 | 100000 | 41956 |  |  | NotYetVerified |  | 3
PK3BPKS49 | Noribachi | Noribachi | 042-FLS-[optional upgrades]-[mounting] | Outdoor Luminaires | Low Output | Architectural Flood and Spot Luminaires | Standard | TRUE | 4063 | 77.1 | 52.7 | 10.3 | 0.917 | 4921 | 71.1 | 5 | 100000 | 41956 |  |  | NotYetVerified |  | 3
PMG98DRRH | Noribachi | Noribachi | 042-FLR-[optional upgrades]-[mounting] | Outdoor Luminaires | Low Output | Architectural Flood and Spot Luminaires | Standard | TRUE | 4180 | 79.3 | 52.73 | 10.2 | 0.914 | 4970 | 70.1 | 5 | 100000 | 41956 |  |  | NotYetVerified |  | 3
PJFJ41DH2 | ABOVE ALL LIGHTING INC. | ABBlighting | ABFL45LED50 | Outdoor Luminaires | Low Output | Architectural Flood and Spot Luminaires | Standard | TRUE | 3963.9 | 96.8 | 40.97 | 16.16 | 0.8876 | 4915 | 66.4 | 5 | 50000 | 41956 |  |  | NotYetVerified |  | 3 | 3900 | 92 | 42 |  |  | 5000 | 65
PZQR7VBDC | Noribachi | Noribachi | CANOPY-CAY-042-AFS-TRL | Outdoor Luminaires | Mid Output | Architectural Flood and Spot Luminaires | Standard | TRUE | 6166 | 89.6 | 68.76 | 5.87 | 0.998 | 4857 | 71.1 | 5 | 100000 | 41955 |  |  | NotYetVerified |  | 3
P8R79PP27 | Noribachi | Noribachi | WALLPACK-WPD-042-AFS-TRL (120-277V only) | Outdoor Luminaires | Low Output | Architectural Flood and Spot Luminaires | Standard | TRUE | 4817 | 72.1 | 66.8 | 6.34 | 0.998 | 4975 | 70.8 | 5 | 100000 | 41955 |  |  | NotYetVerified |  | 3
PJ5EC3UR2 | Noribachi | Noribachi | WALLPACK-WPC-021-AFS-TRL (120-277V only) | Outdoor Luminaires | Low Output | Architectural Flood and Spot Luminaires | Standard | TRUE | 2072 | 78.5 | 26.4 | 12.8 | 0.99 | 4790 | 70.8 | 5 | 100000 | 41955 |  |  | NotYetVerified |  | 3
PYY76Y7Y | Shanghai LongXing Lighting Technology Co.Ltd | Shanghai LongXing Lighting Technology Co.Ltd | USL-FL04-80W 5.2K | Outdoor Luminaires | Mid Output | Architectural Flood and Spot Luminaires | Standard | TRUE | 6119 | 75.16 | 81.41 | 11.9 | 0.977 | 5260 | 77 | 5 | 55000 | 41955 |  |  | NotYetVerified |  | 3 | 6000 | 75 | 80 |  | 0.95 | 5200 | 75
PWWWGJ8M | InLine Electrical Resources | IER | IER WP-FL04-80W 5.2K | Outdoor Luminaires | Mid Output | Architectural Flood and Spot Luminaires | Standard | TRUE | 6119 | 75.16 | 81.41 | 11.9 | 0.977 | 5260 | 77 | 5 | 55000 | 41955 |  |  | NotYetVerified |  | 3 | 6000 | 75 | 80 |  | 0.95 | 5200 | 75
P66ZNEAW | Acuity Brands Lighting | Lithonia Lighting | DSXF1 LED 1 A530/50K WFL XXXXX XXX XXX XXXXX - 120V | Outdoor Luminaires | Low Output | Architectural Flood and Spot Luminaires | Standard | TRUE | 1912 | 98.3 | 19.45 | 4.62 | 0.96 | 4938 | 73.69 | 5 |  | 41955 |  |  | NotYetVerified |  | 3 | 2099.14 | 110.48 | 19 | 20 | 0.99 | 5000 | 70
PF3QA2V4 | Acuity Brands Lighting | Lithonia Lighting | DSXF1 LED 1 A530/30K MSP XXXXX XXX XXX XXXXX - 120V | Outdoor Luminaires | Low Output | Architectural Flood and Spot Luminaires | Standard | TRUE | 1469.94 | 75.3 | 19.52 | 4.62 | 0.96 | 3055 | 82 | 5 |  | 41955 |  |  | NotYetVerified |  | 3 | 1541.33 | 81.12 | 19 | 20 | 0.99 | 3000 | 70
PHDGZU8C | Shanghai LongXing Lighting Technology Co.Ltd | Shanghai LongXing Lighting Technology Co.Ltd | USL-FL04-150W 5.2K | Outdoor Luminaires | High Output | Architectural Flood and Spot Luminaires | Standard | TRUE | 14691 | 93.72 | 156.7 | 8.4 | 0.948 | 5444 | 78.2 | 5 | 55000 | 41955 |  |  | NotYetVerified |  | 3 | 13000 | 87 | 150 | 20 | 0.9 | 5200 | 75
PV46WRC5 | Energreentechnologies | EGT | EGT-FL-150W 5.2K | Outdoor Luminaires | High Output | Architectural Flood and Spot Luminaires | Standard | TRUE | 14691 | 93.72 | 156.7 | 8.4 | 0.948 | 5444 | 78.2 | 5 | 55000 | 41955 |  |  | NotYetVerified |  | 3 | 13000 | 87 | 150 | 20 | 0.9 | 5200 | 75
PCDEZ36V | InLine Electrical Resources | IER | IER WP-FL04-150W 5.2K | Outdoor Luminaires | High Output | Architectural Flood and Spot Luminaires | Standard | TRUE | 14691 | 93.72 | 156.7 | 8.4 | 0.948 | 5444 | 78.2 | 5 | 55000 | 41955 |  |  | NotYetVerified |  | 3 | 13000 | 87 | 150 | 20 | 0.9 | 5200 | 75
PHV52MCQM | Noribachi | Noribachi | CANOPY-CAY-126-AFS-TRL | Outdoor Luminaires | High Output | Architectural Flood and Spot Luminaires | Standard | TRUE | 21582 | 79.1 | 272.7 | 9.27 | 0.945 | 4922 | 71.6 | 5 | 100000 | 41955 |  |  | NotYetVerified |  | 3
PWNR2M83A | Noribachi | Noribachi | WALLPACK-WPD-084-AFS-TRL (120-277V only) | Outdoor Luminaires | Mid Output | Architectural Flood and Spot Luminaires | Standard | TRUE | 9551 | 71.3 | 134 | 9.24 | 0.942 | 4968 | 71.4 | 5 | 100000 | 41955 |  |  | NotYetVerified |  | 3
PNEZZCH9F | Noribachi | Noribachi | WALLPACK-WPC-042-AFS-TRL (120-277V only) | Outdoor Luminaires | Mid Output | Architectural Flood and Spot Luminaires | Standard | TRUE | 5713 | 69.8 | 81.9 | 10.8 | 0.929 | 4840 | 71.1 | 5 | 100000 | 41955 |  |  | NotYetVerified |  | 3
PAMQKAD6 | Shanghai LongXing Lighting Technology Co.Ltd | Shanghai LongXing Lighting Technology Co.Ltd | USL-FL04-35W 5.2K | Outdoor Luminaires | Low Output | Architectural Flood and Spot Luminaires | Standard | TRUE | 2593 | 75.66 | 34.26 | 18.8 | 0.928 | 5238 | 77 | 5 | 55000 | 41955 |  |  | NotYetVerified |  | 3 | 2600 | 80 | 35 |  | 0.95 | 5200 | 75
PHG1Y8CS | Shanghai LongXing Lighting Technology Co.Ltd | Shanghai LongXing Lighting Technology Co.Ltd | USL-FL04-50W 5.2K | Outdoor Luminaires | Low Output | Architectural Flood and Spot Luminaires | Standard | TRUE | 3906 | 76.84 | 50.83 | 17.4 | 0.928 | 5130 | 76 | 5 | 55000 | 41955 |  |  | NotYetVerified |  | 3 | 4000 | 80 | 50 |  | 0.9 | 5200 | 80
PCUX27AM | InLine Electrical Resources | IER | IER WP-FL04-35W 5.2K | Outdoor Luminaires | Low Output | Architectural Flood and Spot Luminaires | Standard | TRUE | 2593 | 75.66 | 34.26 | 18.8 | 0.928 | 5238 | 77 | 5 | 55000 | 41955 |  |  | NotYetVerified |  | 3 | 2600 | 80 | 35 |  | 0.95 | 5200 | 75
PV95MYCG | InLine Electrical Resources | IER | IER WP-FL04-50W 5.2K | Outdoor Luminaires | Low Output | Architectural Flood and Spot Luminaires | Standard | TRUE | 3906 | 76.84 | 50.83 | 17.4 | 0.928 | 5130 | 76 | 5 | 55000 | 41955 |  |  | NotYetVerified |  | 3 | 4000 | 80 | 50 |  | 0.9 | 5200 | 80
PC2E8JKX | Shanghai LongXing Lighting Technology Co.Ltd | Shanghai LongXing Lighting Technology Co.Ltd | USL-FL04-120W 5.2K | Outdoor Luminaires | High Output | Architectural Flood and Spot Luminaires | Standard | TRUE | 11644 | 90.15 | 129.1 | 12.2 | 0.921 | 5408 | 78 | 5 | 55000 | 41955 |  |  | NotYetVerified |  | 3 | 10000 | 80 | 120 |  | 0.95 | 5200 | 75
PCPCJKW9 | InLine Electrical Resources | IER | IER WP-FL04-120W 5.2K | Outdoor Luminaires | High Output | Architectural Flood and Spot Luminaires | Standard | TRUE | 11644 | 90.15 | 129.1 | 12.2 | 0.921 | 5408 | 78 | 5 | 55000 | 41955 |  |  | NotYetVerified |  | 3 | 10000 | 80 | 120 |  | 0.95 | 5200 | 75
PVY2N5P3 | Acuity Brands Lighting | Lithonia Lighting | DSXF3 LED 6 A530/40K MFL XXXXX XXX [All Options w/out DMG] XXXXX | Outdoor Luminaires | High Output | Architectural Flood and Spot Luminaires | Standard | TRUE | 10430 | 94.7 | 110.14 | 9.4 | 0.89 | 3898 | 73.22 | 5 |  | 41955 |  |  | NotYetVerified |  | 3 | 8478.85 | 75.6 | 112.15 | 20 | 0.99 | 4000 | 70
PUX97V4H | Acuity Brands Lighting | Lithonia Lighting | DSXF2 LED 4 50K | Outdoor Luminaires | Mid Output | Architectural Flood and Spot Luminaires | Standard | FALSE | [9 empty] | 41955 | Not Dimmable | Not Dimmable | NotYetVerified |  | 3 | 7669.61 | 103.34 | 74.215 | 20 | 0.99 | 5000 | 70
PPXHJ8JR | Acuity Brands Lighting | Lithonia Lighting | DSXF2 LED 4 A530/50K WFL XXXXX XXX [All Options w/out DMG] XXXXX | Outdoor Luminaires | Mid Output | Architectural Flood and Spot Luminaires | Standard | FALSE | [9 empty] | 41955 | Not Dimmable | Not Dimmable | NotYetVerified |  | 3 | 7669.61 | 103.34 | 74.215 | 20 | 0.99 | 5000 | 70
PPFYKK66 | Acuity Brands Lighting | Lithonia Lighting | DSXF2 LED 3 50K | Outdoor Luminaires | Mid Output | Architectural Flood and Spot Luminaires | Standard | FALSE | [9 empty] | 41955 | Not Dimmable | Not Dimmable | NotYetVerified |  | 3 | 5766.02 | 106.54 | 54.12 | 20 | 0.99 | 5000 | 70
PF1G8MJM | Acuity Brands Lighting | Lithonia Lighting | DSXF2 LED 3 A530/50K WFL XXXXX XXX XXXXX | Outdoor Luminaires | Mid Output | Architectural Flood and Spot Luminaires | Standard | FALSE | [9 empty] | 41955 | Not Dimmable | Not Dimmable | NotYetVerified |  | 3 | 5766.02 | 106.54 | 54.12 | 20 | 0.99 | 5000 | 70
P231DUES | Acuity Brands Lighting | Lithonia Lighting | DSXF2 LED 3 A530/50K WFL XXXXX XXX XXXXX | Outdoor Luminaires | Mid Output | Architectural Flood and Spot Luminaires | Standard | FALSE | [9 empty] | 41955 | Not Dimmable | Not Dimmable | NotYetVerified |  | 3 | 5766.02 | 106.54 | 54.12 | 20 | 0.99 | 5000 | 70
PG4D3H89 | Acuity Brands Lighting | Lithonia Lighting | DSXF1 LED 2 A530/50K WFL XXXXX XXX XXX XXXXX - 120V | Outdoor Luminaires | Low Output | Architectural Flood and Spot Luminaires | Standard | FALSE | [9 empty] | 41955 | Not Dimmable | Not Dimmable | NotYetVerified |  | 3 | 3977 | 107.49 | 37 | 20 | 0.99 | 5000 | 70
PACKJNFP | Acuity Brands Lighting | Lithonia Lighting | DSXF1 LED 2 50K - 120V | Outdoor Luminaires | Low Output | Architectural Flood and Spot Luminaires | Standard | FALSE | [9 empty] | 41955 | Not Dimmable | Not Dimmable | NotYetVerified |  | 3 | 3977 | 107.49 | 37 | 20 | 0.99 | 5000 | 70
P6CEDN2F | Acuity Brands Lighting | Lithonia Lighting | DSXF1 LED 1 50K - 120V | Outdoor Luminaires | Low Output | Architectural Flood and Spot Luminaires | Standard | FALSE | [9 empty] | 41955 | Not Dimmable | Not Dimmable | NotYetVerified |  | 3 | 2099.14 | 110.48 | 19 | 20 | 0.99 | 5000 | 70
P1PGVJCX | Acuity Brands Lighting | Lithonia Lighting | DSXF3 LED 8 A530/50K WFL XXXXX XXX [All Options w/out DMG] XXXXX | Outdoor Luminaires | High Output | Architectural Flood and Spot Luminaires | Standard | FALSE | [9 empty] | 41955 | Not Dimmable | Not Dimmable | NotYetVerified |  | 3 | 15555.86 | 105.11 | 148 | 20 | 0.99 | 5000 | 70
PPFEESYC | Acuity Brands Lighting | Lithonia Lighting | DSXF3 LED 6 A530/50K WFL XXXXX XXX [All Options w/out DMG] XXXXX | Outdoor Luminaires | High Output | Architectural Flood and Spot Luminaires | Standard | FALSE | [9 empty] | 41955 | Not Dimmable | Not Dimmable | NotYetVerified |  | 3 | 11259.55 | 100.4 | 112.15 | 20 | 0.99 | 5000 | 70
PPX1MC9F | Acuity Brands Lighting | Lithonia Lighting | DSXF2 LED 4 A530/50K WFL XXXXX XXX [All Options w/ DMG] XXXXX | Outdoor Luminaires | Mid Output | Architectural Flood and Spot Luminaires | Standard | FALSE | [9 empty] | 41955 | Dimmable | Continuous Below 10 | NotYetVerified |  | 3 | 7669.61 | 103.34 | 74.215 | 20 | 0.99 | 5000 | 70
PUXZU5NQ | Acuity Brands Lighting | Lithonia Lighting | DSXF3 LED 8 A530/50K WFL XXXXX XXX [All Options w/ DMG] XXXXX | Outdoor Luminaires | High Output | Architectural Flood and Spot Luminaires | Standard | FALSE | [9 empty] | 41955 | Dimmable | Continuous Below 10 | NotYetVerified |  | 3 | 15555.86 | 105.11 | 148 | 20 | 0.99 | 5000 | 70
PHG6DBXM | Acuity Brands Lighting | Lithonia Lighting | DSXF3 LED 6 A530/50K WFL XXXXX XXX [All Options w/ DMG] XXXXX | Outdoor Luminaires | High Output | Architectural Flood and Spot Luminaires | Standard | FALSE | [9 empty] | 41955 | Dimmable | Continuous Below 10 | NotYetVerified |  | 3 | 11259.55 | 100.4 | 112.15 | 20 | 0.99 | 5000 | 70
PDG2T3QU | Acuity Brands Lighting | Lithonia Lighting | DSXF3 LED 6 A530/50K MFL XXXXX XXX [All Options w/out DMG] XXXXX | Outdoor Luminaires | Mid Output | Architectural Flood and Spot Luminaires | Standard | FALSE | [9 empty] | 41955 | Not Dimmable | Not Dimmable | NotYetVerified |  | 3 | 8519.22 | 75.96 | 112.15 | 20 | 0.99 | 5000 | 70
PHQ8QYBX | Acuity Brands Lighting | Lithonia Lighting | DSXF2 LED 4 A530/50K WFR XXXXX XXX [All Options w/out DMG] XXXXX | Outdoor Luminaires | Mid Output | Architectural Flood and Spot Luminaires | Standard | FALSE | [9 empty] | 41955 | Not Dimmable | Not Dimmable | NotYetVerified |  | 3 | 7800.57 | 105.11 | 74.215 | 20 | 0.99 | 5000 | 70
PVDHNVMG | Acuity Brands Lighting | Lithonia Lighting | DSXF2 LED 4 A530/50K FL XXXXX XXX [All Options w/out DMG] XXXXX | Outdoor Luminaires | Mid Output | Architectural Flood and Spot Luminaires | Standard | FALSE | [9 empty] | 41955 | Not Dimmable | Not Dimmable | NotYetVerified |  | 3 | 7748.99 | 104.41 | 74.215 | 20 | 0.99 | 5000 | 70
PRGZ1EJX | Acuity Brands Lighting | Lithonia Lighting | DSXF2 LED 3 A530/50K WFR XXXXX XXX XXXXX | Outdoor Luminaires | Mid Output | Architectural Flood and Spot Luminaires | Standard | FALSE | [9 empty] | 41955 | Not Dimmable | Not Dimmable | NotYetVerified |  | 3 | 5849.07 | 108.08 | 54.12 | 20 | 0.99 | 5000 | 70
PNKKCWQE | Acuity Brands Lighting | Lithonia Lighting | DSXF2 LED 3 A530/50K WFR XXXXX XXX XXXXX | Outdoor Luminaires | Mid Output | Architectural Flood and Spot Luminaires | Standard | FALSE | [9 empty] | 41955 | Not Dimmable | Not Dimmable | NotYetVerified |  | 3 | 5849.07 | 108.08 | 54.12 | 20 | 0.99 | 5000 | 70
P8HEVPU4 | Acuity Brands Lighting | Lithonia Lighting | DSXF2 LED 4 A530/50K MFL XXXXX XXX [All Options w/out DMG] XXXXX | Outdoor Luminaires | Mid Output | Architectural Flood and Spot Luminaires | Standard | FALSE | [9 empty] | 41955 | Not Dimmable | Not Dimmable | NotYetVerified |  | 3 | 5818.27 | 78.4 | 74.215 | 20 | 0.99 | 5000 | 70
PP5F8M49 | Acuity Brands Lighting | Lithonia Lighting | DSXF2 LED 3 A530/50K FL XXXXX XXX XXXXX | Outdoor Luminaires | Mid Output | Architectural Flood and Spot Luminaires | Standard | FALSE | [9 empty] | 41955 | Not Dimmable | Not Dimmable | NotYetVerified |  | 3 | 5810.4 | 107.36 | 54.12 | 20 | 0.99 | 5000 | 70
P5BXE39M | Acuity Brands Lighting | Lithonia Lighting | DSXF2 LED 3 A530/50K FL XXXXX XXX XXXXX | Outdoor Luminaires | Mid Output | Architectural Flood and Spot Luminaires | Standard | FALSE | [9 empty] | 41955 | Not Dimmable | Not Dimmable | NotYetVerified |  | 3 | 5810.4 | 107.36 | 54.12 | 20 | 0.99 | 5000 | 70
PUGKWNNA | Acuity Brands Lighting | Lithonia Lighting | DSXF2 LED 3 A530/50K MFL XXXXX XXX XXXXX | Outdoor Luminaires | Low Output | Architectural Flood and Spot Luminaires | Standard | FALSE | [9 empty] | 41955 | Not Dimmable | Not Dimmable | NotYetVerified |  | 3 | 4362.7 | 80.61 | 54.12 | 20 | 0.99 | 5000 | 70
P87HDKA8 | Acuity Brands Lighting | Lithonia Lighting | DSXF2 LED 3 A530/50K MFL XXXXX XXX XXXXX | Outdoor Luminaires | Low Output | Architectural Flood and Spot Luminaires | Standard | FALSE | [9 empty] | 41955 | Not Dimmable | Not Dimmable | NotYetVerified |  | 3 | 4362.7 | 80.61 | 54.12 | 20 | 0.99 | 5000 | 70
PCD2FZVB | Acuity Brands Lighting | Lithonia Lighting | DSXF1 LED 2 A530/50K WFR XXXXX XXX XXX XXXXX - 120V | Outdoor Luminaires | Low Output | Architectural Flood and Spot Luminaires | Standard | FALSE | [9 empty] | 41955 | Not Dimmable | Not Dimmable | NotYetVerified |  | 3 | 4034.28 | 109.03 | 37 | 20 | 0.99 | 5000 | 70
PHBPNHE1 | Acuity Brands Lighting | Lithonia Lighting | DSXF1 LED 2 A530/50K FL XXXXX XXX XXX XXXXX - 120V | Outdoor Luminaires | Low Output | Architectural Flood and Spot Luminaires | Standard | FALSE | [9 empty] | 41955 | Not Dimmable | Not Dimmable | NotYetVerified |  | 3 | 3977 | 107.49 | 37 | 20 | 0.99 | 5000 | 70
PH35V6UT | Acuity Brands Lighting | Lithonia Lighting | DSXF1 LED 2 A530/50K MFL XXXXX XXX XXX XXXXX - 120V | Outdoor Luminaires | Low Output | Architectural Flood and Spot Luminaires | Standard | FALSE | [9 empty] | 41955 | Not Dimmable | Not Dimmable | NotYetVerified |  | 3 | 3009.08 | 81.33 | 37 | 20 | 0.99 | 5000 | 70
P3QC35G5 | Acuity Brands Lighting | Lithonia Lighting | DSXF1 LED 1 A530/50K WFR XXXXX XXX XXX XXXXX - 120V | Outdoor Luminaires | Low Output | Architectural Flood and Spot Luminaires | Standard | FALSE | [9 empty] | 41955 | Not Dimmable | Not Dimmable | NotYetVerified |  | 3 | 2129.38 | 112.07 | 19 | 20 | 0.99 | 5000 | 70
P2XAYGH8 | Acuity Brands Lighting | Lithonia Lighting | DSXF1 LED 1 A530/50K FL XXXXX XXX XXX XXXXX - 120V | Outdoor Luminaires | Low Output | Architectural Flood and Spot Luminaires | Standard | FALSE | [9 empty] | 41955 | Not Dimmable | Not Dimmable | NotYetVerified |  | 3 | 2099.14 | 110.48 | 19 | 20 | 0.99 | 5000 | 70
PS3N4T6B | Acuity Brands Lighting | Lithonia Lighting | DSXF1 LED 1 A530/50K MFL XXXXX XXX XXX XXXXX - 120V | Outdoor Luminaires | Low Output | Architectural Flood and Spot Luminaires | Standard | FALSE | [9 empty] | 41955 | Not Dimmable | Not Dimmable | NotYetVerified |  | 3 | 1588.26 | 83.59 | 19 | 20 | 0.99 | 5000 | 70
PDYRH6XJ | Acuity Brands Lighting | Lithonia Lighting | DSXF3 LED 8 A530/50K WFR XXXXX XXX [All Options w/out DMG] XXXXX | Outdoor Luminaires | High Output | Architectural Flood and Spot Luminaires | Standard | FALSE | [9 empty] | 41955 | Not Dimmable | Not Dimmable | NotYetVerified |  | 3 | 15821.48 | 106.9 | 148 | 20 | 0.99 | 5000 | 70
P2QTC9V2 | Acuity Brands Lighting | Lithonia Lighting | DSXF3 LED 8 A530/50K FL XXXXX XXX [All Options w/out DMG] XXXXX | Outdoor Luminaires | High Output | Architectural Flood and Spot Luminaires | Standard | FALSE | [9 empty] | 41955 | Not Dimmable | Not Dimmable | NotYetVerified |  | 3 | 15716.87 | 106.2 | 148 | 20 | 0.99 | 5000 | 70
PVH6ZMBV | Acuity Brands Lighting | Lithonia Lighting | DSXF3 LED 8 A530/50K MFL XXXXX XXX [All Options w/out DMG] XXXXX | Outdoor Luminaires | High Output | Architectural Flood and Spot Luminaires | Standard | FALSE | [9 empty] | 41955 | Not Dimmable | Not Dimmable | NotYetVerified |  | 3 | 11800.9 | 79.74 | 148 | 20 | 0.99 | 5000 | 70
PN644R8E | Acuity Brands Lighting | Lithonia Lighting | DSXF3 LED 6 A530/50K WFR XXXXX XXX [All Options w/out DMG] XXXXX | Outdoor Luminaires | High Output | Architectural Flood and Spot Luminaires | Standard | FALSE | [9 empty] | 41955 | Not Dimmable | Not Dimmable | NotYetVerified |  | 3 | 11421.72 | 101.84 | 112.15 | 20 | 0.99 | 5000 | 70
P4AH4C2D | Acuity Brands Lighting | Lithonia Lighting | DSXF3 LED 6 A530/50K FL XXXXX XXX [All Options w/out DMG] XXXXX | Outdoor Luminaires | High Output | Architectural Flood and Spot Luminaires | Standard | FALSE | [9 empty] | 41955 | Not Dimmable | Not Dimmable | NotYetVerified |  | 3 | 11346.2 | 101.17 | 112.15 | 20 | 0.99 | 5000 | 70
PEY9YZWH | Acuity Brands Lighting | Lithonia Lighting | DSXF3 LED 6 A530/50K MFL XXXXX XXX [All Options w/ DMG] XXXXX | Outdoor Luminaires | Mid Output | Architectural Flood and Spot Luminaires | Standard | FALSE | [9 empty] | 41955 | Dimmable | Continuous Below 10 | NotYetVerified |  | 3 | 8519.22 | 75.96 | 112.15 | 20 | 0.99 | 5000 | 70
PTKWYZ8W | Acuity Brands Lighting | Lithonia Lighting | DSXF2 LED 4 A530/50K WFR XXXXX XXX [All Options w/ DMG] XXXXX | Outdoor Luminaires | Mid Output | Architectural Flood and Spot Luminaires | Standard | FALSE | [9 empty] | 41955 | Dimmable | Continuous Below 10 | NotYetVerified |  | 3 | 7800.57 | 105.11 | 74.215 | 20 | 0.99 | 5000 | 70
PV3WHD3F | Acuity Brands Lighting | Lithonia Lighting | DSXF2 LED 4 A530/50K FL XXXXX XXX [All Options w/ DMG] XXXXX | Outdoor Luminaires | Mid Output | Architectural Flood and Spot Luminaires | Standard | FALSE | [9 empty] | 41955 | Dimmable | Continuous Below 10 | NotYetVerified |  | 3 | 7748.99 | 104.41 | 74.215 | 20 | 0.99 | 5000 | 70
PQFW12D3 | Acuity Brands Lighting | Lithonia Lighting | DSXF2 LED 4 A530/50K MFL XXXXX XXX [All Options w/ DMG] XXXXX | Outdoor Luminaires | Mid Output | Architectural Flood and Spot Luminaires | Standard | FALSE | [9 empty] | 41955 | Dimmable | Continuous Below 10 | NotYetVerified |  | 3 | 5818.27 | 78.4 | 74.215 | 20 | 0.99 | 5000 | 70
PZ6GANYY | Acuity Brands Lighting | Lithonia Lighting | DSXF3 LED 8 A530/50K WFR XXXXX XXX [All Options w/ DMG] XXXXX | Outdoor Luminaires | High Output | Architectural Flood and Spot Luminaires | Standard | FALSE | [9 empty] | 41955 | Dimmable | Continuous Below 10 | NotYetVerified |  | 3 | 15821.48 | 106.9 | 148 | 20 | 0.99 | 5000 | 70
PZMY1ZB3 | Acuity Brands Lighting | Lithonia Lighting | DSXF3 LED 8 A530/50K FL XXXXX XXX [All Options w/ DMG] XXXXX | Outdoor Luminaires | High Output | Architectural Flood and Spot Luminaires | Standard | FALSE | [9 empty] | 41955 | Dimmable | Continuous Below 10 | NotYetVerified |  | 3 | 15716.87 | 106.2 | 148 | 20 | 0.99 | 5000 | 70
PE1EJDS9 | Acuity Brands Lighting | Lithonia Lighting | DSXF3 LED 8 A530/50K MFL XXXXX XXX [All Options w/ DMG] XXXXX | Outdoor Luminaires | High Output | Architectural Flood and Spot Luminaires | Standard | FALSE | [9 empty] | 41955 | Dimmable | Continuous Below 10 | NotYetVerified |  | 3 | 11800.9 | 79.74 | 148 | 20 | 0.99 | 5000 | 70
PKK8PW6S | Acuity Brands Lighting | Lithonia Lighting | DSXF3 LED 6 A530/50K WFR XXXXX XXX [All Options w/ DMG] XXXXX | Outdoor Luminaires | High Output | Architectural Flood and Spot Luminaires | Standard | FALSE | [9 empty] | 41955 | Dimmable | Continuous Below 10 | NotYetVerified |  | 3 | 11421.72 | 101.84 | 112.15 | 20 | 0.99 | 5000 | 70
PK9MHCYZ | Acuity Brands Lighting | Lithonia Lighting | DSXF3 LED 6 A530/50K FL XXXXX XXX [All Options w/ DMG] XXXXX | Outdoor Luminaires | High Output | Architectural Flood and Spot Luminaires | Standard | FALSE | [9 empty] | 41955 | Dimmable | Continuous Below 10 | NotYetVerified |  | 3 | 11346.2 | 101.17 | 112.15 | 20 | 0.99 | 5000 | 70
PCEB7M7T | Acuity Brands Lighting | Lithonia Lighting | DSXF3 LED 6 A530/50K NSP XXXXX XXX [All Options w/out DMG] XXXXX | Outdoor Luminaires | Mid Output | Architectural Flood and Spot Luminaires | Standard | FALSE | [9 empty] | 41955 | Not Dimmable | Not Dimmable | NotYetVerified |  | 3 | 9119.06 | 81.31 | 112.15 | 20 | 0.99 | 5000 | 70
P1F936Q7 | Acuity Brands Lighting | Lithonia Lighting | DSXF3 LED 6 A530/50K MSP XXXXX XXX [All Options w/out DMG] XXXXX | Outdoor Luminaires | Mid Output | Architectural Flood and Spot Luminaires | Standard | FALSE | [9 empty] | 41955 | Not Dimmable | Not Dimmable | NotYetVerified |  | 3 | 8985.8 | 80.12 | 112.15 | 20 | 0.99 | 5000 | 70
PPPHCZK3 | Acuity Brands Lighting | Lithonia Lighting | DSXF2 LED 4 A530/50K MSP XXXXX XXX [All Options w/out DMG] XXXXX | Outdoor Luminaires | Mid Output | Architectural Flood and Spot Luminaires | Standard | FALSE | [9 empty] | 41955 | Not Dimmable | Not Dimmable | NotYetVerified |  | 3 | 6966.32 | 93.87 | 74.215 | 20 | 0.99 | 5000 | 70
PUYAUZEV | Acuity Brands Lighting | Lithonia Lighting | DSXF2 LED 4 A530/50K NSP XXXXX XXX [All Options w/out DMG] XXXXX | Outdoor Luminaires | Mid Output | Architectural Flood and Spot Luminaires | Standard | FALSE | [9 empty] | 41955 | Not Dimmable | Not Dimmable | NotYetVerified |  | 3 | 6227.94 | 83.92 | 74.215 | 20 | 0.99 | 5000 | 70
P6QXEKEE | Acuity Brands Lighting | Lithonia Lighting | DSXF2 LED 3 A530/50K MSP XXXXX XXX XXXXX | Outdoor Luminaires | Mid Output | Architectural Flood and Spot Luminaires | Standard | FALSE | [9 empty] | 41955 | Not Dimmable | Not Dimmable | NotYetVerified |  | 3 | 5111.11 | 94.44 | 54.12 | 20 | 0.99 | 5000 | 70
P2ZESPBU | Acuity Brands Lighting | Lithonia Lighting | DSXF2 LED 3 A530/50K MSP XXXXX XXX XXXXX | Outdoor Luminaires | Mid Output | Architectural Flood and Spot Luminaires | Standard | FALSE | [9 empty] | 41955 | Not Dimmable | Not Dimmable | NotYetVerified |  | 3 | 5111.11 | 94.44 | 54.12 | 20 | 0.99 | 5000 | 70
PZBNJ4DH | Acuity Brands Lighting | Lithonia Lighting | DSXF2 LED 3 A530/50K NSP XXXXX XXX XXXXX | Outdoor Luminaires | Low Output | Architectural Flood and Spot Luminaires | Standard | FALSE | [9 empty] | 41955 | Not Dimmable | Not Dimmable | NotYetVerified |  | 3 | 4669.88 | 86.29 | 54.12 | 20 | 0.99 | 5000 | 70
P4X4UE1N | Acuity Brands Lighting | Lithonia Lighting | DSXF2 LED 3 A530/50K NSP XXXXX XXX XXXXX | Outdoor Luminaires | Low Output | Architectural Flood and Spot Luminaires | Standard | FALSE | [9 empty] | 41955 | Not Dimmable | Not Dimmable | NotYetVerified |  | 3 | 4669.88 | 86.29 | 54.12 | 20 | 0.99 | 5000 | 70
P7G5QB3S | Acuity Brands Lighting | Lithonia Lighting | DSXF1 LED 2 A530/50K MSP XXXXX XXX XXX XXXXX - 120V | Outdoor Luminaires | Low Output | Architectural Flood and Spot Luminaires | Standard | FALSE | [9 empty] | 41955 | Not Dimmable | Not Dimmable | NotYetVerified |  | 3 | 3630.93 | 98.13 | 37 | 20 | 0.99 | 5000 | 70
PH6P8CQ3 | Acuity Brands Lighting | Lithonia Lighting | DSXF1 LED 2 A530/50K NSP XXXXX XXX XXX XXXXX - 120V | Outdoor Luminaires | Low Output | Architectural Flood and Spot Luminaires | Standard | FALSE | [9 empty] | 41955 | Not Dimmable | Not Dimmable | NotYetVerified |  | 3 | 3220.95 | 87.05 | 37 | 20 | 0.99 | 5000 | 70
PZEZM7ZZ | Acuity Brands Lighting | Lithonia Lighting | DSXF1 LED 1 A530/50K MSP XXXXX XXX XXX XXXXX - 120V | Outdoor Luminaires | Low Output | Architectural Flood and Spot Luminaires | Standard | FALSE | [9 empty] | 41955 | Not Dimmable | Not Dimmable | NotYetVerified |  | 3 | 1916.48 | 100.87 | 19 | 20 | 0.99 | 5000 | 70
PJ1BYDG8 | Acuity Brands Lighting | Lithonia Lighting | DSXF1 LED 1 A530/50K NSP XXXXX XXX XXX XXXXX - 120V | Outdoor Luminaires | Low Output | Architectural Flood and Spot Luminaires | Standard | FALSE | [9 empty] | 41955 | Not Dimmable | Not Dimmable | NotYetVerified |  | 3 | 1700.09 | 89.48 | 19 | 20 | 0.99 | 5000 | 70
P9KWFPXP | Acuity Brands Lighting | Lithonia Lighting | DSXF3 LED 8 A530/50K MSP XXXXX XXX [All Options w/out DMG] XXXXX | Outdoor Luminaires | High Output | Architectural Flood and Spot Luminaires | Standard | FALSE | [9 empty] | 41955 | Not Dimmable | Not Dimmable | NotYetVerified |  | 3 | 14354.16 | 96.99 | 148 | 20 | 0.99 | 5000 | 70
PGMJZZF5 | Acuity Brands Lighting | Lithonia Lighting | DSXF3 LED 8 A530/50K NSP XXXXX XXX [All Options w/out DMG] XXXXX | Outdoor Luminaires | High Output | Architectural Flood and Spot Luminaires | Standard | FALSE | [9 empty] | 41955 | Not Dimmable | Not Dimmable | NotYetVerified |  | 3 | 12631.81 | 85.35 | 148 | 20 | 0.99 | 5000 | 70
PTWD16KR | Acuity Brands Lighting | Lithonia Lighting | DSXF3 LED 6 A530/50K NSP XXXXX XXX [All Options w/ DMG] XXXXX | Outdoor Luminaires | Mid Output | Architectural Flood and Spot Luminaires | Standard | FALSE | [9 empty] | 41955 | Dimmable | Continuous Below 10 | NotYetVerified |  | 3 | 9119.06 | 81.31 | 112.15 | 20 | 0.99 | 5000 | 70
P8DYKVAJ | Acuity Brands Lighting | Lithonia Lighting | DSXF3 LED 6 A530/50K MSP XXXXX XXX [All Options w/ DMG] XXXXX | Outdoor Luminaires | Mid Output | Architectural Flood and Spot Luminaires | Standard | FALSE | [9 empty] | 41955 | Dimmable | Continuous Below 10 | NotYetVerified |  | 3 | 8985.8 | 80.12 | 112.15 | 20 | 0.99 | 5000 | 70
PTXRGDDD | Acuity Brands Lighting | Lithonia Lighting | DSXF2 LED 4 A530/50K MSP XXXXX XXX [All Options w/ DMG] XXXXX | Outdoor Luminaires | Mid Output | Architectural Flood and Spot Luminaires | Standard | FALSE | [9 empty] | 41955 | Dimmable | Continuous Below 10 | NotYetVerified |  | 3 | 6966.32 | 93.87 | 74.215 | 20 | 0.99 | 5000 | 70
PR7XV5YK | Acuity Brands Lighting | Lithonia Lighting | DSXF2 LED 4 A530/50K NSP XXXXX XXX [All Options w/ DMG] XXXXX | Outdoor Luminaires | Mid Output | Architectural Flood and Spot Luminaires | Standard | FALSE | [9 empty] | 41955 | Dimmable | Continuous Below 10 | NotYetVerified |  | 3 | 6227.94 | 83.92 | 74.215 | 20 | 0.99 | 5000 | 70
PNNTYCUB | Acuity Brands Lighting | Lithonia Lighting | DSXF3 LED 8 A530/50K MSP XXXXX XXX [All Options w/ DMG] XXXXX | Outdoor Luminaires | High Output | Architectural Flood and Spot Luminaires | Standard | FALSE | [9 empty] | 41955 | Dimmable | Continuous Below 10 | NotYetVerified |  | 3 | 14354.16 | 96.99 | 148 | 20 | 0.99 | 5000 | 70
PEV1NBCT | Acuity Brands Lighting | Lithonia Lighting | DSXF3 LED 8 A530/50K NSP XXXXX XXX [All Options w/ DMG] XXXXX | Outdoor Luminaires | High Output | Architectural Flood and Spot Luminaires | Standard | FALSE | [9 empty] | 41955 | Dimmable | Continuous Below 10 | NotYetVerified |  | 3 | 12631.81 | 85.35 | 148 | 20 | 0.99 | 5000 | 70
PQU1HKZ9 | Acuity Brands Lighting | Lithonia Lighting | DSXF2 LED 4 A530/40K WFL XXXXX XXX [All Options w/out DMG] XXXXX | Outdoor Luminaires | Mid Output | Architectural Flood and Spot Luminaires | Standard | FALSE | [9 empty] | 41955 | Not Dimmable | Not Dimmable | NotYetVerified |  | 3 | 7633.27 | 102.8 | 74.25 | 20 | 0.99 | 4000 | 70
P4NYTJTT | Acuity Brands Lighting | Lithonia Lighting | DSXF2 LED 4 40K | Outdoor Luminaires | Mid Output | Architectural Flood and Spot Luminaires | Standard | FALSE | [9 empty] | 41955 | Not Dimmable | Not Dimmable | NotYetVerified |  | 3 | 7633.27 | 102.8 | 74.25 | 20 | 0.99 | 4000 | 70
PXAJE8Z6 | Acuity Brands Lighting | Lithonia Lighting | DSXF2 LED 3 40K | Outdoor Luminaires | Mid Output | Architectural Flood and Spot Luminaires | Standard | FALSE | [9 empty] | 41955 | Not Dimmable | Not Dimmable | NotYetVerified |  | 3 | 6107.83 | 112.86 | 54.12 | 20 | 0.99 | 4000 | 70
PNC8A4DR | Acuity Brands Lighting | Lithonia Lighting | DSXF2 LED 3 A530/40K WFL XXXXX XXX XXXXX | Outdoor Luminaires | Mid Output | Architectural Flood and Spot Luminaires | Standard | FALSE | [9 empty] | 41955 | Not Dimmable | Not Dimmable | NotYetVerified |  | 3 | 6107.83 | 112.86 | 54.12 | 20 | 0.99 | 4000 | 70
PCQRU4SK | Acuity Brands Lighting | Lithonia Lighting | DSXF2 LED 3 A530/40K WFL XXXXX XXX XXXXX | Outdoor Luminaires | Mid Output | Architectural Flood and Spot Luminaires | Standard | FALSE | [9 empty] | 41955 | Not Dimmable | Not Dimmable | NotYetVerified |  | 3 | 6107.83 | 112.86 | 54.12 | 20 | 0.99 | 4000 | 70
PHDKF2W7 | Acuity Brands Lighting | Lithonia Lighting | DSXF1 LED 2 40K - 120V | Outdoor Luminaires | Low Output | Architectural Flood and Spot Luminaires | Standard | FALSE | [9 empty] | 41955 | Not Dimmable | Not Dimmable | NotYetVerified |  | 3 | 3958.15 | 106.98 | 37 | 20 | 0.99 | 4000 | 70
P61CZVZ2 | Acuity Brands Lighting | Lithonia Lighting | DSXF1 LED 2 A530/40K WFL XXXXX XXX XXX XXXXX - 120V | Outdoor Luminaires | Low Output | Architectural Flood and Spot Luminaires | Standard | FALSE | [9 empty] | 41955 | Not Dimmable | Not Dimmable | NotYetVerified |  | 3 | 3958.15 | 106.98 | 37 | 20 | 0.99 | 4000 | 70
PXEKGD28 | Acuity Brands Lighting | Lithonia Lighting | DSXF1 LED 1 A530/40K WFL XXXXX XXX XXX XXXXX - 120V | Outdoor Luminaires | Low Output | Architectural Flood and Spot Luminaires | Standard | FALSE | [9 empty] | 41955 | Not Dimmable | Not Dimmable | NotYetVerified |  | 3 | 1994.78 | 104.99 | 19 | 20 | 0.99 | 4000 | 70
PSBYD8QT | Acuity Brands Lighting | Lithonia Lighting | DSXF1 LED 1 40K - 120V | Outdoor Luminaires | Low Output | Architectural Flood and Spot Luminaires | Standard | FALSE | [9 empty] | 41955 | Not Dimmable | Not Dimmable | NotYetVerified |  | 3 | 1994.78 | 104.99 | 19 | 20 | 0.99 | 4000 | 70
PZUX25EJ | Acuity Brands Lighting | Lithonia Lighting | DSXF3 LED 8 A530/40K WFL XXXXX XXX [All Options w/out DMG] XXXXX | Outdoor Luminaires | High Output | Architectural Flood and Spot Luminaires | Standard | FALSE | [9 empty] | 41955 | Not Dimmable | Not Dimmable | NotYetVerified |  | 3 | 15482.16 | 104.61 | 148 | 20 | 0.99 | 4000 | 70
PXWJUE2Z | Acuity Brands Lighting | Lithonia Lighting | DSXF3 LED 6 A530/40K WFL XXXXX XXX [All Options w/out DMG] XXXXX | Outdoor Luminaires | High Output | Architectural Flood and Spot Luminaires | Standard | FALSE | [9 empty] | 41955 | Not Dimmable | Not Dimmable | NotYetVerified |  | 3 | 11927.02 | 107.79 | 110.65 | 20 | 0.99 | 4000 | 70
P1RJMJCH | Acuity Brands Lighting | Lithonia Lighting | DSXF2 LED 4 A530/40K WFL XXXXX XXX [All Options w/ DMG] XXXXX | Outdoor Luminaires | Mid Output | Architectural Flood and Spot Luminaires | Standard | FALSE | [9 empty] | 41955 | Dimmable | Continuous Below 10 | NotYetVerified |  | 3 | 7633.27 | 102.8 | 74.25 | 20 | 0.99 | 4000 | 70
P68WDU7C | Acuity Brands Lighting | Lithonia Lighting | DSXF3 LED 8 A530/40K WFL XXXXX XXX [All Options w/ DMG] XXXXX | Outdoor Luminaires | High Output | Architectural Flood and Spot Luminaires | Standard | FALSE | [9 empty] | 41955 | Dimmable | Continuous Below 10 | NotYetVerified |  | 3 | 15482.16 | 104.61 | 148 | 20 | 0.99 | 4000 | 70
P69VPZ3P | Acuity Brands Lighting | Lithonia Lighting | DSXF3 LED 6 A530/40K WFL XXXXX XXX [All Options w/ DMG] XXXXX | Outdoor Luminaires | High Output | Architectural Flood and Spot Luminaires | Standard | FALSE | [9 empty] | 41955 | Dimmable | Continuous Below 10 | NotYetVerified |  | 3 | 11927.02 | 107.79 | 110.65 | 20 | 0.99 | 4000 | 70
P34SHEZ9 | Acuity Brands Lighting | Lithonia Lighting | DSXF2 LED 4 A530/40K WFR XXXXX XXX [All Options w/out DMG] XXXXX | Outdoor Luminaires | Mid Output | Architectural Flood and Spot Luminaires | Standard | FALSE | [9 empty] | 41955 | Not Dimmable | Not Dimmable | NotYetVerified |  | 3 | 7763.61 | 104.61 | 74.215 | 20 | 0.99 | 4000 | 70
PM6SDT58 | Acuity Brands Lighting | Lithonia Lighting | DSXF2 LED 4 A530/40K FL XXXXX XXX [All Options w/out DMG] XXXXX | Outdoor Luminaires | Mid Output | Architectural Flood and Spot Luminaires | Standard | FALSE | [9 empty] | 41955 | Not Dimmable | Not Dimmable | NotYetVerified |  | 3 | 7712.28 | 103.92 | 74.215 | 20 | 0.99 | 4000 | 70
PPPF1ZFC | Acuity Brands Lighting | Lithonia Lighting | DSXF2 LED 3 A530/40K WFR XXXXX XXX XXXXX | Outdoor Luminaires | Mid Output | Architectural Flood and Spot Luminaires | Standard | FALSE | [9 empty] | 41955 | Not Dimmable | Not Dimmable | NotYetVerified |  | 3 | 5821.36 | 107.56 | 54.12 | 20 | 0.99 | 4000 | 70
PN2HZ1YB | Acuity Brands Lighting | Lithonia Lighting | DSXF2 LED 3 A530/40K WFR XXXXX XXX XXXXX | Outdoor Luminaires | Mid Output | Architectural Flood and Spot Luminaires | Standard | FALSE | [9 empty] | 41955 | Not Dimmable | Not Dimmable | NotYetVerified |  | 3 | 5821.36 | 107.56 | 54.12 | 20 | 0.99 | 4000 | 70
PP2GJK2T | Acuity Brands Lighting | Lithonia Lighting | DSXF2 LED 4 A530/40K MFL XXXXX XXX [All Options w/out DMG] XXXXX | Outdoor Luminaires | Mid Output | Architectural Flood and Spot Luminaires | Standard | FALSE | [9 empty] | 41955 | Not Dimmable | Not Dimmable | NotYetVerified |  | 3 | 5790.71 | 78.03 | 74.215 | 20 | 0.99 | 4000 | 70
PRHF9NC6 | Acuity Brands Lighting | Lithonia Lighting | DSXF2 LED 3 A530/40K FL XXXXX XXX XXXXX | Outdoor Luminaires | Mid Output | Architectural Flood and Spot Luminaires | Standard | FALSE | [9 empty] | 41955 | Not Dimmable | Not Dimmable | NotYetVerified |  | 3 | 5782.87 | 106.85 | 54.12 | 20 | 0.99 | 4000 | 70
PJSDTUXA | Acuity Brands Lighting | Lithonia Lighting | DSXF2 LED 3 A530/40K FL XXXXX XXX XXXXX | Outdoor Luminaires | Mid Output | Architectural Flood and Spot Luminaires | Standard | FALSE | [9 empty] | 41955 | Not Dimmable | Not Dimmable | NotYetVerified |  | 3 | 5782.87 | 106.85 | 54.12 | 20 | 0.99 | 4000 | 70
PNAXN673 | Acuity Brands Lighting | Lithonia Lighting | DSXF2 LED 3 A530/40K MFL XXXXX XXX XXXXX | Outdoor Luminaires | Low Output | Architectural Flood and Spot Luminaires | Standard | FALSE | [9 empty] | 41955 | Not Dimmable | Not Dimmable | NotYetVerified |  | 3 | 4342.03 | 80.23 | 54.12 | 20 | 0.99 | 4000 | 70
P2JTKYBB | Acuity Brands Lighting | Lithonia Lighting | DSXF2 LED 3 A530/40K MFL XXXXX XXX XXXXX | Outdoor Luminaires | Low Output | Architectural Flood and Spot Luminaires | Standard | FALSE | [9 empty] | 41955 | Not Dimmable | Not Dimmable | NotYetVerified |  | 3 | 4342.03 | 80.23 | 54.12 | 20 | 0.99 | 4000 | 70
PKFPTX76 | Acuity Brands Lighting | Lithonia Lighting | DSXF1 LED 2 A530/40K WFR XXXXX XXX XXX XXXXX - 120V | Outdoor Luminaires | Low Output | Architectural Flood and Spot Luminaires | Standard | FALSE | [9 empty] | 41955 | Not Dimmable | Not Dimmable | NotYetVerified |  | 3 | 4015.16 | 108.52 | 37 | 20 | 0.99 | 4000 | 70
PQTVT7QC | Acuity Brands Lighting | Lithonia Lighting | DSXF1 LED 2 A530/40K FL XXXXX XXX XXX XXXXX - 120V | Outdoor Luminaires | Low Output | Architectural Flood and Spot Luminaires | Standard | FALSE | [9 empty] | 41955 | Not Dimmable | Not Dimmable | NotYetVerified |  | 3 | 3958.15 | 106.98 | 37 | 20 | 0.99 | 4000 | 70
PMP2GS29 | Acuity Brands Lighting | Lithonia Lighting | DSXF1 LED 2 A530/40K MFL XXXXX XXX XXX XXXXX - 120V | Outdoor Luminaires | Low Output | Architectural Flood and Spot Luminaires | Standard | FALSE | [9 empty] | 41955 | Not Dimmable | Not Dimmable | NotYetVerified |  | 3 | 2994.82 | 80.94 | 37 | 20 | 0.99 | 4000 | 70
PX7VH7VA | Acuity Brands Lighting | Lithonia Lighting | DSXF1 LED 1 A530/40K WFR XXXXX XXX XXX XXXXX - 120V | Outdoor Luminaires | Low Output | Architectural Flood and Spot Luminaires | Standard | FALSE | [9 empty] | 41955 | Not Dimmable | Not Dimmable | NotYetVerified |  | 3 | 2119.29 | 111.54 | 19 | 20 | 0.99 | 4000 | 70
P27DQ7ZR | Acuity Brands Lighting | Lithonia Lighting | DSXF1 LED 1 A530/40K FL XXXXX XXX XXX XXXXX - 120V | Outdoor Luminaires | Low Output | Architectural Flood and Spot Luminaires | Standard | FALSE | [9 empty] | 41955 | Not Dimmable | Not Dimmable | NotYetVerified |  | 3 | 1994.78 | 104.99 | 19 | 20 | 0.99 | 4000 | 70
PMVSWV12 | Acuity Brands Lighting | Lithonia Lighting | DSXF1 LED 1 A530/40K MFL XXXXX XXX XXX XXXXX - 120V | Outdoor Luminaires | Low Output | Architectural Flood and Spot Luminaires | Standard | FALSE | [9 empty] | 41955 | Not Dimmable | Not Dimmable | NotYetVerified |  | 3 | 1580.73 | 83.2 | 19 | 20 | 0.99 | 4000 | 70
PM1JQVGM | Acuity Brands Lighting | Lithonia Lighting | DSXF3 LED 8 A530/40K WFR XXXXX XXX [All Options w/out DMG] XXXXX | Outdoor Luminaires | High Output | Architectural Flood and Spot Luminaires | Standard | FALSE | [9 empty] | 41955 | Not Dimmable | Not Dimmable | NotYetVerified |  | 3 | 15746.53 | 106.4 | 148 | 20 | 0.99 | 4000 | 70
PV6BWQNW | Acuity Brands Lighting | Lithonia Lighting | DSXF3 LED 8 A530/40K FL XXXXX XXX [All Options w/out DMG] XXXXX | Outdoor Luminaires | High Output | Architectural Flood and Spot Luminaires | Standard | FALSE | [9 empty] | 41955 | Not Dimmable | Not Dimmable | NotYetVerified |  | 3 | 15642.41 | 105.69 | 148 | 20 | 0.99 | 4000 | 70
PB89K7MX | Acuity Brands Lighting | Lithonia Lighting | DSXF3 LED 8 A530/40K MFL XXXXX XXX [All Options w/out DMG] XXXXX | Outdoor Luminaires | High Output | Architectural Flood and Spot Luminaires | Standard | FALSE | [9 empty] | 41955 | Not Dimmable | Not Dimmable | NotYetVerified |  | 3 | 11744.99 | 79.36 | 148 | 20 | 0.99 | 4000 | 70
P682FKHF | Acuity Brands Lighting | Lithonia Lighting | DSXF3 LED 6 A530/40K WFR XXXXX XXX [All Options w/out DMG] XXXXX | Outdoor Luminaires | High Output | Architectural Flood and Spot Luminaires | Standard | FALSE | [9 empty] | 41955 | Not Dimmable | Not Dimmable | NotYetVerified |  | 3 | 11367.61 | 101.36 | 112.15 | 20 | 0.99 | 4000 | 70
PVZSPHYQ | Acuity Brands Lighting | Lithonia Lighting | DSXF3 LED 6 A530/40K FL XXXXX XXX [All Options w/out DMG] XXXXX | Outdoor Luminaires | High Output | Architectural Flood and Spot Luminaires | Standard | FALSE | [9 empty] | 41955 | Not Dimmable | Not Dimmable | NotYetVerified |  | 3 | 11292.45 | 100.69 | 112.15 | 20 | 0.99 | 4000 | 70
P2UFT8V1 | Acuity Brands Lighting | Lithonia Lighting | DSXF3 LED 6 A530/40K MFL XXXXX XXX [All Options w/ DMG] XXXXX | Outdoor Luminaires | Mid Output | Architectural Flood and Spot Luminaires | Standard | FALSE | [9 empty] | 41955 | Dimmable | Continuous Below 10 | NotYetVerified |  | 3 | 8478.85 | 75.6 | 112.15 | 20 | 0.99 | 4000 | 70
P4GAVTZD | Acuity Brands Lighting | Lithonia Lighting | DSXF2 LED 4 A530/40K WFR XXXXX XXX [All Options w/ DMG] XXXXX | Outdoor Luminaires | Mid Output | Architectural Flood and Spot Luminaires | Standard | FALSE | [9 empty] | 41955 | Dimmable | Continuous Below 10 | NotYetVerified |  | 3 | 7763.61 | 104.61 | 74.215 | 20 | 0.99 | 4000 | 70
PTJJA17Y | Acuity Brands Lighting | Lithonia Lighting | DSXF2 LED 4 A530/40K FL XXXXX XXX [All Options w/ DMG] XXXXX | Outdoor Luminaires | Mid Output | Architectural Flood and Spot Luminaires | Standard | FALSE | [9 empty] | 41955 | Dimmable | Continuous Below 10 | NotYetVerified |  | 3 | 7712.28 | 103.92 | 74.215 | 20 | 0.99 | 4000 | 70
PM84T44N | Acuity Brands Lighting | Lithonia Lighting | DSXF2 LED 4 A530/40K MFL XXXXX XXX [All Options w/ DMG] XXXXX | Outdoor Luminaires | Mid Output | Architectural Flood and Spot Luminaires | Standard | FALSE | [9 empty] | 41955 | Dimmable | Continuous Below 10 | NotYetVerified |  | 3 | 5790.71 | 78.03 | 74.215 | 20 | 0.99 | 4000 | 70
PRB5NDN2 | Acuity Brands Lighting | Lithonia Lighting | DSXF3 LED 8 A530/40K WFR XXXXX XXX [All Options w/ DMG] XXXXX | Outdoor Luminaires | High Output | Architectural Flood and Spot Luminaires | Standard | FALSE | [9 empty] | 41955 | Dimmable | Continuous Below 10 | NotYetVerified |  | 3 | 15746.53 | 106.4 | 148 | 20 | 0.99 | 4000 | 70
P3UDYFT3 | Acuity Brands Lighting | Lithonia Lighting | DSXF3 LED 8 A530/40K FL XXXXX XXX [All Options w/ DMG] XXXXX | Outdoor Luminaires | High Output | Architectural Flood and Spot Luminaires | Standard | FALSE | [9 empty] | 41955 | Dimmable | Continuous Below 10 | NotYetVerified |  | 3 | 15642.41 | 105.69 | 148 | 20 | 0.99 | 4000 | 70
PTXBBQG6 | Acuity Brands Lighting | Lithonia Lighting | DSXF3 LED 8 A530/40K MFL XXXXX XXX [All Options w/ DMG] XXXXX | Outdoor Luminaires | High Output | Architectural Flood and Spot Luminaires | Standard | FALSE | [9 empty] | 41955 | Dimmable | Continuous Below 10 | NotYetVerified |  | 3 | 11744.99 | 79.36 | 148 | 20 | 0.99 | 4000 | 70
PEYH15DW | Acuity Brands Lighting | Lithonia Lighting | DSXF3 LED 6 A530/40K WFR XXXXX XXX [All Options w/ DMG] XXXXX | Outdoor Luminaires | High Output | Architectural Flood and Spot Luminaires | Standard | FALSE | [9 empty] | 41955 | Dimmable | Continuous Below 10 | NotYetVerified |  | 3 | 11367.61 | 101.36 | 112.15 | 20 | 0.99 | 4000 | 70
P9W775YV | Acuity Brands Lighting | Lithonia Lighting | DSXF3 LED 6 A530/40K FL XXXXX XXX [All Options w/ DMG] XXXXX | Outdoor Luminaires | High Output | Architectural Flood and Spot Luminaires | Standard | FALSE | [9 empty] | 41955 | Dimmable | Continuous Below 10 | NotYetVerified |  | 3 | 11292.45 | 100.69 | 112.15 | 20 | 0.99 | 4000 | 70
PZCP3EM4 | Acuity Brands Lighting | Lithonia Lighting | DSXF3 LED 6 A530/40K NSP XXXXX XXX [All Options w/out DMG] XXXXX | Outdoor Luminaires | Mid Output | Architectural Flood and Spot Luminaires | Standard | FALSE | [9 empty] | 41955 | Not Dimmable | Not Dimmable | NotYetVerified |  | 3 | 9075.86 | 80.93 | 112.15 | 20 | 0.99 | 4000 | 70
PHX9YBZ8 | Acuity Brands Lighting | Lithonia Lighting | DSXF3 LED 6 A530/40K MSP XXXXX XXX [All Options w/out DMG] XXXXX | Outdoor Luminaires | Mid Output | Architectural Flood and Spot Luminaires | Standard | FALSE | [9 empty] | 41955 | Not Dimmable | Not Dimmable | NotYetVerified |  | 3 | 8943.23 | 79.74 | 112.15 | 20 | 0.99 | 4000 | 70
PWXK5AMM | Acuity Brands Lighting | Lithonia Lighting | DSXF2 LED 4 A530/40K MSP XXXXX XXX [All Options w/out DMG] XXXXX | Outdoor Luminaires | Mid Output | Architectural Flood and Spot Luminaires | Standard | FALSE | [9 empty] | 41955 | Not Dimmable | Not Dimmable | NotYetVerified |  | 3 | 6933.32 | 93.47 | 74.18 | 20 | 0.99 | 4000 | 70
PEZBQWP1 | Acuity Brands Lighting | Lithonia Lighting | DSXF2 LED 4 A530/40K NSP XXXXX XXX [All Options w/out DMG] XXXXX | Outdoor Luminaires | Mid Output | Architectural Flood and Spot Luminaires | Standard | FALSE | [9 empty] | 41955 | Not Dimmable | Not Dimmable | NotYetVerified |  | 3 | 6198.44 | 83.52 | 74.215 | 20 | 0.99 | 4000 | 70
PN9S5RAB | Acuity Brands Lighting | Lithonia Lighting | DSXF2 LED 3 A530/40K MSP XXXXX XXX XXXXX | Outdoor Luminaires | Mid Output | Architectural Flood and Spot Luminaires | Standard | FALSE | [9 empty] | 41955 | Not Dimmable | Not Dimmable | NotYetVerified |  | 3 | 5086.89 | 93.99 | 54.12 | 20 | 0.99 | 4000 | 70
PJF8GGZ5 | Acuity Brands Lighting | Lithonia Lighting | DSXF2 LED 3 A530/40K MSP XXXXX XXX XXXXX | Outdoor Luminaires | Mid Output | Architectural Flood and Spot Luminaires | Standard | FALSE | [9 empty] | 41955 | Not Dimmable | Not Dimmable | NotYetVerified |  | 3 | 5086.89 | 93.99 | 54.12 | 20 | 0.99 | 4000 | 70
P5NA4B9N | Acuity Brands Lighting | Lithonia Lighting | DSXF2 LED 3 A530/40K NSP XXXXX XXX XXXXX | Outdoor Luminaires | Low Output | Architectural Flood and Spot Luminaires | Standard | FALSE | [9 empty] | 41955 | Not Dimmable | Not Dimmable | NotYetVerified |  | 3 | 4647.75 | 86.07 | 54 | 20 | 0.99 | 4000 | 70
P33BHA9Q | Acuity Brands Lighting | Lithonia Lighting | DSXF2 LED 3 A530/40K NSP XXXXX XXX XXXXX | Outdoor Luminaires | Low Output | Architectural Flood and Spot Luminaires | Standard | FALSE | [9 empty] | 41955 | Not Dimmable | Not Dimmable | NotYetVerified |  | 3 | 4647.75 | 86.07 | 54 | 20 | 0.99 | 4000 | 70
PGKWY7B7 | Acuity Brands Lighting | Lithonia Lighting | DSXF1 LED 2 A530/40K MSP XXXXX XXX XXX XXXXX - 120V | Outdoor Luminaires | Low Output | Architectural Flood and Spot Luminaires | Standard | FALSE | [9 empty] | 41955 | Not Dimmable | Not Dimmable | NotYetVerified |  | 3 | 3642.79 | 98.45 | 37 | 20 | 0.99 | 4000 | 70
P6ZW6GXX | Acuity Brands Lighting | Lithonia Lighting | DSXF1 LED 2 A530/40K NSP XXXXX XXX XXX XXXXX - 120V | Outdoor Luminaires | Low Output | Architectural Flood and Spot Luminaires | Standard | FALSE | [9 empty] | 41955 | Not Dimmable | Not Dimmable | NotYetVerified |  | 3 | 3205.69 | 86.64 | 37 | 20 | 0.99 | 4000 | 70
PRV9F67A | Acuity Brands Lighting | Lithonia Lighting | DSXF1 LED 1 A530/40K MSP XXXXX XXX XXX XXXXX - 120V | Outdoor Luminaires | Low Output | Architectural Flood and Spot Luminaires | Standard | FALSE | [9 empty] | 41955 | Not Dimmable | Not Dimmable | NotYetVerified |  | 3 | 1922.74 | 101.2 | 19 | 20 | 0.99 | 4000 | 70
PEVTXQNT | Acuity Brands Lighting | Lithonia Lighting | DSXF1 LED 1 A530/40K NSP XXXXX XXX XXX XXXXX - 120V | Outdoor Luminaires | Low Output | Architectural Flood and Spot Luminaires | Standard | FALSE | [9 empty] | 41955 | Not Dimmable | Not Dimmable | NotYetVerified |  | 3 | 1692.03 | 89.05 | 19 | 20 | 0.99 | 4000 | 70
PUJV8XGY | Acuity Brands Lighting | Lithonia Lighting | DSXF3 LED 8 A530/40K MSP XXXXX XXX [All Options w/out DMG] XXXXX | Outdoor Luminaires | High Output | Architectural Flood and Spot Luminaires | Standard | FALSE | [9 empty] | 41955 | Not Dimmable | Not Dimmable | NotYetVerified |  | 3 | 14286.16 | 96.53 | 148 | 20 | 0.99 | 4000 | 70
PB2Z96U4 | Acuity Brands Lighting | Lithonia Lighting | DSXF3 LED 8 A530/40K NSP XXXXX XXX [All Options w/out DMG] XXXXX | Outdoor Luminaires | High Output | Architectural Flood and Spot Luminaires | Standard | FALSE | [9 empty] | 41955 | Not Dimmable | Not Dimmable | NotYetVerified |  | 3 | 12571.96 | 84.95 | 148 | 20 | 0.99 | 4000 | 70
PCUB9GSE | Acuity Brands Lighting | Lithonia Lighting | DSXF3 LED 6 A530/40K NSP XXXXX XXX [All Options w/ DMG] XXXXX | Outdoor Luminaires | Mid Output | Architectural Flood and Spot Luminaires | Standard | FALSE | [9 empty] | 41955 | Dimmable | Continuous Below 10 | NotYetVerified |  | 3 | 9075.86 | 80.93 | 112.15 | 20 | 0.99 | 4000 | 70
P8DB4VSW | Acuity Brands Lighting | Lithonia Lighting | DSXF3 LED 6 A530/40K MSP XXXXX XXX [All Options w/ DMG] XXXXX | Outdoor Luminaires | Mid Output | Architectural Flood and Spot Luminaires | Standard | FALSE | [9 empty] | 41955 | Dimmable | Continuous Below 10 | NotYetVerified |  | 3 | 8943.23 | 79.74 | 112.15 | 20 | 0.99 | 4000 | 70
PUVRDF65 | Acuity Brands Lighting | Lithonia Lighting | DSXF2 LED 4 A530/40K MSP XXXXX XXX [All Options w/ DMG] XXXXX | Outdoor Luminaires | Mid Output | Architectural Flood and Spot Luminaires | Standard | FALSE | [9 empty] | 41955 | Dimmable | Continuous Below 10 | NotYetVerified |  | 3 | 6933.32 | 93.47 | 74.18 | 20 | 0.99 | 4000 | 70
P4PYV7TY | Acuity Brands Lighting | Lithonia Lighting | DSXF2 LED 4 A530/40K NSP XXXXX XXX [All Options w/ DMG] XXXXX | Outdoor Luminaires | Mid Output | Architectural Flood and Spot Luminaires | Standard | FALSE | [9 empty] | 41955 | Dimmable | Continuous Below 10 | NotYetVerified |  | 3 | 6198.44 | 83.52 | 74.215 | 20 | 0.99 | 4000 | 70
PMFQP649 | Acuity Brands Lighting | Lithonia Lighting | DSXF3 LED 8 A530/40K MSP XXXXX XXX [All Options w/ DMG] XXXXX | Outdoor Luminaires | High Output | Architectural Flood and Spot Luminaires | Standard | FALSE | [9 empty] | 41955 | Dimmable | Continuous Below 10 | NotYetVerified |  | 3 | 14286.16 | 96.53 | 148 | 20 | 0.99 | 4000 | 70
PEW2NNJK | Acuity Brands Lighting | Lithonia Lighting | DSXF3 LED 8 A530/40K NSP XXXXX XXX [All Options w/ DMG] XXXXX | Outdoor Luminaires | High Output | Architectural Flood and Spot Luminaires | Standard | FALSE | [9 empty] | 41955 | Dimmable | Continuous Below 10 | NotYetVerified |  | 3 | 12571.96 | 84.95 | 148 | 20 | 0.99 | 4000 | 70
PNN7HGJ2 | Acuity Brands Lighting | Lithonia Lighting | DSXF3 LED 6 A530/30K WFL XXXXX XXX [All Options w/out DMG] XXXXX | Outdoor Luminaires | Mid Output | Architectural Flood and Spot Luminaires | Standard | FALSE | [9 empty] | 41955 | Not Dimmable | Not Dimmable | NotYetVerified |  | 3 | 9326.88 | 85.04 | 109.68 | 20 | 0.99 | 3000 | 70
P5CPHHK4 | Acuity Brands Lighting | Lithonia Lighting | DSXF2 LED 4 A530/30K WFL XXXXX XXX [All Options w/out DMG] XXXXX | Outdoor Luminaires | Mid Output | Architectural Flood and Spot Luminaires | Standard | FALSE | [9 empty] | 41955 | Not Dimmable | Not Dimmable | NotYetVerified |  | 3 | 6358.51 | 85.68 | 74.215 | 20 | 0.99 | 3000 | 70
PUQ7NGXE | Acuity Brands Lighting | Lithonia Lighting | DSXF2 LED 3 A530/30K WFL XXXXX XXX XXXXX | Outdoor Luminaires | Low Output | Architectural Flood and Spot Luminaires | Standard | FALSE | [9 empty] | 41955 | Not Dimmable | Not Dimmable | NotYetVerified |  | 3 | 4776.3 | 88.25 | 54.12 | 20 | 0.99 | 3000 | 70
PB3BU936 | Acuity Brands Lighting | Lithonia Lighting | DSXF2 LED 3 A530/30K WFL XXXXX XXX XXXXX | Outdoor Luminaires | Low Output | Architectural Flood and Spot Luminaires | Standard | FALSE | [9 empty] | 41955 | Not Dimmable | Not Dimmable | NotYetVerified |  | 3 | 4776.3 | 88.25 | 54.12 | 20 | 0.99 | 3000 | 70
P51E94C7 | Acuity Brands Lighting | Lithonia Lighting | DSXF1 LED 2 A530/30K WFL XXXXX XXX XXX XXXXX - 120V | Outdoor Luminaires | Low Output | Architectural Flood and Spot Luminaires | Standard | FALSE | [9 empty] | 41955 | Not Dimmable | Not Dimmable | NotYetVerified |  | 3 | 3294.36 | 89.04 | 37 | 20 | 0.99 | 3000 | 70
PYJSH1YS | Acuity Brands Lighting | Lithonia Lighting | DSXF1 LED 1 A530/30K WFL XXXXX XXX XXX XXXXX - 120V | Outdoor Luminaires | Low Output | Architectural Flood and Spot Luminaires | Standard | FALSE | [9 empty] | 41955 | Not Dimmable | Not Dimmable | NotYetVerified |  | 3 | 1738.83 | 91.52 | 19 | 20 | 0.99 | 3000 | 70
P4VED7FB | Acuity Brands Lighting | Lithonia Lighting | DSXF3 LED 8 A530/30K WFL XXXXX XXX [All Options w/out DMG] XXXXX | Outdoor Luminaires | High Output | Architectural Flood and Spot Luminaires | Standard | FALSE | [9 empty] | 41955 | Not Dimmable | Not Dimmable | NotYetVerified |  | 3 | 12896.64 | 87.14 | 148 | 20 | 0.99 | 3000 | 70
PQ4V61HK | Acuity Brands Lighting | Lithonia Lighting | DSXF3 LED 6 A530/30K WFL XXXXX XXX [All Options w/ DMG] XXXXX | Outdoor Luminaires | Mid Output | Architectural Flood and Spot Luminaires | Standard | FALSE | [9 empty] | 41955 | Dimmable | Continuous Below 10 | NotYetVerified |  | 3 | 9326.88 | 85.04 | 109.68 | 20 | 0.99 | 3000 | 70
PHUAQUPB | Acuity Brands Lighting | Lithonia Lighting | DSXF2 LED 4 A530/30K WFL XXXXX XXX [All Options w/ DMG] XXXXX | Outdoor Luminaires | Mid Output | Architectural Flood and Spot Luminaires | Standard | FALSE | [9 empty] | 41955 | Dimmable | Continuous Below 10 | NotYetVerified |  | 3 | 6358.51 | 85.68 | 74.215 | 20 | 0.99 | 3000 | 70
PPTWPRGT | Acuity Brands Lighting | Lithonia Lighting | DSXF3 LED 8 A530/30K WFL XXXXX XXX [All Options w/ DMG] XXXXX | Outdoor Luminaires | High Output | Architectural Flood and Spot Luminaires | Standard | FALSE | [9 empty] | 41955 | Dimmable | Continuous Below 10 | NotYetVerified |  | 3 | 12896.64 | 87.14 | 148 | 20 | 0.99 | 3000 | 70
P258YKBR | Acuity Brands Lighting | Lithonia Lighting | DSXF3 LED 6 A530/30K WFR XXXXX XXX [All Options w/out DMG] XXXXX | Outdoor Luminaires | Mid Output | Architectural Flood and Spot Luminaires | Standard | FALSE | [9 empty] | 41955 | Not Dimmable | Not Dimmable | NotYetVerified |  | 3 | 9461.22 | 84.36 | 112.15 | 20 | 0.99 | 3000 | 70
PQ6XUNGK | Acuity Brands Lighting | Lithonia Lighting | DSXF3 LED 6 A530/30K FL XXXXX XXX [All Options w/out DMG] XXXXX | Outdoor Luminaires | Mid Output | Architectural Flood and Spot Luminaires | Standard | FALSE | [9 empty] | 41955 | Not Dimmable | Not Dimmable | NotYetVerified |  | 3 | 9398.66 | 83.8 | 112.15 | 20 | 0.99 | 3000 | 70
PUB62Z3M | Acuity Brands Lighting | Lithonia Lighting | DSXF2 LED 4 A530/30K WFR XXXXX XXX [All Options w/out DMG] XXXXX | Outdoor Luminaires | Mid Output | Architectural Flood and Spot Luminaires | Standard | FALSE | [9 empty] | 41955 | Not Dimmable | Not Dimmable | NotYetVerified |  | 3 | 6461.62 | 87.07 | 74.215 | 20 | 0.99 | 3000 | 70
P2V6P41H | Acuity Brands Lighting | Lithonia Lighting | DSXF2 LED 4 A530/30K FL XXXXX XXX [All Options w/out DMG] XXXXX | Outdoor Luminaires | Mid Output | Architectural Flood and Spot Luminaires | Standard | FALSE | [9 empty] | 41955 | Not Dimmable | Not Dimmable | NotYetVerified |  | 3 | 6418.9 | 86.49 | 74.215 | 20 | 0.99 | 3000 | 70
PYKFWRAB | Acuity Brands Lighting | Lithonia Lighting | DSXF2 LED 3 A530/30K WFR XXXXX XXX XXXXX | Outdoor Luminaires | Low Output | Architectural Flood and Spot Luminaires | Standard | FALSE | [9 empty] | 41955 | Not Dimmable | Not Dimmable | NotYetVerified |  | 3 | 4845.09 | 89.53 | 54.12 | 20 | 0.99 | 3000 | 70
PDG5P5PF | Acuity Brands Lighting | Lithonia Lighting | DSXF2 LED 3 A530/30K WFR XXXXX XXX XXXXX | Outdoor Luminaires | Low Output | Architectural Flood and Spot Luminaires | Standard | FALSE | [9 empty] | 41955 | Not Dimmable | Not Dimmable | NotYetVerified |  | 3 | 4845.09 | 89.53 | 54.12 | 20 | 0.99 | 3000 | 70
PNMZSK1F | Acuity Brands Lighting | Lithonia Lighting | DSXF2 LED 3 A530/30K FL XXXXX XXX XXXXX | Outdoor Luminaires | Low Output | Architectural Flood and Spot Luminaires | Standard | FALSE | [9 empty] | 41955 | Not Dimmable | Not Dimmable | NotYetVerified |  | 3 | 4813.06 | 88.93 | 54.12 | 20 | 0.99 | 3000 | 70
PAN1JSHB | Acuity Brands Lighting | Lithonia Lighting | DSXF2 LED 3 A530/30K FL XXXXX XXX XXXXX | Outdoor Luminaires | Low Output | Architectural Flood and Spot Luminaires | Standard | FALSE | [9 empty] | 41955 | Not Dimmable | Not Dimmable | NotYetVerified |  | 3 | 4813.06 | 88.93 | 54.12 | 20 | 0.99 | 3000 | 70
PF823P79 | Acuity Brands Lighting | Lithonia Lighting | DSXF1 LED 2 A530/30K WFR XXXXX XXX XXX XXXXX - 120V | Outdoor Luminaires | Low Output | Architectural Flood and Spot Luminaires | Standard | FALSE | [9 empty] | 41955 | Not Dimmable | Not Dimmable | NotYetVerified |  | 3 | 3341.8 | 90.32 | 37 | 20 | 0.99 | 3000 | 70
P1ECNKFP | Acuity Brands Lighting | Lithonia Lighting | DSXF1 LED 2 A530/30K FL XXXXX XXX XXX XXXXX - 120V | Outdoor Luminaires | Low Output | Architectural Flood and Spot Luminaires | Standard | FALSE | [9 empty] | 41955 | Not Dimmable | Not Dimmable | NotYetVerified |  | 3 | 3294.36 | 89.04 | 37 | 20 | 0.99 | 3000 | 70
PBABNFBW | Acuity Brands Lighting | Lithonia Lighting | DSXF1 LED 1 A530/30K WFR XXXXX XXX XXX XXXXX - 120V | Outdoor Luminaires | Low Output | Architectural Flood and Spot Luminaires | Standard | FALSE | [9 empty] | 41955 | Not Dimmable | Not Dimmable | NotYetVerified |  | 3 | 1763.88 | 92.84 | 19 | 20 | 0.99 | 3000 | 70
PNE14DU5 | Acuity Brands Lighting | Lithonia Lighting | DSXF1 LED 1 A530/30K FL XXXXX XXX XXX XXXXX - 120V | Outdoor Luminaires | Low Output | Architectural Flood and Spot Luminaires | Standard | FALSE | [9 empty] | 41955 | Not Dimmable | Not Dimmable | NotYetVerified |  | 3 | 1738.83 | 91.52 | 19 | 20 | 0.99 | 3000 | 70
P8N6Z4CT | Acuity Brands Lighting | Lithonia Lighting | DSXF3 LED 8 A530/30K WFR XXXXX XXX [All Options w/out DMG] XXXXX | Outdoor Luminaires | High Output | Architectural Flood and Spot Luminaires | Standard | FALSE | [9 empty] | 41955 | Not Dimmable | Not Dimmable | NotYetVerified |  | 3 | 13105.77 | 88.55 | 148 | 20 | 0.99 | 3000 | 70
PP43827W | Acuity Brands Lighting | Lithonia Lighting | DSXF3 LED 8 A530/30K FL XXXXX XXX [All Options w/out DMG] XXXXX | Outdoor Luminaires | High Output | Architectural Flood and Spot Luminaires | Standard | FALSE | [9 empty] | 41955 | Not Dimmable | Not Dimmable | NotYetVerified |  | 3 | 13019.11 | 87.97 | 148 | 20 | 0.99 | 3000 | 70
P4APHU4Y | Acuity Brands Lighting | Lithonia Lighting | DSXF3 LED 6 A530/30K WFR XXXXX XXX [All Options w/ DMG] XXXXX | Outdoor Luminaires | Mid Output | Architectural Flood and Spot Luminaires | Standard | FALSE | [9 empty] | 41955 | Dimmable | Continuous Below 10 | NotYetVerified |  | 3 | 9461.22 | 84.36 | 112.15 | 20 | 0.99 | 3000 | 70
P5GZ8ZXV | Acuity Brands Lighting | Lithonia Lighting | DSXF3 LED 6 A530/30K FL XXXXX XXX [All Options w/ DMG] XXXXX | Outdoor Luminaires | Mid Output | Architectural Flood and Spot Luminaires | Standard | FALSE | [9 empty] | 41955 | Dimmable | Continuous Below 10 | NotYetVerified |  | 3 | 9398.66 | 83.8 | 112.15 | 20 | 0.99 | 3000 | 70
P5TWNMDK | Acuity Brands Lighting | Lithonia Lighting | DSXF2 LED 4 A530/30K WFR XXXXX XXX [All Options w/ DMG] XXXXX | Outdoor Luminaires | Mid Output | Architectural Flood and Spot Luminaires | Standard | FALSE | [9 empty] | 41955 | Dimmable | Continuous Below 10 | NotYetVerified |  | 3 | 6461.62 | 87.07 | 74.215 | 20 | 0.99 | 3000 | 70
PYTGHR2Y | Acuity Brands Lighting | Lithonia Lighting | DSXF2 LED 4 A530/30K FL XXXXX XXX [All Options w/ DMG] XXXXX | Outdoor Luminaires | Mid Output | Architectural Flood and Spot Luminaires | Standard | FALSE | [9 empty] | 41955 | Dimmable | Continuous Below 10 | NotYetVerified |  | 3 | 6418.9 | 86.49 | 74.215 | 20 | 0.99 | 3000 | 70
PY7NVDJR | Acuity Brands Lighting | Lithonia Lighting | DSXF3 LED 8 A530/30K WFR XXXXX XXX [All Options w/ DMG] XXXXX | Outdoor Luminaires | High Output | Architectural Flood and Spot Luminaires | Standard | FALSE | [9 empty] | 41955 | Dimmable | Continuous Below 10 | NotYetVerified |  | 3 | 13105.77 | 88.55 | 148 | 20 | 0.99 | 3000 | 70
PAY664U5 | Acuity Brands Lighting | Lithonia Lighting | DSXF3 LED 8 A530/30K FL XXXXX XXX [All Options w/ DMG] XXXXX | Outdoor Luminaires | High Output | Architectural Flood and Spot Luminaires | Standard | FALSE | [9 empty] | 41955 | Dimmable | Continuous Below 10 | NotYetVerified |  | 3 | 13019.11 | 87.97 | 148 | 20 | 0.99 | 3000 | 70
P79GWQMA | Acuity Brands Lighting | Lithonia Lighting | DSXF2 LED 4 A530/30K MSP XXXXX XXX [All Options w/out DMG] XXXXX | Outdoor Luminaires | Mid Output | Architectural Flood and Spot Luminaires | Standard | FALSE | [9 empty] | 41955 | Not Dimmable | Not Dimmable | NotYetVerified |  | 3 | 5775.46 | 77.82 | 74.215 | 20 | 0.99 | 3000 | 70
PZ9KN53N | Acuity Brands Lighting | Lithonia Lighting | DSXF2 LED 3 A530/30K MSP XXXXX XXX XXXXX | Outdoor Luminaires | Low Output | Architectural Flood and Spot Luminaires | Standard | FALSE | [9 empty] | 41955 | Not Dimmable | Not Dimmable | NotYetVerified |  | 3 | 4233.8 | 78.23 | 54.12 | 20 | 0.99 | 3000 | 70
PCEYQ3HG | Acuity Brands Lighting | Lithonia Lighting | DSXF2 LED 3 A530/30K MSP XXXXX XXX XXXXX | Outdoor Luminaires | Low Output | Architectural Flood and Spot Luminaires | Standard | FALSE | [9 empty] | 41955 | Not Dimmable | Not Dimmable | NotYetVerified |  | 3 | 4233.8 | 78.23 | 54.12 | 20 | 0.99 | 3000 | 70
P2PSFTWH | Acuity Brands Lighting | Lithonia Lighting | DSXF1 LED 2 A530/30K MSP XXXXX XXX XXX XXXXX - 120V | Outdoor Luminaires | Low Output | Architectural Flood and Spot Luminaires | Standard | FALSE | [9 empty] | 41955 | Not Dimmable | Not Dimmable | NotYetVerified |  | 3 | 2920.18 | 78.92 | 37 | 20 | 0.99 | 3000 | 70
P1ECRF98 | Acuity Brands Lighting | Lithonia Lighting | DSXF3 LED 8 A530/30K MSP XXXXX XXX [All Options w/out DMG] XXXXX | Outdoor Luminaires | High Output | Architectural Flood and Spot Luminaires | Standard | FALSE | [9 empty] | 41955 | Not Dimmable | Not Dimmable | NotYetVerified |  | 3 | 11900.37 | 80.41 | 148 | 20 | 0.99 | 3000 | 70
P2YPX9RC | Acuity Brands Lighting | Lithonia Lighting | DSXF2 LED 4 A530/30K MSP XXXXX XXX [All Options w/ DMG] XXXXX | Outdoor Luminaires | Mid Output | Architectural Flood and Spot Luminaires | Standard | FALSE | [9 empty] | 41955 | Dimmable | Continuous Below 10 | NotYetVerified |  | 3 | 5775.46 | 77.82 | 74.215 | 20 | 0.99 | 3000 | 70
PSY6FKNK | Acuity Brands Lighting | Lithonia Lighting | DSXF3 LED 8 A530/30K MSP XXXXX XXX [All Options w/ DMG] XXXXX | Outdoor Luminaires | High Output | Architectural Flood and Spot Luminaires | Standard | FALSE | [9 empty] | 41955 | Dimmable | Continuous Below 10 | NotYetVerified |  | 3 | 11900.37 | 80.41 | 148 | 20 | 0.99 | 3000 | 70
PQKHQ2DE9 | QSSI | QSSI | FL45QF1X37U5KC*** | Outdoor Luminaires | Low Output | Architectural Flood and Spot Luminaires | Standard | TRUE | 3377.7 | 81.46 | 41.47 | 8.34 | 0.895 | 5144 | 73 | 5 | 50000 | 41954 |  |  | NotYetVerified |  | 3 | 3566 |  | 41 |  |  | 5000 | 73
P2BG2BVB | RAB Lighting | RAB Lighting | CANVAS78[TSF](120V Only)(All Housing Colors)/BL | Outdoor Luminaires | Mid Output | Architectural Flood and Spot Luminaires | Standard | FALSE | [9 empty] | 41953 |  |  | NotYetVerified |  | 3 | 8159 | 91.7 | 89 | 13.9 | 0.988 | 5051 | 66
PW9PNAY9 | RAB Lighting | RAB Lighting | FXLED150[TSF] [blank.W]/BL/[PCT 7PRS 7PRS/PCT] | Outdoor Luminaires | High Output | Architectural Flood and Spot Luminaires | Premium | FALSE | [9 empty] | 41953 |  |  | Yes |  | 4.1 | 18754.65 | 121.63 | 154.2 | 4.9 | 1 | 5027 | 72
P39QZ1Z1 | RAB Lighting | RAB Lighting | FXLED150[TSF]N [blank.W]/BL/[PCT 7PRS 7PRS/PCT] | Outdoor Luminaires | High Output | Architectural Flood and Spot Luminaires | Premium | FALSE | [9 empty] | 41953 |  |  | Yes |  | 4.1 | 19216.71 | 123.66 | 155.4 | 4.9 | 1 | 4060 | 71
PGKM27WH | RAB Lighting | RAB Lighting | CANVAS78[TSF]N(120V Only)(All Housing Colors)/BL | Outdoor Luminaires | Mid Output | Architectural Flood and Spot Luminaires | Standard | FALSE | [9 empty] | 41953 |  |  | NotYetVerified |  | 3 | 6828 | 76 | 89.7 | 13.9 | 0.988 | 3998 | 82
PDK5J5V9 | RAB Lighting | RAB Lighting | CANVAS78[TSF]Y(120V Only)(All Housing Colors)/BL | Outdoor Luminaires | Mid Output | Architectural Flood and Spot Luminaires | Standard | FALSE | [9 empty] | 41953 |  |  | NotYetVerified |  | 3 | 6553 | 74 | 88.2 | 13.9 | 0.988 | 3086 | 82
PTHEHC9G | RAB Lighting | RAB Lighting | FXLED150[TSF]Y [blank.W]/BL/[PCT 7PRS 7PRS/PCT] | Outdoor Luminaires | High Output | Architectural Flood and Spot Luminaires | Premium | FALSE | [9 empty] | 41953 |  |  | Yes |  | 4.1 | 18264 | 119.1 | 153.4 | 4.9 | 1 | 3148 | 71
PRQHYCWY | Eaton's Crouse-Hinds Business | Champ FMV series | FMV50LCY/[UNV1 UNV34] 76 | Outdoor Luminaires | Very High Output | Architectural Flood and Spot Luminaires | Standard | FALSE | [9 empty] | 41953 |  |  | NotYetVerified |  | 3 | 50000 | 94 | 531 |  |  | 5000 | 67
PAKWK3EU | Eaton's Crouse-Hinds Business | Champ FMV series | FMV25LCY/[UNV1 UNV34] 76 | Outdoor Luminaires | High Output | Architectural Flood and Spot Luminaires | Standard | FALSE | [9 empty] | 41953 |  |  | NotYetVerified |  | 3 | 25000 | 83 | 300 |  |  | 5000 | 67
P74Q5NN4 | AZZ Lighting Systems | Rig-A-Lite | LHFL20LUT76XX (5000K) | Outdoor Luminaires | High Output | Architectural Flood and Spot Luminaires | Standard | TRUE | 19518.06 | 104.09 | 187.52 | 19 | 0.95 | 5218 | 75 | 5 | 50000 | 41948 |  |  | NotYetVerified | XX= EB FB1 FB2 SP and SC Options Only | 3 | 19518.06 | 104.09 | 187.52 | 19 | 0.95 | 5218 | 75.13
P7KGUR75 | AZZ Lighting Systems | Rig-A-Lite | LHFL07LUT76XX (5000K) | Outdoor Luminaires | Mid Output | Architectural Flood and Spot Luminaires | Standard | TRUE | 6918.94 | 106.05 | 65.24 | 19 | 0.87 | 5108 | 72 | 5 | 50000 | 41948 |  |  | NotYetVerified | XX= EB FB1 FB2 SP and SC Options Only | 3 | 6918.94 | 106.05 | 65.24 | 19 | 0.88 | 5108 | 71.7
P77GSGEF | AZZ Lighting Systems | Rig-A-Lite | LFL20LUT76XX (5000K) | Outdoor Luminaires | High Output | Architectural Flood and Spot Luminaires | Standard | FALSE | [9 empty] | 41948 | Dimmable | Continuous Above 10 | NotYetVerified | XX= EB FB1 FB2 SP and SC Options Only | 3 | 19518.06 | 104.09 | 187.52 | 19 | 0.95 | 5218 | 75.13
PHX5CRN9 | AZZ Lighting Systems | Rig-A-Lite | LFL07LUT76XX (5000K) | Outdoor Luminaires | Mid Output | Architectural Flood and Spot Luminaires | Standard | FALSE | [9 empty] | 41948 | Dimmable | Continuous Above 10 | NotYetVerified | XX= EB FB1 FB2 SP and SC Options Only | 3 | 6918.94 | 106.05 | 65.24 | 19 | 0.88 | 5108 | 71.7
PP1R4USG | AZZ Lighting Systems | Rig-A-Lite | LHFL15LUT76XX (5000K) | Outdoor Luminaires | High Output | Architectural Flood and Spot Luminaires | Standard | FALSE | [9 empty] | 41948 | Dimmable | Continuous Above 10 | NotYetVerified | XX= EB FB1 FB2 SP and SC Options Only | 3 | 13562.18 | 104.51 | 129.77 | 19 | 0.87 | 5088 | 72.6
PD3CQSNN | AZZ Lighting Systems | Rig-A-Lite | LFL15LUT76XX (5000K) | Outdoor Luminaires | High Output | Architectural Flood and Spot Luminaires | Standard | FALSE | [9 empty] | 41948 | Dimmable | Continuous Above 10 | NotYetVerified | XX= EB FB1 FB2 SP and SC Options Only | 3 | 13562.18 | 104.51 | 129.77 | 19 | 0.87 | 5088 | 72.6
PZDJHAHP | Hubbell Lighting | Beacon Products | AL-X-60NB-136-4K-6X6-XXX-XXX-XXXX-XXX | Outdoor Luminaires | High Output | Architectural Flood and Spot Luminaires | Standard | TRUE | 12780 | 93.54 | 136.62 | 7.96 | 0.937 | 4105 | 73.9 | 5 |  | 41947 |  |  | NotYetVerified |  | 3 | 12780 | 93.54 | 137 | 8 | 0.94 | 4105 | 74
P8U8QWKJ | Hubbell Lighting | Beacon Products | AL-X-24NB-55-4K-6X6-XXX-XXX-XXXX-XXX | Outdoor Luminaires | Mid Output | Architectural Flood and Spot Luminaires | Standard | TRUE | 5072 | 84.73 | 59.86 | 14.34 | 0.891 | 4063 | 73.9 | 5 |  | 41947 |  |  | NotYetVerified |  | 3 | 5072 | 84.73 | 60 | 14.34 | 0.89 | 4063 | 74
PJBCARWE | Hubbell Lighting | Beacon Products | AL-X-60NB-136-4K-5X5-XXX-XXX-XXXX-XXX | Outdoor Luminaires | High Output | Architectural Flood and Spot Luminaires | Standard | FALSE | [9 empty] | 41947 |  |  | NotYetVerified |  | 3 | 12815 | 93.54 | 137 | 8 | 0.94 | 4105 | 74
P7NUGTHB | Hubbell Lighting | Beacon Products | AL-X-60NB-136-4K-4X4-XXX-XXX-XXXX-XXX | Outdoor Luminaires | High Output | Architectural Flood and Spot Luminaires | Standard | FALSE | [9 empty] | 41947 |  |  | NotYetVerified |  | 3 | 12850 | 93.8 | 137 | 8 | 0.94 | 4105 | 74
PNQ8H3V2 | Hubbell Lighting | Beacon Products | AL-X-60NB-136-4K-2X2-XXX-XXX-XXXX-XXX | Outdoor Luminaires | High Output | Architectural Flood and Spot Luminaires | Standard | FALSE | [9 empty] | 41947 |  |  | NotYetVerified |  | 3 | 12851 | 93.8 | 137 | 8 | 0.94 | 4105 | 74
PK7MC4KX | Hubbell Lighting | Beacon Products | AL-X-72NB-170-4K-6X6-XXX-XXX-XXXX-XXX | Outdoor Luminaires | High Output | Architectural Flood and Spot Luminaires | Standard | FALSE | [9 empty] | 41947 |  |  | NotYetVerified |  | 3 | 13750 | 79.54 | 173 | 9.5 | 0.93 | 4102 | 75
PRK74B9P | Hubbell Lighting | Beacon Products | AL-X-72NB-170-4K-5X5-XXX-XXX-XXXX-XXX | Outdoor Luminaires | High Output | Architectural Flood and Spot Luminaires | Standard | FALSE | [9 empty] | 41947 |  |  | NotYetVerified |  | 3 | 13784 | 79.68 | 173 | 9.5 | 0.93 | 4102 | 75
PRD8A4D6 | Hubbell Lighting | Beacon Products | AL-X-72NB-170-4K-4X4-XXX-XXX-XXXX-XXX | Outdoor Luminaires | High Output | Architectural Flood and Spot Luminaires | Standard | FALSE | [9 empty] | 41947 |  |  | NotYetVerified |  | 3 | 13818 | 79.87 | 173 | 9.5 | 0.93 | 4102 | 75
PHASZN34 | Hubbell Lighting | Beacon Products | AL-X-72NB-170-4K-2X2-XXX-XXX-XXXX-XXX | Outdoor Luminaires | High Output | Architectural Flood and Spot Luminaires | Standard | FALSE | [9 empty] | 41947 |  |  | NotYetVerified |  | 3 | 13810 | 79.83 | 173 | 9.5 | 0.93 | 4102 | 75
PXNAMTRQ | Hubbell Lighting | Beacon Products | AL-X-36NB-80-4K-6X6-XXX-XXX-XXXX-XXX | Outdoor Luminaires | Mid Output | Architectural Flood and Spot Luminaires | Standard | FALSE | [9 empty] | 41947 |  |  | NotYetVerified |  | 3 | 7605 | 94.59 | 80.4 |  |  | 4063 | 74
PJFDJ55R | Hubbell Lighting | Beacon Products | AL-X-24NB-55-4K-5X5-XXX-XXX-XXXX-XXX | Outdoor Luminaires | Mid Output | Architectural Flood and Spot Luminaires | Standard | FALSE | [9 empty] | 41947 |  |  | NotYetVerified |  | 3 | 5093 | 84.88 | 60 | 14.34 | 0.89 | 4063 | 74
P444ENJB | Hubbell Lighting | Beacon Products | AL-X-36NB-80-4K-5X5 -XXX-XXX-XXXX-XXX | Outdoor Luminaires | Mid Output | Architectural Flood and Spot Luminaires | Standard | FALSE | [9 empty] | 41947 |  |  | NotYetVerified |  | 3 | 7638.5 | 95.01 | 80.4 |  |  | 4063 | 74
P2SPNQMR | Hubbell Lighting | Beacon Products | AL-X-24NB-55-4K-4X4-XXX-XXX-XXXX-XXX | Outdoor Luminaires | Mid Output | Architectural Flood and Spot Luminaires | Standard | FALSE | [9 empty] | 41947 |  |  | NotYetVerified |  | 3 | 5114 | 85.23 | 60 | 14.34 | 0.89 | 4063 | 74
PG6BF4Q5 | Hubbell Lighting | Beacon Products | AL-X-36NB-80-4K-4X4-XXX-XXX-XXXX-XXX | Outdoor Luminaires | Mid Output | Architectural Flood and Spot Luminaires | Standard | FALSE | [9 empty] | 41947 |  |  | NotYetVerified |  | 3 | 7672 | 95.42 | 80.4 |  |  | 4063 | 74
PN7NP4D5 | Hubbell Lighting | Beacon Products | AL-X-24NB-55-4K-2X2-XXX-XXX-XXXX-XXX | Outdoor Luminaires | Mid Output | Architectural Flood and Spot Luminaires | Standard | FALSE | [9 empty] | 41947 |  |  | NotYetVerified |  | 3 | 5140 | 85.67 | 60 | 14.34 | 0.89 | 4063 | 74
PAVA4H4H | Hubbell Lighting | Beacon Products | AL-X-36NB-80-4K-2X2-XXX-XXX-XXXX-XXX | Outdoor Luminaires | Mid Output | Architectural Flood and Spot Luminaires | Standard | FALSE | [9 empty] | 41947 |  |  | NotYetVerified |  | 3 | 7711 | 95.91 | 80.4 |  |  | 4063 | 74
PGT4KMZR1 | ATG Electronics Corp. | ATG Electronics | LF15HU50000000 | Outdoor Luminaires | High Output | Architectural Flood and Spot Luminaires | Standard | TRUE | 12175 | 82.51 | 147.57 | 13.1 | 0.919 | 5228 | 79 | 5 | 50000 | 41943 |  |  | NotYetVerified |  | 3 | 12000 | 80 | 150 | 20 | 0.92 | 5000 | 70
PWZPW78Z8 | ATG Electronics Corp. | ATG Electronics | LF10HU50000000 | Outdoor Luminaires | Mid Output | Architectural Flood and Spot Luminaires | Standard | TRUE | 8177 | 81.49 | 100.34 | 20.7 | 0.917 | 5224 | 76 | 5 | 50000 | 41943 |  |  | NotYetVerified |  | 3 | 8200 | 80 | 100 | 20 | 0.92 | 5000 | 70
P7GZ5UKE2 | RAB Lighting | RAB Lighting | HBLED18Y(All Fixture Colors) | Outdoor Luminaires | Low Output | Architectural Flood and Spot Luminaires | Standard | TRUE | 1702 | 85.1 | 20 | 20.8 | 0.914 | 3074 | 82 | 5 | 100000 | 41943 |  |  | NotYetVerified |  | 3 | 1702 | 87.3 | 19.5 | 20.8 | 0.914 | 3074 | 82
PK71DQM62 | RAB Lighting | RAB Lighting | HBLED26Y(All Fixture Colors) | Outdoor Luminaires | Low Output | Architectural Flood and Spot Luminaires | Standard | TRUE | 2023 | 73.03 | 27.7 | 11.8 | 0.901 | 3065 | 81 | 5 | 100000 | 41943 |  |  | NotYetVerified |  | 3 | 2023 | 74.9 | 27 | 11.8 | 0.901 | 3065 | 81
PHVEHBQN1 | RAB Lighting | RAB Lighting | HBLED18(All Fixture Colors) | Outdoor Luminaires | Low Output | Architectural Flood and Spot Luminaires | Standard | FALSE | [9 empty] | 41943 |  |  | NotYetVerified |  | 3 | 2107 | 108.6 | 19.4 | 21.1 | 0.909 | 5147 | 68
P5EDHP8RB | RAB Lighting | RAB Lighting | HBLED26(All Fixture Colors) | Outdoor Luminaires | Low Output | Architectural Flood and Spot Luminaires | Standard | FALSE | [9 empty] | 41943 |  |  | NotYetVerified |  | 3 | 2662 | 100.5 | 26.5 | 10.2 | 0.909 | 5139 | 69
PBDFGKSHW | RAB Lighting | RAB Lighting | HBLED26(All Fixture Colors)/D10 | Outdoor Luminaires | Low Output | Architectural Flood and Spot Luminaires | Standard | FALSE | [9 empty] | 41943 |  |  | NotYetVerified |  | 3 | 2665.6 | 100.4 | 26.5 | 10.1 | 0.914 | 5139 | 69
PR7BFJ72M | RAB Lighting | RAB Lighting | HBLED26N(All Fixture Colors)/D10 | Outdoor Luminaires | Low Output | Architectural Flood and Spot Luminaires | Standard | FALSE | [9 empty] | 41943 |  |  | NotYetVerified |  | 3 | 2286.1 | 83.9 | 27.2 | 8.5 | 0.917 | 4020 | 82
PH9PNDXC3 | RAB Lighting | RAB Lighting | HBLED18N(All Fixture Colors) | Outdoor Luminaires | Low Output | Architectural Flood and Spot Luminaires | Standard | FALSE | [9 empty] | 41943 |  |  | NotYetVerified |  | 3 | 1733 | 87.5 | 19.7 | 20.8 | 0.909 | 3999 | 82
P9H376U6C | RAB Lighting | RAB Lighting | HBLED26N(All Fixture Colors) | Outdoor Luminaires | Low Output | Architectural Flood and Spot Luminaires | Standard | FALSE | [9 empty] | 41943 |  |  | NotYetVerified |  | 3 | 2283 | 83.9 | 27.1 | 8.6 | 0.912 | 3971 | 82
PFSQWFZBB | RAB Lighting | RAB Lighting | HBLED26Y(All Fixture Colors)/D10 | Outdoor Luminaires | Low Output | Architectural Flood and Spot Luminaires | Standard | FALSE | [9 empty] | 41943 |  |  | NotYetVerified |  | 3 | 2025.7 | 74.6 | 27.1 | 11.7 | 0.906 | 3065 | 81
PAESEKAZ | GUANGZHOU FANGCUN HONGMEI NEON EQUIPMENT FACTORY | FaHua | FL-FD150W | Outdoor Luminaires | High Output | Architectural Flood and Spot Luminaires | Standard | TRUE | 11812 | 80.57 | 146.6 | 9.56 | 0.9574 | 5782 | 70 | 5 | 50000 | 41942 |  |  | NotYetVerified |  | 3 | 10000 | 90 | 150 | 9 | 0.95 | 5700 | 70
PBR4WG6N | Foshan Naturaled Electric Co.Ltd | Naturaled | LED-FXSB75/3S/40K/DB-SF | Outdoor Luminaires | Mid Output | Architectural Flood and Spot Luminaires | Standard | TRUE | 5898.2 | 81.67 | 72.2 | 8.92 | 0.967 | 4200 | 73.4 | 5 | 50000 | 41936 |  |  | NotYetVerified |  | 3 | 5898.2 | 81.67 | 72.22 | 8.92 | 0.997 | 4250 | 73.4
PDAG6SP6 | Foshan Naturaled Electric Co.Ltd | Naturaled | LED-FXSB110/3S/40K/DB-SF | Outdoor Luminaires | Mid Output | Architectural Flood and Spot Luminaires | Standard | TRUE | 8574.4 | 80.06 | 107.1 | 13.38 | 0.94 | 4200 | 74.3 | 5 | 50000 | 41936 |  |  | NotYetVerified |  | 3 | 8574.4 | 80.06 | 107.1 | 13.38 | 0.997 | 4200 | 74.3
PEWBC96B | Foshan Naturaled Electric Co.Ltd | Naturaled | LED-FXSB75/3S/50K/DB-SF | Outdoor Luminaires | Mid Output | Architectural Flood and Spot Luminaires | Standard | FALSE | [9 empty] | 41936 |  |  | NotYetVerified |  | 3 | 6115.1 | 83.62 | 73.13 | 8.92 | 0.996 | 5301 | 71.9
PQNTXG8P | Foshan Naturaled Electric Co.Ltd | Naturaled | LED-FXSB110/3S/50K/DB-SB | Outdoor Luminaires | Mid Output | Architectural Flood and Spot Luminaires | Standard | FALSE | [9 empty] | 41936 |  |  | NotYetVerified |  | 3 | 8250 | 75 | 110 |  | 0.9 | 5000 | 70
PBFB8P63 | Foshan Naturaled Electric Co.Ltd | Naturaled | LED-FXSB75/3S/50K/DB-SB | Outdoor Luminaires | Mid Output | Architectural Flood and Spot Luminaires | Standard | FALSE | [9 empty] | 41936 |  |  | NotYetVerified |  | 3 | 5625 | 75 | 75 |  | 0.9 | 5000 | 70
P563Y6WQ | Foshan Naturaled Electric Co.Ltd | Naturaled | LED-FXSB110/3S/50K/DB-SF | Outdoor Luminaires | Mid Output | Architectural Flood and Spot Luminaires | Standard | FALSE | [9 empty] | 41936 |  |  | NotYetVerified |  | 3 | 8918.9 | 81.9 | 108.9 | 13.38 | 0.997 | 4952 | 74.9
PMSDYK7J | Foshan Naturaled Electric Co.Ltd | Naturaled | LED-FXSB110/3S/40K/DB-SB | Outdoor Luminaires | Mid Output | Architectural Flood and Spot Luminaires | Standard | FALSE | [9 empty] | 41936 |  |  | NotYetVerified |  | 3 | 8250 | 75 | 110 |  | 0.9 | 4000 | 70
PXH5PRBJ | Foshan Naturaled Electric Co.Ltd | Naturaled | LED-FXSB75/3S/40K/DB-SB | Outdoor Luminaires | Mid Output | Architectural Flood and Spot Luminaires | Standard | FALSE | [9 empty] | 41936 |  |  | NotYetVerified |  | 3 | 5625 | 75 | 75 |  | 0.9 | 4000 | 70
PVZMY2R2 | Cree Inc. | Cree OSQ Series | OSQAxx40DS40K-Uxxxxxx | Outdoor Luminaires | High Output | Architectural Flood and Spot Luminaires | Standard | TRUE | 21919 | 97.25 | 225.39 | 13.06 | 0.97 | 3878 | 71 | 10 | 50000 | 41935 |  |  | NotYetVerified | OSQANM40DS40K*Uxxxxxx | 3 | 21200 | 95.07 | 223 | 20 | 0.9 | 4000 | 70
P5V6QD74 | Cree Inc. | Cree OSQ Series | OSQAxx40DA40K-Uxxxxxx | Outdoor Luminaires | High Output | Architectural Flood and Spot Luminaires | Standard | TRUE | 11518.6 | 101.38 | 113.84 | 7.55 | 0.934 | 3834 | 73 | 10 | 50000 | 41935 |  |  | NotYetVerified | OSQANM40DA40K*Uxxxxxx | 3 | 10657 | 95.15 | 112 | 20 | 0.9 | 4000 | 70
PUC5DF21 | Cree Inc. | Cree OSQ Series | OSQAxx60DS57K-Uxxxxxx | Outdoor Luminaires | High Output | Architectural Flood and Spot Luminaires | Standard | FALSE | [9 empty] | 41935 |  |  | NotYetVerified | OSQANM60DS57K*Uxxxxxx | 3 | 21741 | 97.49 | 223 | 20 | 0.9 | 5700 | 70
PAHQT5WU | Cree Inc. | Cree OSQ Series | OSQAxx60DJ57K-Uxxxxxx | Outdoor Luminaires | High Output | Architectural Flood and Spot Luminaires | Standard | FALSE | [9 empty] | 41935 |  |  | NotYetVerified | OSQANM60DJ57K*Uxxxxxx | 3 | 16393 | 97.58 | 168 | 20 | 0.9 | 5700 | 70
PWHENMXX | Cree Inc. | Cree OSQ Series | OSQAxx60DA57K-Uxxxxxx | Outdoor Luminaires | High Output | Architectural Flood and Spot Luminaires | Standard | FALSE | [9 empty] | 41935 |  |  | NotYetVerified | OSQANM60DA57K*Uxxxxxx | 3 | 10929 | 97.58 | 112 | 20 | 0.9 | 5700 | 70
PV79NY68 | Cree Inc. | Cree OSQ Series | OSQAxx60DS57K-UxxxDIM | Outdoor Luminaires | High Output | Architectural Flood and Spot Luminaires | Standard | FALSE | [9 empty] | 41935 |  |  | NotYetVerified | OSQANM60DS57K*UxxxDIM | 3 | 21741 | 97.49 | 223 | 20 | 0.9 | 5700 | 70
PQ4XHSYP | Cree Inc. | Cree OSQ Series | OSQAxx60DJ57K-UxxxDIM | Outdoor Luminaires | High Output | Architectural Flood and Spot Luminaires | Standard | FALSE | [9 empty] | 41935 |  |  | NotYetVerified | OSQANM60DJ57K*UxxxDIM | 3 | 16393 | 97.58 | 168 | 20 | 0.9 | 5700 | 70
P4CVZBDT | Cree Inc. | Cree OSQ Series | OSQAxx60DA57K-UxxxDIM | Outdoor Luminaires | High Output | Architectural Flood and Spot Luminaires | Standard | FALSE | [9 empty] | 41935 |  |  | NotYetVerified | OSQANM60DA57K*UxxxDIM | 3 | 10929 | 97.58 | 112 | 20 | 0.9 | 5700 | 70
P8YA3ZNR | Cree Inc. | Cree OSQ Series | OSQAxx40DS57K-Uxxxxxx | Outdoor Luminaires | High Output | Architectural Flood and Spot Luminaires | Standard | FALSE | [9 empty] | 41935 |  |  | NotYetVerified | OSQANM40DS57K*Uxxxxxx | 3 | 21515 | 96.48 | 223 | 20 | 0.9 | 5700 | 70
PSMCE7P1 | Cree Inc. | Cree OSQ Series | OSQAxx40DJ57K-Uxxxxxx | Outdoor Luminaires | High Output | Architectural Flood and Spot Luminaires | Standard | FALSE | [9 empty] | 41935 |  |  | NotYetVerified | OSQANM40DJ57K*Uxxxxxx | 3 | 16222 | 96.56 | 168 | 20 | 0.9 | 5700 | 70
PJQW8GBJ | Cree Inc. | Cree OSQ Series | OSQAxx40DA57K-Uxxxxxx | Outdoor Luminaires | High Output | Architectural Flood and Spot Luminaires | Standard | FALSE | [9 empty] | 41935 |  |  | NotYetVerified | OSQANM40DA57K*Uxxxxxx | 3 | 10815 | 96.56 | 112 | 20 | 0.9 | 5700 | 70
PPM9ZXC3 | Cree Inc. | Cree OSQ Series | OSQAxx40DS57K-UxxxDIM | Outdoor Luminaires | High Output | Architectural Flood and Spot Luminaires | Standard | FALSE | [9 empty] | 41935 |  |  | NotYetVerified | OSQANM40DS57K*UxxxDIM | 3 | 21515 | 96.48 | 223 | 20 | 0.9 | 5700 | 70
P7RVQ4KG | Cree Inc. | Cree OSQ Series | OSQAxx40DJ57K-UxxxDIM | Outdoor Luminaires | High Output | Architectural Flood and Spot Luminaires | Standard | FALSE | [9 empty] | 41935 |  |  | NotYetVerified | OSQANM40DJ57K*UxxxDIM | 3 | 16222 | 96.56 | 168 | 20 | 0.9 | 5700 | 70
PG9AZFHM | Cree Inc. | Cree OSQ Series | OSQAxx40DA57K-UxxxDIM | Outdoor Luminaires | High Output | Architectural Flood and Spot Luminaires | Standard | FALSE | [9 empty] | 41935 |  |  | NotYetVerified | OSQANM40DA57K*UxxxDIM | 3 | 10815 | 96.56 | 112 | 20 | 0.9 | 5700 | 70
PNSC7G9B | Cree Inc. | Cree OSQ Series | OSQAxx25DS57K-Uxxxxxx | Outdoor Luminaires | High Output | Architectural Flood and Spot Luminaires | Standard | FALSE | [9 empty] | 41935 |  |  | NotYetVerified | OSQANM25DS57K*Uxxxxxx | 3 | 21741 | 97.49 | 223 | 20 | 0.9 | 5700 | 70
PJR8CPYF | Cree Inc. | Cree OSQ Series | OSQAxx15DS57K-Uxxxxxx | Outdoor Luminaires | High Output | Architectural Flood and Spot Luminaires | Standard | FALSE | [9 empty] | 41935 |  |  | NotYetVerified | OSQANM15DS57K*Uxxxxxx | 3 | 21741 | 97.49 | 223 | 20 | 0.9 | 5700 | 70
PSXGWDBW | Cree Inc. | Cree OSQ Series | OSQAxx25DJ57K-Uxxxxxx | Outdoor Luminaires | High Output | Architectural Flood and Spot Luminaires | Standard | FALSE | [9 empty] | 41935 |  |  | NotYetVerified | OSQANM25DJ57K*Uxxxxxx | 3 | 16393 | 97.58 | 168 | 20 | 0.9 | 5700 | 70
PBT6S89G | Cree Inc. | Cree OSQ Series | OSQAxx15DJ57K-Uxxxxxx | Outdoor Luminaires | High Output | Architectural Flood and Spot Luminaires | Standard | FALSE | [9 empty] | 41935 |  |  | NotYetVerified | OSQANM15DJ57K*Uxxxxxx | 3 | 16393 | 97.58 | 168 | 20 | 0.9 | 5700 | 70
P9ZYUFEA | Cree Inc. | Cree OSQ Series | OSQAxx25DA57K-Uxxxxxx | Outdoor Luminaires | High Output | Architectural Flood and Spot Luminaires | Standard | FALSE | [9 empty] | 41935 |  |  | NotYetVerified | OSQANM25DA57K*Uxxxxxx | 3 | 10929 | 97.58 | 112 | 20 | 0.9 | 5700 | 70
P2JYH3VX | Cree Inc. | Cree OSQ Series | OSQAxx15DA57K-Uxxxxxx | Outdoor Luminaires | High Output | Architectural Flood and Spot Luminaires | Standard | FALSE | [9 empty] | 41935 |  |  | NotYetVerified | OSQANM15DA57K*Uxxxxxx | 3 | 10929 | 97.58 | 112 | 20 | 0.9 | 5700 | 70
PV5W4W8Z | Cree Inc. | Cree OSQ Series | OSQAxx15DS57K-UxxxDIM | Outdoor Luminaires | High Output | Architectural Flood and Spot Luminaires | Standard | FALSE | [9 empty] | 41935 |  |  | NotYetVerified | OSQANM15DS57K*UxxxDIM | 3 | 21741 | 97.49 | 223 | 20 | 0.9 | 5700 | 70
P7CXTSTK | Cree Inc. | Cree OSQ Series | OSQAxx25DS57K-UxxxDIM | Outdoor Luminaires | High Output | Architectural Flood and Spot Luminaires | Standard | FALSE | [9 empty] | 41935 |  |  | NotYetVerified | OSQANM25DS57K*UxxxDIM | 3 | 21741 | 97.49 | 223 | 20 | 0.9 | 5700 | 70
PTASMTR5 | Cree Inc. | Cree OSQ Series | OSQAxx25DJ57K-UxxxDIM | Outdoor Luminaires | High Output | Architectural Flood and Spot Luminaires | Standard | FALSE | [9 empty] | 41935 |  |  | NotYetVerified | OSQANM25DJ57K*UxxxDIM | 3 | 16393 | 97.58 | 168 | 20 | 0.9 | 5700 | 70
PAQT5MKN | Cree Inc. | Cree OSQ Series | OSQAxx15DJ57K-UxxxDIM | Outdoor Luminaires | High Output | Architectural Flood and Spot Luminaires | Standard | FALSE | [9 empty] | 41935 |  |  | NotYetVerified | OSQANM15DJ57K*UxxxDIM | 3 | 16393 | 97.58 | 168 | 20 | 0.9 | 5700 | 70
PPD9G7R3 | Cree Inc. | Cree OSQ Series | OSQAxx15DA57K-UxxxDIM | Outdoor Luminaires | High Output | Architectural Flood and Spot Luminaires | Standard | FALSE | [9 empty] | 41935 |  |  | NotYetVerified | OSQANM15DA57K*UxxxDIM | 3 | 10929 | 97.58 | 112 | 20 | 0.9 | 5700 | 70
PGXD3P7A | Cree Inc. | Cree OSQ Series | OSQAxx25DA57K-UxxxDIM | Outdoor Luminaires | High Output | Architectural Flood and Spot Luminaires | Standard | FALSE | [9 empty] | 41935 |  |  | NotYetVerified | OSQANM25DA57K*UxxxDIM | 3 | 10929 | 97.58 | 112 | 20 | 0.9 | 5700 | 70
PVZRDQQA | Cree Inc. | Cree OSQ Series | OSQAxx60DS40K-Uxxxxxx | Outdoor Luminaires | High Output | Architectural Flood and Spot Luminaires | Standard | FALSE | [9 empty] | 41935 |  |  | NotYetVerified | OSQANM60DS40K*Uxxxxxx | 3 | 21423 | 96.07 | 223 | 20 | 0.9 | 4000 | 70
PJ72WA3F | Cree Inc. | Cree OSQ Series | OSQAxx60DJ40K-Uxxxxxx | Outdoor Luminaires | High Output | Architectural Flood and Spot Luminaires | Standard | FALSE | [9 empty] | 41935 |  |  | NotYetVerified | OSQANM60DJ40K*Uxxxxxx | 3 | 16153 | 96.15 | 168 | 20 | 0.9 | 4000 | 70
PKYT13CC | Cree Inc. | Cree OSQ Series | OSQAxx60DA40K-Uxxxxxx | Outdoor Luminaires | High Output | Architectural Flood and Spot Luminaires | Standard | FALSE | [9 empty] | 41935 |  |  | NotYetVerified | OSQANM60DA40K*Uxxxxxx | 3 | 10769 | 96.15 | 112 | 20 | 0.9 | 4000 | 70
P5RTTDPV | Cree Inc. | Cree OSQ Series | OSQAxx60DS40K-UxxxDIM | Outdoor Luminaires | High Output | Architectural Flood and Spot Luminaires | Standard | FALSE | [9 empty] | 41935 |  |  | NotYetVerified | OSQANM60DS40K*UxxxDIM | 3 | 21423 | 96.07 | 223 | 20 | 0.9 | 4000 | 70
PRKA7MQV | Cree Inc. | Cree OSQ Series | OSQAxx60DJ40K-UxxxDIM | Outdoor Luminaires | High Output | Architectural Flood and Spot Luminaires | Standard | FALSE | [9 empty] | 41935 |  |  | NotYetVerified | OSQANM60DJ40K*UxxxDIM | 3 | 16153 | 96.15 | 168 | 20 | 0.9 | 4000 | 70
PBQMZCU1 | Cree Inc. | Cree OSQ Series | OSQAxx60DA40K-UxxxDIM | Outdoor Luminaires | High Output | Architectural Flood and Spot Luminaires | Standard | FALSE | [9 empty] | 41935 |  |  | NotYetVerified | OSQANM60DA40K*UxxxDIM | 3 | 10769 | 96.15 | 112 | 20 | 0.9 | 4000 | 70
P5G6833B | Cree Inc. | Cree OSQ Series | OSQAxx40DJ40K-Uxxxxxx | Outdoor Luminaires | High Output | Architectural Flood and Spot Luminaires | Standard | FALSE | [9 empty] | 41935 |  |  | NotYetVerified | OSQANM40DJ40K*Uxxxxxx | 3 | 15985 | 95.15 | 168 | 20 | 0.9 | 4000 | 70
PXH1JE9T | Cree Inc. | Cree OSQ Series | OSQAxx40DS40K-UxxxDIM | Outdoor Luminaires | High Output | Architectural Flood and Spot Luminaires | Standard | FALSE | [9 empty] | 41935 |  |  | NotYetVerified | OSQANM40DS40K*UxxxDIM | 3 | 21200 | 95.07 | 223 | 20 | 0.9 | 4000 | 70
PXX1C3W4 | Cree Inc. | Cree OSQ Series | OSQAxx40DJ40K-UxxxDIM | Outdoor Luminaires | High Output | Architectural Flood and Spot Luminaires | Standard | FALSE | [9 empty] | 41935 |  |  | NotYetVerified | OSQANM40DJ40K*UxxxDIM | 3 | 15985 | 95.15 | 168 | 20 | 0.9 | 4000 | 70
PHJ2URZX | Cree Inc. | Cree OSQ Series | OSQAxx40DA40K-UxxxDIM | Outdoor Luminaires | High Output | Architectural Flood and Spot Luminaires | Standard | FALSE | [9 empty] | 41935 |  |  | NotYetVerified | OSQANM40DA40K*UxxxDIM | 3 | 10657 | 95.15 | 112 | 20 | 0.9 | 4000 | 70
PQPQDEYP | Cree Inc. | Cree OSQ Series | OSQAxx25DS40K-Uxxxxxx | Outdoor Luminaires | High Output | Architectural Flood and Spot Luminaires | Standard | FALSE | [9 empty] | 41935 |  |  | NotYetVerified | OSQANM25DS40K*Uxxxxxx | 3 | 21423 | 96.07 | 223 | 20 | 0.9 | 4000 | 70
PKJ1UG4W | Cree Inc. | Cree OSQ Series | OSQAxx15DS40K-Uxxxxxx | Outdoor Luminaires | High Output | Architectural Flood and Spot Luminaires | Standard | FALSE | [9 empty] | 41935 |  |  | NotYetVerified | OSQANM15DS40K*Uxxxxxx | 3 | 21423 | 96.07 | 223 | 20 | 0.9 | 4000 | 70
PX8J6BE6 | Cree Inc. | Cree OSQ Series | OSQAxx25DJ40K-Uxxxxxx | Outdoor Luminaires | High Output | Architectural Flood and Spot Luminaires | Standard | FALSE | [9 empty] | 41935 |  |  | NotYetVerified | OSQANM25DJ40K*Uxxxxxx | 3 | 16153 | 96.15 | 168 | 20 | 0.9 | 4000 | 70
P3GBMVA9 | Cree Inc. | Cree OSQ Series | OSQAxx15DJ40K-Uxxxxxx | Outdoor Luminaires | High Output | Architectural Flood and Spot Luminaires | Standard | FALSE | [9 empty] | 41935 |  |  | NotYetVerified | OSQANM15DJ40K*Uxxxxxx | 3 | 16153 | 96.15 | 168 | 20 | 0.9 | 4000 | 70
P8R13EYC | Cree Inc. | Cree OSQ Series | OSQAxx15DA40K-Uxxxxxx | Outdoor Luminaires | High Output | Architectural Flood and Spot Luminaires | Standard | FALSE | [9 empty] | 41935 |  |  | NotYetVerified | OSQANM15DA40K*Uxxxxxx | 3 | 10769 | 96.15 | 112 | 20 | 0.9 | 4000 | 70
P27WTZX2 | Cree Inc. | Cree OSQ Series | OSQAxx25DA40K-Uxxxxxx | Outdoor Luminaires | High Output | Architectural Flood and Spot Luminaires | Standard | FALSE | [9 empty] | 41935 |  |  | NotYetVerified | OSQANM25DA40K*Uxxxxxx | 3 | 10769 | 96.15 | 112 | 20 | 0.9 | 4000 | 70
PXBHQEYD | Cree Inc. | Cree OSQ Series | OSQAxx25DS40K-UxxxDIM | Outdoor Luminaires | High Output | Architectural Flood and Spot Luminaires | Standard | FALSE | [9 empty] | 41935 |  |  | NotYetVerified | OSQANM25DS40K*UxxxDIM | 3 | 21423 | 96.07 | 223 | 20 | 0.9 | 4000 | 70
P3CPZ99M | Cree Inc. | Cree OSQ Series | OSQAxx15DS40K-UxxxDIM | Outdoor Luminaires | High Output | Architectural Flood and Spot Luminaires | Standard | FALSE | [9 empty] | 41935 |  |  | NotYetVerified | OSQANM15DS40K*UxxxDIM | 3 | 21423 | 96.07 | 223 | 20 | 0.9 | 4000 | 70
PNBUD1QA | Cree Inc. | Cree OSQ Series | OSQAxx25DJ40K-UxxxDIM | Outdoor Luminaires | High Output | Architectural Flood and Spot Luminaires | Standard | FALSE | [9 empty] | 41935 |  |  | NotYetVerified | OSQANM25DJ40K*UxxxDIM | 3 | 16153 | 96.15 | 168 | 20 | 0.9 | 4000 | 70
P4DDMBPU | Cree Inc. | Cree OSQ Series | OSQAxx15DJ40K-UxxxDIM | Outdoor Luminaires | High Output | Architectural Flood and Spot Luminaires | Standard | FALSE | [9 empty] | 41935 |  |  | NotYetVerified | OSQANM15DJ40K*UxxxDIM | 3 | 16153 | 96.15 | 168 | 20 | 0.9 | 4000 | 70
PUJQ3PWE | Cree Inc. | Cree OSQ Series | OSQAxx15DA40K-UxxxDIM | Outdoor Luminaires | High Output | Architectural Flood and Spot Luminaires | Standard | FALSE | [9 empty] | 41935 |  |  | NotYetVerified | OSQANM15DA40K*UxxxDIM | 3 | 10769 | 96.15 | 112 | 20 | 0.9 | 4000 | 70
P7RB2AGG | Cree Inc. | Cree OSQ Series | OSQAxx25DA40K-UxxxDIM | Outdoor Luminaires | High Output | Architectural Flood and Spot Luminaires | Standard | FALSE | [9 empty] | 41935 |  |  | NotYetVerified | OSQANM25DA40K*UxxxDIM | 3 | 10769 | 96.15 | 112 | 20 | 0.9 | 4000 | 70
PV8T9KT1 | RC Lighting | RC Lighting | CANVAS78[TSF]Y(120V Only)(All Housing Colors) RCL | Outdoor Luminaires | Mid Output | Architectural Flood and Spot Luminaires | Standard | TRUE | 6553 | 74 | 88.3 | 13.9 | 0.988 | 3086 | 82 | 5 | 100000 | 41933 |  |  | NotYetVerified |  | 3 | 6553 | 74 | 88.2 | 13.9 | 0.988 | 3086 | 82
PMJ3J9A6 | RC Lighting | RC Lighting | CANVAS78[TSF](120V Only)(All Housing Colors) RCL | Outdoor Luminaires | Mid Output | Architectural Flood and Spot Luminaires | Standard | FALSE | [9 empty] | 41933 |  |  | NotYetVerified |  | 3 | 8159 | 91.7 | 89 | 13.9 | 0.988 | 5051 | 66
PXNWD6JQ | RC Lighting | RC Lighting | CANVAS78[TSF]N(120V Only)(All Housing Colors) RCL | Outdoor Luminaires | Mid Output | Architectural Flood and Spot Luminaires | Standard | FALSE | [9 empty] | 41933 |  |  | NotYetVerified |  | 3 | 6828 | 76 | 89.7 | 13.9 | 0.988 | 3998 | 82
PNKZEA17 | SmartRay Inc. | SmartRay | SR2FL150W | Outdoor Luminaires | High Output | Architectural Flood and Spot Luminaires | Standard | TRUE | 14691 | 93.72 | 156.7 | 8.4 | 0.948 | 5444 | 78.2 | 5 | 55000 | 41932 |  |  | NotYetVerified |  | 3 | 13000 | 87 | 150 | 20 | 0.9 | 5200 | 75
PC59Z9YS | SmartRay Inc. | SmartRay | SR2FL120W | Outdoor Luminaires | High Output | Architectural Flood and Spot Luminaires | Standard | TRUE | 11644 | 90.15 | 129.1 | 12.2 | 0.921 | 5408 | 78 | 5 | 55000 | 41932 |  |  | NotYetVerified |  | 3 | 10000 | 80 | 120 |  | 0.95 | 5200 | 75
PFQJF12S2 | RAB Lighting | RAB Lighting | HSLED18Y(All Fixture Colors) | Outdoor Luminaires | Low Output | Architectural Flood and Spot Luminaires | Standard | TRUE | 1560 | 77.61 | 20.1 | 20.8 | 0.907 | 3067 | 82 | 5 | 100000 | 41932 |  |  | NotYetVerified |  | 3
PRUP4W47Y | RAB Lighting | RAB Lighting | HSLED26N(All Fixture Colors) | Outdoor Luminaires | Low Output | Architectural Flood and Spot Luminaires | Standard | TRUE | 2093 | 76.39 | 27.4 | 9.2 | 0.907 | 3996 | 81 | 5 | 100000 | 41932 |  |  | NotYetVerified |  | 3
PV2CAGZ6X | RAB Lighting | RAB Lighting | HSLED26(All Fixture Colors) | Outdoor Luminaires | Low Output | Architectural Flood and Spot Luminaires | Standard | FALSE | [9 empty] | 41932 |  |  | NotYetVerified |  | 3 | 2336 | 86.5 | 27.1 | 10.1 | 0.909 | 5143 | 68
PB78A89RB | RAB Lighting | RAB Lighting | HSLED26(All Fixture Colors)/D10 | Outdoor Luminaires | Low Output | Architectural Flood and Spot Luminaires | Standard | FALSE | [9 empty] | 41932 |  |  | NotYetVerified |  | 3 | 2339.9 | 86.5 | 27 | 10 | 0.914 | 5143 | 68
PHZ3TK2C1 | RAB Lighting | RAB Lighting | HSLED18(All Fixture Colors) | Outdoor Luminaires | Low Output | Architectural Flood and Spot Luminaires | Standard | FALSE | [9 empty] | 41932 |  |  | NotYetVerified |  | 3 | 1997 | 100.9 | 19.8 | 20.5 | 0.916 | 5107 | 68
P1CU8TQCE | RAB Lighting | RAB Lighting | HSLED26N(All Fixture Colors)/D10 | Outdoor Luminaires | Low Output | Architectural Flood and Spot Luminaires | Standard | FALSE | [9 empty] | 41932 |  |  | NotYetVerified |  | 3 | 2096.5 | 78.1 | 26.8 | 9.1 | 0.912 | 3996 | 81
P48QM6ZYN | RAB Lighting | RAB Lighting | HSLED18N(All Fixture Colors) | Outdoor Luminaires | Low Output | Architectural Flood and Spot Luminaires | Standard | FALSE | [9 empty] | 41932 |  |  | NotYetVerified |  | 3 | 1572 | 79.4 | 19.8 | 20 | 0.894 | 3992 | 82
PAT1UWW3Q | RAB Lighting | RAB Lighting | HNLED13N[120V ONLY](All Fixture Colors) | Outdoor Luminaires | Low Output | Architectural Flood and Spot Luminaires | Standard | TRUE | 1055 | 72.8 | 14.5 | 9.5 | 0.99 | 4000 | 81 | 5 | 100000 | 41929 |  |  | NotYetVerified |  | 3 | 1055 | 72.8 | 14.5 | 9.5 | 0.99 | 4000 | 81
PUMFP3WHE | RAB Lighting | RAB Lighting | HNLED13(All Fixture Colors) | Outdoor Luminaires | Low Output | Architectural Flood and Spot Luminaires | Standard | FALSE | [9 empty] | 41929 |  |  | NotYetVerified |  | 3 | 1315 | 92 | 14.3 | 24.4 | 0.871 | 5033 | 67
PPMHDWDM | EcoGEN a Division of ADH Supply Chain Solutions Inc. | EcoGen | EG-2026-60W-3000K-20D -MVOLT | Outdoor Luminaires | Mid Output | Architectural Flood and Spot Luminaires | Standard | TRUE | 5079 | 87.79 | 57.85 | 12.7 | 0.9631 | 3181 | 74 | 5 | 66000 | 41928 |  |  | NotYetVerified |  | 3 | 5078.6 | 87.79 | 57.85 | 12.7 | 0.9631 | 3000 | 73.5
PEYS4KPB5 | RAB Lighting | RAB Lighting | HNLED26(All Fixture Colors) | Outdoor Luminaires | Low Output | Architectural Flood and Spot Luminaires | Standard | TRUE | 2272 | 82.02 | 27.7 | 9.4 | 0.909 | 5143 | 67 | 5 | 100000 | 41928 |  |  | NotYetVerified |  | 3 | 2272 | 84.1 | 27 | 9.4 | 0.909 | 5143 | 67
PUAA5EK4Z | RAB Lighting | RAB Lighting | HNLED18Y(All Fixture Colors) | Outdoor Luminaires | Low Output | Architectural Flood and Spot Luminaires | Standard | TRUE | 1482 | 73.73 | 20.1 | 20.9 | 0.907 | 4375 | 82 | 5 | 100000 | 41928 |  |  | NotYetVerified |  | 3 | 1482 | 76 | 19.5 | 20.9 | 0.907 | 3051 | 82
PC39UPC9N | RAB Lighting | RAB Lighting | HNLED26(All Fixture Colors)/D10 | Outdoor Luminaires | Low Output | Architectural Flood and Spot Luminaires | Standard | FALSE | [9 empty] | 41928 |  |  | NotYetVerified |  | 3 | 2275.8 | 84.1 | 27 | 9.3 | 0.914 | 5143 | 67
PJTWBP2S1 | RAB Lighting | RAB Lighting | HNLED18(All Fixture Colors) | Outdoor Luminaires | Low Output | Architectural Flood and Spot Luminaires | Standard | FALSE | [9 empty] | 41928 |  |  | NotYetVerified |  | 3 | 1886 | 95.3 | 19.8 | 20.6 | 0.916 | 5063 | 67
P9Y88TEBQ | RAB Lighting | RAB Lighting | HNLED18N(All Fixture Colors) | Outdoor Luminaires | Low Output | Architectural Flood and Spot Luminaires | Standard | FALSE | [9 empty] | 41928 |  |  | NotYetVerified |  | 3 | 1513 | 76.4 | 19.8 | 20.1 | 0.916 | 3958 | 81
PTF58GH6 | EcoGEN a Division of ADH Supply Chain Solutions Inc. | EcoGen | EG-2026-60W-4500K-20D -MVOLT | Outdoor Luminaires | Mid Output | Architectural Flood and Spot Luminaires | Standard | FALSE | [9 empty] | 41928 |  |  | NotYetVerified |  | 3 | 6291.89 | 105.58 | 59.59 | 13.78 | 0.9662 | 4500 | 69.9
PYNFF474 | EcoGEN a Division of ADH Supply Chain Solutions Inc. | EcoGen | EG-2026-60W-4000K-20D -MVOLT | Outdoor Luminaires | Mid Output | Architectural Flood and Spot Luminaires | Standard | FALSE | [9 empty] | 41928 |  |  | NotYetVerified |  | 3 | 5078.6 | 87.79 | 57.85 | 12.7 | 0.9631 | 4000 | 73.5
PJEEBJCB | EcoGEN a Division of ADH Supply Chain Solutions Inc. | EcoGen | EG-2026-60W-3500K-20D -MVOLT | Outdoor Luminaires | Mid Output | Architectural Flood and Spot Luminaires | Standard | FALSE | [9 empty] | 41928 |  |  | NotYetVerified |  | 3 | 5078.6 | 87.79 | 57.85 | 12.7 | 0.9631 | 3500 | 73.5
PNYATKA4W | Canada GL lighting technology Inc | GL lighting | GLFLD-150W-NW | Outdoor Luminaires | High Output | Architectural Flood and Spot Luminaires | Standard | TRUE | 10788.92 | 72.98 | 147.8 | 10.41 | 0.973 | 4182 | 80.4 | 5 | 50000 | 41927 |  |  | NotYetVerified |  | 3 | 12000 | 100 | 150 |  |  |  | 70
PC5ZWYKB | EYE Lighting | HEAVY DUTY FLOODS | FHD-23L-537-W-UNV-XX-[SP1 PC SP1PC or blank] | Outdoor Luminaires | High Output | Architectural Flood and Spot Luminaires | Standard | TRUE | 23007 | 91.1 | 252.6 | 7.32 | 0.972 | 4979 | 64.9 | 5 | 50000 | 41927 |  |  | Yes |  | 3 | 23007 | 91.1 | 252.6 | 7.32 | 0.97 | 4979 | 64.9
PTHGVKWF | EYE Lighting | HEAVY DUTY FLOODS | FHD-18L-537-W-UNV-XX-[SP1 PC SP1PC or blank] | Outdoor Luminaires | High Output | Architectural Flood and Spot Luminaires | Standard | TRUE | 18811 | 93.26 | 201.7 | 10.1 | 0.938 | 4988 | 66.1 | 5 | 50000 | 41927 |  |  | Yes |  | 3 | 18811 | 93.3 | 201.7 | 10.1 | 0.94 | 4988 | 66.1
PU4PT611 | EYE Lighting | HEAVY DUTY FLOODS | FHD-18L-537-N-UNV-XX-[SP1 PC SP1PC or blank] | Outdoor Luminaires | High Output | Architectural Flood and Spot Luminaires | Standard | TRUE | 18540 | 91.2 | 203.3 | 10.1 | 0.938 | 4988 | 66.1 | 5 | 50000 | 41927 |  |  | Yes |  | 3 | 18778 | 92.5 | 203.1 | 10.1 | 0.94 | 4988 | 66.1
PPY68HPX | EYE Lighting | HEAVY DUTY FLOODS | FHD-18L-537-M-UNV-XX-[SP1 PC SP1PC or blank] | Outdoor Luminaires | High Output | Architectural Flood and Spot Luminaires | Standard | FALSE | [9 empty] | 41927 |  |  | Yes | Delisted on 3/25/2016; Relisted on 8-9-2016 | 3 | 20108 | 98.4 | 204.4 | 10.1 | 0.94 | 4988 | 66.1
PS9TCN1H | EYE Lighting | HEAVY DUTY FLOODS | FHD-23L-537-M-UNV-XX-[SP1 PC SP1PC or blank] | Outdoor Luminaires | High Output | Architectural Flood and Spot Luminaires | Standard | FALSE | [9 empty] | 41927 |  |  | Yes | Delisted on 3/25/2016; Relisted on 8-9-2016 | 3 | 24434 | 96.8 | 252.4 | 7.32 | 0.97 | 4979 | 64.9
PT91UNDZ | EYE Lighting | HEAVY DUTY FLOODS | FHD-23L-537-N-UNV-XX-[SP1 PC SP1PC or blank] | Outdoor Luminaires | High Output | Architectural Flood and Spot Luminaires | Standard | FALSE | [9 empty] | 41927 |  |  | Yes | Delisted on 3/25/2016; Relisted on 8-9-2016 | 3 | 24297 | 97.1 | 250.3 | 7.32 | 0.97 | 4979 | 64.9
PB2A3E9PB | DONGGUAN THAILIGHT SEMICONDUCTOR LIGHTING CO.LTD. | Thailight | TLFLE803YYZZ | Outdoor Luminaires | Mid Output | Architectural Flood and Spot Luminaires | Standard | TRUE | 6282 | 78.56 | 79.95 | 13.52 | 0.9588 | 3074 | 83 | 5 | 50000 | 41926 |  |  | NotYetVerified |  | 3 | 6000 | 75 | 80 |  | 0.95 | 3000 | 80
PHXH7AM4 | Aimlite Lighting Products | Aimlite Lighting Products | F21WL-LA1-2-50K-[All Colors]-[P] | Outdoor Luminaires | Mid Output | Architectural Flood and Spot Luminaires | Standard | TRUE | 7126.75 | 81 | 87.45 | 19 | 0.93 | 5174 | 83 | 5 |  | 41926 |  |  | NotYetVerified |  | 3 | 7100 | 79 | 90 |  |  | 5000
P4TTAQ9X | Aimlite Lighting Products | Aimlite Lighting Products | F21WL-LA2-2-50K-[All Colors]-[P] | Outdoor Luminaires | High Output | Architectural Flood and Spot Luminaires | Standard | TRUE | 12769.01 | 86 | 148.03 | 13 | 0.93 | 5260 | 76 | 5 |  | 41926 |  |  | NotYetVerified |  | 3 | 12700 | 85 | 150 |  |  | 5000
P7SMREJ9R | DONGGUAN THAILIGHT SEMICONDUCTOR LIGHTING CO.LTD. | Thailight | TLFLE805YYZZ | Outdoor Luminaires | Mid Output | Architectural Flood and Spot Luminaires | Standard | FALSE | [9 empty] | 41926 |  |  | NotYetVerified |  | 3 | 6500 | 80 | 80 |  | 0.95 | 5000 | 80
PGR1TR37R | DONGGUAN THAILIGHT SEMICONDUCTOR LIGHTING CO.LTD. | Thailight | TLFLE8045YYZZ | Outdoor Luminaires | Mid Output | Architectural Flood and Spot Luminaires | Standard | FALSE | [9 empty] | 41926 |  |  | NotYetVerified |  | 3 | 6000 | 75 | 80 |  | 0.95 | 4500 | 80
P6M1T7AZP | DONGGUAN THAILIGHT SEMICONDUCTOR LIGHTING CO.LTD. | Thailight | TLFLE804YYZZ | Outdoor Luminaires | Mid Output | Architectural Flood and Spot Luminaires | Standard | FALSE | [9 empty] | 41926 |  |  | NotYetVerified |  | 3 | 6000 | 75 | 80 |  | 0.95 | 4000 | 80
PRY64QM9U | DONGGUAN THAILIGHT SEMICONDUCTOR LIGHTING CO.LTD. | Thailight | TLFLE8035YYZZ | Outdoor Luminaires | Mid Output | Architectural Flood and Spot Luminaires | Standard | FALSE | [9 empty] | 41926 |  |  | NotYetVerified |  | 3 | 6000 | 75 | 80 |  | 0.95 | 3500 | 80
PFPDV8YH | ACN Technology (Shenzhen) Co.Ltd | ACN | ACN-LB30 5500K | Outdoor Luminaires | Low Output | Architectural Flood and Spot Luminaires | Standard | TRUE | 2772.8 | 78.35 | 35.39 | 20.3 | 0.9823 | 5685 | 69.2 | 5 | 50000 | 41925 |  |  | NotYetVerified |  | 3 | 2772 | 77 | 36 | 20 | 0.9 | 5500 | 69
PSMXMM7K | ACN Technology (Shenzhen) Co.Ltd | ACN | ACN-LB50 4100K | Outdoor Luminaires | Low Output | Architectural Flood and Spot Luminaires | Standard | TRUE | 4251.2 | 85.56 | 49.69 | 15.81 | 0.9585 | 4159 | 75.3 | 5 | 50000 | 41925 |  |  | NotYetVerified |  | 3 | 4250 | 85 | 50 |  |  | 4100 | 75
PAH5ZSK5 | Shanghai Yuanming Lighting Technology Co. Ltd | YML | YML-1FL31-240(3000K) | Outdoor Luminaires | High Output | Architectural Flood and Spot Luminaires | Standard | TRUE | 19681.35 | 79.07 | 251.3 | 9.26 | 0.948 | 3086 | 80.3 | 5 | 50000 | 41925 |  |  | NotYetVerified |  | 3 | 18700 |  | 240 | 12 | 0.93 | 3000 | 70
PM85BGMS | Shanghai Yuanming Lighting Technology Co. Ltd | YML | YML-1FL31-150(3000K) | Outdoor Luminaires | High Output | Architectural Flood and Spot Luminaires | Standard | TRUE | 14656.65 | 92.76 | 158.01 | 10.5 | 0.942 | 3062 | 81 | 5 | 50000 | 41925 |  |  | NotYetVerified |  | 3 | 13900 |  | 150 | 12 | 0.93 | 3000 | 70
PWSSYY4N | Shanghai Yuanming Lighting Technology Co. Ltd | YML | YML-1FL31-200(3000K) | Outdoor Luminaires | High Output | Architectural Flood and Spot Luminaires | Standard | TRUE | 17709.11 | 83.85 | 212.3 | 7.65 | 0.929 | 3080 | 80.6 | 5 | 50000 | 41925 |  |  | NotYetVerified |  | 3 | 16800 |  | 200 | 12 | 0.93 | 3000 | 70
PGNV2Y7G | MaxLite Inc | MaxLED | MLLB30LED27 | Outdoor Luminaires | Low Output | Architectural Flood and Spot Luminaires | Standard | TRUE | 2501.3 | 86.54 | 28.9 | 19.23 | 0.9098 | 5064 | 74.2 | 5 |  | 41925 |  |  | NotYetVerified |  | 3 | 2501.3 | 86.54 | 28.9 | 19.23 | 0.9098 | 5000 | 74.1
PVVB9JQB | ACN Technology (Shenzhen) Co.Ltd | ACN | ACN-LB70 4100K | Outdoor Luminaires | Mid Output | Architectural Flood and Spot Luminaires | Standard | TRUE | 6165.6 | 82.36 | 74.86 | 9.6 | 0.903 | 4163 | 69.9 | 5 | 50000 | 41925 |  |  | NotYetVerified |  | 3 | 6165.6 | 82.36 | 75 | 9.6 | 0.9032 | 4100 | 70
PY5UVUVN | ACN Technology (Shenzhen) Co.Ltd | ACN | ACN-LB70 5500K | Outdoor Luminaires | Mid Output | Architectural Flood and Spot Luminaires | Standard | FALSE | [9 empty] | 41925 |  |  | NotYetVerified |  | 3 | 6634.1 | 86.58 | 76.39 | 9.9 | 0.9021 | 5500 | 69.9
P5N7DMZJ | ACN Technology (Shenzhen) Co.Ltd | ACN | ACN-LB50 5500K | Outdoor Luminaires | Low Output | Architectural Flood and Spot Luminaires | Standard | FALSE | [9 empty] | 41925 |  |  | NotYetVerified |  | 3 | 4500 | 90 | 50 |  |  | 5500 | 68
P6NJ63AX | Shanghai Yuanming Lighting Technology Co. Ltd | YML | YML-1FL31-240(5700K) | Outdoor Luminaires | High Output | Architectural Flood and Spot Luminaires | Standard | FALSE | [9 empty] | 41925 |  |  | NotYetVerified |  | 3 | 20500 | 85 | 240 | 12 | 0.93 | 5700 | 70
PBK8TZUZ | Shanghai Yuanming Lighting Technology Co. Ltd | YML | YML-1FL31-200(5700K) | Outdoor Luminaires | High Output | Architectural Flood and Spot Luminaires | Standard | FALSE | [9 empty] | 41925 |  |  | NotYetVerified |  | 3 | 17500 | 87 | 200 | 12 | 0.93 | 5700 | 70
PJMXA91R | Shanghai Yuanming Lighting Technology Co. Ltd | YML | YML-1FL31-150(5700K) | Outdoor Luminaires | High Output | Architectural Flood and Spot Luminaires | Standard | FALSE | [9 empty] | 41925 |  |  | NotYetVerified |  | 3 | 14500 | 96 | 150 | 12 | 0.93 | 5700 | 70
PE71VPAU | Shanghai Yuanming Lighting Technology Co. Ltd | YML | YML-1FL31-240(5000K) | Outdoor Luminaires | High Output | Architectural Flood and Spot Luminaires | Standard | FALSE | [9 empty] | 41925 |  |  | NotYetVerified |  | 3 | 20500 | 85 | 240 | 12 | 0.93 | 5000 | 70
P4KE16DY | Shanghai Yuanming Lighting Technology Co. Ltd | YML | YML-1FL31-200(5000K) | Outdoor Luminaires | High Output | Architectural Flood and Spot Luminaires | Standard | FALSE | [9 empty] | 41925 |  |  | NotYetVerified |  | 3 | 17500 | 87 | 200 | 12 | 0.93 | 5000 | 70
PWD5GZXM | Shanghai Yuanming Lighting Technology Co. Ltd | YML | YML-1FL31-150(5000K) | Outdoor Luminaires | High Output | Architectural Flood and Spot Luminaires | Standard | FALSE | [9 empty] | 41925 |  |  | NotYetVerified |  | 3 | 14500 | 96 | 150 | 12 | 0.93 | 5000 | 70
PB1E9DT3 | Shanghai Yuanming Lighting Technology Co. Ltd | YML | YML-1FL31-240(4500K) | Outdoor Luminaires | High Output | Architectural Flood and Spot Luminaires | Standard | FALSE | [9 empty] | 41925 |  |  | NotYetVerified |  | 3 | 20500 | 85 | 240 | 12 | 0.93 | 4500 | 70
PHJB93YM | Shanghai Yuanming Lighting Technology Co. Ltd | YML | YML-1FL31-200(4500K) | Outdoor Luminaires | High Output | Architectural Flood and Spot Luminaires | Standard | FALSE | [9 empty] | 41925 |  |  | NotYetVerified |  | 3 | 17500 | 87 | 200 | 12 | 0.93 | 4500 | 70
P4BMKRKX | Shanghai Yuanming Lighting Technology Co. Ltd | YML | YML-1FL31-150(4500K) | Outdoor Luminaires | High Output | Architectural Flood and Spot Luminaires | Standard | FALSE | [9 empty] | 41925 |  |  | NotYetVerified |  | 3 | 14500 | 96 | 150 | 12 | 0.93 | 4500 | 70
P1THKA3Q | Shanghai Yuanming Lighting Technology Co. Ltd | YML | YML-1FL31-240(4000K) | Outdoor Luminaires | High Output | Architectural Flood and Spot Luminaires | Standard | FALSE | [9 empty] | 41925 |  |  | NotYetVerified |  | 3 | 20500 | 85 | 240 | 12 | 0.93 | 4000 | 70
P73FYR2H | Shanghai Yuanming Lighting Technology Co. Ltd | YML | YML-1FL31-200(4000K) | Outdoor Luminaires | High Output | Architectural Flood and Spot Luminaires | Standard | FALSE | [9 empty] | 41925 |  |  | NotYetVerified |  | 3 | 17500 | 87 | 200 | 12 | 0.93 | 4000 | 70
PF46DY3W | Shanghai Yuanming Lighting Technology Co. Ltd | YML | YML-1FL31-150(4000K) | Outdoor Luminaires | High Output | Architectural Flood and Spot Luminaires | Standard | FALSE | [9 empty] | 41925 |  |  | NotYetVerified |  | 3 | 14500 | 96 | 150 | 12 | 0.93 | 4000 | 70
P5JXUT24 | Shanghai Yuanming Lighting Technology Co. Ltd | YML | YML-1FL31-240(3500K) | Outdoor Luminaires | High Output | Architectural Flood and Spot Luminaires | Standard | FALSE | [9 empty] | 41925 |  |  | NotYetVerified |  | 3 | 20500 | 85 | 240 | 12 | 0.93 | 3500 | 70
P35J85S1 | Shanghai Yuanming Lighting Technology Co. Ltd | YML | YML-1FL31-200(3500K) | Outdoor Luminaires | High Output | Architectural Flood and Spot Luminaires | Standard | FALSE | [9 empty] | 41925 |  |  | NotYetVerified |  | 3 | 17500 | 87 | 200 | 12 | 0.93 | 3500 | 70
PVNP9N45 | Shanghai Yuanming Lighting Technology Co. Ltd | YML | YML-1FL31-150(3500K) | Outdoor Luminaires | High Output | Architectural Flood and Spot Luminaires | Standard | FALSE | [9 empty] | 41925 |  |  | NotYetVerified |  | 3 | 14500 | 96 | 150 | 12 | 0.93 | 3500 | 70
P9REGDRQ | MaxLite Inc | MaxLED | MLLB30LED50 | Outdoor Luminaires | Low Output | Architectural Flood and Spot Luminaires | Standard | FALSE | [9 empty] | 41925 |  |  | NotYetVerified |  | 3 | 2501.3 | 86.54 | 28.9 | 19.23 | 0.9098 | 5000 | 74.1
PKWE2VF8Z | Hubbell Inc. | BELL | LL1000x | Outdoor Luminaires | Low Output | Architectural Flood and Spot Luminaires | Standard | TRUE | 997 | 75.1 | 13.27 | 11.1 | 0.994 | 3085 | 82.6 | 5 | 50000 | 41922 |  |  | NotYetVerified |  | 3 | 1000 | 80 | 13 |  |  | 3000 | 80
PQ5NPR2D5 | Super Lighting Technology Hong Kong Limited | SLT LAMP | STL-150A_4000K | Outdoor Luminaires | High Output | Architectural Flood and Spot Luminaires | Standard | TRUE | 12504.8 | 80.87 | 154.62 | 11.43 | 0.939 | 4147 | 72 | 5 | 50000 | 41922 |  |  | NotYetVerified |  | 3 | 12504 | 80.87 | 154.62 | 6.14 | 0.995 | 4147 | 72
PXGDEGTX | Super Lighting Technology Hong Kong Limited | SLT LAMP | STL-150A_5700K | Outdoor Luminaires | High Output | Architectural Flood and Spot Luminaires | Standard | FALSE | [9 empty] | 41922 |  |  | NotYetVerified |  | 3 | 12000 | 80 | 150 | 6.14 | 0.995 | 5700 | 72
PQJCPAMM | Super Lighting Technology Hong Kong Limited | SLT LAMP | STL-150A_5000K | Outdoor Luminaires | High Output | Architectural Flood and Spot Luminaires | Standard | FALSE | [9 empty] | 41922 |  |  | NotYetVerified |  | 3 | 12000 | 80 | 150 | 6.14 | 0.995 | 5000 | 72
PNFR1UH1 | Super Lighting Technology Hong Kong Limited | SLT LAMP | STL-150A_4500K | Outdoor Luminaires | High Output | Architectural Flood and Spot Luminaires | Standard | FALSE | [9 empty] | 41922 |  |  | NotYetVerified |  | 3 | 12000 | 80 | 150 | 6.14 | 0.995 | 4500 | 72
P4ZUTKT4 | Renesola Zhejiang Ltd | Renesola | RFL150N01 2700K | Outdoor Luminaires | High Output | Architectural Flood and Spot Luminaires | Standard | TRUE | 11294.3 | 77.15 | 146.39 | 6.9 | 0.996 | 2731 | 78.9 | 5 | 50000 | 41921 |  |  | NotYetVerified |  | 3 | 11294 | 77 | 146.39 | 10 | 0.99 | 2731 | 79
PM7ZC77J | Renesola Zhejiang Ltd | Renesola | RFL200N01 2700K | Outdoor Luminaires | High Output | Architectural Flood and Spot Luminaires | Standard | TRUE | 15551.7 | 76.69 | 202.79 | 8.46 | 0.949 | 2734 | 78.2 | 5 | 50000 | 41921 |  |  | NotYetVerified |  | 3 | 15551 | 77 | 202 | 10 | 0.99 | 2734 | 78
PHFGWYW4 | Renesola Zhejiang Ltd | Renesola | RFL100N01 2700K | Outdoor Luminaires | Mid Output | Architectural Flood and Spot Luminaires | Standard | TRUE | 7846 | 77.68 | 101.01 | 19.06 | 0.936 | 2734 | 79.1 | 5 | 50000 | 41921 |  |  | NotYetVerified |  | 3 | 7846 | 77 | 101.01 | 10 | 0.99 | 2734 | 81
PURJ2ZKB | Stanpro Lighting Systems Inc. | Stanpro Lighting Systems Inc. | FUWL-LS1-W/50K/[All Colors]/[P] | Outdoor Luminaires | Mid Output | Architectural Flood and Spot Luminaires | Standard | TRUE | 7126.75 | 81 | 87.45 | 19 | 0.93 | 5174 | 83 | 5 |  | 41921 |  |  | NotYetVerified |  | 3 | 7100 | 79 | 90 |  |  | 5000
PXGSEAC6 | Stanpro Lighting Systems Inc. | Stanpro Lighting Systems Inc. | FUWL-LS2W/50K/[All Colors]/[P] | Outdoor Luminaires | High Output | Architectural Flood and Spot Luminaires | Standard | TRUE | 12769.01 | 86 | 148.03 | 13 | 0.93 | 5260 | 76 | 5 |  | 41921 |  |  | NotYetVerified |  | 3 | 12700 | 85 | 150 |  |  | 5000
PV6WUERT | Renesola Zhejiang Ltd | Renesola | RFL050N01 2700K | Outdoor Luminaires | Low Output | Architectural Flood and Spot Luminaires | Standard | TRUE | 3295.4 | 73.27 | 44.98 | 21.89 | 0.899 | 2769 | 82.5 | 5 | 50000 | 41921 |  |  | NotYetVerified |  | 3 | 3295 | 75 | 44.98 | 10 | 0.99 | 2769 | 81
P91TH9V4 | Renesola Zhejiang Ltd | Renesola | RFL020N01 2700K | Outdoor Luminaires | Low Output | Architectural Flood and Spot Luminaires | Standard | TRUE | 1399.9 | 73.17 | 19.13 | 18.94 | 0.896 | 2777 | 81.7 | 5 | 50000 | 41921 |  |  | NotYetVerified |  | 3 | 1399 | 73 | 19.13 | 10 | 0.99 | 2777 | 81
PHEF7EMH | Renesola Zhejiang Ltd | Renesola | RFL030N01 2700K | Outdoor Luminaires | Low Output | Architectural Flood and Spot Luminaires | Standard | TRUE | 2065.1 | 75.07 | 27.51 | 18.85 | 0.895 | 2773 | 82.2 | 5 | 50000 | 41921 |  |  | NotYetVerified |  | 3 | 2065 | 75 | 27.51 | 10 | 0.99 | 2773 | 81
PVGBUU4B | Renesola Zhejiang Ltd | Renesola | RFL020N01 5000K | Outdoor Luminaires | Low Output | Architectural Flood and Spot Luminaires | Standard | FALSE | [9 empty] | 41921 | Not Dimmable | Not Dimmable | NotYetVerified |  | 3 | 1647 | 84 | 19.51 | 10 | 0.99 | 5114 | 72
PT8AG4DB | Renesola Zhejiang Ltd | Renesola | RFL030N01 5000K | Outdoor Luminaires | Low Output | Architectural Flood and Spot Luminaires | Standard | FALSE | [9 empty] | 41921 | Not Dimmable | Not Dimmable | NotYetVerified |  | 3 | 2467 | 86 | 28.65 | 10 | 0.99 | 5096 | 72
PV55VCUB | Renesola Zhejiang Ltd | Renesola | RFL050N01 5000K | Outdoor Luminaires | Low Output | Architectural Flood and Spot Luminaires | Standard | FALSE | [9 empty] | 41921 | Not Dimmable | Not Dimmable | NotYetVerified |  | 3 | 4137 | 86 | 46.86 | 10 | 0.99 | 5092 | 72
P9EQ521E | Renesola Zhejiang Ltd | Renesola | RFL100N01 5000K | Outdoor Luminaires | Mid Output | Architectural Flood and Spot Luminaires | Standard | FALSE | [9 empty] | 41921 | Not Dimmable | Not Dimmable | NotYetVerified |  | 3 | 8170 | 83 | 98.21 | 10 | 0.99 | 4926 | 72
PZ9RK8KH | Renesola Zhejiang Ltd | Renesola | RFL150N01 5000K | Outdoor Luminaires | High Output | Architectural Flood and Spot Luminaires | Standard | FALSE | [9 empty] | 41921 | Not Dimmable | Not Dimmable | NotYetVerified |  | 3 | 13184 | 88 | 149.39 | 10 | 0.99 | 4922 | 72
P8WE66SX | Renesola Zhejiang Ltd | Renesola | RFL200N01 5000K | Outdoor Luminaires | High Output | Architectural Flood and Spot Luminaires | Standard | FALSE | [9 empty] | 41921 | Not Dimmable | Not Dimmable | NotYetVerified |  | 3 | 18446 | 90 | 203.8 | 10 | 0.99 | 4899 | 72
P4Y6ZYV1 | Renesola Zhejiang Ltd | Renesola | RFL100N01 4500K | Outdoor Luminaires | Mid Output | Architectural Flood and Spot Luminaires | Standard | FALSE | [9 empty] | 41921 | Not Dimmable | Not Dimmable | NotYetVerified |  | 3 | 8120 | 81 | 101.01 | 10 | 0.99 | 4500 | 74
PQKRVPZD | Renesola Zhejiang Ltd | Renesola | RFL050N01 4500K | Outdoor Luminaires | Low Output | Architectural Flood and Spot Luminaires | Standard | FALSE | [9 empty] | 41921 | Not Dimmable | Not Dimmable | NotYetVerified |  | 3 | 3860 | 83 | 44.98 | 10 | 0.99 | 4500 | 74
P69BM89F | Renesola Zhejiang Ltd | Renesola | RFL030N01 4500K | Outdoor Luminaires | Low Output | Architectural Flood and Spot Luminaires | Standard | FALSE | [9 empty] | 41921 | Not Dimmable | Not Dimmable | NotYetVerified |  | 3 | 2480 | 83 | 27.51 | 10 | 0.99 | 4500 | 74
PUUCKTYA | Renesola Zhejiang Ltd | Renesola | RFL020N01 4500K | Outdoor Luminaires | Low Output | Architectural Flood and Spot Luminaires | Standard | FALSE | [9 empty] | 41921 | Not Dimmable | Not Dimmable | NotYetVerified |  | 3 | 1600 | 80 | 19.13 | 10 | 0.99 | 4500 | 74
PZH2FQGS | Renesola Zhejiang Ltd | Renesola | RFL200N01 4500K | Outdoor Luminaires | High Output | Architectural Flood and Spot Luminaires | Standard | FALSE | [9 empty] | 41921 | Not Dimmable | Not Dimmable | NotYetVerified |  | 3 | 17500 | 85 | 202 | 10 | 0.99 | 4500 | 74
PDD1KHJW | Renesola Zhejiang Ltd | Renesola | RFL150N01 4500K | Outdoor Luminaires | High Output | Architectural Flood and Spot Luminaires | Standard | FALSE | [9 empty] | 41921 | Not Dimmable | Not Dimmable | NotYetVerified |  | 3 | 13000 | 85 | 146.39 | 10 | 0.99 | 4500 | 74
PQQU8WSD | Renesola Zhejiang Ltd | Renesola | RFL100N01 4000K | Outdoor Luminaires | Mid Output | Architectural Flood and Spot Luminaires | Standard | FALSE | [9 empty] | 41921 | Not Dimmable | Not Dimmable | NotYetVerified |  | 3 | 8040 | 80 | 101.01 | 10 | 0.99 | 4000 | 76
P9ENAUPU | Renesola Zhejiang Ltd | Renesola | RFL050N01 4000K | Outdoor Luminaires | Low Output | Architectural Flood and Spot Luminaires | Standard | FALSE | [9 empty] | 41921 | Not Dimmable | Not Dimmable | NotYetVerified |  | 3 | 3700 | 81 | 44.98 | 10 | 0.99 | 4000 | 76
PYRSPZUB | Renesola Zhejiang Ltd | Renesola | RFL030N01 4000K | Outdoor Luminaires | Low Output | Architectural Flood and Spot Luminaires | Standard | FALSE | [9 empty] | 41921 | Not Dimmable | Not Dimmable | NotYetVerified |  | 3 | 2350 | 81 | 27.51 | 10 | 0.99 | 4000 | 76
PQYE7MEM | Renesola Zhejiang Ltd | Renesola | RFL020N01 4000K | Outdoor Luminaires | Low Output | Architectural Flood and Spot Luminaires | Standard | FALSE | [9 empty] | 41921 | Not Dimmable | Not Dimmable | NotYetVerified |  | 3 | 1550 | 78 | 19.13 | 10 | 0.99 | 4000 | 76
P46MH341 | Renesola Zhejiang Ltd | Renesola | RFL150N01 4000K | Outdoor Luminaires | High Output | Architectural Flood and Spot Luminaires | Standard | FALSE | [9 empty] | 41921 | Not Dimmable | Not Dimmable | NotYetVerified |  | 3 | 12800 | 82 | 146.39 | 10 | 0.99 | 4000 | 76
PHHZNPGB | Renesola Zhejiang Ltd | Renesola | RFL200N01 4000K | Outdoor Luminaires | High Output | Architectural Flood and Spot Luminaires | Standard | FALSE | [9 empty] | 41921 | Not Dimmable | Not Dimmable | NotYetVerified |  | 3 | 17000 | 82 | 202 | 10 | 0.99 | 4000 | 74
P1JTWC8Q | Renesola Zhejiang Ltd | Renesola | RFL100N01 3500K | Outdoor Luminaires | Mid Output | Architectural Flood and Spot Luminaires | Standard | FALSE | [9 empty] | 41921 | Not Dimmable | Not Dimmable | NotYetVerified |  | 3 | 7980 | 79 | 101.01 | 10 | 0.99 | 3500 | 78
PZZTR3GX | Renesola Zhejiang Ltd | Renesola | RFL050N01 3500K | Outdoor Luminaires | Low Output | Architectural Flood and Spot Luminaires | Standard | FALSE | [9 empty] | 41921 | Not Dimmable | Not Dimmable | NotYetVerified |  | 3 | 3500 | 79 | 44.98 | 10 | 0.99 | 3500 | 78
PCPMYQS1 | Renesola Zhejiang Ltd | Renesola | RFL030N01 3500K | Outdoor Luminaires | Low Output | Architectural Flood and Spot Luminaires | Standard | FALSE | [9 empty] | 41921 | Not Dimmable | Not Dimmable | NotYetVerified |  | 3 | 2250 | 79 | 27.51 | 10 | 0.99 | 3500 | 78
PWCBV63B | Renesola Zhejiang Ltd | Renesola | RFL020N01 3500K | Outdoor Luminaires | Low Output | Architectural Flood and Spot Luminaires | Standard | FALSE | [9 empty] | 41921 | Not Dimmable | Not Dimmable | NotYetVerified |  | 3 | 1500 | 75 | 19.13 | 10 | 0.99 | 3500 | 78
P1YYBDZQ | Renesola Zhejiang Ltd | Renesola | RFL150N01 3500K | Outdoor Luminaires | High Output | Architectural Flood and Spot Luminaires | Standard | FALSE | [9 empty] | 41921 | Not Dimmable | Not Dimmable | NotYetVerified |  | 3 | 12500 | 81 | 146.39 | 10 | 0.99 | 3500 | 78
P4HJSZCS | Renesola Zhejiang Ltd | Renesola | RFL200N01 3500K | Outdoor Luminaires | High Output | Architectural Flood and Spot Luminaires | Standard | FALSE | [9 empty] | 41921 | Not Dimmable | Not Dimmable | NotYetVerified |  | 3 | 16500 | 81 | 202 | 10 | 0.99 | 3500 | 75
PJS2B6PV | Renesola Zhejiang Ltd | Renesola | RFL100N01 3000K | Outdoor Luminaires | Mid Output | Architectural Flood and Spot Luminaires | Standard | FALSE | [9 empty] | 41921 | Not Dimmable | Not Dimmable | NotYetVerified |  | 3 | 7920 | 78 | 101.01 | 10 | 0.99 | 3000 | 80
P416EMMV | Renesola Zhejiang Ltd | Renesola | RFL050N01 3000K | Outdoor Luminaires | Low Output | Architectural Flood and Spot Luminaires | Standard | FALSE | [9 empty] | 41921 | Not Dimmable | Not Dimmable | NotYetVerified |  | 3 | 3400 | 77 | 44.98 | 10 | 0.99 | 3000 | 80
PT9GY9TU | Renesola Zhejiang Ltd | Renesola | RFL030N01 3000K | Outdoor Luminaires | Low Output | Architectural Flood and Spot Luminaires | Standard | FALSE | [9 empty] | 41921 | Not Dimmable | Not Dimmable | NotYetVerified |  | 3 | 2150 | 77 | 27.51 | 10 | 0.99 | 3000 | 80
PKGU26NU | Renesola Zhejiang Ltd | Renesola | RFL020N01 3000K | Outdoor Luminaires | Low Output | Architectural Flood and Spot Luminaires | Standard | FALSE | [9 empty] | 41921 | Not Dimmable | Not Dimmable | NotYetVerified |  | 3 | 1450 | 74 | 19.13 | 10 | 0.99 | 3000 | 80
PWM89VX4 | Renesola Zhejiang Ltd | Renesola | RFL150N01 3000K | Outdoor Luminaires | High Output | Architectural Flood and Spot Luminaires | Standard | FALSE | [9 empty] | 41921 | Not Dimmable | Not Dimmable | NotYetVerified |  | 3 | 12000 | 80 | 146.39 | 10 | 0.99 | 3000 | 80
PS13XAZA | Renesola Zhejiang Ltd | Renesola | RFL200N01 3000K | Outdoor Luminaires | High Output | Architectural Flood and Spot Luminaires | Standard | FALSE | [9 empty] | 41921 | Not Dimmable | Not Dimmable | NotYetVerified |  | 3 | 16000 | 80 | 202 | 10 | 0.99 | 3000 | 76
PPD2FQ593 | Shanghai Kenzrun Intl | EDLUX | FL.E50 | Outdoor Luminaires | Low Output | Architectural Flood and Spot Luminaires | Standard | TRUE | 4344.4 | 85.9 | 50.6 | 16.6 | 0.9586 | 5374 | 86.8 | 5 | 50000 | 41919 |  |  | NotYetVerified |  | 3 | 4344.4 | 85.9 | 50 | 20 | 0.95 | 5300 | 86.8
P6KX9NH52 | Changsha Jiyuan Lighting Co.LTD | Jiyuan | JY-FL | Outdoor Luminaires | Mid Output | Architectural Flood and Spot Luminaires | Standard | TRUE | 6978.56 | 86.41 | 80.76 | 16 | 0.9 | 5138 | 80.5 | 5 | 50000 | 41919 |  |  | NotYetVerified |  | 3 | 6978.56 | 86.41 | 80.76 | 16 | 0.9 | 5000 | 80.5
PGAG73J7X | Shanghai Kenzrun Intl | EDLUX | FL.E150 | Outdoor Luminaires | High Output | Architectural Flood and Spot Luminaires | Standard | FALSE | [9 empty] | 41919 |  |  | NotYetVerified |  | 3 | 13368 | 89.3 | 150 |  |  | 5300 | 89.3
PRU5UV6GU | Shanghai Kenzrun Intl | EDLUX | FL.E70 | Outdoor Luminaires | Mid Output | Architectural Flood and Spot Luminaires | Standard | FALSE | [9 empty] | 41919 |  |  | NotYetVerified |  | 3 | 6171.9 | 86.3 | 70 |  |  | 5300 | 86.8
PKHSMCQ1U | Shanghai Kenzrun Intl | EDLUX | FL.E200 | Outdoor Luminaires | High Output | Architectural Flood and Spot Luminaires | Standard | FALSE | [9 empty] | 41919 |  |  | NotYetVerified |  | 3 | 18769 | 89.6 | 200 |  |  | 5300 | 86.8
P7BKK6SKA | Shanghai Kenzrun Intl | EDLUX | FL.E100 | Outdoor Luminaires | Mid Output | Architectural Flood and Spot Luminaires | Standard | FALSE | [9 empty] | 41919 |  |  | NotYetVerified |  | 3 | 8669 | 86.3 | 100 |  |  | 5300 | 86.3
P8T78HKK | MaxLite Inc | MaxLED | ELLF180UN50 | Outdoor Luminaires | High Output | Architectural Flood and Spot Luminaires | Standard | TRUE | 17120 | 96.3 | 177.78 | 11.13 | 0.937 | 5733 | 75.7 | 5 |  | 41913 |  |  | NotYetVerified |  | 3 | 17120 | 96 | 177 | 6 | 0.99 | 5733 | 76
PYY2B6TY | MaxLite Inc | MaxLED | ELLF180UM50 | Outdoor Luminaires | High Output | Architectural Flood and Spot Luminaires | Standard | FALSE | [9 empty] | 41913 |  |  | NotYetVerified |  | 3 | 18000 | 101 | 177 | 6 | 0.99 | 5747 | 76
P47KY7F8 | MaxLite Inc | MaxLED | ELLF540UM50 | Outdoor Luminaires | Very High Output | Architectural Flood and Spot Luminaires | Standard | FALSE | [9 empty] | 41913 |  |  | NotYetVerified |  | 3 | 54000 | 101 | 177 | 6 | 0.99 | 5747 | 76
PB69D9F9 | MaxLite Inc | MaxLED | ELLF360UM50 | Outdoor Luminaires | Very High Output | Architectural Flood and Spot Luminaires | Standard | FALSE | [9 empty] | 41913 |  |  | NotYetVerified |  | 3 | 36000 | 101 | 177 | 6 | 0.99 | 5747 | 76
PRPGFZH4 | MaxLite Inc | MaxLED | ELLF180UW50 | Outdoor Luminaires | High Output | Architectural Flood and Spot Luminaires | Standard | FALSE | [9 empty] | 41913 |  |  | NotYetVerified |  | 3 | 18970 | 105 | 180 | 5 | 0.99 | 5739 | 76
P4E7N3XK | MaxLite Inc | MaxLED | ELLF540UW50 | Outdoor Luminaires | Very High Output | Architectural Flood and Spot Luminaires | Standard | FALSE | [9 empty] | 41913 |  |  | NotYetVerified |  | 3 | 56910 | 105 | 180 | 5 | 0.99 | 5739 | 76
PST94WJK | MaxLite Inc | MaxLED | ELLF360UW50 | Outdoor Luminaires | Very High Output | Architectural Flood and Spot Luminaires | Standard | FALSE | [9 empty] | 41913 |  |  | NotYetVerified |  | 3 | 37940 | 105 | 180 | 5 | 0.99 | 5739 | 76
PNMVKW6C | MaxLite Inc | MaxLED | ELLF540UN50 | Outdoor Luminaires | Very High Output | Architectural Flood and Spot Luminaires | Standard | FALSE | [9 empty] | 41913 |  |  | NotYetVerified |  | 3 | 51360 | 96 | 177 | 6 | 0.99 | 5733 | 76
PMBEGAH9 | MaxLite Inc | MaxLED | ELLF360UN50 | Outdoor Luminaires | Very High Output | Architectural Flood and Spot Luminaires | Standard | FALSE | [9 empty] | 41913 |  |  | NotYetVerified |  | 3 | 34240 | 96 | 177 | 6 | 0.99 | 5733 | 76
PW2MWS6V | Renesola Zhejiang Ltd | Renesola | RFL305B02 3500K 60135D | Outdoor Luminaires | High Output | Architectural Flood and Spot Luminaires | Standard | TRUE | 26312.8 | 87.01 | 302.42 | 13.82 | 0.964 | 3675 | 64.1 | 5 | 50000 | 41912 |  |  | NotYetVerified |  | 3 | 26312.8 | 87.01 | 302.42 | 10 | 0.994 | 3675 | 64.1
PJTV3FEB | Renesola Zhejiang Ltd | Renesola | RFL230B02 3500K 60135D | Outdoor Luminaires | High Output | Architectural Flood and Spot Luminaires | Standard | TRUE | 18898.6 | 84.54 | 223.54 | 14.23 | 0.954 | 3694 | 64.5 | 5 | 50000 | 41912 |  |  | NotYetVerified |  | 3 | 18898.6 | 84.54 | 223.54 | 10 | 0.994 | 3694 | 64.5
PFRXP8ZW | Renesola Zhejiang Ltd | Renesola | RFL135B02 3500K 60135D | Outdoor Luminaires | High Output | Architectural Flood and Spot Luminaires | Standard | TRUE | 11489.7 | 85.45 | 134.46 | 13.23 | 0.943 | 3710 | 64.4 | 5 | 50000 | 41912 |  |  | NotYetVerified |  | 3 | 11489.7 | 85.45 | 134.46 | 10 | 0.994 | 3709 | 64.4
PF72DYCP | Renesola Zhejiang Ltd | Renesola | RFL034B02 3500K 60135D | Outdoor Luminaires | Low Output | Architectural Flood and Spot Luminaires | Standard | TRUE | 2944.7 | 84.11 | 35.01 | 13.21 | 0.938 | 3708 | 64.6 | 5 | 50000 | 41912 |  |  | NotYetVerified |  | 3 | 2944.7 | 84.11 | 35.01 | 10 | 0.981 | 3708 | 64.6
P2YAPPWJ | Renesola Zhejiang Ltd | Renesola | RFL087B02 3500K 60135D | Outdoor Luminaires | Mid Output | Architectural Flood and Spot Luminaires | Standard | TRUE | 7935.8 | 91.61 | 86.63 | 13.23 | 0.927 | 3677 | 65.3 | 5 | 50000 | 41912 |  |  | NotYetVerified |  | 3 | 7935.8 | 91.6 | 86.63 | 10 | 0.996 | 3677 | 65.3
PPAV4KKG | Renesola Zhejiang Ltd | Renesola | RFL330B02 5700K 80135D | Outdoor Luminaires | High Output | Architectural Flood and Spot Luminaires | Standard | FALSE | [9 empty] | 41912 | Not Yet Verified | Not Yet Verified | NotYetVerified |  | 3 | 29686.2 | 88.92 | 333.87 | 10 | 0.993 | 5500 | 67.2
P6V4R7G6 | Renesola Zhejiang Ltd | Renesola | RFL330B02 5700K 60135D | Outdoor Luminaires | High Output | Architectural Flood and Spot Luminaires | Standard | FALSE | [9 empty] | 41912 | Not Yet Verified | Not Yet Verified | NotYetVerified |  | 3 | 29686.2 | 88.92 | 333.87 | 10 | 0.993 | 5500 | 67.2
P2CHDHTB | Renesola Zhejiang Ltd | Renesola | RFL330B02 5700K 60D | Outdoor Luminaires | High Output | Architectural Flood and Spot Luminaires | Standard | FALSE | [9 empty] | 41912 | Not Yet Verified | Not Yet Verified | NotYetVerified |  | 3 | 29686.2 | 88.92 | 333.87 | 10 | 0.993 | 5500 | 67.2
PTZSM3RR | Renesola Zhejiang Ltd | Renesola | RFL305B02 5700K 60D | Outdoor Luminaires | High Output | Architectural Flood and Spot Luminaires | Standard | FALSE | [9 empty] | 41912 | Not Yet Verified | Not Yet Verified | NotYetVerified |  | 3 | 27080.6 | 89.54 | 302.45 | 10 | 0.993 | 5500 | 67.2
PJJ2JCMZ | Renesola Zhejiang Ltd | Renesola | RFL305B02 5700K 60135D | Outdoor Luminaires | High Output | Architectural Flood and Spot Luminaires | Standard | FALSE | [9 empty] | 41912 | Not Yet Verified | Not Yet Verified | NotYetVerified |  | 3 | 27080.6 | 89.54 | 302.45 | 10 | 0.993 | 5500 | 67.2
PFQ9TK2W | Renesola Zhejiang Ltd | Renesola | RFL305B02 5700K 80135D | Outdoor Luminaires | High Output | Architectural Flood and Spot Luminaires | Standard | FALSE | [9 empty] | 41912 | Not Yet Verified | Not Yet Verified | NotYetVerified |  | 3 | 27080.6 | 89.54 | 302.45 | 10 | 0.993 | 5500 | 67.2
P4SCGT8Q | Renesola Zhejiang Ltd | Renesola | RFL330B02 5700K 30D | Outdoor Luminaires | High Output | Architectural Flood and Spot Luminaires | Standard | FALSE | [9 empty] | 41912 | Not Yet Verified | Not Yet Verified | NotYetVerified |  | 3 | 29686.2 | 88.92 | 333.87 | 10 | 0.993 | 5500 | 67.2
P7J362B7 | Renesola Zhejiang Ltd | Renesola | RFL305B02 5700K 30D | Outdoor Luminaires | High Output | Architectural Flood and Spot Luminaires | Standard | FALSE | [9 empty] | 41912 | Not Yet Verified | Not Yet Verified | NotYetVerified |  | 3 | 27080.6 | 89.54 | 302.45 | 10 | 0.993 | 5500 | 67.2
P17P1CKB | Renesola Zhejiang Ltd | Renesola | RFL330B02 5700K 12D | Outdoor Luminaires | High Output | Architectural Flood and Spot Luminaires | Standard | FALSE | [9 empty] | 41912 | Not Yet Verified | Not Yet Verified | NotYetVerified |  | 3 | 29686.2 | 88.92 | 333.87 | 10 | 0.993 | 5500 | 67.2
PCF768YU | Renesola Zhejiang Ltd | Renesola | RFL305B02 5700K 12D | Outdoor Luminaires | High Output | Architectural Flood and Spot Luminaires | Standard | FALSE | [9 empty] | 41912 | Not Yet Verified | Not Yet Verified | NotYetVerified |  | 3 | 27080.6 | 89.54 | 302.45 | 10 | 0.993 | 5500 | 67.2
PYTZ8THD | Renesola Zhejiang Ltd | Renesola | RFL230B02 5700K 60D | Outdoor Luminaires | High Output | Architectural Flood and Spot Luminaires | Standard | FALSE | [9 empty] | 41912 | Not Yet Verified | Not Yet Verified | NotYetVerified |  | 3 | 19751.8 | 88.41 | 223.42 | 10 | 0.993 | 5450 | 67.2
PBYY43UD | Renesola Zhejiang Ltd | Renesola | RFL230B02 5700K 60135D | Outdoor Luminaires | High Output | Architectural Flood and Spot Luminaires | Standard | FALSE | [9 empty] | 41912 | Not Yet Verified | Not Yet Verified | NotYetVerified |  | 3 | 19751.8 | 88.41 | 223.42 | 10 | 0.993 | 5450 | 67.2
P1CDJMF6 | Renesola Zhejiang Ltd | Renesola | RFL230B02 5700K 80135D | Outdoor Luminaires | High Output | Architectural Flood and Spot Luminaires | Standard | FALSE | [9 empty] | 41912 | Not Yet Verified | Not Yet Verified | NotYetVerified |  | 3 | 19751.8 | 88.41 | 223.42 | 10 | 0.993 | 5450 | 67.2
PZWGHZ3P | Renesola Zhejiang Ltd | Renesola | RFL230B02 5700K 30D | Outdoor Luminaires | High Output | Architectural Flood and Spot Luminaires | Standard | FALSE | [9 empty] | 41912 | Not Yet Verified | Not Yet Verified | NotYetVerified |  | 3 | 19751.8 | 88.41 | 223.42 | 10 | 0.993 | 5450 | 67.2
PVYA7HC6 | Renesola Zhejiang Ltd | Renesola | RFL230B02 5700K 12D | Outdoor Luminaires | High Output | Architectural Flood and Spot Luminaires | Standard | FALSE | [9 empty] | 41912 | Not Yet Verified | Not Yet Verified | NotYetVerified |  | 3 | 19751.8 | 88.41 | 223.42 | 10 | 0.993 | 5450 | 67.2
PEPFRR82 | Renesola Zhejiang Ltd | Renesola | RFL110B02 5700K 80135D | Outdoor Luminaires | Mid Output | Architectural Flood and Spot Luminaires | Standard | FALSE | [9 empty] | 41912 | Not Yet Verified | Not Yet Verified | NotYetVerified |  | 3 | 9897.7 | 90.86 | 108.93 | 10 | 0.993 | 5394 | 67.8
PCZM12B6 | Renesola Zhejiang Ltd | Renesola | RFL110B02 5700K 60D | Outdoor Luminaires | Mid Output | Architectural Flood and Spot Luminaires | Standard | FALSE | [9 empty] | 41912 | Not Yet Verified | Not Yet Verified | NotYetVerified |  | 3 | 9897.7 | 90.86 | 108.93 | 10 | 0.993 | 5394 | 67.8
P54FMNAM | Renesola Zhejiang Ltd | Renesola | RFL110B02 5700K 60135D | Outdoor Luminaires | Mid Output | Architectural Flood and Spot Luminaires | Standard | FALSE | [9 empty] | 41912 | Not Yet Verified | Not Yet Verified | NotYetVerified |  | 3 | 9897.7 | 90.86 | 108.93 | 10 | 0.993 | 5394 | 67.8
PC4PWFAX | Renesola Zhejiang Ltd | Renesola | RFL110B02 5700K 30D | Outdoor Luminaires | Mid Output | Architectural Flood and Spot Luminaires | Standard | FALSE | [9 empty] | 41912 | Not Yet Verified | Not Yet Verified | NotYetVerified |  | 3 | 9897.7 | 90.86 | 108.93 | 10 | 0.993 | 5394 | 67.8
PMHFFZ7C | Renesola Zhejiang Ltd | Renesola | RFL110B02 5700K 12D | Outdoor Luminaires | Mid Output | Architectural Flood and Spot Luminaires | Standard | FALSE | [9 empty] | 41912 | Not Yet Verified | Not Yet Verified | NotYetVerified |  | 3 | 9897.7 | 90.86 | 108.93 | 10 | 0.993 | 5394 | 67.8
PR17FD35 | Renesola Zhejiang Ltd | Renesola | RFL087B02 5700K 60135D | Outdoor Luminaires | Mid Output | Architectural Flood and Spot Luminaires | Standard | FALSE | [9 empty] | 41912 | Not Yet Verified | Not Yet Verified | NotYetVerified |  | 3 | 8261.1 | 95.09 | 86.88 | 10 | 0.993 | 5369 | 68.1
PHTRAW8C | Renesola Zhejiang Ltd | Renesola | RFL087B02 5700K 80135D | Outdoor Luminaires | Mid Output | Architectural Flood and Spot Luminaires | Standard | FALSE | [9 empty] | 41912 | Not Yet Verified | Not Yet Verified | NotYetVerified |  | 3 | 8261.1 | 95.09 | 86.88 | 10 | 0.993 | 5369 | 68.1
P6KPDTVN | Renesola Zhejiang Ltd | Renesola | RFL087B02 5700K 60D | Outdoor Luminaires | Mid Output | Architectural Flood and Spot Luminaires | Standard | FALSE | [9 empty] | 41912 | Not Yet Verified | Not Yet Verified | NotYetVerified |  | 3 | 8261.1 | 95.09 | 86.88 | 10 | 0.993 | 5369 | 68.1
PW2TA3E9 | Renesola Zhejiang Ltd | Renesola | RFL034B02 5700K 60D | Outdoor Luminaires | Low Output | Architectural Flood and Spot Luminaires | Standard | FALSE | [9 empty] | 41912 | Not Yet Verified | Not Yet Verified | NotYetVerified |  | 3 | 3135.3 | 89 | 34.89 | 10 | 0.979 | 5369 | 68.1
P8Q9F6GU | Renesola Zhejiang Ltd | Renesola | RFL034B02 5700K 60135D | Outdoor Luminaires | Low Output | Architectural Flood and Spot Luminaires | Standard | FALSE | [9 empty] | 41912 | Not Yet Verified | Not Yet Verified | NotYetVerified |  | 3 | 3135.3 | 89 | 34.89 | 10 | 0.979 | 5369 | 68.1
P5NR3GZX | Renesola Zhejiang Ltd | Renesola | RFL034B02 5700K 80135D | Outdoor Luminaires | Low Output | Architectural Flood and Spot Luminaires | Standard | FALSE | [9 empty] | 41912 | Not Yet Verified | Not Yet Verified | NotYetVerified |  | 3 | 3135.3 | 89 | 34.89 | 10 | 0.979 | 5369 | 68.1
PQS8EPY4 | Renesola Zhejiang Ltd | Renesola | RFL056B02 5700K 60D | Outdoor Luminaires | Mid Output | Architectural Flood and Spot Luminaires | Standard | FALSE | [9 empty] | 41912 | Not Yet Verified | Not Yet Verified | NotYetVerified |  | 3 | 5352.9 | 97.12 | 55.12 | 10 | 0.979 | 5369 | 66.7
PQ4KNWUJ | Renesola Zhejiang Ltd | Renesola | RFL056B02 5700K 80135D | Outdoor Luminaires | Mid Output | Architectural Flood and Spot Luminaires | Standard | FALSE | [9 empty] | 41912 | Not Yet Verified | Not Yet Verified | NotYetVerified |  | 3 | 5352.9 | 97.12 | 55.12 | 10 | 0.979 | 5369 | 66.7
PPUT3YCD | Renesola Zhejiang Ltd | Renesola | RFL056B02 5700K 60135D | Outdoor Luminaires | Mid Output | Architectural Flood and Spot Luminaires | Standard | FALSE | [9 empty] | 41912 | Not Yet Verified | Not Yet Verified | NotYetVerified |  | 3 | 5352.9 | 97.12 | 55.12 | 10 | 0.979 | 5369 | 66.7
P1ZSWK5S | Renesola Zhejiang Ltd | Renesola | RFL087B02 5700K 30D | Outdoor Luminaires | Mid Output | Architectural Flood and Spot Luminaires | Standard | FALSE | [9 empty] | 41912 | Not Yet Verified | Not Yet Verified | NotYetVerified |  | 3 | 8261.1 | 95.09 | 86.88 | 10 | 0.993 | 5369 | 68.1
PZXEHVPH | Renesola Zhejiang Ltd | Renesola | RFL034B02 5700K 30D | Outdoor Luminaires | Low Output | Architectural Flood and Spot Luminaires | Standard | FALSE | [9 empty] | 41912 | Not Yet Verified | Not Yet Verified | NotYetVerified |  | 3 | 3135.3 | 89 | 34.89 | 10 | 0.979 | 5369 | 68.1
PDH4G911 | Renesola Zhejiang Ltd | Renesola | RFL056B02 5700K 30D | Outdoor Luminaires | Mid Output | Architectural Flood and Spot Luminaires | Standard | FALSE | [9 empty] | 41912 | Not Yet Verified | Not Yet Verified | NotYetVerified |  | 3 | 5352.9 | 97.12 | 55.12 | 10 | 0.979 | 5369 | 66.7
PSC4387D | Renesola Zhejiang Ltd | Renesola | RFL087B02 5700K 12D | Outdoor Luminaires | Mid Output | Architectural Flood and Spot Luminaires | Standard | FALSE | [9 empty] | 41912 | Not Yet Verified | Not Yet Verified | NotYetVerified |  | 3 | 8261.1 | 95.09 | 86.88 | 10 | 0.993 | 5369 | 68.1
P897UD4C | Renesola Zhejiang Ltd | Renesola | RFL034B02 5700K 12D | Outdoor Luminaires | Low Output | Architectural Flood and Spot Luminaires | Standard | FALSE | [9 empty] | 41912 | Not Yet Verified | Not Yet Verified | NotYetVerified |  | 3 | 3135.3 | 89 | 34.89 | 10 | 0.979 | 5369 | 68.1
PFYBBXSC | Renesola Zhejiang Ltd | Renesola | RFL056B02 5700K 12D | Outdoor Luminaires | Mid Output | Architectural Flood and Spot Luminaires | Standard | FALSE | [9 empty] | 41912 | Not Yet Verified | Not Yet Verified | NotYetVerified |  | 3 | 5352.9 | 97.12 | 55.12 | 10 | 0.979 | 5369 | 66.7
PVMW1YRW | Renesola Zhejiang Ltd | Renesola | RFL152B02 5700K 60D | Outdoor Luminaires | High Output | Architectural Flood and Spot Luminaires | Standard | FALSE | [9 empty] | 41912 | Not Yet Verified | Not Yet Verified | NotYetVerified |  | 3 | 13209.9 | 87.47 | 151.03 | 10 | 0.993 | 5349 | 67.2
PT77DMPF | Renesola Zhejiang Ltd | Renesola | RFL152B02 5700K 80135D | Outdoor Luminaires | High Output | Architectural Flood and Spot Luminaires | Standard | FALSE | [9 empty] | 41912 | Not Yet Verified | Not Yet Verified | NotYetVerified |  | 3 | 13209.9 | 87.47 | 151.03 | 10 | 0.993 | 5349 | 67.2
PRRX5WJJ | Renesola Zhejiang Ltd | Renesola | RFL152B02 5700K 60135D | Outdoor Luminaires | High Output | Architectural Flood and Spot Luminaires | Standard | FALSE | [9 empty] | 41912 | Not Yet Verified | Not Yet Verified | NotYetVerified |  | 3 | 13209.9 | 87.47 | 151.03 | 10 | 0.993 | 5349 | 67.2
PZWC2X7J | Renesola Zhejiang Ltd | Renesola | RFL135B02 5700K 60D | Outdoor Luminaires | High Output | Architectural Flood and Spot Luminaires | Standard | FALSE | [9 empty] | 41912 | Not Yet Verified | Not Yet Verified | NotYetVerified |  | 3 | 12044.2 | 89.6 | 134.33 | 10 | 0.993 | 5349 | 67.1
PEMBJNAU | Renesola Zhejiang Ltd | Renesola | RFL135B02 5700K 60135D | Outdoor Luminaires | High Output | Architectural Flood and Spot Luminaires | Standard | FALSE | [9 empty] | 41912 | Not Yet Verified | Not Yet Verified | NotYetVerified |  | 3 | 12044.2 | 89.6 | 134.33 | 10 | 0.993 | 5349 | 67.1
P4UAZ87K | Renesola Zhejiang Ltd | Renesola | RFL135B02 5700K 80135D | Outdoor Luminaires | High Output | Architectural Flood and Spot Luminaires | Standard | FALSE | [9 empty] | 41912 | Not Yet Verified | Not Yet Verified | NotYetVerified |  | 3 | 12044.2 | 89.6 | 134.33 | 10 | 0.993 | 5349 | 67.1
PV3KAY52 | Renesola Zhejiang Ltd | Renesola | RFL152B02 5700K 30D | Outdoor Luminaires | High Output | Architectural Flood and Spot Luminaires | Standard | FALSE | [9 empty] | 41912 | Not Yet Verified | Not Yet Verified | NotYetVerified |  | 3 | 13209.9 | 87.47 | 151.03 | 10 | 0.993 | 5349 | 67.2
PCB88FEE | Renesola Zhejiang Ltd | Renesola | RFL135B02 5700K 30D | Outdoor Luminaires | High Output | Architectural Flood and Spot Luminaires | Standard | FALSE | [9 empty] | 41912 | Not Yet Verified | Not Yet Verified | NotYetVerified |  | 3 | 12044.2 | 89.6 | 134.33 | 10 | 0.993 | 5349 | 67.1
PDE4926M | Renesola Zhejiang Ltd | Renesola | RFL152B02 5700K 12D | Outdoor Luminaires | High Output | Architectural Flood and Spot Luminaires | Standard | FALSE | [9 empty] | 41912 | Not Yet Verified | Not Yet Verified | NotYetVerified |  | 3 | 13209.9 | 87.47 | 151.03 | 10 | 0.993 | 5349 | 67.2
P2VW6J2V | Renesola Zhejiang Ltd | Renesola | RFL135B02 5700K 12D | Outdoor Luminaires | High Output | Architectural Flood and Spot Luminaires | Standard | FALSE | [9 empty] | 41912 | Not Yet Verified | Not Yet Verified | NotYetVerified |  | 3 | 12044.2 | 89.6 | 134.33 | 10 | 0.993 | 5349 | 67.1
PHXWEVTB | Renesola Zhejiang Ltd | Renesola | RFL110B02 5000K 60D | Outdoor Luminaires | Mid Output | Architectural Flood and Spot Luminaires | Standard | FALSE | [9 empty] | 41912 | Not Yet Verified | Not Yet Verified | NotYetVerified |  | 3 | 9850 | 91 | 109.11 | 10 | 0.996 | 5000 | 66
PDR6XHB7 | Renesola Zhejiang Ltd | Renesola | RFL110B02 5000K 60135D | Outdoor Luminaires | Mid Output | Architectural Flood and Spot Luminaires | Standard | FALSE | [9 empty] | 41912 | Not Yet Verified | Not Yet Verified | NotYetVerified |  | 3 | 9850 | 91 | 109.11 | 10 | 0.996 | 5000 | 66
P1VKUCTK | Renesola Zhejiang Ltd | Renesola | RFL110B02 5000K 80135D | Outdoor Luminaires | Mid Output | Architectural Flood and Spot Luminaires | Standard | FALSE | [9 empty] | 41912 | Not Yet Verified | Not Yet Verified | NotYetVerified |  | 3 | 9850 | 91 | 109.11 | 10 | 0.996 | 5000 | 66
PTNECTXN | Renesola Zhejiang Ltd | Renesola | RFL087B02 5000K 60135D | Outdoor Luminaires | Mid Output | Architectural Flood and Spot Luminaires | Standard | FALSE | [9 empty] | 41912 | Not Yet Verified | Not Yet Verified | NotYetVerified |  | 3 | 8170 | 94 | 86.63 | 10 | 0.996 | 5000 | 66
PQW1TC9N | Renesola Zhejiang Ltd | Renesola | RFL087B02 5000K 80135D | Outdoor Luminaires | Mid Output | Architectural Flood and Spot Luminaires | Standard | FALSE | [9 empty] | 41912 | Not Yet Verified | Not Yet Verified | NotYetVerified |  | 3 | 8170 | 94 | 86.63 | 10 | 0.996 | 5000 | 66
PCQRVQ33 | Renesola Zhejiang Ltd | Renesola | RFL087B02 5000K 60D | Outdoor Luminaires | Mid Output | Architectural Flood and Spot Luminaires | Standard | FALSE | [9 empty] | 41912 | Not Yet Verified | Not Yet Verified | NotYetVerified |  | 3 | 8170 | 94 | 86.63 | 10 | 0.996 | 5000 | 66
PC7JK2T4 | Renesola Zhejiang Ltd | Renesola | RFL056B02 5000K 60D | Outdoor Luminaires | Mid Output | Architectural Flood and Spot Luminaires | Standard | FALSE | [9 empty] | 41912 | Not Yet Verified | Not Yet Verified | NotYetVerified |  | 3 | 5280 | 96 | 54.85 | 10 | 0.996 | 5000 | 66
P8M3TEK9 | Renesola Zhejiang Ltd | Renesola | RFL056B02 5000K 80135D | Outdoor Luminaires | Mid Output | Architectural Flood and Spot Luminaires | Standard | FALSE | [9 empty] | 41912 | Not Yet Verified | Not Yet Verified | NotYetVerified |  | 3 | 5280 | 96 | 54.85 | 10 | 0.996 | 5000 | 66
P1Z8GAX7 | Renesola Zhejiang Ltd | Renesola | RFL056B02 5000K 60135D | Outdoor Luminaires | Mid Output | Architectural Flood and Spot Luminaires | Standard | FALSE | [9 empty] | 41912 | Not Yet Verified | Not Yet Verified | NotYetVerified |  | 3 | 5280 | 96 | 54.85 | 10 | 0.996 | 5000 | 66
PZBY4MB3 | Renesola Zhejiang Ltd | Renesola | RFL330B02 5000K 60D | Outdoor Luminaires | High Output | Architectural Flood and Spot Luminaires | Standard | FALSE | [9 empty] | 41912 | Not Yet Verified | Not Yet Verified | NotYetVerified |  | 3 | 29200 | 88 | 333.47 | 10 | 0.996 | 5000 | 66
PYRM37S7 | Renesola Zhejiang Ltd | Renesola | RFL330B02 5000K 80135D | Outdoor Luminaires | High Output | Architectural Flood and Spot Luminaires | Standard | FALSE | [9 empty] | 41912 | Not Yet Verified | Not Yet Verified | NotYetVerified |  | 3 | 29200 | 88 | 333.47 | 10 | 0.996 | 5000 | 66
P6QDAZPF | Renesola Zhejiang Ltd | Renesola | RFL330B02 5000K 60135D | Outdoor Luminaires | High Output | Architectural Flood and Spot Luminaires | Standard | FALSE | [9 empty] | 41912 | Not Yet Verified | Not Yet Verified | NotYetVerified |  | 3 | 29200 | 88 | 333.47 | 10 | 0.996 | 5000 | 66
PZWTZTU9 | Renesola Zhejiang Ltd | Renesola | RFL305B02 5000K 80135D | Outdoor Luminaires | High Output | Architectural Flood and Spot Luminaires | Standard | FALSE | [9 empty] | 41912 | Not Yet Verified | Not Yet Verified | NotYetVerified |  | 3 | 26800 | 88 | 302.42 | 10 | 0.996 | 5000 | 66
PNCAGGTQ | Renesola Zhejiang Ltd | Renesola | RFL305B02 5000K 60135D | Outdoor Luminaires | High Output | Architectural Flood and Spot Luminaires | Standard | FALSE | [9 empty] | 41912 | Not Yet Verified | Not Yet Verified | NotYetVerified |  | 3 | 26800 | 88 | 302.42 | 10 | 0.996 | 5000 | 66
P366EUPD | Renesola Zhejiang Ltd | Renesola | RFL305B02 5000K 60D | Outdoor Luminaires | High Output | Architectural Flood and Spot Luminaires | Standard | FALSE | [9 empty] | 41912 | Not Yet Verified | Not Yet Verified | NotYetVerified |  | 3 | 26800 | 88 | 302.42 | 10 | 0.996 | 5000 | 66
P8MAPXE3 | Renesola Zhejiang Ltd | Renesola | RFL230B02 5000K 80135D | Outdoor Luminaires | High Output | Architectural Flood and Spot Luminaires | Standard | FALSE | [9 empty] | 41912 | Not Yet Verified | Not Yet Verified | NotYetVerified |  | 3 | 19340 | 87 | 223.54 | 10 | 0.996 | 5000 | 66
P2ZY82FU | Renesola Zhejiang Ltd | Renesola | RFL230B02 5000K 60D | Outdoor Luminaires | High Output | Architectural Flood and Spot Luminaires | Standard | FALSE | [9 empty] | 41912 | Not Yet Verified | Not Yet Verified | NotYetVerified |  | 3 | 19340 | 87 | 223.54 | 10 | 0.996 | 5000 | 66
P2W54QQ9 | Renesola Zhejiang Ltd | Renesola | RFL230B02 5000K 60135D | Outdoor Luminaires | High Output | Architectural Flood and Spot Luminaires | Standard | FALSE | [9 empty] | 41912 | Not Yet Verified | Not Yet Verified | NotYetVerified |  | 3 | 19340 | 87 | 223.54 | 10 | 0.996 | 5000 | 66
PUF6DA6T | Renesola Zhejiang Ltd | Renesola | RFL152B02 5000K 60D | Outdoor Luminaires | High Output | Architectural Flood and Spot Luminaires | Standard | FALSE | [9 empty] | 41912 | Not Yet Verified | Not Yet Verified | NotYetVerified |  | 3 | 13190 | 86 | 151.2 | 10 | 0.996 | 5000 | 66
PSNZS4J9 | Renesola Zhejiang Ltd | Renesola | RFL152B02 5000K 80135D | Outdoor Luminaires | High Output | Architectural Flood and Spot Luminaires | Standard | FALSE | [9 empty] | 41912 | Not Yet Verified | Not Yet Verified | NotYetVerified |  | 3 | 13190 | 86 | 151.2 | 10 | 0.996 | 5000 | 66
PQ396Q8Z | Renesola Zhejiang Ltd | Renesola | RFL152B02 5000K 60135D | Outdoor Luminaires | High Output | Architectural Flood and Spot Luminaires | Standard | FALSE | [9 empty] | 41912 | Not Yet Verified | Not Yet Verified | NotYetVerified |  | 3 | 13190 | 86 | 151.2 | 10 | 0.996 | 5000 | 66
PTSAESEW | Renesola Zhejiang Ltd | Renesola | RFL135B02 5000K 60D | Outdoor Luminaires | High Output | Architectural Flood and Spot Luminaires | Standard | FALSE | [9 empty] | 41912 | Not Yet Verified | Not Yet Verified | NotYetVerified |  | 3 | 12000 | 88 | 134.46 | 10 | 0.996 | 5000 | 66
PN5TK541 | Renesola Zhejiang Ltd | Renesola | RFL135B02 5000K 80135D | Outdoor Luminaires | High Output | Architectural Flood and Spot Luminaires | Standard | FALSE | [9 empty] | 41912 | Not Yet Verified | Not Yet Verified | NotYetVerified |  | 3 | 12000 | 88 | 134.46 | 10 | 0.996 | 5000 | 66
PMNQPJ7T | Renesola Zhejiang Ltd | Renesola | RFL135B02 5000K 60135D | Outdoor Luminaires | High Output | Architectural Flood and Spot Luminaires | Standard | FALSE | [9 empty] | 41912 | Not Yet Verified | Not Yet Verified | NotYetVerified |  | 3 | 12000 | 88 | 134.46 | 10 | 0.996 | 5000 | 66
PU31R5DQ | Renesola Zhejiang Ltd | Renesola | RFL034B02 5000K 60D | Outdoor Luminaires | Low Output | Architectural Flood and Spot Luminaires | Standard | FALSE | [9 empty] | 41912 | Not Yet Verified | Not Yet Verified | NotYetVerified |  | 3 | 3080 | 88 | 35.01 | 10 | 0.996 | 5000 | 65
PG33WDAW | Renesola Zhejiang Ltd | Renesola | RFL034B02 5000K 60135D | Outdoor Luminaires | Low Output | Architectural Flood and Spot Luminaires | Standard | FALSE | [9 empty] | 41912 | Not Yet Verified | Not Yet Verified | NotYetVerified |  | 3 | 3080 | 88 | 35.01 | 10 | 0.996 | 5000 | 65
P378DXVC | Renesola Zhejiang Ltd | Renesola | RFL034B02 5000K 80135D | Outdoor Luminaires | Low Output | Architectural Flood and Spot Luminaires | Standard | FALSE | [9 empty] | 41912 | Not Yet Verified | Not Yet Verified | NotYetVerified |  | 3 | 3080 | 88 | 35.01 | 10 | 0.996 | 5000 | 65
PVSHR1GD | Renesola Zhejiang Ltd | Renesola | RFL110B02 5000K 30D | Outdoor Luminaires | Mid Output | Architectural Flood and Spot Luminaires | Standard | FALSE | [9 empty] | 41912 | Not Yet Verified | Not Yet Verified | NotYetVerified |  | 3 | 9850 | 91 | 109.11 | 10 | 0.996 | 5000 | 66
PXYJ5ZCW | Renesola Zhejiang Ltd | Renesola | RFL087B02 5000K 30D | Outdoor Luminaires | Mid Output | Architectural Flood and Spot Luminaires | Standard | FALSE | [9 empty] | 41912 | Not Yet Verified | Not Yet Verified | NotYetVerified |  | 3 | 8170 | 94 | 86.63 | 10 | 0.996 | 5000 | 66
PAZBSBBA | Renesola Zhejiang Ltd | Renesola | RFL056B02 5000K 30D | Outdoor Luminaires | Mid Output | Architectural Flood and Spot Luminaires | Standard | FALSE | [9 empty] | 41912 | Not Yet Verified | Not Yet Verified | NotYetVerified |  | 3 | 5280 | 96 | 54.85 | 10 | 0.996 | 5000 | 66
P8GN46NU | Renesola Zhejiang Ltd | Renesola | RFL330B02 5000K 30D | Outdoor Luminaires | High Output | Architectural Flood and Spot Luminaires | Standard | FALSE | [9 empty] | 41912 | Not Yet Verified | Not Yet Verified | NotYetVerified |  | 3 | 29200 | 88 | 333.47 | 10 | 0.996 | 5000 | 66
P6HG6ZS8 | Renesola Zhejiang Ltd | Renesola | RFL305B02 5000K 30D | Outdoor Luminaires | High Output | Architectural Flood and Spot Luminaires | Standard | FALSE | [9 empty] | 41912 | Not Yet Verified | Not Yet Verified | NotYetVerified |  | 3 | 26800 | 88 | 302.42 | 10 | 0.996 | 5000 | 66
P3QDQ4DT | Renesola Zhejiang Ltd | Renesola | RFL230B02 5000K 30D | Outdoor Luminaires | High Output | Architectural Flood and Spot Luminaires | Standard | FALSE | [9 empty] | 41912 | Not Yet Verified | Not Yet Verified | NotYetVerified |  | 3 | 19340 | 87 | 223.54 | 10 | 0.996 | 5000 | 66
P8MTKT7G | Renesola Zhejiang Ltd | Renesola | RFL152B02 5000K 30D | Outdoor Luminaires | High Output | Architectural Flood and Spot Luminaires | Standard | FALSE | [9 empty] | 41912 | Not Yet Verified | Not Yet Verified | NotYetVerified |  | 3 | 13190 | 86 | 151.2 | 10 | 0.996 | 5000 | 66
PF8YJXZ1 | Renesola Zhejiang Ltd | Renesola | RFL135B02 5000K 30D | Outdoor Luminaires | High Output | Architectural Flood and Spot Luminaires | Standard | FALSE | [9 empty] | 41912 | Not Yet Verified | Not Yet Verified | NotYetVerified |  | 3 | 12000 | 88 | 134.46 | 10 | 0.996 | 5000 | 66
PPNVS5PC | Renesola Zhejiang Ltd | Renesola | RFL034B02 5000K 30D | Outdoor Luminaires | Low Output | Architectural Flood and Spot Luminaires | Standard | FALSE | [9 empty] | 41912 | Not Yet Verified | Not Yet Verified | NotYetVerified |  | 3 | 3080 | 88 | 35.01 | 10 | 0.996 | 5000 | 65
PZJ7X5BF | Renesola Zhejiang Ltd | Renesola | RFL110B02 5000K 12D | Outdoor Luminaires | Mid Output | Architectural Flood and Spot Luminaires | Standard | FALSE | [9 empty] | 41912 | Not Yet Verified | Not Yet Verified | NotYetVerified |  | 3 | 9850 | 91 | 109.11 | 10 | 0.996 | 5000 | 66
PM5M697G | Renesola Zhejiang Ltd | Renesola | RFL087B02 5000K 12D | Outdoor Luminaires | Mid Output | Architectural Flood and Spot Luminaires | Standard | FALSE | [9 empty] | 41912 | Not Yet Verified | Not Yet Verified | NotYetVerified |  | 3 | 8170 | 94 | 86.63 | 10 | 0.996 | 5000 | 66
PBCG7V5Y | Renesola Zhejiang Ltd | Renesola | RFL056B02 5000K 12D | Outdoor Luminaires | Mid Output | Architectural Flood and Spot Luminaires | Standard | FALSE | [9 empty] | 41912 | Not Yet Verified | Not Yet Verified | NotYetVerified |  | 3 | 5280 | 96 | 54.85 | 10 | 0.996 | 5000 | 66
P88YYKJ1 | Renesola Zhejiang Ltd | Renesola | RFL330B02 5000K 12D | Outdoor Luminaires | High Output | Architectural Flood and Spot Luminaires | Standard | FALSE | [9 empty] | 41912 | Not Yet Verified | Not Yet Verified | NotYetVerified |  | 3 | 29200 | 88 | 333.47 | 10 | 0.996 | 5000 | 66
PYMQJPFD | Renesola Zhejiang Ltd | Renesola | RFL305B02 5000K 12D | Outdoor Luminaires | High Output | Architectural Flood and Spot Luminaires | Standard | FALSE | [9 empty] | 41912 | Not Yet Verified | Not Yet Verified | NotYetVerified |  | 3 | 26800 | 88 | 302.42 | 10 | 0.996 | 5000 | 66
P7Z81ZCF | Renesola Zhejiang Ltd | Renesola | RFL230B02 5000K 12D | Outdoor Luminaires | High Output | Architectural Flood and Spot Luminaires | Standard | FALSE | [9 empty] | 41912 | Not Yet Verified | Not Yet Verified | NotYetVerified |  | 3 | 19340 | 87 | 223.54 | 10 | 0.996 | 5000 | 66
P57RFCK9 | Renesola Zhejiang Ltd | Renesola | RFL152B02 5000K 12D | Outdoor Luminaires | High Output | Architectural Flood and Spot Luminaires | Standard | FALSE | [9 empty] | 41912 | Not Yet Verified | Not Yet Verified | NotYetVerified |  | 3 | 13190 | 86 | 151.2 | 10 | 0.996 | 5000 | 66
PDG9Y2D8 | Renesola Zhejiang Ltd | Renesola | RFL135B02 5000K 12D | Outdoor Luminaires | High Output | Architectural Flood and Spot Luminaires | Standard | FALSE | [9 empty] | 41912 | Not Yet Verified | Not Yet Verified | NotYetVerified |  | 3 | 12000 | 88 | 134.46 | 10 | 0.996 | 5000 | 66
PD8TVB22 | Renesola Zhejiang Ltd | Renesola | RFL034B02 5000K 12D | Outdoor Luminaires | Low Output | Architectural Flood and Spot Luminaires | Standard | FALSE | [9 empty] | 41912 | Not Yet Verified | Not Yet Verified | NotYetVerified |  | 3 | 3080 | 88 | 35.01 | 10 | 0.996 | 5000 | 65
PKCDW517 | Renesola Zhejiang Ltd | Renesola | RFL110B02 4500K 60D | Outdoor Luminaires | Mid Output | Architectural Flood and Spot Luminaires | Standard | FALSE | [9 empty] | 41912 | Not Yet Verified | Not Yet Verified | NotYetVerified |  | 3 | 9780 | 90 | 109.11 | 10 | 0.996 | 4500 | 65
PDNE2NXF | Renesola Zhejiang Ltd | Renesola | RFL110B02 4500K 60135D | Outdoor Luminaires | Mid Output | Architectural Flood and Spot Luminaires | Standard | FALSE | [9 empty] | 41912 | Not Yet Verified | Not Yet Verified | NotYetVerified |  | 3 | 9780 | 90 | 109.11 | 10 | 0.996 | 4500 | 65
P1KAMK1N | Renesola Zhejiang Ltd | Renesola | RFL110B02 4500K 80135D | Outdoor Luminaires | Mid Output | Architectural Flood and Spot Luminaires | Standard | FALSE | [9 empty] | 41912 | Not Yet Verified | Not Yet Verified | NotYetVerified |  | 3 | 9780 | 90 | 109.11 | 10 | 0.996 | 4500 | 65
PYFA92G1 | Renesola Zhejiang Ltd | Renesola | RFL087B02 4500K 80135D | Outdoor Luminaires | Mid Output | Architectural Flood and Spot Luminaires | Standard | FALSE | [9 empty] | 41912 | Not Yet Verified | Not Yet Verified | NotYetVerified |  | 3 | 8080 | 94 | 86.63 | 10 | 0.996 | 4500 | 65
PYBKVKDJ | Renesola Zhejiang Ltd | Renesola | RFL087B02 4500K 60D | Outdoor Luminaires | Mid Output | Architectural Flood and Spot Luminaires | Standard | FALSE | [9 empty] | 41912 | Not Yet Verified | Not Yet Verified | NotYetVerified |  | 3 | 8080 | 94 | 86.63 | 10 | 0.996 | 4500 | 65
PRQ25G73 | Renesola Zhejiang Ltd | Renesola | RFL087B02 4500K 60135D | Outdoor Luminaires | Mid Output | Architectural Flood and Spot Luminaires | Standard | FALSE | [9 empty] | 41912 | Not Yet Verified | Not Yet Verified | NotYetVerified |  | 3 | 8080 | 94 | 86.63 | 10 | 0.996 | 4500 | 65
PXATPUS6 | Renesola Zhejiang Ltd | Renesola | RFL056B02 4500K 80135D | Outdoor Luminaires | Mid Output | Architectural Flood and Spot Luminaires | Standard | FALSE | [9 empty] | 41912 | Not Yet Verified | Not Yet Verified | NotYetVerified |  | 3 | 5250 | 95 | 54.85 | 10 | 0.996 | 4500 | 65
PBNZ75JU | Renesola Zhejiang Ltd | Renesola | RFL056B02 4500K 60135D | Outdoor Luminaires | Mid Output | Architectural Flood and Spot Luminaires | Standard | FALSE | [9 empty] | 41912 | Not Yet Verified | Not Yet Verified | NotYetVerified |  | 3 | 5250 | 95 | 54.85 | 10 | 0.996 | 4500 | 65
PAW4ZWFH | Renesola Zhejiang Ltd | Renesola | RFL056B02 4500K 60D | Outdoor Luminaires | Mid Output | Architectural Flood and Spot Luminaires | Standard | FALSE | [9 empty] | 41912 | Not Yet Verified | Not Yet Verified | NotYetVerified |  | 3 | 5250 | 95 | 54.85 | 10 | 0.996 | 4500 | 65
PBZEM6KZ | Renesola Zhejiang Ltd | Renesola | RFL034B02 4500K 80135D | Outdoor Luminaires | Low Output | Architectural Flood and Spot Luminaires | Standard | FALSE | [9 empty] | 41912 | Not Yet Verified | Not Yet Verified | NotYetVerified |  | 3 | 3020 | 87 | 35.01 | 10 | 0.996 | 4500 | 65
P9WRDHS7 | Renesola Zhejiang Ltd | Renesola | RFL034B02 4500K 60D | Outdoor Luminaires | Low Output | Architectural Flood and Spot Luminaires | Standard | FALSE | [9 empty] | 41912 | Not Yet Verified | Not Yet Verified | NotYetVerified |  | 3 | 3020 | 87 | 35.01 | 10 | 0.996 | 4500 | 65
P2Y3V19N | Renesola Zhejiang Ltd | Renesola | RFL034B02 4500K 60135D | Outdoor Luminaires | Low Output | Architectural Flood and Spot Luminaires | Standard | FALSE | [9 empty] | 41912 | Not Yet Verified | Not Yet Verified | NotYetVerified |  | 3 | 3020 | 87 | 35.01 | 10 | 0.996 | 4500 | 65
PGVZZ84V | Renesola Zhejiang Ltd | Renesola | RFL330B02 4500K 60D | Outdoor Luminaires | High Output | Architectural Flood and Spot Luminaires | Standard | FALSE | [9 empty] | 41912 | Not Yet Verified | Not Yet Verified | NotYetVerified |  | 3 | 29000 | 88 | 333.47 | 10 | 0.996 | 4500 | 65
PGR2QX53 | Renesola Zhejiang Ltd | Renesola | RFL330B02 4500K 60135D | Outdoor Luminaires | High Output | Architectural Flood and Spot Luminaires | Standard | FALSE | [9 empty] | 41912 | Not Yet Verified | Not Yet Verified | NotYetVerified |  | 3 | 29000 | 88 | 333.47 | 10 | 0.996 | 4500 | 65
P6NTUE4W | Renesola Zhejiang Ltd | Renesola | RFL330B02 4500K 80135D | Outdoor Luminaires | High Output | Architectural Flood and Spot Luminaires | Standard | FALSE | [9 empty] | 41912 | Not Yet Verified | Not Yet Verified | NotYetVerified |  | 3 | 29000 | 88 | 333.47 | 10 | 0.996 | 4500 | 65
PMTAUP4V | Renesola Zhejiang Ltd | Renesola | RFL305B02 4500K 80135D | Outdoor Luminaires | High Output | Architectural Flood and Spot Luminaires | Standard | FALSE | [9 empty] | 41912 | Not Yet Verified | Not Yet Verified | NotYetVerified |  | 3 | 26500 | 88 | 302.42 | 10 | 0.996 | 4500 | 65
PEFZVBYW | Renesola Zhejiang Ltd | Renesola | RFL305B02 4500K 60135D | Outdoor Luminaires | High Output | Architectural Flood and Spot Luminaires | Standard | FALSE | [9 empty] | 41912 | Not Yet Verified | Not Yet Verified | NotYetVerified |  | 3 | 26500 | 88 | 302.42 | 10 | 0.996 | 4500 | 65
PC7K6HXC | Renesola Zhejiang Ltd | Renesola | RFL305B02 4500K 60D | Outdoor Luminaires | High Output | Architectural Flood and Spot Luminaires | Standard | FALSE | [9 empty] | 41912 | Not Yet Verified | Not Yet Verified | NotYetVerified |  | 3 | 26500 | 88 | 302.42 | 10 | 0.996 | 4500 | 65
PRK5ZR4H | Renesola Zhejiang Ltd | Renesola | RFL230B02 4500K 60D | Outdoor Luminaires | High Output | Architectural Flood and Spot Luminaires | Standard | FALSE | [9 empty] | 41912 | Not Yet Verified | Not Yet Verified | NotYetVerified |  | 3 | 19120 | 86 | 223.54 | 10 | 0.996 | 4500 | 65
PKNTJ8FQ | Renesola Zhejiang Ltd | Renesola | RFL230B02 4500K 80135D | Outdoor Luminaires | High Output | Architectural Flood and Spot Luminaires | Standard | FALSE | [9 empty] | 41912 | Not Yet Verified | Not Yet Verified | NotYetVerified |  | 3 | 19120 | 86 | 223.54 | 10 | 0.996 | 4500 | 65
P5TUXGYF | Renesola Zhejiang Ltd | Renesola | RFL230B02 4500K 60135D | Outdoor Luminaires | High Output | Architectural Flood and Spot Luminaires | Standard | FALSE | [9 empty] | 41912 | Not Yet Verified | Not Yet Verified | NotYetVerified |  | 3 | 19120 | 86 | 223.54 | 10 | 0.996 | 4500 | 65
PXMYNTR5 | Renesola Zhejiang Ltd | Renesola | RFL152B02 4500K 60135D | Outdoor Luminaires | High Output | Architectural Flood and Spot Luminaires | Standard | FALSE | [9 empty] | 41912 | Not Yet Verified | Not Yet Verified | NotYetVerified |  | 3 | 13170 | 86 | 151.2 | 10 | 0.996 | 4500 | 65
PPSCFAH8 | Renesola Zhejiang Ltd | Renesola | RFL152B02 4500K 80135D | Outdoor Luminaires | High Output | Architectural Flood and Spot Luminaires | Standard | FALSE | [9 empty] | 41912 | Not Yet Verified | Not Yet Verified | NotYetVerified |  | 3 | 13170 | 86 | 151.2 | 10 | 0.996 | 4500 | 65
P4Q47S5T | Renesola Zhejiang Ltd | Renesola | RFL152B02 4500K 60D | Outdoor Luminaires | High Output | Architectural Flood and Spot Luminaires | Standard | FALSE | [9 empty] | 41912 | Not Yet Verified | Not Yet Verified | NotYetVerified |  | 3 | 13170 | 86 | 151.2 | 10 | 0.996 | 4500 | 65
PTT8GC52 | Renesola Zhejiang Ltd | Renesola | RFL135B02 4500K 60D | Outdoor Luminaires | High Output | Architectural Flood and Spot Luminaires | Standard | FALSE | [9 empty] | 41912 | Not Yet Verified | Not Yet Verified | NotYetVerified |  | 3 | 11900 | 87 | 134.46 | 10 | 0.996 | 4500 | 65
PT92DJP3 | Renesola Zhejiang Ltd | Renesola | RFL135B02 4500K 80135D | Outdoor Luminaires | High Output | Architectural Flood and Spot Luminaires | Standard | FALSE | [9 empty] | 41912 | Not Yet Verified | Not Yet Verified | NotYetVerified |  | 3 | 11900 | 87 | 134.46 | 10 | 0.996 | 4500 | 65
PPKQSKT3 | Renesola Zhejiang Ltd | Renesola | RFL135B02 4500K 60135D | Outdoor Luminaires | High Output | Architectural Flood and Spot Luminaires | Standard | FALSE | [9 empty] | 41912 | Not Yet Verified | Not Yet Verified | NotYetVerified |  | 3 | 11900 | 87 | 134.46 | 10 | 0.996 | 4500 | 65
PS7CBDCN | Renesola Zhejiang Ltd | Renesola | RFL110B02 4500K 30D | Outdoor Luminaires | Mid Output | Architectural Flood and Spot Luminaires | Standard | FALSE | [9 empty] | 41912 | Not Yet Verified | Not Yet Verified | NotYetVerified |  | 3 | 9780 | 90 | 109.11 | 10 | 0.996 | 4500 | 65
PFP2SNWA | Renesola Zhejiang Ltd | Renesola | RFL087B02 4500K 30D | Outdoor Luminaires | Mid Output | Architectural Flood and Spot Luminaires | Standard | FALSE | [9 empty] | 41912 | Not Yet Verified | Not Yet Verified | NotYetVerified |  | 3 | 8080 | 94 | 86.63 | 10 | 0.996 | 4500 | 65
P3XQH867 | Renesola Zhejiang Ltd | Renesola | RFL056B02 4500K 30D | Outdoor Luminaires | Mid Output | Architectural Flood and Spot Luminaires | Standard | FALSE | [9 empty] | 41912 | Not Yet Verified | Not Yet Verified | NotYetVerified |  | 3 | 5250 | 95 | 54.85 | 10 | 0.996 | 4500 | 65
PJ9KDAVV | Renesola Zhejiang Ltd | Renesola | RFL034B02 4500K 30D | Outdoor Luminaires | Low Output | Architectural Flood and Spot Luminaires | Standard | FALSE | [9 empty] | 41912 | Not Yet Verified | Not Yet Verified | NotYetVerified |  | 3 | 3020 | 87 | 35.01 | 10 | 0.996 | 4500 | 65
PN13BPMG | Renesola Zhejiang Ltd | Renesola | RFL330B02 4500K 30D | Outdoor Luminaires | High Output | Architectural Flood and Spot Luminaires | Standard | FALSE | [9 empty] | 41912 | Not Yet Verified | Not Yet Verified | NotYetVerified |  | 3 | 29000 | 88 | 333.47 | 10 | 0.996 | 4500 | 65
P4C9VCR7 | Renesola Zhejiang Ltd | Renesola | RFL305B02 4500K 30D | Outdoor Luminaires | High Output | Architectural Flood and Spot Luminaires | Standard | FALSE | [9 empty] | 41912 | Not Yet Verified | Not Yet Verified | NotYetVerified |  | 3 | 26500 | 88 | 302.42 | 10 | 0.996 | 4500 | 65
PKG1BTXB | Renesola Zhejiang Ltd | Renesola | RFL230B02 4500K 30D | Outdoor Luminaires | High Output | Architectural Flood and Spot Luminaires | Standard | FALSE | [9 empty] | 41912 | Not Yet Verified | Not Yet Verified | NotYetVerified |  | 3 | 19120 | 86 | 223.54 | 10 | 0.996 | 4500 | 65
PCKQE4QR | Renesola Zhejiang Ltd | Renesola | RFL152B02 4500K 30D | Outdoor Luminaires | High Output | Architectural Flood and Spot Luminaires | Standard | FALSE | [9 empty] | 41912 | Not Yet Verified | Not Yet Verified | NotYetVerified |  | 3 | 13170 | 86 | 151.2 | 10 | 0.996 | 4500 | 65
PVCD7CZZ | Renesola Zhejiang Ltd | Renesola | RFL135B02 4500K 30D | Outdoor Luminaires | High Output | Architectural Flood and Spot Luminaires | Standard | FALSE | [9 empty] | 41912 | Not Yet Verified | Not Yet Verified | NotYetVerified |  | 3 | 11900 | 87 | 134.46 | 10 | 0.996 | 4500 | 65
PFMHHK7H | Renesola Zhejiang Ltd | Renesola | RFL110B02 4500K 12D | Outdoor Luminaires | Mid Output | Architectural Flood and Spot Luminaires | Standard | FALSE | [9 empty] | 41912 | Not Yet Verified | Not Yet Verified | NotYetVerified |  | 3 | 9780 | 90 | 109.11 | 10 | 0.996 | 4500 | 65
PPUTPWRJ | Renesola Zhejiang Ltd | Renesola | RFL087B02 4500K 12D | Outdoor Luminaires | Mid Output | Architectural Flood and Spot Luminaires | Standard | FALSE | [9 empty] | 41912 | Not Yet Verified | Not Yet Verified | NotYetVerified |  | 3 | 8080 | 94 | 86.63 | 10 | 0.996 | 4500 | 65
P925NQDG | Renesola Zhejiang Ltd | Renesola | RFL056B02 4500K 12D | Outdoor Luminaires | Mid Output | Architectural Flood and Spot Luminaires | Standard | FALSE | [9 empty] | 41912 | Not Yet Verified | Not Yet Verified | NotYetVerified |  | 3 | 5250 | 95 | 54.85 | 10 | 0.996 | 4500 | 65
PUFA52G8 | Renesola Zhejiang Ltd | Renesola | RFL034B02 4500K 12D | Outdoor Luminaires | Low Output | Architectural Flood and Spot Luminaires | Standard | FALSE | [9 empty] | 41912 | Not Yet Verified | Not Yet Verified | NotYetVerified |  | 3 | 3020 | 87 | 35.01 | 10 | 0.996 | 4500 | 65
P8HDX64U | Renesola Zhejiang Ltd | Renesola | RFL330B02 4500K 12D | Outdoor Luminaires | High Output | Architectural Flood and Spot Luminaires | Standard | FALSE | [9 empty] | 41912 | Not Yet Verified | Not Yet Verified | NotYetVerified |  | 3 | 29000 | 88 | 333.47 | 10 | 0.996 | 4500 | 65
P6QZJSJH | Renesola Zhejiang Ltd | Renesola | RFL305B02 4500K 12D | Outdoor Luminaires | High Output | Architectural Flood and Spot Luminaires | Standard | FALSE | [9 empty] | 41912 | Not Yet Verified | Not Yet Verified | NotYetVerified |  | 3 | 26500 | 88 | 302.42 | 10 | 0.996 | 4500 | 65
PQNRD1AS | Renesola Zhejiang Ltd | Renesola | RFL230B02 4500K 12D | Outdoor Luminaires | High Output | Architectural Flood and Spot Luminaires | Standard | FALSE | [9 empty] | 41912 | Not Yet Verified | Not Yet Verified | NotYetVerified |  | 3 | 19120 | 86 | 223.54 | 10 | 0.996 | 4500 | 65
PHNMQSQ5 | Renesola Zhejiang Ltd | Renesola | RFL152B02 4500K 12D | Outdoor Luminaires | High Output | Architectural Flood and Spot Luminaires | Standard | FALSE | [9 empty] | 41912 | Not Yet Verified | Not Yet Verified | NotYetVerified |  | 3 | 13170 | 86 | 151.2 | 10 | 0.996 | 4500 | 65
PC29EQ84 | Renesola Zhejiang Ltd | Renesola | RFL135B02 4500K 12D | Outdoor Luminaires | High Output | Architectural Flood and Spot Luminaires | Standard | FALSE | [9 empty] | 41912 | Not Yet Verified | Not Yet Verified | NotYetVerified |  | 3 | 11900 | 87 | 134.46 | 10 | 0.996 | 4500 | 65
PXUTTZK2 | Renesola Zhejiang Ltd | Renesola | RFL110B02 4000K 80135D | Outdoor Luminaires | Mid Output | Architectural Flood and Spot Luminaires | Standard | FALSE | [9 empty] | 41912 | Not Yet Verified | Not Yet Verified | NotYetVerified |  | 3 | 9720 | 90 | 109.11 | 10 | 0.996 | 4000 | 65
PN4Z7HS4 | Renesola Zhejiang Ltd | Renesola | RFL110B02 4000K 60D | Outdoor Luminaires | Mid Output | Architectural Flood and Spot Luminaires | Standard | FALSE | [9 empty] | 41912 | Not Yet Verified | Not Yet Verified | NotYetVerified |  | 3 | 9720 | 90 | 109.11 | 10 | 0.996 | 4000 | 65
PBFQTTZH | Renesola Zhejiang Ltd | Renesola | RFL110B02 4000K 60135D | Outdoor Luminaires | Mid Output | Architectural Flood and Spot Luminaires | Standard | FALSE | [9 empty] | 41912 | Not Yet Verified | Not Yet Verified | NotYetVerified |  | 3 | 9720 | 90 | 109.11 | 10 | 0.996 | 4000 | 65
PYH99622 | Renesola Zhejiang Ltd | Renesola | RFL087B02 4000K 60135D | Outdoor Luminaires | Mid Output | Architectural Flood and Spot Luminaires | Standard | FALSE | [9 empty] | 41912 | Not Yet Verified | Not Yet Verified | NotYetVerified |  | 3 | 8010 | 93 | 86.63 | 10 | 0.996 | 4000 | 65
PJU6VTFM | Renesola Zhejiang Ltd | Renesola | RFL087B02 4000K 60D | Outdoor Luminaires | Mid Output | Architectural Flood and Spot Luminaires | Standard | FALSE | [9 empty] | 41912 | Not Yet Verified | Not Yet Verified | NotYetVerified |  | 3 | 8010 | 93 | 86.63 | 10 | 0.996 | 4000 | 65
PEPKF7KC | Renesola Zhejiang Ltd | Renesola | RFL087B02 4000K 80135D | Outdoor Luminaires | Mid Output | Architectural Flood and Spot Luminaires | Standard | FALSE | [9 empty] | 41912 | Not Yet Verified | Not Yet Verified | NotYetVerified |  | 3 | 8010 | 93 | 86.63 | 10 | 0.996 | 4000 | 65
PQ62R2JN | Renesola Zhejiang Ltd | Renesola | RFL056B02 4000K 60D | Outdoor Luminaires | Mid Output | Architectural Flood and Spot Luminaires | Standard | FALSE | [9 empty] | 41912 | Not Yet Verified | Not Yet Verified | NotYetVerified |  | 3 | 5150 | 94 | 54.85 | 10 | 0.996 | 4000 | 65
PC1F41ZV | Renesola Zhejiang Ltd | Renesola | RFL056B02 4000K 60135D | Outdoor Luminaires | Mid Output | Architectural Flood and Spot Luminaires | Standard | FALSE | [9 empty] | 41912 | Not Yet Verified | Not Yet Verified | NotYetVerified |  | 3 | 5150 | 94 | 54.85 | 10 | 0.996 | 4000 | 65
P3JBK2XC | Renesola Zhejiang Ltd | Renesola | RFL056B02 4000K 80135D | Outdoor Luminaires | Mid Output | Architectural Flood and Spot Luminaires | Standard | FALSE | [9 empty] | 41912 | Not Yet Verified | Not Yet Verified | NotYetVerified |  | 3 | 5150 | 94 | 54.85 | 10 | 0.996 | 4000 | 65
PZW5RVNZ | Renesola Zhejiang Ltd | Renesola | RFL034B02 4000K 60D | Outdoor Luminaires | Low Output | Architectural Flood and Spot Luminaires | Standard | FALSE | [9 empty] | 41912 | Not Yet Verified | Not Yet Verified | NotYetVerified |  | 3 | 2980 | 86 | 35.01 | 10 | 0.996 | 4000 | 65
PZP8CQMP | Renesola Zhejiang Ltd | Renesola | RFL034B02 4000K 60135D | Outdoor Luminaires | Low Output | Architectural Flood and Spot Luminaires | Standard | FALSE | [9 empty] | 41912 | Not Yet Verified | Not Yet Verified | NotYetVerified |  | 3 | 2980 | 86 | 35.01 | 10 | 0.996 | 4000 | 65
P21AKAPZ | Renesola Zhejiang Ltd | Renesola | RFL034B02 4000K 80135D | Outdoor Luminaires | Low Output | Architectural Flood and Spot Luminaires | Standard | FALSE | [9 empty] | 41912 | Not Yet Verified | Not Yet Verified | NotYetVerified |  | 3 | 2980 | 86 | 35.01 | 10 | 0.996 | 4000 | 65
PZSHZB3N | Renesola Zhejiang Ltd | Renesola | RFL330B02 4000K 60D | Outdoor Luminaires | High Output | Architectural Flood and Spot Luminaires | Standard | FALSE | [9 empty] | 41912 | Not Yet Verified | Not Yet Verified | NotYetVerified |  | 3 | 28900 | 87 | 333.47 | 10 | 0.996 | 4000 | 65
PZDE4UGX | Renesola Zhejiang Ltd | Renesola | RFL330B02 4000K 80135D | Outdoor Luminaires | High Output | Architectural Flood and Spot Luminaires | Standard | FALSE | [9 empty] | 41912 | Not Yet Verified | Not Yet Verified | NotYetVerified |  | 3 | 28900 | 87 | 333.47 | 10 | 0.996 | 4000 | 65
PWM24YJF | Renesola Zhejiang Ltd | Renesola | RFL330B02 4000K 60135D | Outdoor Luminaires | High Output | Architectural Flood and Spot Luminaires | Standard | FALSE | [9 empty] | 41912 | Not Yet Verified | Not Yet Verified | NotYetVerified |  | 3 | 28900 | 87 | 333.47 | 10 | 0.996 | 4000 | 65
PT66KM1H | Renesola Zhejiang Ltd | Renesola | RFL305B02 4000K 60D | Outdoor Luminaires | High Output | Architectural Flood and Spot Luminaires | Standard | FALSE | [9 empty] | 41912 | Not Yet Verified | Not Yet Verified | NotYetVerified |  | 3 | 26400 | 87 | 302.42 | 10 | 0.996 | 4000 | 65
PNM7F8KN | Renesola Zhejiang Ltd | Renesola | RFL305B02 4000K 60135D | Outdoor Luminaires | High Output | Architectural Flood and Spot Luminaires | Standard | FALSE | [9 empty] | 41912 | Not Yet Verified | Not Yet Verified | NotYetVerified |  | 3 | 26400 | 87 | 302.42 | 10 | 0.996 | 4000 | 65
PNKVN1Z4 | Renesola Zhejiang Ltd | Renesola | RFL305B02 4000K 80135D | Outdoor Luminaires | High Output | Architectural Flood and Spot Luminaires | Standard | FALSE | [9 empty] | 41912 | Not Yet Verified | Not Yet Verified | NotYetVerified |  | 3 | 26400 | 87 | 302.42 | 10 | 0.996 | 4000 | 65
PRH3B3UJ | Renesola Zhejiang Ltd | Renesola | RFL230B02 4000K 60D | Outdoor Luminaires | High Output | Architectural Flood and Spot Luminaires | Standard | FALSE | [9 empty] | 41912 | Not Yet Verified | Not Yet Verified | NotYetVerified |  | 3 | 18920 | 85.45 | 223.54 | 10 | 0.996 | 4000 | 65
PGJN5Z3G | Renesola Zhejiang Ltd | Renesola | RFL230B02 4000K 60135D | Outdoor Luminaires | High Output | Architectural Flood and Spot Luminaires | Standard | FALSE | [9 empty] | 41912 | Not Yet Verified | Not Yet Verified | NotYetVerified |  | 3 | 18920 | 85.45 | 223.54 | 10 | 0.996 | 4000 | 65
PFMNBVHH | Renesola Zhejiang Ltd | Renesola | RFL230B02 4000K 80135D | Outdoor Luminaires | High Output | Architectural Flood and Spot Luminaires | Standard | FALSE | [9 empty] | 41912 | Not Yet Verified | Not Yet Verified | NotYetVerified |  | 3 | 18920 | 85.45 | 223.54 | 10 | 0.996 | 4000 | 65
PU4UY22A | Renesola Zhejiang Ltd | Renesola | RFL152B02 4000K 60D | Outdoor Luminaires | High Output | Architectural Flood and Spot Luminaires | Standard | FALSE | [9 empty] | 41912 | Not Yet Verified | Not Yet Verified | NotYetVerified |  | 3 | 12990 | 85.45 | 151.2 | 10 | 0.996 | 4000 | 65
PS8W2FG1 | Renesola Zhejiang Ltd | Renesola | RFL152B02 4000K 80135D | Outdoor Luminaires | High Output | Architectural Flood and Spot Luminaires | Standard | FALSE | [9 empty] | 41912 | Not Yet Verified | Not Yet Verified | NotYetVerified |  | 3 | 12990 | 85.45 | 151.2 | 10 | 0.996 | 4000 | 65
PRU3YVBF | Renesola Zhejiang Ltd | Renesola | RFL152B02 4000K 60135D | Outdoor Luminaires | High Output | Architectural Flood and Spot Luminaires | Standard | FALSE | [9 empty] | 41912 | Not Yet Verified | Not Yet Verified | NotYetVerified |  | 3 | 12990 | 85.45 | 151.2 | 10 | 0.996 | 4000 | 65
PTARM3UU | Renesola Zhejiang Ltd | Renesola | RFL135B02 4000K 80135D | Outdoor Luminaires | High Output | Architectural Flood and Spot Luminaires | Standard | FALSE | [9 empty] | 41912 | Not Yet Verified | Not Yet Verified | NotYetVerified |  | 3 | 11800 | 86 | 134.46 | 10 | 0.996 | 4000 | 65
PRQX3M6F | Renesola Zhejiang Ltd | Renesola | RFL135B02 4000K 60D | Outdoor Luminaires | High Output | Architectural Flood and Spot Luminaires | Standard | FALSE | [9 empty] | 41912 | Not Yet Verified | Not Yet Verified | NotYetVerified |  | 3 | 11800 | 86 | 134.46 | 10 | 0.996 | 4000 | 65
PDCX6HKM | Renesola Zhejiang Ltd | Renesola | RFL135B02 4000K 60135D | Outdoor Luminaires | High Output | Architectural Flood and Spot Luminaires | Standard | FALSE | [9 empty] | 41912 | Not Yet Verified | Not Yet Verified | NotYetVerified |  | 3 | 11800 | 86 | 134.46 | 10 | 0.996 | 4000 | 65
PE6D773Z | Renesola Zhejiang Ltd | Renesola | RFL110B02 4000K 30D | Outdoor Luminaires | Mid Output | Architectural Flood and Spot Luminaires | Standard | FALSE | [9 empty] | 41912 | Not Yet Verified | Not Yet Verified | NotYetVerified |  | 3 | 9720 | 90 | 109.11 | 10 | 0.996 | 4000 | 65
PUW39QPB | Renesola Zhejiang Ltd | Renesola | RFL087B02 4000K 30D | Outdoor Luminaires | Mid Output | Architectural Flood and Spot Luminaires | Standard | FALSE | [9 empty] | 41912 | Not Yet Verified | Not Yet Verified | NotYetVerified |  | 3 | 8010 | 93 | 86.63 | 10 | 0.996 | 4000 | 65
P7YKEEDQ | Renesola Zhejiang Ltd | Renesola | RFL056B02 4000K 30D | Outdoor Luminaires | Mid Output | Architectural Flood and Spot Luminaires | Standard | FALSE | [9 empty] | 41912 | Not Yet Verified | Not Yet Verified | NotYetVerified |  | 3 | 5150 | 94 | 54.85 | 10 | 0.996 | 4000 | 65
PEJ61VFP | Renesola Zhejiang Ltd | Renesola | RFL034B02 4000K 30D | Outdoor Luminaires | Low Output | Architectural Flood and Spot Luminaires | Standard | FALSE | [9 empty] | 41912 | Not Yet Verified | Not Yet Verified | NotYetVerified |  | 3 | 2980 | 86 | 35.01 | 10 | 0.996 | 4000 | 65
PXJFQWG7 | Renesola Zhejiang Ltd | Renesola | RFL330B02 4000K 30D | Outdoor Luminaires | High Output | Architectural Flood and Spot Luminaires | Standard | FALSE | [9 empty] | 41912 | Not Yet Verified | Not Yet Verified | NotYetVerified |  | 3 | 28900 | 87 | 333.47 | 10 | 0.996 | 4000 | 65
PA3TNC4N | Renesola Zhejiang Ltd | Renesola | RFL305B02 4000K 30D | Outdoor Luminaires | High Output | Architectural Flood and Spot Luminaires | Standard | FALSE | [9 empty] | 41912 | Not Yet Verified | Not Yet Verified | NotYetVerified |  | 3 | 26400 | 87 | 302.42 | 10 | 0.996 | 4000 | 65
PHJZ8XKW | Renesola Zhejiang Ltd | Renesola | RFL230B02 4000K 30D | Outdoor Luminaires | High Output | Architectural Flood and Spot Luminaires | Standard | FALSE | [9 empty] | 41912 | Not Yet Verified | Not Yet Verified | NotYetVerified |  | 3 | 18920 | 85.45 | 223.54 | 10 | 0.996 | 4000 | 65
PCNWXPTH | Renesola Zhejiang Ltd | Renesola | RFL152B02 4000K 30D | Outdoor Luminaires | High Output | Architectural Flood and Spot Luminaires | Standard | FALSE | [9 empty] | 41912 | Not Yet Verified | Not Yet Verified | NotYetVerified |  | 3 | 12990 | 85.45 | 151.2 | 10 | 0.996 | 4000 | 65
PY2UB82C | Renesola Zhejiang Ltd | Renesola | RFL135B02 4000K 30D | Outdoor Luminaires | High Output | Architectural Flood and Spot Luminaires | Standard | FALSE | [9 empty] | 41912 | Not Yet Verified | Not Yet Verified | NotYetVerified |  | 3 | 11800 | 86 | 134.46 | 10 | 0.996 | 4000 | 65
PRKAUKDD | Renesola Zhejiang Ltd | Renesola | RFL110B02 4000K 12D | Outdoor Luminaires | Mid Output | Architectural Flood and Spot Luminaires | Standard | FALSE | [9 empty] | 41912 | Not Yet Verified | Not Yet Verified | NotYetVerified |  | 3 | 9720 | 90 | 109.11 | 10 | 0.996 | 4000 | 65
PD3UJUG9 | Renesola Zhejiang Ltd | Renesola | RFL087B02 4000K 12D | Outdoor Luminaires | Mid Output | Architectural Flood and Spot Luminaires | Standard | FALSE | [9 empty] | 41912 | Not Yet Verified | Not Yet Verified | NotYetVerified |  | 3 | 8010 | 93 | 86.63 | 10 | 0.996 | 4000 | 65
PG3J65S3 | Renesola Zhejiang Ltd | Renesola | RFL056B02 4000K 12D | Outdoor Luminaires | Mid Output | Architectural Flood and Spot Luminaires | Standard | FALSE | [9 empty] | 41912 | Not Yet Verified | Not Yet Verified | NotYetVerified |  | 3 | 5150 | 94 | 54.85 | 10 | 0.996 | 4000 | 65
PAYUZNQR | Renesola Zhejiang Ltd | Renesola | RFL034B02 4000K 12D | Outdoor Luminaires | Low Output | Architectural Flood and Spot Luminaires | Standard | FALSE | [9 empty] | 41912 | Not Yet Verified | Not Yet Verified | NotYetVerified |  | 3 | 2980 | 86 | 35.01 | 10 | 0.996 | 4000 | 65
PK254J39 | Renesola Zhejiang Ltd | Renesola | RFL330B02 4000K 12D | Outdoor Luminaires | High Output | Architectural Flood and Spot Luminaires | Standard | FALSE | [9 empty] | 41912 | Not Yet Verified | Not Yet Verified | NotYetVerified |  | 3 | 28900 | 87 | 333.47 | 10 | 0.996 | 4000 | 65
PACGY5RW | Renesola Zhejiang Ltd | Renesola | RFL305B02 4000K 12D | Outdoor Luminaires | High Output | Architectural Flood and Spot Luminaires | Standard | FALSE | [9 empty] | 41912 | Not Yet Verified | Not Yet Verified | NotYetVerified |  | 3 | 26400 | 87 | 302.42 | 10 | 0.996 | 4000 | 65
PDNWES2Y | Renesola Zhejiang Ltd | Renesola | RFL230B02 4000K 12D | Outdoor Luminaires | High Output | Architectural Flood and Spot Luminaires | Standard | FALSE | [9 empty] | 41912 | Not Yet Verified | Not Yet Verified | NotYetVerified |  | 3 | 18920 | 85.45 | 223.54 | 10 | 0.996 | 4000 | 65
PKZXJ3VF | Renesola Zhejiang Ltd | Renesola | RFL152B02 4000K 12D | Outdoor Luminaires | High Output | Architectural Flood and Spot Luminaires | Standard | FALSE | [9 empty] | 41912 | Not Yet Verified | Not Yet Verified | NotYetVerified |  | 3 | 12990 | 85.45 | 151.2 | 10 | 0.996 | 4000 | 65
PSYY4H81 | Renesola Zhejiang Ltd | Renesola | RFL135B02 4000K 12D | Outdoor Luminaires | High Output | Architectural Flood and Spot Luminaires | Standard | FALSE | [9 empty] | 41912 | Not Yet Verified | Not Yet Verified | NotYetVerified |  | 3 | 11800 | 86 | 134.46 | 10 | 0.996 | 4000 | 65
PRNCYPZR | Renesola Zhejiang Ltd | Renesola | RFL330B02 3500K 60135D | Outdoor Luminaires | High Output | Architectural Flood and Spot Luminaires | Standard | FALSE | [9 empty] | 41912 | Not Yet Verified | Not Yet Verified | NotYetVerified |  | 3 | 28821.6 | 86.43 | 333.47 | 10 | 0.994 | 3710 | 64.5
PM1EFE8K | Renesola Zhejiang Ltd | Renesola | RFL330B02 3500K 60D | Outdoor Luminaires | High Output | Architectural Flood and Spot Luminaires | Standard | FALSE | [9 empty] | 41912 | Not Yet Verified | Not Yet Verified | NotYetVerified |  | 3 | 28821.6 | 86.43 | 333.47 | 10 | 0.994 | 3710 | 64.5
PAX5HP7J | Renesola Zhejiang Ltd | Renesola | RFL330B02 3500K 80135D | Outdoor Luminaires | High Output | Architectural Flood and Spot Luminaires | Standard | FALSE | [9 empty] | 41912 | Not Yet Verified | Not Yet Verified | NotYetVerified |  | 3 | 28821.6 | 86.43 | 333.47 | 10 | 0.994 | 3710 | 64.5
PU6PT1ZW | Renesola Zhejiang Ltd | Renesola | RFL330B02 3500K 30D | Outdoor Luminaires | High Output | Architectural Flood and Spot Luminaires | Standard | FALSE | [9 empty] | 41912 | Not Yet Verified | Not Yet Verified | NotYetVerified |  | 3 | 28821.6 | 86.43 | 333.47 | 10 | 0.994 | 3710 | 64.5
PF75ADEC | Renesola Zhejiang Ltd | Renesola | RFL330B02 3500K 12D | Outdoor Luminaires | High Output | Architectural Flood and Spot Luminaires | Standard | FALSE | [9 empty] | 41912 | Not Yet Verified | Not Yet Verified | NotYetVerified |  | 3 | 28821.6 | 86.43 | 333.47 | 10 | 0.994 | 3710 | 64.5
PWNFQEWV | Renesola Zhejiang Ltd | Renesola | RFL110B02 3500K 60D | Outdoor Luminaires | Mid Output | Architectural Flood and Spot Luminaires | Standard | FALSE | [9 empty] | 41912 | Not Yet Verified | Not Yet Verified | NotYetVerified |  | 3 | 9692.2 | 88.83 | 109.11 | 10 | 0.994 | 3709 | 64.7
PU7X8R3H | Renesola Zhejiang Ltd | Renesola | RFL110B02 3500K 80135D | Outdoor Luminaires | Mid Output | Architectural Flood and Spot Luminaires | Standard | FALSE | [9 empty] | 41912 | Not Yet Verified | Not Yet Verified | NotYetVerified |  | 3 | 9692.2 | 88.83 | 109.11 | 10 | 0.994 | 3709 | 64.7
PMEFV568 | Renesola Zhejiang Ltd | Renesola | RFL110B02 3500K 60135D | Outdoor Luminaires | Mid Output | Architectural Flood and Spot Luminaires | Standard | FALSE | [9 empty] | 41912 | Not Yet Verified | Not Yet Verified | NotYetVerified |  | 3 | 9692.2 | 88.83 | 109.11 | 10 | 0.994 | 3709 | 64.7
PK45X29R | Renesola Zhejiang Ltd | Renesola | RFL135B02 3500K 60D | Outdoor Luminaires | High Output | Architectural Flood and Spot Luminaires | Standard | FALSE | [9 empty] | 41912 | Not Yet Verified | Not Yet Verified | NotYetVerified |  | 3 | 11489.7 | 85.45 | 134.46 | 10 | 0.994 | 3709 | 64.4
PHJKK1JZ | Renesola Zhejiang Ltd | Renesola | RFL135B02 3500K 80135D | Outdoor Luminaires | High Output | Architectural Flood and Spot Luminaires | Standard | FALSE | [9 empty] | 41912 | Not Yet Verified | Not Yet Verified | NotYetVerified |  | 3 | 11489.7 | 85.45 | 134.46 | 10 | 0.994 | 3709 | 64.4
PT15B53X | Renesola Zhejiang Ltd | Renesola | RFL110B02 3500K 30D | Outdoor Luminaires | Mid Output | Architectural Flood and Spot Luminaires | Standard | FALSE | [9 empty] | 41912 | Not Yet Verified | Not Yet Verified | NotYetVerified |  | 3 | 9692.2 | 88.83 | 109.11 | 10 | 0.994 | 3709 | 64.7
P7REJ2F5 | Renesola Zhejiang Ltd | Renesola | RFL135B02 3500K 30D | Outdoor Luminaires | High Output | Architectural Flood and Spot Luminaires | Standard | FALSE | [9 empty] | 41912 | Not Yet Verified | Not Yet Verified | NotYetVerified |  | 3 | 11489.7 | 85.45 | 134.46 | 10 | 0.994 | 3709 | 64.4
PB5P6K2P | Renesola Zhejiang Ltd | Renesola | RFL110B02 3500K 12D | Outdoor Luminaires | Mid Output | Architectural Flood and Spot Luminaires | Standard | FALSE | [9 empty] | 41912 | Not Yet Verified | Not Yet Verified | NotYetVerified |  | 3 | 9692.2 | 88.83 | 109.11 | 10 | 0.994 | 3709 | 64.7
P4P8NB2X | Renesola Zhejiang Ltd | Renesola | RFL135B02 3500K 12D | Outdoor Luminaires | High Output | Architectural Flood and Spot Luminaires | Standard | FALSE | [9 empty] | 41912 | Not Yet Verified | Not Yet Verified | NotYetVerified |  | 3 | 11489.7 | 85.45 | 134.46 | 10 | 0.994 | 3709 | 64.4
PNXYC4VZ | Renesola Zhejiang Ltd | Renesola | RFL034B02 3500K 80135D | Outdoor Luminaires | Low Output | Architectural Flood and Spot Luminaires | Standard | FALSE | [9 empty] | 41912 | Not Yet Verified | Not Yet Verified | NotYetVerified |  | 3 | 2944.7 | 84.11 | 35.01 | 10 | 0.981 | 3708 | 64.6
PJWYQ829 | Renesola Zhejiang Ltd | Renesola | RFL034B02 3500K 60D | Outdoor Luminaires | Low Output | Architectural Flood and Spot Luminaires | Standard | FALSE | [9 empty] | 41912 | Not Yet Verified | Not Yet Verified | NotYetVerified |  | 3 | 2944.7 | 84.11 | 35.01 | 10 | 0.981 | 3708 | 64.6
P96WCKYD | Renesola Zhejiang Ltd | Renesola | RFL056B02 3500K 60D | Outdoor Luminaires | Mid Output | Architectural Flood and Spot Luminaires | Standard | FALSE | [9 empty] | 41912 | Not Yet Verified | Not Yet Verified | NotYetVerified |  | 3 | 5143.4 | 93.77 | 54.85 | 10 | 0.996 | 3708 | 64.4
P82BQ7H3 | Renesola Zhejiang Ltd | Renesola | RFL056B02 3500K 60135D | Outdoor Luminaires | Mid Output | Architectural Flood and Spot Luminaires | Standard | FALSE | [9 empty] | 41912 | Not Yet Verified | Not Yet Verified | NotYetVerified |  | 3 | 5143.4 | 93.77 | 54.85 | 10 | 0.996 | 3708 | 64.4
P24EYG3W | Renesola Zhejiang Ltd | Renesola | RFL056B02 3500K 80135D | Outdoor Luminaires | Mid Output | Architectural Flood and Spot Luminaires | Standard | FALSE | [9 empty] | 41912 | Not Yet Verified | Not Yet Verified | NotYetVerified |  | 3 | 5143.4 | 93.77 | 54.85 | 10 | 0.996 | 3708 | 64.4
PM7PGMHG | Renesola Zhejiang Ltd | Renesola | RFL034B02 3500K 30D | Outdoor Luminaires | Low Output | Architectural Flood and Spot Luminaires | Standard | FALSE | [9 empty] | 41912 | Not Yet Verified | Not Yet Verified | NotYetVerified |  | 3 | 2944.7 | 84.11 | 35.01 | 10 | 0.981 | 3708 | 64.6
PJ292N3U | Renesola Zhejiang Ltd | Renesola | RFL056B02 3500K 30D | Outdoor Luminaires | Mid Output | Architectural Flood and Spot Luminaires | Standard | FALSE | [9 empty] | 41912 | Not Yet Verified | Not Yet Verified | NotYetVerified |  | 3 | 5143.4 | 93.77 | 54.85 | 10 | 0.996 | 3708 | 64.4
PZN5FTXE | Renesola Zhejiang Ltd | Renesola | RFL034B02 3500K 12D | Outdoor Luminaires | Low Output | Architectural Flood and Spot Luminaires | Standard | FALSE | [9 empty] | 41912 | Not Yet Verified | Not Yet Verified | NotYetVerified |  | 3 | 2944.7 | 84.11 | 35.01 | 10 | 0.981 | 3708 | 64.6
P8D78C71 | Renesola Zhejiang Ltd | Renesola | RFL056B02 3500K 12D | Outdoor Luminaires | Mid Output | Architectural Flood and Spot Luminaires | Standard | FALSE | [9 empty] | 41912 | Not Yet Verified | Not Yet Verified | NotYetVerified |  | 3 | 5143.4 | 93.77 | 54.85 | 10 | 0.996 | 3708 | 64.4
PXEMNYZP | Renesola Zhejiang Ltd | Renesola | RFL152B02 3500K 80135D | Outdoor Luminaires | High Output | Architectural Flood and Spot Luminaires | Standard | FALSE | [9 empty] | 41912 | Not Yet Verified | Not Yet Verified | NotYetVerified |  | 3 | 12846.7 | 85.45 | 151.2 | 10 | 0.994 | 3700 | 64.4
PSYJ4S12 | Renesola Zhejiang Ltd | Renesola | RFL152B02 3500K 60D | Outdoor Luminaires | High Output | Architectural Flood and Spot Luminaires | Standard | FALSE | [9 empty] | 41912 | Not Yet Verified | Not Yet Verified | NotYetVerified |  | 3 | 12846.7 | 85.45 | 151.2 | 10 | 0.994 | 3700 | 64.4
PJY7MWB9 | Renesola Zhejiang Ltd | Renesola | RFL152B02 3500K 60135D | Outdoor Luminaires | High Output | Architectural Flood and Spot Luminaires | Standard | FALSE | [9 empty] | 41912 | Not Yet Verified | Not Yet Verified | NotYetVerified |  | 3 | 12846.7 | 85.45 | 151.2 | 10 | 0.994 | 3700 | 64.4
PR5YFX8D | Renesola Zhejiang Ltd | Renesola | RFL152B02 3500K 30D | Outdoor Luminaires | High Output | Architectural Flood and Spot Luminaires | Standard | FALSE | [9 empty] | 41912 | Not Yet Verified | Not Yet Verified | NotYetVerified |  | 3 | 12846.7 | 85.45 | 151.2 | 10 | 0.994 | 3700 | 64.4
PM53YN47 | Renesola Zhejiang Ltd | Renesola | RFL152B02 3500K 12D | Outdoor Luminaires | High Output | Architectural Flood and Spot Luminaires | Standard | FALSE | [9 empty] | 41912 | Not Yet Verified | Not Yet Verified | NotYetVerified |  | 3 | 12846.7 | 85.45 | 151.2 | 10 | 0.994 | 3700 | 64.4
PVZDP4NM | Renesola Zhejiang Ltd | Renesola | RFL230B02 3500K 80135D | Outdoor Luminaires | High Output | Architectural Flood and Spot Luminaires | Standard | FALSE | [9 empty] | 41912 | Not Yet Verified | Not Yet Verified | NotYetVerified |  | 3 | 18898.6 | 84.54 | 223.54 | 10 | 0.994 | 3694 | 64.5
PGXA8E3Y | Renesola Zhejiang Ltd | Renesola | RFL230B02 3500K 60D | Outdoor Luminaires | High Output | Architectural Flood and Spot Luminaires | Standard | FALSE | [9 empty] | 41912 | Not Yet Verified | Not Yet Verified | NotYetVerified |  | 3 | 18898.6 | 84.54 | 223.54 | 10 | 0.994 | 3694 | 64.5
PAF3C26Y | Renesola Zhejiang Ltd | Renesola | RFL230B02 3500K 30D | Outdoor Luminaires | High Output | Architectural Flood and Spot Luminaires | Standard | FALSE | [9 empty] | 41912 | Not Yet Verified | Not Yet Verified | NotYetVerified |  | 3 | 18898.6 | 84.54 | 223.54 | 10 | 0.994 | 3694 | 64.5
P8TP5D6K | Renesola Zhejiang Ltd | Renesola | RFL230B02 3500K 12D | Outdoor Luminaires | High Output | Architectural Flood and Spot Luminaires | Standard | FALSE | [9 empty] | 41912 | Not Yet Verified | Not Yet Verified | NotYetVerified |  | 3 | 18898.6 | 84.54 | 223.54 | 10 | 0.994 | 3694 | 64.5
PVZFQ1HP | Renesola Zhejiang Ltd | Renesola | RFL087B02 3500K 80135D | Outdoor Luminaires | Mid Output | Architectural Flood and Spot Luminaires | Standard | FALSE | [9 empty] | 41912 | Not Yet Verified | Not Yet Verified | NotYetVerified |  | 3 | 7935.8 | 91.6 | 86.63 | 10 | 0.996 | 3677 | 65.3
P34CM853 | Renesola Zhejiang Ltd | Renesola | RFL087B02 3500K 60D | Outdoor Luminaires | Mid Output | Architectural Flood and Spot Luminaires | Standard | FALSE | [9 empty] | 41912 | Not Yet Verified | Not Yet Verified | NotYetVerified |  | 3 | 7935.8 | 91.6 | 86.63 | 10 | 0.996 | 3677 | 65.3
P72ZMKTP | Renesola Zhejiang Ltd | Renesola | RFL087B02 3500K 30D | Outdoor Luminaires | Mid Output | Architectural Flood and Spot Luminaires | Standard | FALSE | [9 empty] | 41912 | Not Yet Verified | Not Yet Verified | NotYetVerified |  | 3 | 7935.8 | 91.6 | 86.63 | 10 | 0.996 | 3677 | 65.3
PMT9F5WK | Renesola Zhejiang Ltd | Renesola | RFL087B02 3500K 12D | Outdoor Luminaires | Mid Output | Architectural Flood and Spot Luminaires | Standard | FALSE | [9 empty] | 41912 | Not Yet Verified | Not Yet Verified | NotYetVerified |  | 3 | 7935.8 | 91.6 | 86.63 | 10 | 0.996 | 3677 | 65.3
PSS74UJP | Renesola Zhejiang Ltd | Renesola | RFL305B02 3500K 80135D | Outdoor Luminaires | High Output | Architectural Flood and Spot Luminaires | Standard | FALSE | [9 empty] | 41912 | Not Yet Verified | Not Yet Verified | NotYetVerified |  | 3 | 26312.8 | 87.01 | 302.42 | 10 | 0.994 | 3675 | 64.1
PPVSXH7X | Renesola Zhejiang Ltd | Renesola | RFL305B02 3500K 60D | Outdoor Luminaires | High Output | Architectural Flood and Spot Luminaires | Standard | FALSE | [9 empty] | 41912 | Not Yet Verified | Not Yet Verified | NotYetVerified |  | 3 | 26312.8 | 87.01 | 302.42 | 10 | 0.994 | 3675 | 64.1
P9BD24AM | Renesola Zhejiang Ltd | Renesola | RFL305B02 3500K 30D | Outdoor Luminaires | High Output | Architectural Flood and Spot Luminaires | Standard | FALSE | [9 empty] | 41912 | Not Yet Verified | Not Yet Verified | NotYetVerified |  | 3 | 26312.8 | 87.01 | 302.42 | 10 | 0.994 | 3675 | 64.1
PVGXRJ5V | Renesola Zhejiang Ltd | Renesola | RFL305B02 3500K 12D | Outdoor Luminaires | High Output | Architectural Flood and Spot Luminaires | Standard | FALSE | [9 empty] | 41912 | Not Yet Verified | Not Yet Verified | NotYetVerified |  | 3 | 26312.8 | 87.01 | 302.42 | 10 | 0.994 | 3675 | 64.1
PEAKG6VP4 | Evolving Solutions in Energy Inc | Kingsun | FL2F28010S7M250V27 [120V ONLY] | Outdoor Luminaires | Low Output | Architectural Flood and Spot Luminaires | Standard | TRUE | 3075 | 88.13 | 34.89 | 9.02 | 0.987 | 5016 | 71.2 | 5 | 50000 | 41908 |  |  | NotYetVerified |  | 3 | 3198 | 92 | 35 | 15 | 0.9 | 5016 | 71
PCR9RX8D5 | Evolving Solutions in Energy Inc | Kingsun | FL2F28030S7M250V27 | Outdoor Luminaires | Mid Output | Architectural Flood and Spot Luminaires | Standard | TRUE | 9032 | 94.32 | 95.73 | 20.05 | 0.913 | 5032 | 71.7 | 5 | 50000 | 41908 |  |  | NotYetVerified |  | 3 | 9357 | 97 | 96 | 15 | 0.9 | 5032 | 71
PD7C2XMJ1 | Evolving Solutions in Energy Inc | Kingsun | FL2F28040S7M250V27 | Outdoor Luminaires | High Output | Architectural Flood and Spot Luminaires | Standard | FALSE | [9 empty] | 41908 |  |  | NotYetVerified |  | 3 | 12591 | 99 | 127 | 15 | 0.9 | 5062 | 72
PSWT6H615 | Evolving Solutions in Energy Inc | Kingsun | FL2F28020S7M250V27 [120V ONLY] | Outdoor Luminaires | Mid Output | Architectural Flood and Spot Luminaires | Standard | FALSE | [9 empty] | 41908 |  |  | NotYetVerified |  | 3 | 6130 | 95 | 64 | 15 | 0.9 | 5026 | 71
PVENEAWHP | DONGGUAN THAILIGHT SEMICONDUCTOR LIGHTING CO.LTD. | Thailight | TL-FLE101-02(3000K) | Outdoor Luminaires | Low Output | Architectural Flood and Spot Luminaires | Standard | TRUE | 1037.6 | 100.45 | 10.33 | 12.46 | 0.9086 | 3015 | 83.9 | 5 | 50000 | 41907 |  |  | No | Updated on 12/7/2016 | 4.1 | 1069 | 108.42 | 9.86 | 12.46 | 0.91 | 3000 | 83.9
PEUS34BT | DONGGUAN THAILIGHT SEMICONDUCTOR LIGHTING CO.LTD. | Thailight | TL-FLE101-02(5000K) | Outdoor Luminaires | Low Output | Architectural Flood and Spot Luminaires | Standard | FALSE | [9 empty] | 41907 |  |  | No | Updated on 12/7/2016 | 4.1 | 1124 | 112.57 | 9.99 | 12.42 | 0.91 | 5000 | 82.8
PUDXBSNC | DONGGUAN THAILIGHT SEMICONDUCTOR LIGHTING CO.LTD. | Thailight | TLFLE1045YYZZ | Outdoor Luminaires | Low Output | Architectural Flood and Spot Luminaires | Standard | FALSE | [9 empty] | 41907 |  |  | NotYetVerified |  | 4.1 | 900 | 85 | 12 |  | 0.9 | 4500 | 80
PTNU89J3 | DONGGUAN THAILIGHT SEMICONDUCTOR LIGHTING CO.LTD. | Thailight | TL-FLE101-02(4000K) | Outdoor Luminaires | Low Output | Architectural Flood and Spot Luminaires | Standard | FALSE | [9 empty] | 41907 |  |  | No | Updated on 12/7/2016 | 4.1 | 1096.5 | 110.51 | 9.92 | 12.46 | 0.91 | 4000 | 83.9
PA8MV8PB | DONGGUAN THAILIGHT SEMICONDUCTOR LIGHTING CO.LTD. | Thailight | TLFLE1035YYZZ | Outdoor Luminaires | Low Output | Architectural Flood and Spot Luminaires | Standard | FALSE | [9 empty] | 41907 |  |  | NotYetVerified |  | 4.1 | 900 | 85 | 12 |  | 0.9 | 3500 | 80
PP2BZDEGX | RAB Lighting | RAB Lighting | CANVAS78[TSF]Y(120V Only)(All Housing Colors) | Outdoor Luminaires | Mid Output | Architectural Flood and Spot Luminaires | Standard | TRUE | 6553 | 74 | 88.3 | 13.9 | 0.988 | 3086 | 82 | 5 | 100000 | 41906 |  |  | NotYetVerified |  | 3 | 6553 | 74 | 88.2 | 13.9 | 0.988 | 3086 | 82
PDB1WGSZX | RAB Lighting | RAB Lighting | CANVAS78[TSF](120V Only)(All Housing Colors) | Outdoor Luminaires | Mid Output | Architectural Flood and Spot Luminaires | Standard | FALSE | [9 empty] | 41906 |  |  | NotYetVerified |  | 3 | 8159 | 91.7 | 89 | 13.9 | 0.988 | 5051 | 66
P27MS2GG3 | RAB Lighting | RAB Lighting | CANVAS78[TSF]N(120V Only)(All Housing Colors) | Outdoor Luminaires | Mid Output | Architectural Flood and Spot Luminaires | Standard | FALSE | [9 empty] | 41906 |  |  | NotYetVerified |  | 3 | 6828 | 76 | 89.7 | 13.9 | 0.988 | 3998 | 82
PT2G9V6W | Renesola Zhejiang Ltd | Renesola | RFL011B02 3500K | Outdoor Luminaires | Low Output | Architectural Flood and Spot Luminaires | Standard | TRUE | 942.8 | 78.7 | 11.98 | 14.21 | 0.946 | 3703 | 65.1 | 5 | 50000 | 41901 |  |  | NotYetVerified |  | 3 | 942.8 | 78.7 | 11.98 |  | 0.987 | 3500 | 65.4
PU26DM9A | Renesola Zhejiang Ltd | Renesola | RFL011B02 5700K | Outdoor Luminaires | Low Output | Architectural Flood and Spot Luminaires | Standard | FALSE | [9 empty] | 41901 | Not Yet Verified | Not Yet Verified | NotYetVerified |  | 3 | 977.3 | 82.12 | 11.9 |  | 0.996 | 5700 | 66
PGF4WSKF | Renesola Zhejiang Ltd | Renesola | RFL011B02 5000K | Outdoor Luminaires | Low Output | Architectural Flood and Spot Luminaires | Standard | FALSE | [9 empty] | 41901 | Not Yet Verified | Not Yet Verified | NotYetVerified |  | 3 | 970 | 81 | 11.98 |  | 0.996 | 5000 | 65
PUJ82776 | Renesola Zhejiang Ltd | Renesola | RFL011B02 4500K | Outdoor Luminaires | Low Output | Architectural Flood and Spot Luminaires | Standard | FALSE | [9 empty] | 41901 | Not Yet Verified | Not Yet Verified | NotYetVerified |  | 3 | 960 | 80 | 11.98 |  | 0.996 | 4500 | 65
PD7PEA2Y | Renesola Zhejiang Ltd | Renesola | RFL011B02 4000K | Outdoor Luminaires | Low Output | Architectural Flood and Spot Luminaires | Standard | FALSE | [9 empty] | 41901 | Not Yet Verified | Not Yet Verified | NotYetVerified |  | 3 | 950 | 79.7 | 11.98 |  | 0.996 | 4000 | 65
PM2PAWGAH | NUR MANUFACTURING | NUR MANUFACTURING LLC | LEXIN-300 | Outdoor Luminaires | High Output | Architectural Flood and Spot Luminaires | Standard | TRUE | 27271.71 | 93.798 | 290.75 | 6.94 | 0.9601 | 5844 | 67 | 5 | 80000 | 41898 |  |  | NotYetVerified |  | 3 | 27271.71 |  | 300 |  |  | 5700 | 67
PP5WZVWA | Carolina Product Solutions LLC. | CPSLED | CPS-HBFL-150W 5.2K | Outdoor Luminaires | High Output | Architectural Flood and Spot Luminaires | Standard | TRUE | 14691 | 93.72 | 156.7 | 8.4 | 0.948 | 5444 | 78.2 | 5 | 55000 | 41892 |  |  | NotYetVerified |  | 3 | 13000 | 87 | 150 | 20 | 0.9 | 5200 | 75
P00001GJB | WAYTOGO LED LIGHTING COMPANY LTD | WTGLED | WTG-FL150W 5.2K | Outdoor Luminaires | High Output | Architectural Flood and Spot Luminaires | Standard | TRUE | 14691 | 93.72 | 156.7 | 8.4 | 0.948 | 5444 | 78.2 | 5 | 55000 | 41890 |  |  | NotYetVerified |  | 3 | 13000 | 87 | 150 | 20 | 0.9 | 5200 | 75
P00001LPA | DRK Enterprises | MyLEDLightingGuide | MLLG-LED-FLD-IP65-036-5500 | Outdoor Luminaires | Low Output | Architectural Flood and Spot Luminaires | Standard | TRUE | 2772.8 | 78.35 | 35.39 | 20.3 | 0.9823 | 5685 | 69.2 | 5 | 50000 | 41886 |  |  | NotYetVerified |  | 3 | 2772 | 77 | 36 | 20 | 0.9 | 5500 | 69
P00001LPB | DRK Enterprises | MyLEDLightingGuide | MLLG-LED-FLD-IP65-050-4100 | Outdoor Luminaires | Low Output | Architectural Flood and Spot Luminaires | Standard | TRUE | 4251.2 | 85.56 | 49.69 | 15.81 | 0.9585 | 4159 | 75.3 | 5 | 50000 | 41886 |  |  | NotYetVerified |  | 3 | 4250 | 85 | 50 |  |  | 4100 | 75
P00001LPD | DRK Enterprises | MyLEDLightingGuide | MLLG-LED-FLD-IP65-120-4100 | Outdoor Luminaires | Mid Output | Architectural Flood and Spot Luminaires | Standard | TRUE | 9957.7 | 84.4 | 118 | 12.07 | 0.9366 | 4146 | 76 | 5 | 50000 | 41886 |  |  | NotYetVerified |  | 3 | 9958 | 82.98 | 120 |  |  | 4100 | 75
P00001LOL | DRK Enterprises | MyLEDLightingGuide | MLLG-GI-LED-HB-IP65-463 | Outdoor Luminaires | Very High Output | Architectural Flood and Spot Luminaires | Standard | TRUE | 35582 | 78.93 | 450.8 | 13.1 | 0.935 | 5572 | 71 | 5 | 50000 | 41886 |  |  | NotYetVerified |  | 3 | 36700 | 79 | 465 | 13 | 0.935 | 5500 | 71
P00001LPF | DRK Enterprises | MyLEDLightingGuide | MLLG-LED-FLD-IP65-150-4100 | Outdoor Luminaires | High Output | Architectural Flood and Spot Luminaires | Standard | TRUE | 12228 | 83.39 | 146.6 | 13.1 | 0.935 | 4159 | 74.6 | 5 | 50000 | 41886 |  |  | NotYetVerified |  | 3 | 12228 | 83.39 | 146.6 | 13.1 | 0.9346 | 4100 | 74.6
P00001LPG | DRK Enterprises | MyLEDLightingGuide | MLLG-LED-FLD-IP65-150-5500 | Outdoor Luminaires | High Output | Architectural Flood and Spot Luminaires | Standard | FALSE | [9 empty] | 41886 |  |  | NotYetVerified |  | 3 | 13470 | 90.16 | 149.4 | 9.9 | 0.9365 | 5500 | 69.8
P00001LPE | DRK Enterprises | MyLEDLightingGuide | MLLG-LED-FLD-IP65-120-5500 | Outdoor Luminaires | High Output | Architectural Flood and Spot Luminaires | Standard | FALSE | [9 empty] | 41886 |  |  | NotYetVerified |  | 3 | 10151 | 84.59 | 120 |  |  | 5500 | 69
P00001LPC | DRK Enterprises | MyLEDLightingGuide | MLLG-LED-FLD-IP65-050-5500 | Outdoor Luminaires | Low Output | Architectural Flood and Spot Luminaires | Standard | FALSE | [9 empty] | 41886 |  |  | NotYetVerified |  | 3 | 4500 | 90 | 50 |  |  | 5500 | 68
P00000QDF | DONGGUAN THAILIGHT SEMICONDUCTOR LIGHTING CO.LTD. | Thailight | TLFLE1003YYZZ | Outdoor Luminaires | Mid Output | Architectural Flood and Spot Luminaires | Standard | TRUE | 7876.6 | 85.37 | 92.27 | 14.75 | 0.9264 | 3007 | 83.3 | 5 | 50000 | 41884 |  |  | NotYetVerified |  | 3 | 7800 | 85 | 100 |  | 0.9 | 3000 | 80
P00000QDJ | DONGGUAN THAILIGHT SEMICONDUCTOR LIGHTING CO.LTD. | Thailight | TLFLE1005YYZZ | Outdoor Luminaires | Mid Output | Architectural Flood and Spot Luminaires | Standard | FALSE | [9 empty] | 41884 |  |  | NotYetVerified | Updated 12/13/2016 | 3 | 10057 | 104.41 | 96.32 | 13.53 | 0.9453 | 5000 | 81.5
P00000QDI | DONGGUAN THAILIGHT SEMICONDUCTOR LIGHTING CO.LTD. | Thailight | TLFLE10045YYZZ | Outdoor Luminaires | Mid Output | Architectural Flood and Spot Luminaires | Standard | FALSE | [9 empty] | 41884 |  |  | NotYetVerified |  | 3 | 7800 | 85 | 100 |  | 0.9 | 4500 | 80
P00000QDH | DONGGUAN THAILIGHT SEMICONDUCTOR LIGHTING CO.LTD. | Thailight | TLFLE1004YYZZ | Outdoor Luminaires | Mid Output | Architectural Flood and Spot Luminaires | Standard | TRUE | 9319.2 | 97.11 | 95.97 | 13.58 | 0.9457 | 3960 | 83.8 | 5 | 50000 | 41884 |  |  | NotYetVerified | Updated 12/13/2016 | 3 | 9319.2 | 97.11 | 95.97 | 13.58 | 0.9457 | 4000 | 83.8
P00000QDG | DONGGUAN THAILIGHT SEMICONDUCTOR LIGHTING CO.LTD. | Thailight | TLFLE10035YYZZ | Outdoor Luminaires | Mid Output | Architectural Flood and Spot Luminaires | Standard | FALSE | [9 empty] | 41884 |  |  | NotYetVerified |  | 3 | 7800 | 85 | 100 |  | 0.9 | 3500 | 80
P00000R26 | Ephesus Lighting Inc. | Ephesus Lighting | SD-1000-2-56 [277V to 480V] | Outdoor Luminaires | Very High Output | Architectural Flood and Spot Luminaires | Standard | TRUE | 114119 | 110.9 | 1028.6 | 20.41 | 0.97 | 5449 | 68 | 5 | 50000 | 41879 |  |  | NotYetVerified |  | 3 | 114119 | 110.9 | 1028 | 20.41 | 0.97 | 5449 | 68
P00000R25 | Ephesus Lighting Inc. | Ephesus Lighting | SD-650-2-56 [277V to 480V] | Outdoor Luminaires | Very High Output | Architectural Flood and Spot Luminaires | Standard | TRUE | 74820 | 112 | 670.9 | 24.6 | 0.96 | 5433 | 68 | 5 | 50000 | 41879 |  |  | NotYetVerified |  | 3 | 74820 | 112 | 670.9 | 24.6 | 0.984 | 5433 | 68
P00000R27 | Ephesus Lighting Inc. | Ephesus Lighting | SD-1200-2-56 | Outdoor Luminaires | Very High Output | Architectural Flood and Spot Luminaires | Standard | FALSE | [9 empty] | 41879 |  |  | NotYetVerified |  | 3 | 139772 | 114.7 | 1219 | 19.08 | 0.972 | 5467 | 68
P00000R2A | Ephesus Lighting Inc. | Ephesus Lighting | SD-750-2-56 | Outdoor Luminaires | Very High Output | Architectural Flood and Spot Luminaires | Standard | FALSE | [9 empty] | 41879 |  |  | NotYetVerified |  | 3 | 87587 | 118.5 | 739 | 23.2 | 0.98 | 5449 | 68
P00000R29 | Ephesus Lighting Inc. | Ephesus Lighting | SD-900-2-56 | Outdoor Luminaires | Very High Output | Architectural Flood and Spot Luminaires | Standard | FALSE | [9 empty] | 41879 |  |  | NotYetVerified |  | 3 | 106175 | 113.6 | 934 | 21.81 | 0.97 | 5449 | 68
P00000R28 | Ephesus Lighting Inc. | Ephesus Lighting | SD-1100-2-56 | Outdoor Luminaires | Very High Output | Architectural Flood and Spot Luminaires | Standard | FALSE | [9 empty] | 41879 |  |  | NotYetVerified |  | 3 | 123660 | 109 | 1132 | 20.41 | 0.971 | 5449 | 68
P00000QOC | Cree Inc. | E-Conolight | E-HL5S06C2* | Outdoor Luminaires | Mid Output | Architectural Flood and Spot Luminaires | Standard | TRUE | 5984.6 | 83.4 | 71.75 | 20 | 0.933 | 4966 | 71 | 5 |  | 41878 |  |  | NotYetVerified |  | 3 | 5984.6 | 83.4 | 71.8 | 20 | 0.9 | 5000 | 70
P00000QOB | Cree Inc. | E-Conolight | E-HL5S06N2* | Outdoor Luminaires | Mid Output | Architectural Flood and Spot Luminaires | Standard | TRUE | 5689 | 81.7 | 69.6 | 17.9 | 0.93 | 4020 | 81 | 5 |  | 41878 |  |  | NotYetVerified |  | 3 | 5689 | 81.7 | 69.6 | 20 | 0.9 | 4000 | 70
P00000QOD | Cree Inc. | E-Conolight | E-HL5F06C2* | Outdoor Luminaires | Mid Output | Architectural Flood and Spot Luminaires | Standard | FALSE | [9 empty] | 41878 |  |  | NotYetVerified |  | 3 | 6026 | 84.5 | 71.3 | 20 | 0.9 | 5000 | 70
P00000QOE | Cree Inc. | E-Conolight | E-HL5F06N2* | Outdoor Luminaires | Mid Output | Architectural Flood and Spot Luminaires | Standard | FALSE | [9 empty] | 41878 |  |  | NotYetVerified |  | 3 | 6055 | 85.5 | 70.8 | 20 | 0.9 | 4000 | 70
P00000QD5 | DONGGUAN THAILIGHT SEMICONDUCTOR LIGHTING CO.LTD. | Thailight | TL-FLE301-02(3000K) | Outdoor Luminaires | Low Output | Architectural Flood and Spot Luminaires | Standard | TRUE | 2922.5 | 106.62 | 27.41 | 13.42 | 0.9075 | 3015 | 82.9 | 5 | 50000 | 41873 |  |  | No | Updated on 12/7/2016 | 4.1 | 3005.2 | 109.52 | 27.44 | 13.42 | 0.9075 | 3000 | 82.9
P00000QDA | DONGGUAN THAILIGHT SEMICONDUCTOR LIGHTING CO.LTD. | Thailight | TL-FLE501-02(3000K) | Outdoor Luminaires | Low Output | Architectural Flood and Spot Luminaires | Standard | TRUE | 4921.8 | 103.27 | 47.66 | 14.63 | 0.9086 | 3158 | 84 | 5 | 50000 | 41872 |  |  | No | Updated on 12/7/2016 | 4.1 | 5109.1 | 103.76 | 49.24 | 14.63 | 0.91 | 3000 | 84
P00000U3R | Grandlite International Corp | Grandlite | FLL560-40-P-N3 | Outdoor Luminaires | Mid Output | Architectural Flood and Spot Luminaires | Standard | TRUE | 8781 | 78.1 | 112.5 | 22.1 | 0.877 | 5150 | 69 | 5 |  | 41872 |  |  | NotYetVerified |  | 3 | 8548 | 75.7 | 112.9 | 22 | 0.88 | 5000 | 70
P00000U3U | Grandlite International Corp | Grandlite | FLL560-40-P-N7 | Outdoor Luminaires | Mid Output | Architectural Flood and Spot Luminaires | Standard | FALSE | [9 empty] | 41872 |  |  | NotYetVerified |  | 3 | 8976 | 79.5 | 112.9 | 22 | 0.88 | 5000 | 70
P00000U3V | Grandlite International Corp | Grandlite | FLL560-40-P-T3 | Outdoor Luminaires | Mid Output | Architectural Flood and Spot Luminaires | Standard | FALSE | [9 empty] | 41872 |  |  | NotYetVerified |  | 3 | 8655 | 76.7 | 112.9 | 22 | 0.88 | 5000 | 70
P00000U3S | Grandlite International Corp | Grandlite | FLL560-80-P-T3 | Outdoor Luminaires | High Output | Architectural Flood and Spot Luminaires | Standard | FALSE | [9 empty] | 41872 |  |  | NotYetVerified |  | 3 | 14140 | 75.3 | 187.7 | 12 | 0.91 | 5000 | 70
P00000U3T | Grandlite International Corp | Grandlite | FLL560-40-P-N5 | Outdoor Luminaires | Mid Output | Architectural Flood and Spot Luminaires | Standard | FALSE | [9 empty] | 41872 |  |  | NotYetVerified |  | 3 | 9296 | 82.3 | 112.9 | 22 | 0.88 | 5000 | 70
P00000QDE | DONGGUAN THAILIGHT SEMICONDUCTOR LIGHTING CO.LTD. | Thailight | TL-FLE501-02(5000K) | Outdoor Luminaires | Low Output | Architectural Flood and Spot Luminaires | Standard | FALSE | [9 empty] | 41872 |  |  | No | Updated on 12/7/2016 | 4.1 | 5293 | 107.95 | 49.03 | 19.67 | 0.93 | 5000 | 82.6
P00000QD9 | DONGGUAN THAILIGHT SEMICONDUCTOR LIGHTING CO.LTD. | Thailight | TL-FLE301-02(5000K) | Outdoor Luminaires | Low Output | Architectural Flood and Spot Luminaires | Standard | FALSE | [9 empty] | 41872 |  |  | No | Updated on 12/7/2016 | 4.1 | 3124 | 113.68 | 27.48 | 13.38 | 0.9069 | 5000 | 82.6
P00000QDD | DONGGUAN THAILIGHT SEMICONDUCTOR LIGHTING CO.LTD. | Thailight | TLFLE5045YYZZ | Outdoor Luminaires | Low Output | Architectural Flood and Spot Luminaires | Standard | FALSE | [9 empty] | 41872 |  |  | NotYetVerified |  | 4.1 | 3700 | 75 | 50 |  | 0.9 | 4500 | 80
P00000QD8 | DONGGUAN THAILIGHT SEMICONDUCTOR LIGHTING CO.LTD. | Thailight | TLFLE3045YYZZ | Outdoor Luminaires | Low Output | Architectural Flood and Spot Luminaires | Standard | FALSE | [9 empty] | 41872 |  |  | NotYetVerified |  | 4.1 | 2200 | 75 | 30 |  | 0.9 | 4500 | 80
P00000QDC | DONGGUAN THAILIGHT SEMICONDUCTOR LIGHTING CO.LTD. | Thailight | TL-FLE501-02(4000K) | Outdoor Luminaires | Low Output | Architectural Flood and Spot Luminaires | Standard | FALSE | [9 empty] | 41872 |  |  | No | Updated on 12/7/2016 | 4.1 | 5201.05 | 105.85 | 49.14 | 14.63 | 0.91 | 4000 | 84
P00000QD7 | DONGGUAN THAILIGHT SEMICONDUCTOR LIGHTING CO.LTD. | Thailight | TL-FLE301-02(4000K) | Outdoor Luminaires | Low Output | Architectural Flood and Spot Luminaires | Standard | FALSE | [9 empty] | 41872 |  |  | No | Updated on 12/7/2016 | 4.1 | 3064.6 | 111.6023 | 27.46 | 13.42 | 0.9075 | 4000 | 82.9
P00000QDB | DONGGUAN THAILIGHT SEMICONDUCTOR LIGHTING CO.LTD. | Thailight | TLFLE5035YYZZ | Outdoor Luminaires | Low Output | Architectural Flood and Spot Luminaires | Standard | FALSE | [9 empty] | 41872 |  |  | NotYetVerified |  | 4.1 | 3700 | 75 | 50 |  | 0.9 | 3500 | 80
P00000QD6 | DONGGUAN THAILIGHT SEMICONDUCTOR LIGHTING CO.LTD. | Thailight | TLFLE3035YYZZ | Outdoor Luminaires | Low Output | Architectural Flood and Spot Luminaires | Standard | FALSE | [9 empty] | 41872 |  |  | NotYetVerified |  | 4.1 | 2200 | 75 | 30 |  | 0.9 | 3500 | 80
P00001LJ2 | Huizhou Arrlux Optoelectronic Co.Ltd | ARRLUX | FLA30-3000K | Outdoor Luminaires | Low Output | Architectural Flood and Spot Luminaires | Standard | TRUE | 2946.42 | 96.23 | 30.62 | 12.7 | 0.91 | 3049 | 73 | 5 | 50000 | 41871 |  |  | NotYetVerified |  | 3 | 2946.42 | 96.23 | 30.62 |  | 0.9 | 3000 | 73
P00001LJ7 | Huizhou Arrlux Optoelectronic Co.Ltd | ARRLUX | FLA60-5000K | Outdoor Luminaires | Mid Output | Architectural Flood and Spot Luminaires | Standard | FALSE | [9 empty] | 41871 |  |  | NotYetVerified |  | 3 | 7214.58 | 112.93 | 63.888 |  | 0.9 | 5000 | 70
P00001LJ4 | Huizhou Arrlux Optoelectronic Co.Ltd | ARRLUX | FLA30-5000K | Outdoor Luminaires | Low Output | Architectural Flood and Spot Luminaires | Standard | FALSE | [9 empty] | 41871 |  |  | NotYetVerified |  | 3 | 3585.83 | 106 | 33.828 |  | 0.9 | 5000 | 70
P00001LJP | Huizhou Arrlux Optoelectronic Co.Ltd | ARRLUX | FLA240-5000K | Outdoor Luminaires | High Output | Architectural Flood and Spot Luminaires | Standard | FALSE | [9 empty] | 41871 |  |  | NotYetVerified |  | 3 | 29475.28 | 118.11 | 249.55 |  | 0.9 | 5000 | 70
P00001LJM | Huizhou Arrlux Optoelectronic Co.Ltd | ARRLUX | FLA210-5000K | Outdoor Luminaires | High Output | Architectural Flood and Spot Luminaires | Standard | FALSE | [9 empty] | 41871 |  |  | NotYetVerified |  | 3 | 26528.62 | 122.91 | 215.84 |  | 0.9 | 5000 | 70
P00001LJJ | Huizhou Arrlux Optoelectronic Co.Ltd | ARRLUX | FLA180-5000K | Outdoor Luminaires | High Output | Architectural Flood and Spot Luminaires | Standard | FALSE | [9 empty] | 41871 |  |  | NotYetVerified |  | 3 | 21988.01 | 118.35 | 185.79 |  | 0.9 | 5000 | 70
P00001LJG | Huizhou Arrlux Optoelectronic Co.Ltd | ARRLUX | FLA150-5000K | Outdoor Luminaires | High Output | Architectural Flood and Spot Luminaires | Standard | FALSE | [9 empty] | 41871 |  |  | NotYetVerified |  | 3 | 18502.1 | 119.43 | 154.92 |  | 0.9 | 5000 | 70
P00001LJD | Huizhou Arrlux Optoelectronic Co.Ltd | ARRLUX | FLA120-5000K | Outdoor Luminaires | High Output | Architectural Flood and Spot Luminaires | Standard | FALSE | [9 empty] | 41871 |  |  | NotYetVerified |  | 3 | 15513.39 | 122.52 | 126.62 |  | 0.9 | 5000 | 70
P00001LJA | Huizhou Arrlux Optoelectronic Co.Ltd | ARRLUX | FLA90-5000K | Outdoor Luminaires | High Output | Architectural Flood and Spot Luminaires | Standard | FALSE | [9 empty] | 41871 |  |  | NotYetVerified |  | 3 | 11132.04 | 115.19 | 96.64 |  | 0.9 | 5000 | 70
P00001LJV | Huizhou Arrlux Optoelectronic Co.Ltd | ARRLUX | FLA300-5000K | Outdoor Luminaires | Very High Output | Architectural Flood and Spot Luminaires | Standard | FALSE | [9 empty] | 41871 |  |  | NotYetVerified |  | 3 | 36610.09 | 117.93 | 310.45 |  | 0.9 | 5000 | 70
P00001LJS | Huizhou Arrlux Optoelectronic Co.Ltd | ARRLUX | FLA270-5000K | Outdoor Luminaires | Very High Output | Architectural Flood and Spot Luminaires | Standard | FALSE | [9 empty] | 41871 |  |  | NotYetVerified |  | 3 | 33197.35 | 118.47 | 280.21 |  | 0.9 | 5000 | 70
P00001LJ6 | Huizhou Arrlux Optoelectronic Co.Ltd | ARRLUX | FLA60-4000K | Outdoor Luminaires | Mid Output | Architectural Flood and Spot Luminaires | Standard | FALSE | [9 empty] | 41871 |  |  | NotYetVerified |  | 3 | 7087.89 | 110.58 | 64.097 |  | 0.9 | 4000 | 70
P00001LJ3 | Huizhou Arrlux Optoelectronic Co.Ltd | ARRLUX | FLA30-4000K | Outdoor Luminaires | Low Output | Architectural Flood and Spot Luminaires | Standard | FALSE | [9 empty] | 41871 |  |  | NotYetVerified |  | 3 | 3561.42 | 104.67 | 34.026 |  | 0.9 | 4000 | 70
P00001LJO | Huizhou Arrlux Optoelectronic Co.Ltd | ARRLUX | FLA240-4000K | Outdoor Luminaires | High Output | Architectural Flood and Spot Luminaires | Standard | FALSE | [9 empty] | 41871 |  |  | NotYetVerified |  | 3 | 28934.88 | 115.88 | 249.7 |  | 0.9 | 4000 | 70
P00001LJL | Huizhou Arrlux Optoelectronic Co.Ltd | ARRLUX | FLA210-4000K | Outdoor Luminaires | High Output | Architectural Flood and Spot Luminaires | Standard | FALSE | [9 empty] | 41871 |  |  | NotYetVerified |  | 3 | 24980.62 | 115.68 | 215.95 |  | 0.9 | 4000 | 70
P00001LJI | Huizhou Arrlux Optoelectronic Co.Ltd | ARRLUX | FLA180-4000K | Outdoor Luminaires | High Output | Architectural Flood and Spot Luminaires | Standard | FALSE | [9 empty] | 41871 |  |  | NotYetVerified |  | 3 | 21493.46 | 115.63 | 185.88 |  | 0.9 | 4000 | 70
P00001LJF | Huizhou Arrlux Optoelectronic Co.Ltd | ARRLUX | FLA150-4000K | Outdoor Luminaires | High Output | Architectural Flood and Spot Luminaires | Standard | FALSE | [9 empty] | 41871 |  |  | NotYetVerified |  | 3 | 17950.29 | 116.24 | 154.43 |  | 0.9 | 4000 | 70
P00001LJC | Huizhou Arrlux Optoelectronic Co.Ltd | ARRLUX | FLA120-4000K | Outdoor Luminaires | High Output | Architectural Flood and Spot Luminaires | Standard | FALSE | [9 empty] | 41871 |  |  | NotYetVerified |  | 3 | 14568.8 | 115.3 | 126.36 |  | 0.9 | 4000 | 70
P00001LJ9 | Huizhou Arrlux Optoelectronic Co.Ltd | ARRLUX | FLA90-4000K | Outdoor Luminaires | High Output | Architectural Flood and Spot Luminaires | Standard | FALSE | [9 empty] | 41871 |  |  | NotYetVerified |  | 3 | 10952.84 | 113.52 | 96.48 |  | 0.9 | 4000 | 70
P00001LJU | Huizhou Arrlux Optoelectronic Co.Ltd | ARRLUX | FLA300-4000K | Outdoor Luminaires | Very High Output | Architectural Flood and Spot Luminaires | Standard | FALSE | [9 empty] | 41871 |  |  | NotYetVerified |  | 3 | 36172.08 | 116.51 | 310.46 |  | 0.9 | 4000 | 70
P00001LJR | Huizhou Arrlux Optoelectronic Co.Ltd | ARRLUX | FLA270-4000K | Outdoor Luminaires | Very High Output | Architectural Flood and Spot Luminaires | Standard | FALSE | [9 empty] | 41871 |  |  | NotYetVerified |  | 3 | 32468.06 | 115.99 | 279.91 |  | 0.9 | 4000 | 70
P00001LJ8 | Huizhou Arrlux Optoelectronic Co.Ltd | ARRLUX | FLA90-3000K | Outdoor Luminaires | Mid Output | Architectural Flood and Spot Luminaires | Standard | FALSE | [9 empty] | 41871 |  |  | NotYetVerified |  | 3 | 9145.27 | 95.28 | 95.98 |  | 0.9 | 3000 | 70
P00001LJ5 | Huizhou Arrlux Optoelectronic Co.Ltd | ARRLUX | FLA60-3000K | Outdoor Luminaires | Mid Output | Architectural Flood and Spot Luminaires | Standard | FALSE | [9 empty] | 41871 |  |  | NotYetVerified |  | 3 | 6116.7 | 92.06 | 66.443 |  | 0.9 | 3000 | 70
P00001LJQ | Huizhou Arrlux Optoelectronic Co.Ltd | ARRLUX | FLA270-3000K | Outdoor Luminaires | High Output | Architectural Flood and Spot Luminaires | Standard | FALSE | [9 empty] | 41871 |  |  | NotYetVerified |  | 3 | 27151.98 | 97.71 | 277.87 |  | 0.9 | 3000 | 70
P00001LJN | Huizhou Arrlux Optoelectronic Co.Ltd | ARRLUX | FLA240-3000K | Outdoor Luminaires | High Output | Architectural Flood and Spot Luminaires | Standard | FALSE | [9 empty] | 41871 |  |  | NotYetVerified |  | 3 | 24208.63 | 97.57 | 248.11 |  | 0.9 | 3000 | 70
P00001LJK | Huizhou Arrlux Optoelectronic Co.Ltd | ARRLUX | FLA210-3000K | Outdoor Luminaires | High Output | Architectural Flood and Spot Luminaires | Standard | FALSE | [9 empty] | 41871 |  |  | NotYetVerified |  | 3 | 21138.38 | 98.46 | 214.69 |  | 0.9 | 3000 | 70
P00001LJH | Huizhou Arrlux Optoelectronic Co.Ltd | ARRLUX | FLA180-3000K | Outdoor Luminaires | High Output | Architectural Flood and Spot Luminaires | Standard | FALSE | [9 empty] | 41871 |  |  | NotYetVerified |  | 3 | 18248.73 | 98.7 | 184.89 |  | 0.9 | 3000 | 70
P00001LJE | Huizhou Arrlux Optoelectronic Co.Ltd | ARRLUX | FLA150-3000K | Outdoor Luminaires | High Output | Architectural Flood and Spot Luminaires | Standard | FALSE | [9 empty] | 41871 |  |  | NotYetVerified |  | 3 | 15231.35 | 97.71 | 155.89 |  | 0.9 | 3000 | 70
P00001LJB | Huizhou Arrlux Optoelectronic Co.Ltd | ARRLUX | FLA120-3000K | Outdoor Luminaires | High Output | Architectural Flood and Spot Luminaires | Standard | FALSE | [9 empty] | 41871 |  |  | NotYetVerified |  | 3 | 12207.27 | 97.08 | 125.74 |  | 0.9 | 3000 | 70
P00001LJT | Huizhou Arrlux Optoelectronic Co.Ltd | ARRLUX | FLA300-3000K | Outdoor Luminaires | Very High Output | Architectural Flood and Spot Luminaires | Standard | FALSE | [9 empty] | 41871 |  |  | NotYetVerified |  | 3 | 30408.61 | 98.57 | 308.49 |  | 0.9 | 3000 | 70
P00001LIB | Eran Financial Services LLC | Medinah | MED-DCL545 | Outdoor Luminaires | Low Output | Architectural Flood and Spot Luminaires | Standard | TRUE | 3187.9 | 78.93 | 40.39 | 14.82 | 0.935 | 4071 | 64.6 | 5 | 50000 | 41869 |  |  | NotYetVerified |  | 3 |  | 70 | 33 |  | 0.95 | 4200
P00001LI9 | Eran Financial Services LLC | Medinah | MED-DCL400 | Outdoor Luminaires | Low Output | Architectural Flood and Spot Luminaires | Standard | TRUE | 4854.4 | 76.47 | 63.48 | 8.01 | 0.927 | 4142 | 64.9 | 5 | 50000 | 41869 |  |  | NotYetVerified |  | 3 |  | 70 | 55.6 |  | 0.95 | 4000
P00001LI5 | Eran Financial Services LLC | Medinah | MED-FLL180 52W | Outdoor Luminaires | Low Output | Architectural Flood and Spot Luminaires | Standard | TRUE | 4335.5 | 75.46 | 57.45 | 7.41 | 0.9178 | 5178 | 66.8 | 5 | 50000 | 41869 |  |  | NotYetVerified |  | 3 | 4320 | 72 | 60 |  | 0.9 | 5314
P00001LIA | Eran Financial Services LLC | Medinah | MED-DCL532 | Outdoor Luminaires | Low Output | Architectural Flood and Spot Luminaires | Standard | TRUE | 1646.5 | 75.63 | 21.77 | 8.39 | 0.911 | 4079 | 64.8 | 5 | 50000 | 41869 |  |  | NotYetVerified |  | 3 |  | 67 | 20 |  | 0.95 | 4000
P00000QCQ | DONGGUAN THAILIGHT SEMICONDUCTOR LIGHTING CO.LTD. | Thailight | TLFLC1203YYZZ | Outdoor Luminaires | High Output | Architectural Flood and Spot Luminaires | Standard | TRUE | 10242 | 85.63 | 119.6 | 11.61 | 0.9394 | 3155 | 84 | 5 | 50000 | 41866 |  |  | NotYetVerified |  | 3 | 10000 | 80 | 120 |  | 0.9 | 3000 | 80
P00000QD0 | DONGGUAN THAILIGHT SEMICONDUCTOR LIGHTING CO.LTD. | Thailight | TLFLC2003YYZZ | Outdoor Luminaires | High Output | Architectural Flood and Spot Luminaires | Standard | TRUE | 16783 | 86.39 | 194.3 | 11.34 | 0.9371 | 3111 | 83 | 5 | 50000 | 41866 |  |  | NotYetVerified |  | 3 | 16000 | 80 | 200 |  | 0.9 | 3000 | 80
P00000QCV | DONGGUAN THAILIGHT SEMICONDUCTOR LIGHTING CO.LTD. | Thailight | TLFLC1603YYZZ | Outdoor Luminaires | High Output | Architectural Flood and Spot Luminaires | Standard | TRUE | 14499 | 91.42 | 158.6 | 13.38 | 0.9218 | 3111 | 84 | 5 | 50000 | 41866 |  |  | NotYetVerified |  | 3 | 14000 | 90 | 160 |  | 0.9 | 3000 | 80
P00000QD4 | DONGGUAN THAILIGHT SEMICONDUCTOR LIGHTING CO.LTD. | Thailight | TLFLC2005YYZZ | Outdoor Luminaires | High Output | Architectural Flood and Spot Luminaires | Standard | FALSE | [9 empty] | 41866 |  |  | NotYetVerified |  | 3 | 16000 | 80 | 200 |  | 0.9 | 5000 | 80
P00000QCZ | DONGGUAN THAILIGHT SEMICONDUCTOR LIGHTING CO.LTD. | Thailight | TLFLC1605YYZZ | Outdoor Luminaires | High Output | Architectural Flood and Spot Luminaires | Standard | FALSE | [9 empty] | 41866 |  |  | NotYetVerified |  | 3 | 14000 | 90 | 160 |  | 0.9 | 5000 | 80
P00000QCU | DONGGUAN THAILIGHT SEMICONDUCTOR LIGHTING CO.LTD. | Thailight | TLFLC1205YYZZ | Outdoor Luminaires | High Output | Architectural Flood and Spot Luminaires | Standard | FALSE | [9 empty] | 41866 |  |  | NotYetVerified |  | 3 | 10000 | 80 | 120 |  | 0.9 | 5000 | 80
P00000QD3 | DONGGUAN THAILIGHT SEMICONDUCTOR LIGHTING CO.LTD. | Thailight | TLFLC20045YYZZ | Outdoor Luminaires | High Output | Architectural Flood and Spot Luminaires | Standard | FALSE | [9 empty] | 41866 |  |  | NotYetVerified |  | 3 | 16000 | 80 | 200 |  | 0.9 | 4500 | 80
P00000QCY | DONGGUAN THAILIGHT SEMICONDUCTOR LIGHTING CO.LTD. | Thailight | TLFLC16045YYZZ | Outdoor Luminaires | High Output | Architectural Flood and Spot Luminaires | Standard | FALSE | [9 empty] | 41866 |  |  | NotYetVerified |  | 3 | 14000 | 90 | 160 |  | 0.9 | 4500 | 80
P00000QCT | DONGGUAN THAILIGHT SEMICONDUCTOR LIGHTING CO.LTD. | Thailight | TLFLC12045YYZZ | Outdoor Luminaires | High Output | Architectural Flood and Spot Luminaires | Standard | FALSE | [9 empty] | 41866 |  |  | NotYetVerified |  | 3 | 10000 | 80 | 120 |  | 0.9 | 4500 | 80
P00000QD2 | DONGGUAN THAILIGHT SEMICONDUCTOR LIGHTING CO.LTD. | Thailight | TLFLC2004YYZZ | Outdoor Luminaires | High Output | Architectural Flood and Spot Luminaires | Standard | FALSE | [9 empty] | 41866 |  |  | NotYetVerified |  | 3 | 16000 | 80 | 200 |  | 0.9 | 4000 | 80
P00000QCX | DONGGUAN THAILIGHT SEMICONDUCTOR LIGHTING CO.LTD. | Thailight | TLFLC1604YYZZ | Outdoor Luminaires | High Output | Architectural Flood and Spot Luminaires | Standard | FALSE | [9 empty] | 41866 |  |  | NotYetVerified |  | 3 | 14000 | 90 | 160 |  | 0.9 | 4000 | 80
P00000QCS | DONGGUAN THAILIGHT SEMICONDUCTOR LIGHTING CO.LTD. | Thailight | TLFLC1204YYZZ | Outdoor Luminaires | High Output | Architectural Flood and Spot Luminaires | Standard | FALSE | [9 empty] | 41866 |  |  | NotYetVerified |  | 3 | 10000 | 80 | 120 |  | 0.9 | 4000 | 80
P00000QD1 | DONGGUAN THAILIGHT SEMICONDUCTOR LIGHTING CO.LTD. | Thailight | TLFLC20035YYZZ | Outdoor Luminaires | High Output | Architectural Flood and Spot Luminaires | Standard | FALSE | [9 empty] | 41866 |  |  | NotYetVerified |  | 3 | 16000 | 80 | 200 |  | 0.9 | 3500 | 80
P00000QCW | DONGGUAN THAILIGHT SEMICONDUCTOR LIGHTING CO.LTD. | Thailight | TLFLC16035YYZZ | Outdoor Luminaires | High Output | Architectural Flood and Spot Luminaires | Standard | FALSE | [9 empty] | 41866 |  |  | NotYetVerified |  | 3 | 14000 | 90 | 160 |  | 0.9 | 3500 | 80
P00000QCR | DONGGUAN THAILIGHT SEMICONDUCTOR LIGHTING CO.LTD. | Thailight | TLFLC12035YYZZ | Outdoor Luminaires | High Output | Architectural Flood and Spot Luminaires | Standard | FALSE | [9 empty] | 41866 |  |  | NotYetVerified |  | 3 | 10000 | 80 | 120 |  | 0.9 | 3500 | 80
P00001E6O | Zenaro Lighting of America | Zenaro Lighting | VARIO-FL-2B-60-30-ND-T5S-IDS-NC-X-DLC | Outdoor Luminaires | Mid Output | Architectural Flood and Spot Luminaires | Standard | TRUE | 5079 | 87.79 | 57.85 | 12.7 | 0.9631 | 3181 | 74 | 5 | 66000 | 41865 |  |  | NotYetVerified |  | 3 | 5078.6 | 87.79 | 57.85 | 12.7 | 0.9631 | 3000 | 73.5
P00001E6Q | Zenaro Lighting of America | Zenaro Lighting | VARIO-FL-4B-120-30-ND-T5S-IDS-NC-X-DLC | Outdoor Luminaires | High Output | Architectural Flood and Spot Luminaires | Standard | TRUE | 10685 | 89.3 | 119.7 | 12.16 | 0.9477 | 3155 | 73.4 | 5 | 62000 | 41865 |  |  | NotYetVerified |  | 3 | 10685 | 89.3 | 119.7 | 12.16 | 0.9477 | 3000 | 73.4
P00001E6S | Zenaro Lighting of America | Zenaro Lighting | VARIO-FL-7B-250-30-ND-T5S-IDS-NC-X-DLC | Outdoor Luminaires | High Output | Architectural Flood and Spot Luminaires | Standard | TRUE | 25474 | 104.19 | 244.5 | 13.01 | 0.92 | 3204 | 70.7 | 5 | 50000 | 41865 |  |  | NotYetVerified |  | 3 | 25474 | 104.19 | 245 | 13.01 | 0.92 | 3000 | 70
P00001E6P | Zenaro Lighting of America | Zenaro Lighting | VARIO-FL-2B-60-45-ND-T5S-IDS-NC-X-DLC | Outdoor Luminaires | Mid Output | Architectural Flood and Spot Luminaires | Standard | FALSE | [9 empty] | 41865 |  |  | NotYetVerified |  | 3 | 6291.89 | 105.58 | 59.59 | 13.78 | 0.9662 | 4500 | 69.9
P00001E6R | Zenaro Lighting of America | Zenaro Lighting | VARIO-FL-4B-120-45-ND-T5S-IDS-NC-X-DLC | Outdoor Luminaires | High Output | Architectural Flood and Spot Luminaires | Standard | FALSE | [9 empty] | 41865 |  |  | NotYetVerified |  | 3 | 12996 | 110.54 | 117.6 | 12.42 | 0.935 | 4500 | 69.7
P00001E6T | Zenaro Lighting of America | Zenaro Lighting | VARIO-FL-7B-250-45-ND-T5S-IDS-NC-X-DLC | Outdoor Luminaires | High Output | Architectural Flood and Spot Luminaires | Standard | FALSE | [9 empty] | 41865 |  |  | NotYetVerified |  | 3 | 25474 | 104.19 | 244.5 | 13.01 | 0.92 | 4500 | 70.7
P00001E6N | Zenaro Lighting of America | Zenaro Lighting of America | Zona AL-48-47-ND-IDS-XX-XXX-BZ-DLC | Outdoor Luminaires | Low Output | Architectural Flood and Spot Luminaires | Standard | TRUE | 3845.62 | 77.68 | 49.51 | 18.6 | 0.95 | 4810 | 72.4 | 5 |  | 41863 |  |  | NotYetVerified |  | 3 | 3632 | 78 | 46.6 |  |  | 4700 | 75
P000004RB | Amerlux Exterior Lighting Group | Varieta Flood Light | FL6-30-NSP | Outdoor Luminaires | High Output | Architectural Flood and Spot Luminaires | Standard | TRUE | 15481 | 85.6 | 176.2 | 7.54 | 0.944 | 3000 | 71.4 | 10 | 50000 | 41862 |  |  | NotYetVerified |  | 3 | 15481 | 85.6 | 180.8 |  |  | 3000 | 71.4
P000004R5 | Amerlux Exterior Lighting Group | Varieta Flood Light | FL4-30-NSP | Outdoor Luminaires | High Output | Architectural Flood and Spot Luminaires | Standard | TRUE | 10447 | 88.2 | 121.5 | 7.54 | 0.944 | 3000 | 71.5 | 10 | 50000 | 41862 |  |  | NotYetVerified |  | 3 | 10447 | 88.2 | 118.6 |  |  | 3000 | 71.5
P000004RG | Amerlux Exterior Lighting Group | Varieta Flood Light | FL6-50-MFL | Outdoor Luminaires | High Output | Architectural Flood and Spot Luminaires | Standard | FALSE | [9 empty] | 41862 | Not Yet Verified | Not Yet Verified | NotYetVerified |  | 3 | 15477 | 89.1 | 173.7 | 4.29 | 0.994 | 4999 | 74.9
P000004RF | Amerlux Exterior Lighting Group | Varieta Flood Light | FL6-50-NSP | Outdoor Luminaires | High Output | Architectural Flood and Spot Luminaires | Standard | FALSE | [9 empty] | 41862 | Not Yet Verified | Not Yet Verified | NotYetVerified |  | 3 | 15395 | 84.7 | 181.8 | 4.24 | 0.995 | 4968 | 76.9
P000004R9 | Amerlux Exterior Lighting Group | Varieta Flood Light | FL4-50-NSP | Outdoor Luminaires | High Output | Architectural Flood and Spot Luminaires | Standard | FALSE | [9 empty] | 41862 | Not Yet Verified | Not Yet Verified | NotYetVerified |  | 3 | 10474 | 88.5 | 118.4 | 3.59 | 0.986 | 4967 | 75.5
P000004RA | Amerlux Exterior Lighting Group | Varieta Flood Light | FL4-50-MFL | Outdoor Luminaires | High Output | Architectural Flood and Spot Luminaires | Standard | FALSE | [9 empty] | 41862 | Not Yet Verified | Not Yet Verified | NotYetVerified |  | 3 | 10520 | 88.8 | 118.6 | 3.67 | 0.996 | 4930 | 76.2
P000004RE | Amerlux Exterior Lighting Group | Varieta Flood Light | FL6-40-MFL | Outdoor Luminaires | High Output | Architectural Flood and Spot Luminaires | Standard | FALSE | [9 empty] | 41862 | Not Yet Verified | Not Yet Verified | NotYetVerified |  | 3 | 15685 | 86.27 | 181.8 | 4.29 | 0.995 | 4000 | 71.4
P000004R8 | Amerlux Exterior Lighting Group | Varieta Flood Light | FL4-40-MFL | Outdoor Luminaires | High Output | Architectural Flood and Spot Luminaires | Standard | FALSE | [9 empty] | 41862 | Not Yet Verified | Not Yet Verified | NotYetVerified |  | 3 | 10525 | 88.7 | 118.6 | 3.67 | 0.985 | 4000 | 71.4
P000004RD | Amerlux Exterior Lighting Group | Varieta Flood Light | FL6-40-NSP | Outdoor Luminaires | High Output | Architectural Flood and Spot Luminaires | Standard | FALSE | [9 empty] | 41862 | Not Yet Verified | Not Yet Verified | NotYetVerified |  | 3 | 15450 | 85 | 181.8 | 4.24 | 0.995 | 4000 | 71.4
P000004R7 | Amerlux Exterior Lighting Group | Varieta Flood Light | FL4-40-NSP | Outdoor Luminaires | High Output | Architectural Flood and Spot Luminaires | Standard | FALSE | [9 empty] | 41862 | Not Yet Verified | Not Yet Verified | NotYetVerified |  | 3 | 10462 | 88.2 | 118.6 | 3.67 | 0.985 | 4000 | 71.4
P000004RC | Amerlux Exterior Lighting Group | Varieta Flood Light | FL6-30-MFL | Outdoor Luminaires | High Output | Architectural Flood and Spot Luminaires | Standard | FALSE | [9 empty] | 41862 | Not Yet Verified | Not Yet Verified | NotYetVerified |  | 3 | 15883 | 88.9 | 178.8 | 3.93 | 0.994 | 3028 | 71.6
P000004R6 | Amerlux Exterior Lighting Group | Varieta Flood Light | FL4-30-MFL | Outdoor Luminaires | High Output | Architectural Flood and Spot Luminaires | Standard | FALSE | [9 empty] | 41862 | Not Yet Verified | Not Yet Verified | NotYetVerified |  | 3 | 10531 | 87.5 | 120.4 | 3.51 | 0.985 | 3010 | 71.7
P00001L6C | Renesola Zhejiang Ltd | Renesola | RSL090G02 3000K | Outdoor Luminaires | Mid Output | Architectural Flood and Spot Luminaires | Standard | TRUE | 6911 | 74.05 | 93.33 | 14.35 | 0.9159 | 3213 | 82.1 | 5 | 50000 | 41859 |  |  | NotYetVerified |  | 3 |  | 80 | 90 |  | 0.998 | 3000
P00001L6O | Renesola Zhejiang Ltd | Renesola | RSL150G02 3000K | Outdoor Luminaires | High Output | Architectural Flood and Spot Luminaires | Standard | TRUE | 11381 | 76.08 | 149.59 | 14.23 | 0.905 | 3209 | 82.2 | 5 | 50000 | 41859 |  |  | NotYetVerified |  | 3 |  | 80 | 150 |  | 0.996 | 3000
P00001LI4 | Eran Financial Services LLC | Medinah | MED-FLL180 26W | Outdoor Luminaires | Low Output | Architectural Flood and Spot Luminaires | Standard | TRUE | 2236.8 | 78.68 | 28.43 | 20.2 | 0.904 | 5256 | 67.1 | 5 | 50000 | 41859 |  |  | NotYetVerified |  | 3 | 2160 | 72 | 30 |  | 0.9 | 5296
P00001L6I | Renesola Zhejiang Ltd | Renesola | RSL120G02 3000K | Outdoor Luminaires | Mid Output | Architectural Flood and Spot Luminaires | Standard | TRUE | 9106 | 75.58 | 120.47 | 16.71 | 0.887 | 3218 | 82.2 | 5 | 50000 | 41859 |  |  | NotYetVerified |  | 3 |  | 80 | 120 |  | 0.994 | 3000
P00001L6N | Renesola Zhejiang Ltd | Renesola | RSL120G02 5700K | Outdoor Luminaires | Mid Output | Architectural Flood and Spot Luminaires | Standard | FALSE | [9 empty] | 41859 | Not Yet Verified | Not Yet Verified | NotYetVerified |  | 3 | 9600 | 80 | 120 |  | 0.994 | 5700 | 72
P00001L6H | Renesola Zhejiang Ltd | Renesola | RSL090G02 5700K | Outdoor Luminaires | Mid Output | Architectural Flood and Spot Luminaires | Standard | FALSE | [9 empty] | 41859 | Not Yet Verified | Not Yet Verified | NotYetVerified |  | 3 | 7200 | 80 | 90 |  | 0.998 | 5700 | 72
P00001L6T | Renesola Zhejiang Ltd | Renesola | RSL150G02 5700K | Outdoor Luminaires | High Output | Architectural Flood and Spot Luminaires | Standard | FALSE | [9 empty] | 41859 | Not Yet Verified | Not Yet Verified | NotYetVerified |  | 3 | 12000 | 80 | 150 |  | 0.996 | 5700 | 72
P00001L6S | Renesola Zhejiang Ltd | Renesola | RSL150G02 5000K | Outdoor Luminaires | High Output | Architectural Flood and Spot Luminaires | Standard | FALSE | [9 empty] | 41859 | Not Yet Verified | Not Yet Verified | NotYetVerified |  | 3 | 12000 | 80 | 150 |  | 0.996 | 5000 | 75
P00001L6M | Renesola Zhejiang Ltd | Renesola | RSL120G02 5000K | Outdoor Luminaires | Mid Output | Architectural Flood and Spot Luminaires | Standard | FALSE | [9 empty] | 41859 | Not Yet Verified | Not Yet Verified | NotYetVerified |  | 3 | 9600 | 80 | 120 |  | 0.994 | 5000 | 74
P00001L6G | Renesola Zhejiang Ltd | Renesola | RSL090G02 5000K | Outdoor Luminaires | Mid Output | Architectural Flood and Spot Luminaires | Standard | FALSE | [9 empty] | 41859 | Not Yet Verified | Not Yet Verified | NotYetVerified |  | 3 | 7200 | 80 | 90 |  | 0.998 | 5000 | 74
P00001L6L | Renesola Zhejiang Ltd | Renesola | RSL120G02 4500K | Outdoor Luminaires | Mid Output | Architectural Flood and Spot Luminaires | Standard | FALSE | [9 empty] | 41859 | Not Yet Verified | Not Yet Verified | NotYetVerified |  | 3 | 9600 | 80 | 120 |  | 0.994 | 4500 | 77
P00001L6F | Renesola Zhejiang Ltd | Renesola | RSL090G02 4500K | Outdoor Luminaires | Mid Output | Architectural Flood and Spot Luminaires | Standard | FALSE | [9 empty] | 41859 | Not Yet Verified | Not Yet Verified | NotYetVerified |  | 3 | 7200 | 80 | 90 |  | 0.998 | 4500 | 76
P00001L6R | Renesola Zhejiang Ltd | Renesola | RSL150G02 4500K | Outdoor Luminaires | High Output | Architectural Flood and Spot Luminaires | Standard | FALSE | [9 empty] | 41859 | Not Yet Verified | Not Yet Verified | NotYetVerified |  | 3 | 12000 | 80 | 150 |  | 0.996 | 4500 | 76
P00001L6K | Renesola Zhejiang Ltd | Renesola | RSL120G02 4000K | Outdoor Luminaires | Mid Output | Architectural Flood and Spot Luminaires | Standard | FALSE | [9 empty] | 41859 | Not Yet Verified | Not Yet Verified | NotYetVerified |  | 3 | 9600 | 80 | 120 |  | 0.994 | 4000 | 78
P00001L6E | Renesola Zhejiang Ltd | Renesola | RSL090G02 4000K | Outdoor Luminaires | Mid Output | Architectural Flood and Spot Luminaires | Standard | FALSE | [9 empty] | 41859 | Not Yet Verified | Not Yet Verified | NotYetVerified |  | 3 | 7200 | 80 | 90 |  | 0.998 | 4000 | 78
P00001L6Q | Renesola Zhejiang Ltd | Renesola | RSL150G02 4000K | Outdoor Luminaires | High Output | Architectural Flood and Spot Luminaires | Standard | FALSE | [9 empty] | 41859 | Not Yet Verified | Not Yet Verified | NotYetVerified |  | 3 | 12000 | 80 | 150 |  | 0.996 | 4000 | 78
P00001L6J | Renesola Zhejiang Ltd | Renesola | RSL120G02 3500K | Outdoor Luminaires | Mid Output | Architectural Flood and Spot Luminaires | Standard | FALSE | [9 empty] | 41859 | Not Yet Verified | Not Yet Verified | NotYetVerified |  | 3 | 9600 | 80 | 120 |  | 0.994 | 3500 | 80
P00001L6D | Renesola Zhejiang Ltd | Renesola | RSL090G02 3500K | Outdoor Luminaires | Mid Output | Architectural Flood and Spot Luminaires | Standard | FALSE | [9 empty] | 41859 | Not Yet Verified | Not Yet Verified | NotYetVerified |  | 3 | 7200 | 80 | 90 |  | 0.998 | 3500 | 80
P00001L6P | Renesola Zhejiang Ltd | Renesola | RSL150G02 3500K | Outdoor Luminaires | High Output | Architectural Flood and Spot Luminaires | Standard | FALSE | [9 empty] | 41859 | Not Yet Verified | Not Yet Verified | NotYetVerified |  | 3 | 12000 | 80 | 150 |  | 0.996 | 3500 | 80
P00001LCH | Standard Lighting Shanghai Limited | Standard Lighting | TLED-XPF-600-57K | Outdoor Luminaires | Very High Output | Architectural Flood and Spot Luminaires | Standard | TRUE | 53887 | 87.79 | 613.8 | 7.8 | 0.981 | 5334 | 73.8 | 5 | 50000 | 41852 |  |  | NotYetVerified |  | 3 | 53000 | 90 | 640 |  | 0.9 | 5700 | 73
P00001LCF | Standard Lighting Shanghai Limited | Standard Lighting | TLED-XPF-220-50K | Outdoor Luminaires | High Output | Architectural Flood and Spot Luminaires | Standard | TRUE | 20217 | 90.7 | 222.9 | 14.32 | 0.972 | 4932 | 70.9 | 5 | 50000 | 41852 |  |  | NotYetVerified |  | 3 | 21000 | 90 | 220 |  | 0.9 | 5000 | 71
P00001LCG | Standard Lighting Shanghai Limited | Standard Lighting | TLED-XPF-440-50K | Outdoor Luminaires | Very High Output | Architectural Flood and Spot Luminaires | Standard | TRUE | 39205 | 88.04 | 445.3 | 14.3 | 0.971 | 5263 | 71.5 | 5 | 50000 | 41852 |  |  | NotYetVerified |  | 3 | 39000 | 90 | 440 |  | 0.9 | 5000 | 74
P00001L64 | Renesola Zhejiang Ltd | Renesola | RSL180G02 3000K | Outdoor Luminaires | High Output | Architectural Flood and Spot Luminaires | Standard | TRUE | 13681 | 75.17 | 182.01 | 11.51 | 0.918 | 3217 | 82.1 | 5 | 50000 | 41848 |  |  | NotYetVerified |  | 3 |  | 80 | 180 |  | 0.998 | 3000
P00001L5Y | Renesola Zhejiang Ltd | Renesola | RSL060G02 3000K | Outdoor Luminaires | Low Output | Architectural Flood and Spot Luminaires | Standard | TRUE | 4550 | 73.21 | 62.15 | 21.06 | 0.906 | 4550 | 82 | 5 | 50000 | 41848 |  |  | NotYetVerified |  | 3 |  | 80 | 60 |  | 0.996 | 3000
P00001L63 | Renesola Zhejiang Ltd | Renesola | RSL060G02 5700K | Outdoor Luminaires | Low Output | Architectural Flood and Spot Luminaires | Standard | FALSE | [9 empty] | 41848 | Not Yet Verified | Not Yet Verified | NotYetVerified |  | 3 | 4800 | 80 | 60 |  | 0.996 | 5700 | 73
P00001L69 | Renesola Zhejiang Ltd | Renesola | RSL180G02 5700K | Outdoor Luminaires | High Output | Architectural Flood and Spot Luminaires | Standard | FALSE | [9 empty] | 41848 | Not Yet Verified | Not Yet Verified | NotYetVerified |  | 3 | 14400 | 80 | 180 |  | 0.998 | 5700 | 72
P00001L62 | Renesola Zhejiang Ltd | Renesola | RSL060G02 5000K | Outdoor Luminaires | Low Output | Architectural Flood and Spot Luminaires | Standard | FALSE | [9 empty] | 41848 | Not Yet Verified | Not Yet Verified | NotYetVerified |  | 3 | 4800 | 80 | 60 |  | 0.996 | 5000 | 80
P00001L68 | Renesola Zhejiang Ltd | Renesola | RSL180G02 5000K | Outdoor Luminaires | High Output | Architectural Flood and Spot Luminaires | Standard | FALSE | [9 empty] | 41848 | Not Yet Verified | Not Yet Verified | NotYetVerified |  | 3 | 14400 | 80 | 180 |  | 0.998 | 5000 | 75
P00001L61 | Renesola Zhejiang Ltd | Renesola | RSL060G02 4500K | Outdoor Luminaires | Low Output | Architectural Flood and Spot Luminaires | Standard | FALSE | [9 empty] | 41848 | Not Yet Verified | Not Yet Verified | NotYetVerified |  | 3 | 4800 | 80 | 60 |  | 0.996 | 4500 | 80
P00001L67 | Renesola Zhejiang Ltd | Renesola | RSL180G02 4500K | Outdoor Luminaires | High Output | Architectural Flood and Spot Luminaires | Standard | FALSE | [9 empty] | 41848 | Not Yet Verified | Not Yet Verified | NotYetVerified |  | 3 | 14400 | 80 | 180 |  | 0.998 | 4500 | 76
P00001L60 | Renesola Zhejiang Ltd | Renesola | RSL060G02 4000K | Outdoor Luminaires | Low Output | Architectural Flood and Spot Luminaires | Standard | FALSE | [9 empty] | 41848 | Not Yet Verified | Not Yet Verified | NotYetVerified |  | 3 | 4800 | 80 | 60 |  | 0.996 | 4000 | 80
P00001L66 | Renesola Zhejiang Ltd | Renesola | RSL180G02 4000K | Outdoor Luminaires | High Output | Architectural Flood and Spot Luminaires | Standard | FALSE | [9 empty] | 41848 | Not Yet Verified | Not Yet Verified | NotYetVerified |  | 3 | 14400 | 80 | 180 |  | 0.998 | 4000 | 78
P00001L5Z | Renesola Zhejiang Ltd | Renesola | RSL060G02 3500K | Outdoor Luminaires | Low Output | Architectural Flood and Spot Luminaires | Standard | FALSE | [9 empty] | 41848 | Not Yet Verified | Not Yet Verified | NotYetVerified |  | 3 | 4800 | 80 | 60 |  | 0.996 | 3500 | 80
P00001L65 | Renesola Zhejiang Ltd | Renesola | RSL180G02 3500K | Outdoor Luminaires | High Output | Architectural Flood and Spot Luminaires | Standard | FALSE | [9 empty] | 41848 | Not Yet Verified | Not Yet Verified | NotYetVerified |  | 3 | 14400 | 80 | 180 |  | 0.998 | 3500 | 80
P00001LAN | Shenzhen Mecree Photoelectric Technology Co. Ltd. | Shenzhen Mecree Photoelectric | GL-FL-1000W | Outdoor Luminaires | Very High Output | Architectural Flood and Spot Luminaires | Standard | TRUE | 104989.8 | 104.23 | 1007.3 | 11.4 | 0.94 | 5194 | 82.7 | 5 | 50000 | 41845 |  |  | NotYetVerified |  | 3 | 104989 | 104 | 1000 |  | 0.9 | 5000 | 82
P00001LAM | Shenzhen Mecree Photoelectric Technology Co. Ltd. | Shenzhen Mecree Photoelectric | GL-FL-100W | Outdoor Luminaires | High Output | Architectural Flood and Spot Luminaires | Standard | TRUE | 13936.44 | 123.77 | 112.6 | 16.3 | 0.92 | 5032 | 82.5 | 5 | 50000 | 41845 |  |  | NotYetVerified |  | 3 | 13936 | 123.77 | 112.6 |  | 0.9 | 5000 | 80
P00001LAP | Shenzhen Mecree Photoelectric Technology Co. Ltd. | Shenzhen Mecree Photoelectric | GL-FL-200W | Outdoor Luminaires | High Output | Architectural Flood and Spot Luminaires | Standard | FALSE | [9 empty] | 41845 |  |  | NotYetVerified |  | 3 | 26640.9 | 122.37 | 210 |  | 0.9 | 5000 | 80
P00001LAO | Shenzhen Mecree Photoelectric Technology Co. Ltd. | Shenzhen Mecree Photoelectric | GL-FL-150W | Outdoor Luminaires | High Output | Architectural Flood and Spot Luminaires | Standard | FALSE | [9 empty] | 41845 |  |  | NotYetVerified |  | 3 | 18758.9 | 117.8 | 150 |  | 0.9 | 5000 | 80
P00001LAU | Shenzhen Mecree Photoelectric Technology Co. Ltd. | Shenzhen Mecree Photoelectric | GL-FL-800W | Outdoor Luminaires | Very High Output | Architectural Flood and Spot Luminaires | Standard | FALSE | [9 empty] | 41845 |  |  | NotYetVerified |  | 3 | 87529.94 | 107.3 | 800 |  | 0.9 | 5000 | 80
P00001LAT | Shenzhen Mecree Photoelectric Technology Co. Ltd. | Shenzhen Mecree Photoelectric | GL-FL-650 | Outdoor Luminaires | Very High Output | Architectural Flood and Spot Luminaires | Standard | FALSE | [9 empty] | 41845 |  |  | NotYetVerified |  | 3 | 76517.05 | 115.05 | 660 |  | 0.9 | 5000 | 80
P00001LAS | Shenzhen Mecree Photoelectric Technology Co. Ltd. | Shenzhen Mecree Photoelectric | GL-FL-500W | Outdoor Luminaires | Very High Output | Architectural Flood and Spot Luminaires | Standard | FALSE | [9 empty] | 41845 |  |  | NotYetVerified |  | 3 | 60242.11 | 114.2 | 510 |  | 0.9 | 5000 | 80
P00001LAR | Shenzhen Mecree Photoelectric Technology Co. Ltd. | Shenzhen Mecree Photoelectric | GL-FL-400W | Outdoor Luminaires | Very High Output | Architectural Flood and Spot Luminaires | Standard | FALSE | [9 empty] | 41845 |  |  | NotYetVerified |  | 3 | 50297.57 | 118.75 | 420 |  | 0.9 | 5000 | 80
P00001LAQ | Shenzhen Mecree Photoelectric Technology Co. Ltd. | Shenzhen Mecree Photoelectric | GL-FL-300W | Outdoor Luminaires | Very High Output | Architectural Flood and Spot Luminaires | Standard | FALSE | [9 empty] | 41845 |  |  | NotYetVerified |  | 3 | 37868.89 | 119.08 | 310 |  | 0.9 | 5000 | 80
P000004QZ | Amerlux Exterior Lighting Group | Varieta Flood Light | FL2-30-NSP | Outdoor Luminaires | Mid Output | Architectural Flood and Spot Luminaires | Standard | TRUE | 5168 | 83.4 | 61.98 | 7.54 | 0.944 | 3013 | 71.5 | 5 | 50000 | 41844 |  |  | NotYetVerified |  | 3 | 5303 | 85.5 | 62.1 |  |  | 3013 | 71.5
P000004R4 | Amerlux Exterior Lighting Group | Varieta Flood Light | FL2-50-MFL | Outdoor Luminaires | Mid Output | Architectural Flood and Spot Luminaires | Standard | FALSE | [9 empty] | 41844 | Not Yet Verified | Not Yet Verified | NotYetVerified |  | 3 | 5472 | 89.1 | 61.4 | 7.09 | 0.995 | 4981 | 76.3
P000004R3 | Amerlux Exterior Lighting Group | Varieta Flood Light | FL2-50-NSP | Outdoor Luminaires | Mid Output | Architectural Flood and Spot Luminaires | Standard | FALSE | [9 empty] | 41844 | Not Yet Verified | Not Yet Verified | NotYetVerified |  | 3 | 5464 | 87.9 | 61.6 | 8.24 | 0.994 | 4940 | 76.1
P000004R2 | Amerlux Exterior Lighting Group | Varieta Flood Light | FL2-40-MFL | Outdoor Luminaires | Mid Output | Architectural Flood and Spot Luminaires | Standard | FALSE | [9 empty] | 41844 | Not Yet Verified | Not Yet Verified | NotYetVerified |  | 3 | 5480 | 90.2 | 62.1 | 7.1 | 0.995 | 4000 | 71.4
P000004R1 | Amerlux Exterior Lighting Group | Varieta Flood Light | FL2-40-NSP | Outdoor Luminaires | Mid Output | Architectural Flood and Spot Luminaires | Standard | FALSE | [9 empty] | 41844 | Not Yet Verified | Not Yet Verified | NotYetVerified |  | 3 | 5385 | 83.9 | 62.1 | 8.2 | 0.995 | 4000 | 71.4
P000004R0 | Amerlux Exterior Lighting Group | Varieta Flood Light | FL2-30-MFL | Outdoor Luminaires | Mid Output | Architectural Flood and Spot Luminaires | Standard | FALSE | [9 empty] | 41844 | Not Yet Verified | Not Yet Verified | NotYetVerified |  | 3 | 5505 | 88.5 | 62.2 | 6.77 | 0.996 | 3026 | 71.5
P00001GX3 | S LITE CO. LTD. | S LITE | FL152AL-TU(3000K) | Outdoor Luminaires | Low Output | Architectural Flood and Spot Luminaires | Standard | TRUE | 1542.6 | 83.13 | 18.56 | 18.37 | 0.9136 | 3210 | 81.9 | 5 |  | 41843 |  |  | NotYetVerified |  | 3 | 1542 | 83.13 | 18.56 | 18.37 | 0.9136 | 3000 | 81.9
P00001GX9 | S LITE CO. LTD. | S LITE | FL151AL-TU(3000K) | Outdoor Luminaires | Low Output | Architectural Flood and Spot Luminaires | Standard | TRUE | 1540.5 | 83.57 | 18.43 | 18.65 | 0.9108 | 3211 | 81.8 | 5 |  | 41843 |  |  | NotYetVerified |  | 3 | 1540.5 | 83.57 | 18.43 | 18.65 | 0.9108 | 3000 | 81.8
P00001GXF | S LITE CO. LTD. | S LITE | FL153AL-SW(3500K) | Outdoor Luminaires | Low Output | Architectural Flood and Spot Luminaires | Standard | TRUE | 1499.8 | 79.92 | 18.77 | 15.98 | 0.9064 | 3271 | 81.3 | 5 |  | 41843 |  |  | NotYetVerified |  | 3 | 1499.8 | 79.92 | 18.77 | 15.98 | 0.9064 | 3500 | 81.3
P00001GX8 | S LITE CO. LTD. | S LITE | FL152AL-TU(5700K) | Outdoor Luminaires | Low Output | Architectural Flood and Spot Luminaires | Standard | FALSE | [9 empty] | 41843 | Not Yet Verified | Not Yet Verified | NotYetVerified |  | 3 | 1594 | 86.87 | 18.35 | 18.91 | 0.9107 | 5700 | 72.7
P00001GXE | S LITE CO. LTD. | S LITE | FL151AL-TU(5700K) | Outdoor Luminaires | Low Output | Architectural Flood and Spot Luminaires | Standard | FALSE | [9 empty] | 41843 | Not Yet Verified | Not Yet Verified | NotYetVerified |  | 3 | 1603 | 84.46 | 18.98 | 17.92 | 0.9142 | 5700 | 70
P00001GXJ | S LITE CO. LTD. | S LITE | FL153AL-SW(5700K) | Outdoor Luminaires | Low Output | Architectural Flood and Spot Luminaires | Standard | FALSE | [9 empty] | 41843 | Not Yet Verified | Not Yet Verified | NotYetVerified |  | 3 | 1548 | 84.22 | 18.38 | 17.23 | 0.9078 | 5700 | 70
P00001GX7 | S LITE CO. LTD. | S LITE | FL152AL-TU(5000K) | Outdoor Luminaires | Low Output | Architectural Flood and Spot Luminaires | Standard | FALSE | [9 empty] | 41843 | Not Yet Verified | Not Yet Verified | NotYetVerified |  | 3 | 1542.6 | 83.13 | 18.56 | 18.37 | 0.9136 | 5000 | 81.9
P00001GXD | S LITE CO. LTD. | S LITE | FL151AL-TU(5000K) | Outdoor Luminaires | Low Output | Architectural Flood and Spot Luminaires | Standard | FALSE | [9 empty] | 41843 | Not Yet Verified | Not Yet Verified | NotYetVerified |  | 3 | 1540.5 | 83.57 | 18.43 | 18.65 | 0.9108 | 5000 | 81.8
P00001GXI | S LITE CO. LTD. | S LITE | FL153AL-SW(5000K) | Outdoor Luminaires | Low Output | Architectural Flood and Spot Luminaires | Standard | FALSE | [9 empty] | 41843 | Not Yet Verified | Not Yet Verified | NotYetVerified |  | 3 | 1499.8 | 79.92 | 18.77 | 15.98 | 0.9064 | 5000 | 81.3
P00001GX6 | S LITE CO. LTD. | S LITE | FL152AL-TU(4500K) | Outdoor Luminaires | Low Output | Architectural Flood and Spot Luminaires | Standard | FALSE | [9 empty] | 41843 | Not Yet Verified | Not Yet Verified | NotYetVerified |  | 3 | 1542.6 | 83.13 | 18.56 | 18.37 | 0.9136 | 4500 | 81.9
P00001GXC | S LITE CO. LTD. | S LITE | FL151AL-TU(4500K) | Outdoor Luminaires | Low Output | Architectural Flood and Spot Luminaires | Standard | FALSE | [9 empty] | 41843 | Not Yet Verified | Not Yet Verified | NotYetVerified |  | 3 | 1540.5 | 83.57 | 18.43 | 18.65 | 0.9108 | 4500 | 81.8
P00001GXH | S LITE CO. LTD. | S LITE | FL153AL-SW(4500K) | Outdoor Luminaires | Low Output | Architectural Flood and Spot Luminaires | Standard | FALSE | [9 empty] | 41843 | Not Yet Verified | Not Yet Verified | NotYetVerified |  | 3 | 1499.8 | 79.92 | 18.77 | 15.98 | 0.9064 | 4500 | 81.3
P00001GX5 | S LITE CO. LTD. | S LITE | FL152AL-TU(4000K) | Outdoor Luminaires | Low Output | Architectural Flood and Spot Luminaires | Standard | FALSE | [9 empty] | 41843 | Not Yet Verified | Not Yet Verified | NotYetVerified |  | 3 | 1542.6 | 83.13 | 18.56 | 18.37 | 0.9136 | 4000 | 81.9
P00001GXB | S LITE CO. LTD. | S LITE | FL151AL-TU(4000K) | Outdoor Luminaires | Low Output | Architectural Flood and Spot Luminaires | Standard | FALSE | [9 empty] | 41843 | Not Yet Verified | Not Yet Verified | NotYetVerified |  | 3 | 1540.5 | 83.57 | 18.43 | 18.65 | 0.9108 | 4000 | 81.8
P00001GXG | S LITE CO. LTD. | S LITE | FL153AL-SW(4000K) | Outdoor Luminaires | Low Output | Architectural Flood and Spot Luminaires | Standard | FALSE | [9 empty] | 41843 | Not Yet Verified | Not Yet Verified | NotYetVerified |  | 3 | 1499.8 | 79.92 | 18.77 | 15.98 | 0.9064 | 4000 | 81.3
P00001GX4 | S LITE CO. LTD. | S LITE | FL152AL-TU(3500K) | Outdoor Luminaires | Low Output | Architectural Flood and Spot Luminaires | Standard | FALSE | [9 empty] | 41843 | Not Yet Verified | Not Yet Verified | NotYetVerified |  | 3 | 1542.6 | 83.13 | 18.56 | 18.37 | 0.9136 | 3500 | 81.9
P00001GXA | S LITE CO. LTD. | S LITE | FL151AL-TU(3500K) | Outdoor Luminaires | Low Output | Architectural Flood and Spot Luminaires | Standard | FALSE | [9 empty] | 41843 | Not Yet Verified | Not Yet Verified | NotYetVerified |  | 3 | 1540.5 | 83.57 | 18.43 | 18.65 | 0.9108 | 3500 | 81.8
P00000QO5 | Cree Inc. | E-Conolight | E-HL6F11CS* | Outdoor Luminaires | High Output | Architectural Flood and Spot Luminaires | Standard | TRUE | 11121.1 | 77.34 | 143.79 | 19.6 | 0.935 | 5296 | 74 | 5 | 50000 | 41836 |  |  | NotYetVerified |  | 3 | 11500 | 79.9 | 144 | 20 | 0.9 | 5000 | 70
P00000QO1 | Cree Inc. | E-Conolight | E-GL4F03C2* | Outdoor Luminaires | Low Output | Architectural Flood and Spot Luminaires | Standard | TRUE | 2921 | 81.59 | 35.8 | 19.4 | 0.933 | 4898 | 71 | 5 | 50000 | 41836 |  |  | NotYetVerified |  | 3 | 2800 | 77.8 | 36 | 20 | 0.9 | 5000 | 70
P00000QO4 | Cree Inc. | E-Conolight | E-HL6S11NS* | Outdoor Luminaires | High Output | Architectural Flood and Spot Luminaires | Standard | TRUE | 11334 | 81.5 | 139.1 | 17.7 | 0.933 | 4037 | 82 | 5 | 50000 | 41836 |  |  | NotYetVerified |  | 3 | 11500 | 79.9 | 144 | 20 | 0.9 | 4000 | 70
P00000U3F | Grandlite International Corp | Grandlite | LED-2800-W [SF TR] 90W | Outdoor Luminaires | Mid Output | Architectural Flood and Spot Luminaires | Standard | TRUE | 7126.75 | 81 | 87.45 | 19 | 0.93 | 5174 | 83 | 5 |  | 41836 |  |  | NotYetVerified |  | 3 | 7100 | 79 | 90 |  |  | 5000
P00000U3G | Grandlite International Corp | Grandlite | LED-2800-W [SF TR] 150W | Outdoor Luminaires | High Output | Architectural Flood and Spot Luminaires | Standard | TRUE | 12769.01 | 86 | 148.03 | 13 | 0.93 | 5260 | 76 | 5 |  | 41836 |  |  | NotYetVerified |  | 3 | 12700 | 85 | 150 |  |  | 5000
P00000QO0 | Cree Inc. | E-Conolight | E-GL4F03N2* | Outdoor Luminaires | Low Output | Architectural Flood and Spot Luminaires | Standard | TRUE | 2783 | 78.4 | 35.5 | 17.9 | 0.93 | 4333 | 78 | 5 | 50000 | 41836 |  |  | NotYetVerified |  | 3 | 2800 | 77.8 | 36 | 20 | 0.9 | 4000 | 70
P00000QO2 | Cree Inc. | E-Conolight | E-GL4S03C2* | Outdoor Luminaires | Low Output | Architectural Flood and Spot Luminaires | Standard | FALSE | [9 empty] | 41836 |  |  | NotYetVerified |  | 3 | 2800 | 77.8 | 36 | 20 | 0.9 | 5000 | 70
P00000QO7 | Cree Inc. | E-Conolight | E-HL6S11CS* | Outdoor Luminaires | High Output | Architectural Flood and Spot Luminaires | Standard | FALSE | [9 empty] | 41836 |  |  | NotYetVerified |  | 3 | 11500 | 79.9 | 144 | 20 | 0.9 | 5000 | 70
P00000QO6 | Cree Inc. | E-Conolight | E-HL6F11NS* | Outdoor Luminaires | High Output | Architectural Flood and Spot Luminaires | Standard | FALSE | [9 empty] | 41836 |  |  | NotYetVerified |  | 3 | 11500 | 79.9 | 144 | 20 | 0.9 | 4000 | 70
P00000QO3 | Cree Inc. | E-Conolight | E-GL4S03N2* | Outdoor Luminaires | Low Output | Architectural Flood and Spot Luminaires | Standard | FALSE | [9 empty] | 41836 |  |  | NotYetVerified |  | 3 | 2800 | 77.8 | 36 | 20 | 0.9 | 4000 | 70
P00000UNC | Howard Lighting | Howard | SLF-40-40-MV | Outdoor Luminaires | Low Output | Architectural Flood and Spot Luminaires | Standard | TRUE | 3375 | 84.2 | 40.1 | 23.2 | 0.909 | 3944 | 74 | 5 | 50000 | 41835 |  |  | NotYetVerified |  | 3
P00001FP2 | Mission LED Lighting Company Ltd. | Mission LED Lighting Company Ltd. | MS-FS-018-BV-80W | Outdoor Luminaires | Mid Output | Architectural Flood and Spot Luminaires | Standard | TRUE | 6119 | 75.16 | 81.41 | 11.9 | 0.977 | 5260 | 77 | 5 | 55000 | 41834 |  |  | NotYetVerified |  | 3 | 6000 | 75 | 80 |  | 0.95 | 5200 | 75
P000012Y7 | OSRAM | PermaLED Floodlight | FLS-L-055-740-WF-UNV-XX | Outdoor Luminaires | Mid Output | Architectural Flood and Spot Luminaires | Standard | TRUE | 5611 | 104.3 | 53.79 | 16.4 | 0.962 | 4190 | 81.6 | 5 | 100000 | 41834 |  |  | NotYetVerified |  | 3 | 5666 | 105.5 | 53.72 | 16.4 | 0.962 | 4190 | 81.6
P000012Y5 | OSRAM | PermaLED Floodlight | FLS-L-035-740-WF-UNV-XX | Outdoor Luminaires | Low Output | Architectural Flood and Spot Luminaires | Standard | TRUE | 3943 | 111.4 | 35.38 | 19.6 | 0.959 | 4158 | 81.9 | 5 | 100000 | 41834 |  |  | NotYetVerified |  | 3 | 4222 | 119 | 35.47 | 19.6 | 0.963 | 4780 | 77.6
P00001FP4 | Mission LED Lighting Company Ltd. | Mission LED Lighting Company Ltd. | MS-FS-016-BV-150W-5K | Outdoor Luminaires | High Output | Architectural Flood and Spot Luminaires | Standard | TRUE | 14691 | 93.72 | 156.7 | 8.4 | 0.948 | 5444 | 78.2 | 5 | 55000 | 41834 |  |  | NotYetVerified |  | 3 | 13000 | 87 | 150 | 20 | 0.9 | 5200 | 75
P00001FP0 | Mission LED Lighting Company Ltd. | Mission LED Lighting Company Ltd. | MS-FS-007-BV-110 | Outdoor Luminaires | Low Output | Architectural Flood and Spot Luminaires | Standard | TRUE | 2593 | 75.66 | 34.26 | 18.8 | 0.928 | 5238 | 77 | 5 | 55000 | 41834 |  |  | NotYetVerified |  | 3 | 2600 | 80 | 35 |  | 0.95 | 5200 | 75
P00001FP1 | Mission LED Lighting Company Ltd. | Mission LED Lighting Company Ltd. | MS-FS-008-BV-110 | Outdoor Luminaires | Low Output | Architectural Flood and Spot Luminaires | Standard | TRUE | 3906 | 76.84 | 50.83 | 17.4 | 0.928 | 5130 | 76 | 5 | 55000 | 41834 |  |  | NotYetVerified |  | 3 | 4000 | 80 | 50 |  | 0.9 | 5200 | 80
P00001FP3 | Mission LED Lighting Company Ltd. | Mission LED Lighting Company Ltd. | MS-FS-009-BV-90 | Outdoor Luminaires | High Output | Architectural Flood and Spot Luminaires | Standard | TRUE | 11644 | 90.15 | 129.1 | 12.2 | 0.921 | 5408 | 78 | 5 | 55000 | 41834 |  |  | NotYetVerified |  | 3 | 10000 | 80 | 120 |  | 0.95 | 5200 | 75
P000012Y9 | OSRAM | PermaLED Medium Floodlight | FLM-L-200-740-WF-UNV-XX | Outdoor Luminaires | High Output | Architectural Flood and Spot Luminaires | Standard | TRUE | 18730 | 91.23 | 205.3 | 16.67 | 0.872 | 3915 | 81.4 | 5 | 100000 | 41834 |  |  | NotYetVerified |  | 3 | 18730 | 91.23 | 205.3 | 16.67 | 0.872 | 3915 | 81.4
P000012YA | OSRAM | PermaLED Medium Floodlight | FLM-L-200-750-WF-UNV-XX | Outdoor Luminaires | High Output | Architectural Flood and Spot Luminaires | Standard | FALSE | [9 empty] | 41834 |  |  | NotYetVerified |  | 3 | 20891 | 101.9 | 205 | 17.82 | 0.928 | 5152 | 75.6
P000012Y8 | OSRAM | PermaLED Floodlight | FLS-L-055-750-WF-UNV-XX | Outdoor Luminaires | Mid Output | Architectural Flood and Spot Luminaires | Standard | FALSE | [9 empty] | 41834 |  |  | NotYetVerified |  | 3 | 5811 | 107.2 | 54.23 | 16.28 | 0.962 | 5084 | 74.3
P000012Y6 | OSRAM | PermaLED Floodlight | FLS-L-035-750-WF-UNV-XX | Outdoor Luminaires | Low Output | Architectural Flood and Spot Luminaires | Standard | FALSE | [9 empty] | 41834 |  |  | NotYetVerified |  | 3 | 4222 | 119 | 35.47 | 18.12 | 0.959 | 4780 | 77.6
P000015NL | Philips Gardco | FX1 Floodlight LED | FX2128xxSNx5xxx | Outdoor Luminaires | High Output | Architectural Flood and Spot Luminaires | Standard | TRUE | 21092 | 101.1 | 206.9 | 14.39 | 0.931 | 4008 | 73.6 | 5 | 50000 | 41831 |  |  | NotYetVerified |  | 3 | 18426 | 89.6 | 205.6 |  |  | 4000 | 75
P000015NK | Philips Gardco | FX1 Floodlight LED | FX132xxFNA7xxx | Outdoor Luminaires | Mid Output | Architectural Flood and Spot Luminaires | Standard | TRUE | 6313 | 89.5 | 70.54 | 11.67 | 0.916 | 4103 | 72.6 | 5 | 50000 | 41831 |  |  | NotYetVerified |  | 3 | 5719 | 79.4 | 72 |  |  | 4000 | 75
P000015NJ | Philips Gardco | FX1 Floodlight LED | FX132xxFNA3xxx (120-240 only) | Outdoor Luminaires | Low Output | Architectural Flood and Spot Luminaires | Standard | TRUE | 3497 | 98.41 | 35.42 | 10.88 | 0.8827 | 4010 | 72.8 | 5 | 50000 | 41831 |  |  | NotYetVerified |  | 3 | 3271 | 90.4 | 36.2 |  |  | 4000 | 75
P000015OP | Philips Gardco | FX1 Floodlight LED | FX164xxFNx5xxx | Outdoor Luminaires | Mid Output | Architectural Flood and Spot Luminaires | Standard | FALSE | [9 empty] | 41831 |  |  | NotYetVerified |  | 3 | 9268 | 90.5786 | 102.32 |  |  | 4000 | 75
P000015OV | Philips Gardco | FX1 Floodlight LED | FX180xxFNA3xxx | Outdoor Luminaires | Mid Output | Architectural Flood and Spot Luminaires | Standard | FALSE | [9 empty] | 41831 |  |  | NotYetVerified |  | 3 | 7926 | 94.5259 | 83.85 |  |  | 4000 | 75
P000015OD | Philips Gardco | FX1 Floodlight LED | FX148xxFNx5xxx | Outdoor Luminaires | Mid Output | Architectural Flood and Spot Luminaires | Standard | FALSE | [9 empty] | 41831 |  |  | NotYetVerified |  | 3 | 7084 | 89.3316 | 79.3 |  |  | 4000 | 75
P000015OJ | Philips Gardco | FX1 Floodlight LED | FX164xxFNA3xxx | Outdoor Luminaires | Mid Output | Architectural Flood and Spot Luminaires | Standard | FALSE | [9 empty] | 41831 |  |  | NotYetVerified |  | 3 | 6541 | 94.9347 | 68.9 |  |  | 4000 | 75
P000015O7 | Philips Gardco | FX1 Floodlight LED | FX148xxFNA3xxx (120-240 only) | Outdoor Luminaires | Low Output | Architectural Flood and Spot Luminaires | Standard | FALSE | [9 empty] | 41831 |  |  | NotYetVerified |  | 3 | 4906 | 90.8518 | 54 |  |  | 4000 | 75
P000015NW | Philips Gardco | FX1 Floodlight LED | FX132xxFNA5xxx | Outdoor Luminaires | Low Output | Architectural Flood and Spot Luminaires | Standard | FALSE | [9 empty] | 41831 |  |  | NotYetVerified |  | 3 | 4634 | 87.2693 | 53.1 |  |  | 4000 | 75
P000015PO | Philips Gardco | FX2 Floodlight LED | FX2160xxFNx5xxx | Outdoor Luminaires | High Output | Architectural Flood and Spot Luminaires | Standard | FALSE | [9 empty] | 41831 |  |  | NotYetVerified |  | 3 | 23238 | 91.7772 | 253.2 |  |  | 4000 | 75
P000015PC | Philips Gardco | FX2 Floodlight LED | FX2128xxFNx5xxx | Outdoor Luminaires | High Output | Architectural Flood and Spot Luminaires | Standard | FALSE | [9 empty] | 41831 |  |  | NotYetVerified |  | 3 | 18658 | 90.749 | 205.6 |  |  | 4000 | 75
P000015PI | Philips Gardco | FX2 Floodlight LED | FX2160xxFNA3xxx | Outdoor Luminaires | High Output | Architectural Flood and Spot Luminaires | Standard | FALSE | [9 empty] | 41831 |  |  | NotYetVerified |  | 3 | 16412 | 95.5297 | 171.8 |  |  | 4000 | 75
P000015P7 | Philips Gardco | FX2 Floodlight LED | FX2128xxFNA3xxx | Outdoor Luminaires | High Output | Architectural Flood and Spot Luminaires | Standard | FALSE | [9 empty] | 41831 |  |  | NotYetVerified |  | 3 | 13433 | 95.95 | 140 |  |  | 4000 | 75
P000015P1 | Philips Gardco | FX1 Floodlight LED | FX180xxFNx5xxx | Outdoor Luminaires | High Output | Architectural Flood and Spot Luminaires | Standard | FALSE | [9 empty] | 41831 |  |  | NotYetVerified |  | 3 | 11176 | 88.3478 | 126.5 |  |  | 4000 | 75
P000015ON | Philips Gardco | FX1 Floodlight LED | FX164xxWNx5xxx | Outdoor Luminaires | Mid Output | Architectural Flood and Spot Luminaires | Standard | FALSE | [9 empty] | 41831 |  |  | NotYetVerified |  | 3 | 9645 | 94.2631 | 102.32 |  |  | 4000 | 75
P000015OT | Philips Gardco | FX1 Floodlight LED | FX180xxWNA3xxx | Outdoor Luminaires | Mid Output | Architectural Flood and Spot Luminaires | Standard | FALSE | [9 empty] | 41831 |  |  | NotYetVerified |  | 3 | 8714 | 103.9237 | 83.85 |  |  | 4000 | 75
P000015OB | Philips Gardco | FX1 Floodlight LED | FX148xxWNx5xxx | Outdoor Luminaires | Mid Output | Architectural Flood and Spot Luminaires | Standard | FALSE | [9 empty] | 41831 |  |  | NotYetVerified |  | 3 | 7495 | 94.5145 | 79.3 |  |  | 4000 | 75
P000015OH | Philips Gardco | FX1 Floodlight LED | FX164xxWNA3xxx | Outdoor Luminaires | Mid Output | Architectural Flood and Spot Luminaires | Standard | FALSE | [9 empty] | 41831 |  |  | NotYetVerified |  | 3 | 6945 | 100.7983 | 68.9 |  |  | 4000 | 75
P000015O0 | Philips Gardco | FX1 Floodlight LED | FX132xxWNA7xxx | Outdoor Luminaires | Mid Output | Architectural Flood and Spot Luminaires | Standard | FALSE | [9 empty] | 41831 |  |  | NotYetVerified |  | 3 | 6168 | 85.6667 | 72 |  |  | 4000 | 75
P000015O5 | Philips Gardco | FX1 Floodlight LED | FX148xxWNA3xxx (120-240 only) | Outdoor Luminaires | Mid Output | Architectural Flood and Spot Luminaires | Standard | FALSE | [9 empty] | 41831 |  |  | NotYetVerified |  | 3 | 5396 | 99.9259 | 54 |  |  | 4000 | 75
P000015NU | Philips Gardco | FX1 Floodlight LED | FX132xxWNA5xxx | Outdoor Luminaires | Low Output | Architectural Flood and Spot Luminaires | Standard | FALSE | [9 empty] | 41831 |  |  | NotYetVerified |  | 3 | 4999 | 94.1431 | 53.1 |  |  | 4000 | 75
P000015NP | Philips Gardco | FX1 Floodlight LED | FX132xxWNA3xxx (120-240 only) | Outdoor Luminaires | Low Output | Architectural Flood and Spot Luminaires | Standard | FALSE | [9 empty] | 41831 |  |  | NotYetVerified |  | 3 | 3598 | 99.3923 | 36.2 |  |  | 4000 | 75
P000015PM | Philips Gardco | FX2 Floodlight LED | FX2160xxWNx5xxx | Outdoor Luminaires | High Output | Architectural Flood and Spot Luminaires | Standard | FALSE | [9 empty] | 41831 |  |  | NotYetVerified |  | 3 | 24888 | 98.2938 | 253.2 |  |  | 4000 | 75
P000015PN | Philips Gardco | FX2 Floodlight LED | FX2160xxHNx5xxx | Outdoor Luminaires | High Output | Architectural Flood and Spot Luminaires | Standard | FALSE | [9 empty] | 41831 |  |  | NotYetVerified |  | 3 | 23730 | 93.7204 | 253.2 |  |  | 4000 | 75
P000015PA | Philips Gardco | FX2 Floodlight LED | FX2128xxWNx5xxx | Outdoor Luminaires | High Output | Architectural Flood and Spot Luminaires | Standard | FALSE | [9 empty] | 41831 |  |  | NotYetVerified |  | 3 | 19911 | 96.8434 | 205.6 |  |  | 4000 | 75
P000015PB | Philips Gardco | FX2 Floodlight LED | FX2128xxHNx5xxx | Outdoor Luminaires | High Output | Architectural Flood and Spot Luminaires | Standard | FALSE | [9 empty] | 41831 |  |  | NotYetVerified |  | 3 | 18984 | 92.3346 | 205.6 |  |  | 4000 | 75
P000015PG | Philips Gardco | FX2 Floodlight LED | FX2160xxWNA3xxx | Outdoor Luminaires | High Output | Architectural Flood and Spot Luminaires | Standard | FALSE | [9 empty] | 41831 |  |  | NotYetVerified |  | 3 | 17920 | 104.3073 | 171.8 |  |  | 4000 | 75
P000015PH | Philips Gardco | FX2 Floodlight LED | FX2160xxHNA3xxx | Outdoor Luminaires | High Output | Architectural Flood and Spot Luminaires | Standard | FALSE | [9 empty] | 41831 |  |  | NotYetVerified |  | 3 | 17086 | 99.4528 | 171.8 |  |  | 4000 | 75
P000015P5 | Philips Gardco | FX2 Floodlight LED | FX2128xxWNA3xxx | Outdoor Luminaires | High Output | Architectural Flood and Spot Luminaires | Standard | FALSE | [9 empty] | 41831 |  |  | NotYetVerified |  | 3 | 14336 | 102.4 | 140 |  |  | 4000 | 75
P000015P6 | Philips Gardco | FX2 Floodlight LED | FX2128xxHNA3xxx | Outdoor Luminaires | High Output | Architectural Flood and Spot Luminaires | Standard | FALSE | [9 empty] | 41831 |  |  | NotYetVerified |  | 3 | 13669 | 97.6357 | 140 |  |  | 4000 | 75
P000015OZ | Philips Gardco | FX1 Floodlight LED | FX180xxWNx5xxx | Outdoor Luminaires | High Output | Architectural Flood and Spot Luminaires | Standard | FALSE | [9 empty] | 41831 |  |  | NotYetVerified |  | 3 | 12103 | 95.6759 | 126.5 |  |  | 4000 | 75
P000015OL | Philips Gardco | FX1 Floodlight LED | FX164xxNNx5xxx | Outdoor Luminaires | Mid Output | Architectural Flood and Spot Luminaires | Standard | FALSE | [9 empty] | 41831 |  |  | NotYetVerified |  | 3 | 9964 | 97.3808 | 102.32 |  |  | 4000 | 75
P000015OM | Philips Gardco | FX1 Floodlight LED | FX164xxMNx5xxx | Outdoor Luminaires | Mid Output | Architectural Flood and Spot Luminaires | Standard | FALSE | [9 empty] | 41831 |  |  | NotYetVerified |  | 3 | 9759 | 95.3773 | 102.32 |  |  | 4000 | 75
P000015OO | Philips Gardco | FX1 Floodlight LED | FX164xxHNx5xxx | Outdoor Luminaires | Mid Output | Architectural Flood and Spot Luminaires | Standard | FALSE | [9 empty] | 41831 |  |  | NotYetVerified |  | 3 | 9317 | 91.0575 | 102.32 |  |  | 4000 | 75
P000015OR | Philips Gardco | FX1 Floodlight LED | FX180xxNNA3xxx | Outdoor Luminaires | Mid Output | Architectural Flood and Spot Luminaires | Standard | FALSE | [9 empty] | 41831 |  |  | NotYetVerified |  | 3 | 8736 | 104.186 | 83.85 |  |  | 4000 | 75
P000015OS | Philips Gardco | FX1 Floodlight LED | FX180xxMNA3xxx | Outdoor Luminaires | Mid Output | Architectural Flood and Spot Luminaires | Standard | FALSE | [9 empty] | 41831 |  |  | NotYetVerified |  | 3 | 8600 | 102.5641 | 83.85 |  |  | 4000 | 75
P000015OU | Philips Gardco | FX1 Floodlight LED | FX180xxHNA3xxx | Outdoor Luminaires | Mid Output | Architectural Flood and Spot Luminaires | Standard | FALSE | [9 empty] | 41831 |  |  | NotYetVerified |  | 3 | 8211 | 97.9249 | 83.85 |  |  | 4000 | 75
P000015OA | Philips Gardco | FX1 Floodlight LED | FX148xxMNx5xxx | Outdoor Luminaires | Mid Output | Architectural Flood and Spot Luminaires | Standard | FALSE | [9 empty] | 41831 |  |  | NotYetVerified |  | 3 | 7441 | 93.8335 | 79.3 |  |  | 4000 | 75
P000015O9 | Philips Gardco | FX1 Floodlight LED | FX148xxNNx5xxx | Outdoor Luminaires | Mid Output | Architectural Flood and Spot Luminaires | Standard | FALSE | [9 empty] | 41831 |  |  | NotYetVerified |  | 3 | 7337 | 92.5221 | 79.3 |  |  | 4000 | 75
P000015OF | Philips Gardco | FX1 Floodlight LED | FX164xxNNA3xxx | Outdoor Luminaires | Mid Output | Architectural Flood and Spot Luminaires | Standard | FALSE | [9 empty] | 41831 |  |  | NotYetVerified |  | 3 | 7135 | 103.5559 | 68.9 |  |  | 4000 | 75
P000015OC | Philips Gardco | FX1 Floodlight LED | FX148xxHNx5xxx | Outdoor Luminaires | Mid Output | Architectural Flood and Spot Luminaires | Standard | FALSE | [9 empty] | 41831 |  |  | NotYetVerified |  | 3 | 7105 | 89.5965 | 79.3 |  |  | 4000 | 75
P000015OG | Philips Gardco | FX1 Floodlight LED | FX164xxMNA3xxx | Outdoor Luminaires | Mid Output | Architectural Flood and Spot Luminaires | Standard | FALSE | [9 empty] | 41831 |  |  | NotYetVerified |  | 3 | 7023 | 101.9303 | 68.9 |  |  | 4000 | 75
P000015OI | Philips Gardco | FX1 Floodlight LED | FX164xxHNA3xxx | Outdoor Luminaires | Mid Output | Architectural Flood and Spot Luminaires | Standard | FALSE | [9 empty] | 41831 |  |  | NotYetVerified |  | 3 | 6706 | 97.3295 | 68.9 |  |  | 4000 | 75
P000015NY | Philips Gardco | FX1 Floodlight LED | FX132xxNNA7xxx | Outdoor Luminaires | Mid Output | Architectural Flood and Spot Luminaires | Standard | FALSE | [9 empty] | 41831 |  |  | NotYetVerified |  | 3 | 6176 | 85.7778 | 72 |  |  | 4000 | 75
P000015NZ | Philips Gardco | FX1 Floodlight LED | FX132xxMNA7xxx | Outdoor Luminaires | Mid Output | Architectural Flood and Spot Luminaires | Standard | FALSE | [9 empty] | 41831 |  |  | NotYetVerified |  | 3 | 6080 | 84.4444 | 72 |  |  | 4000 | 75
P000015O1 | Philips Gardco | FX1 Floodlight LED | FX132xxHNA7xxx | Outdoor Luminaires | Mid Output | Architectural Flood and Spot Luminaires | Standard | FALSE | [9 empty] | 41831 |  |  | NotYetVerified |  | 3 | 5805 | 80.625 | 72 |  |  | 4000 | 75
P000015O3 | Philips Gardco | FX1 Floodlight LED | FX148xxNNA3xxx (120-240 only) | Outdoor Luminaires | Mid Output | Architectural Flood and Spot Luminaires | Standard | FALSE | [9 empty] | 41831 |  |  | NotYetVerified |  | 3 | 5448 | 100.8889 | 54 |  |  | 4000 | 75
P000015O4 | Philips Gardco | FX1 Floodlight LED | FX148xxMNA3xxx (120-240 only) | Outdoor Luminaires | Mid Output | Architectural Flood and Spot Luminaires | Standard | FALSE | [9 empty] | 41831 |  |  | NotYetVerified |  | 3 | 5363 | 99.3148 | 54 |  |  | 4000 | 75
P000015O6 | Philips Gardco | FX1 Floodlight LED | FX148xxHNA3xxx (120-240 only) | Outdoor Luminaires | Mid Output | Architectural Flood and Spot Luminaires | Standard | FALSE | [9 empty] | 41831 |  |  | NotYetVerified |  | 3 | 5120 | 94.8148 | 54 |  |  | 4000 | 75
P000015NS | Philips Gardco | FX1 Floodlight LED | FX132xxNNA5xxx | Outdoor Luminaires | Low Output | Architectural Flood and Spot Luminaires | Standard | FALSE | [9 empty] | 41831 |  |  | NotYetVerified |  | 3 | 4999 | 94.1431 | 53.1 |  |  | 4000 | 75
P000015NV | Philips Gardco | FX1 Floodlight LED | FX132xxHNA5xxx | Outdoor Luminaires | Low Output | Architectural Flood and Spot Luminaires | Standard | FALSE | [9 empty] | 41831 |  |  | NotYetVerified |  | 3 | 4698 | 88.4746 | 53.1 |  |  | 4000 | 75
P000015NT | Philips Gardco | FX1 Floodlight LED | FX132xxMNA5xxx | Outdoor Luminaires | Low Output | Architectural Flood and Spot Luminaires | Standard | FALSE | [9 empty] | 41831 |  |  | NotYetVerified |  | 3 | 4571 | 86.0829 | 53.1 |  |  | 4000 | 75
P000015NO | Philips Gardco | FX1 Floodlight LED | FX132xxMNA3xxx (120-240 only) | Outdoor Luminaires | Low Output | Architectural Flood and Spot Luminaires | Standard | FALSE | [9 empty] | 41831 |  |  | NotYetVerified |  | 3 | 3548 | 98.011 | 36.2 |  |  | 4000 | 75
P000015NN | Philips Gardco | FX1 Floodlight LED | FX132xxNNA3xxx (120-240 only) | Outdoor Luminaires | Low Output | Architectural Flood and Spot Luminaires | Standard | FALSE | [9 empty] | 41831 |  |  | NotYetVerified |  | 3 | 3522 | 97.2928 | 36.2 |  |  | 4000 | 75
P000015NQ | Philips Gardco | FX1 Floodlight LED | FX132xxHNA3xxx (120-240 only) | Outdoor Luminaires | Low Output | Architectural Flood and Spot Luminaires | Standard | FALSE | [9 empty] | 41831 |  |  | NotYetVerified |  | 3 | 3387 | 93.5635 | 36.2 |  |  | 4000 | 75
P000015PL | Philips Gardco | FX2 Floodlight LED | FX2160xxMNx5xxx | Outdoor Luminaires | High Output | Architectural Flood and Spot Luminaires | Standard | FALSE | [9 empty] | 41831 |  |  | NotYetVerified |  | 3 | 24354 | 96.1848 | 253.2 |  |  | 4000 | 75
P000015PK | Philips Gardco | FX2 Floodlight LED | FX2160xxNNx5xxx | Outdoor Luminaires | High Output | Architectural Flood and Spot Luminaires | Standard | FALSE | [9 empty] | 41831 |  |  | NotYetVerified |  | 3 | 24314 | 96.0269 | 253.2 |  |  | 4000 | 75
P000015P9 | Philips Gardco | FX2 Floodlight LED | FX2128xxMNx5xxx | Outdoor Luminaires | High Output | Architectural Flood and Spot Luminaires | Standard | FALSE | [9 empty] | 41831 |  |  | NotYetVerified |  | 3 | 19483 | 94.7617 | 205.6 |  |  | 4000 | 75
P000015P8 | Philips Gardco | FX2 Floodlight LED | FX2128xxNNx5xxx | Outdoor Luminaires | High Output | Architectural Flood and Spot Luminaires | Standard | FALSE | [9 empty] | 41831 |  |  | NotYetVerified |  | 3 | 19451 | 94.606 | 205.6 |  |  | 4000 | 75
P000015PF | Philips Gardco | FX2 Floodlight LED | FX2160xxMNA3xxx | Outdoor Luminaires | High Output | Architectural Flood and Spot Luminaires | Standard | FALSE | [9 empty] | 41831 |  |  | NotYetVerified |  | 3 | 17535 | 102.0663 | 171.8 |  |  | 4000 | 75
P000015PE | Philips Gardco | FX2 Floodlight LED | FX2160xxNNA3xxx | Outdoor Luminaires | High Output | Architectural Flood and Spot Luminaires | Standard | FALSE | [9 empty] | 41831 |  |  | NotYetVerified |  | 3 | 17506 | 101.8975 | 171.8 |  |  | 4000 | 75
P000015P4 | Philips Gardco | FX2 Floodlight LED | FX2128xxMNA3xxx | Outdoor Luminaires | High Output | Architectural Flood and Spot Luminaires | Standard | FALSE | [9 empty] | 41831 |  |  | NotYetVerified |  | 3 | 14028 | 100.2 | 140 |  |  | 4000 | 75
P000015P3 | Philips Gardco | FX2 Floodlight LED | FX2128xxNNA3xxx | Outdoor Luminaires | High Output | Architectural Flood and Spot Luminaires | Standard | FALSE | [9 empty] | 41831 |  |  | NotYetVerified |  | 3 | 12774 | 91.2429 | 140 |  |  | 4000 | 75
P000015OX | Philips Gardco | FX1 Floodlight LED | FX180xxNNx5xxx | Outdoor Luminaires | High Output | Architectural Flood and Spot Luminaires | Standard | FALSE | [9 empty] | 41831 |  |  | NotYetVerified |  | 3 | 12134 | 95.921 | 126.5 |  |  | 4000 | 75
P000015OY | Philips Gardco | FX1 Floodlight LED | FX180xxMNx5xxx | Outdoor Luminaires | High Output | Architectural Flood and Spot Luminaires | Standard | FALSE | [9 empty] | 41831 |  |  | NotYetVerified |  | 3 | 11945 | 94.4269 | 126.5 |  |  | 4000 | 75
P000015P0 | Philips Gardco | FX1 Floodlight LED | FX180xxHNx5xxx | Outdoor Luminaires | High Output | Architectural Flood and Spot Luminaires | Standard | FALSE | [9 empty] | 41831 |  |  | NotYetVerified |  | 3 | 11404 | 90.1502 | 126.5 |  |  | 4000 | 75
P000015OK | Philips Gardco | FX1 Floodlight LED | FX164xxSNx5xxx | Outdoor Luminaires | Mid Output | Architectural Flood and Spot Luminaires | Standard | FALSE | [9 empty] | 41831 |  |  | NotYetVerified |  | 3 | 9275 | 90.647 | 102.32 |  |  | 4000 | 75
P000015OQ | Philips Gardco | FX1 Floodlight LED | FX180xxSNA3xxx | Outdoor Luminaires | Mid Output | Architectural Flood and Spot Luminaires | Standard | FALSE | [9 empty] | 41831 |  |  | NotYetVerified |  | 3 | 8174 | 97.4836 | 83.85 |  |  | 4000 | 75
P000015O8 | Philips Gardco | FX1 Floodlight LED | FX148xxSNx5xxx | Outdoor Luminaires | Mid Output | Architectural Flood and Spot Luminaires | Standard | FALSE | [9 empty] | 41831 |  |  | NotYetVerified |  | 3 | 7072 | 89.1803 | 79.3 |  |  | 4000 | 75
P000015OE | Philips Gardco | FX1 Floodlight LED | FX164xxSNA3xxx | Outdoor Luminaires | Mid Output | Architectural Flood and Spot Luminaires | Standard | FALSE | [9 empty] | 41831 |  |  | NotYetVerified |  | 3 | 6675 | 96.8795 | 68.9 |  |  | 4000 | 75
P000015NX | Philips Gardco | FX1 Floodlight LED | FX132xxSNA7xxx | Outdoor Luminaires | Mid Output | Architectural Flood and Spot Luminaires | Standard | FALSE | [9 empty] | 41831 |  |  | NotYetVerified |  | 3 | 5778 | 80.25 | 72 |  |  | 4000 | 75
P000015O2 | Philips Gardco | FX1 Floodlight LED | FX148xxSNA3xxx (120-240 only) | Outdoor Luminaires | Mid Output | Architectural Flood and Spot Luminaires | Standard | FALSE | [9 empty] | 41831 |  |  | NotYetVerified |  | 3 | 5097 | 94.3889 | 54 |  |  | 4000 | 75
P000015NR | Philips Gardco | FX1 Floodlight LED | FX132xxSNA5xxx | Outdoor Luminaires | Low Output | Architectural Flood and Spot Luminaires | Standard | FALSE | [9 empty] | 41831 |  |  | NotYetVerified |  | 3 | 4677 | 88.0791 | 53.1 |  |  | 4000 | 75
P000015NM | Philips Gardco | FX1 Floodlight LED | FX132xxSNA3xxx (120-240 only) | Outdoor Luminaires | Low Output | Architectural Flood and Spot Luminaires | Standard | FALSE | [9 empty] | 41831 |  |  | NotYetVerified |  | 3 | 3372 | 93.1492 | 36.2 |  |  | 4000 | 75
P000015PJ | Philips Gardco | FX2 Floodlight LED | FX2160xxSNx5xxx | Outdoor Luminaires | High Output | Architectural Flood and Spot Luminaires | Standard | FALSE | [9 empty] | 41831 |  |  | NotYetVerified |  | 3 | 23032 | 90.9637 | 253.2 |  |  | 4000 | 75
P000015PD | Philips Gardco | FX2 Floodlight LED | FX2160xxSNA3xxx | Outdoor Luminaires | High Output | Architectural Flood and Spot Luminaires | Standard | FALSE | [9 empty] | 41831 |  |  | NotYetVerified |  | 3 | 16583 | 96.525 | 171.8 |  |  | 4000 | 75
P000015P2 | Philips Gardco | FX2 Floodlight LED | FX2128xxSNA3xxx | Outdoor Luminaires | High Output | Architectural Flood and Spot Luminaires | Standard | FALSE | [9 empty] | 41831 |  |  | NotYetVerified |  | 3 | 13267 | 94.7643 | 140 |  |  | 4000 | 75
P000015OW | Philips Gardco | FX1 Floodlight LED | FX180xxSNx5xxx | Outdoor Luminaires | High Output | Architectural Flood and Spot Luminaires | Standard | FALSE | [9 empty] | 41831 |  |  | NotYetVerified |  | 3 | 11352 | 89.7391 | 126.5 |  |  | 4000 | 75
P00000WOL | Industrial Lighting Products | Industrial Lighting Products | WPSP-30WLED-UNIV-4000K | Outdoor Luminaires | Low Output | Architectural Flood and Spot Luminaires | Standard | TRUE | 2738 | 97.1 | 28.18 | 12.2 | 0.975 | 3919 | 83.1 | 5 | 50000 | 41829 |  |  | Yes | Updated on 3/23/2017 | 4.1 | 2738 | 97.1 | 28.2 | 12.2 | 0.98 | 4000 | 80
P00000WOH | Industrial Lighting Products | Industrial Lighting Products | WPSP-20WLED-UNIV-4000K | Outdoor Luminaires | Low Output | Architectural Flood and Spot Luminaires | Standard | TRUE | 1887 | 94.6 | 19.95 | 14.5 | 0.959 | 3938 | 83.3 | 5 | 50000 | 41829 |  |  | Yes | Updated on 3/23/17 | 4.1 | 1887 | 94.59 | 20 | 14.5 | 0.96 | 4000 | 80
P00000WOI | Industrial Lighting Products | Industrial Lighting Products | WPSP-20WLED-UNIV-5000K | Outdoor Luminaires | Low Output | Architectural Flood and Spot Luminaires | Standard | FALSE | [9 empty] | 41829 |  |  | Yes | Updated on 3/23/17 | 4.1 | 1864 | 91.46 | 20.4 | 14.5 | 0.96 | 5000 | 80
P00001JBV | Ningbo Splendid Lighting Technology Co. Ltd | Splendid | FL-0242-B-4000K | Outdoor Luminaires | Low Output | Architectural Flood and Spot Luminaires | Standard | TRUE | 3352.759 | 97.66 | 34.33 | 24.5 | 0.94 | 4008 | 74.9 | 5 | 50000 | 41827 |  |  | NotYetVerified |  | 3 | 3352.759 | 97.66 | 40 |  | 0.982 | 4000 | 74.9
P00001847 | Relume Technologies | Relume Technologies | P7FL06-FL-GL-CW-UL1-*-*-BR-*-*-XX | Outdoor Luminaires | Low Output | Architectural Flood and Spot Luminaires | Standard | TRUE | 4340 | 74.8 | 57.99 | 11.4 | 0.94 | 5591 | 74.5 | 5 |  | 41827 |  |  | NotYetVerified |  | 3 | 4340 | 74.8 | 57.99 | 20 | 0.98 | 5500 | 74.5
P00001JBT | Ningbo Splendid Lighting Technology Co. Ltd | Splendid | FL-0242-C-4000K | Outdoor Luminaires | Mid Output | Architectural Flood and Spot Luminaires | Standard | TRUE | 5053.86 | 100.65 | 50.21 | 18.1 | 0.926 | 4014 | 74.8 | 5 | 50000 | 41827 |  |  | NotYetVerified |  | 3 | 5053.86 | 100 | 60 |  | 0.987 | 4000 | 75
P00001JBR | Ningbo Splendid Lighting Technology Co. Ltd | Splendid | FL-0242-A-4000K | Outdoor Luminaires | Low Output | Architectural Flood and Spot Luminaires | Standard | TRUE | 2073.849 | 101.809 | 20.37 | 17.4 | 0.911 | 4026 | 74.5 | 5 | 50000 | 41827 |  |  | NotYetVerified |  | 3 | 2073.849 | 101.809 | 25 |  | 0.989 | 4000
P00001JBU | Ningbo Splendid Lighting Technology Co. Ltd | Splendid | FL-0242-C-5000K | Outdoor Luminaires | Mid Output | Architectural Flood and Spot Luminaires | Standard | FALSE | [9 empty] | 41827 |  |  | NotYetVerified |  | 3 | 5500 | 100 | 60 |  | 0.987 | 5000 | 75
P00001JBW | Ningbo Splendid Lighting Technology Co. Ltd | Splendid | FL-0242-B-5000K | Outdoor Luminaires | Low Output | Architectural Flood and Spot Luminaires | Standard | FALSE | [9 empty] | 41827 |  |  | NotYetVerified |  | 3 | 4000 | 100 | 40 |  | 0.982 | 5000
P00001JBS | Ningbo Splendid Lighting Technology Co. Ltd | Splendid | FL-0242-A-5000K | Outdoor Luminaires | Low Output | Architectural Flood and Spot Luminaires | Standard | FALSE | [9 empty] | 41827 |  |  | NotYetVerified |  | 3 | 2200 | 100 | 25 |  | 0.989 | 5000
P000018Q4 | Revolution Lighting Technologies | Seesmart | 280520-001 | Outdoor Luminaires | Low Output | Architectural Flood and Spot Luminaires | Standard | TRUE | 3187.9 | 78.93 | 40.39 | 14.82 | 0.935 | 4071 | 64.6 | 5 | 50000 | 41823 |  |  | NotYetVerified |  | 3 |  | 70 | 33 |  | 0.95 | 4200
P000018Q5 | Revolution Lighting Technologies | Seesmart | 280530-001 | Outdoor Luminaires | Low Output | Architectural Flood and Spot Luminaires | Standard | TRUE | 4854.4 | 76.47 | 63.48 | 8.01 | 0.927 | 4142 | 64.9 | 5 | 50000 | 41823 |  |  | NotYetVerified |  | 3 |  | 70 | 55.6 |  | 0.95 | 4000
P00000RPW | EYE Lighting | GL Series | GL-X-150-40-7-M-U-XX | Outdoor Luminaires | High Output | Architectural Flood and Spot Luminaires | Standard | TRUE | 12141 | 81.87 | 148.31 | 14.44 | 0.926 | 4036 | 72 | 5 |  | 41823 |  |  | NotYetVerified |  | 3 |  |  | 150 |  | 0.95 | 4000 | 70
P000018Q3 | Revolution Lighting Technologies | Seesmart | 280500-001 | Outdoor Luminaires | Low Output | Architectural Flood and Spot Luminaires | Standard | TRUE | 1646.5 | 75.63 | 21.77 | 8.39 | 0.911 | 4079 | 64.8 | 5 | 50000 | 41823 |  |  | NotYetVerified |  | 3 |  | 67 | 20 |  | 0.95 | 4000
P00000RPX | EYE Lighting | GL Series | GL-X-150-40-7-W-U-XX | Outdoor Luminaires | High Output | Architectural Flood and Spot Luminaires | Standard | FALSE | [9 empty] | 41823 |  |  | NotYetVerified |  | 3 | 14025.13 | 92.79 | 150 |  | 0.95 | 4000 | 70
P00000Q02 | DECO Lighting | DECO Lighting | D211-LED-40-35-UNV | Outdoor Luminaires | Low Output | Architectural Flood and Spot Luminaires | Standard | TRUE | 3104.7 | 80.56 | 38.54 | 8.58 | 0.967 | 3278 | 81.5 | 5 | 50000 | 41821 |  |  | NotYetVerified |  | 3 | 3104.7 | 80.56 | 38.54 | 8.58 | 0.9672 | 3500 | 81.5
P00000Q07 | DECO Lighting | DECO Lighting | D211-LED-60-35-UNV | Outdoor Luminaires | Mid Output | Architectural Flood and Spot Luminaires | Standard | TRUE | 5152.8 | 79.11 | 65.13 | 12.5 | 0.918 | 3268 | 80.6 | 5 | 50000 | 41821 |  |  | NotYetVerified |  | 3 | 5152.8 | 79.11 | 65.13 | 12.5 | 0.9181 | 3500 | 80.6
P00000Q0B | DECO Lighting | DECO Lighting | D211-LED-60-57-UNV | Outdoor Luminaires | Mid Output | Architectural Flood and Spot Luminaires | Standard | FALSE | [9 empty] | 41821 |  |  | NotYetVerified |  | 3 | 5853 | 91.22 | 64.16 | 13.17 | 0.938 | 5700 | 71.2
P00000Q06 | DECO Lighting | DECO Lighting | D211-LED-40-57-UNV | Outdoor Luminaires | Low Output | Architectural Flood and Spot Luminaires | Standard | FALSE | [9 empty] | 41821 |  |  | NotYetVerified |  | 3 | 3260 | 85.87 | 37.96 | 7.11 | 0.9694 | 5700 | 70.6
P00000Q05 | DECO Lighting | DECO Lighting | D211-LED-40-50-UNV | Outdoor Luminaires | Low Output | Architectural Flood and Spot Luminaires | Standard | FALSE | [9 empty] | 41821 |  |  | NotYetVerified |  | 3 | 3104.7 | 80.56 | 38.54 | 8.58 | 0.9672 | 5000 | 81.5
P00000Q0A | DECO Lighting | DECO Lighting | D211-LED-60-50-UNV | Outdoor Luminaires | Mid Output | Architectural Flood and Spot Luminaires | Standard | FALSE | [9 empty] | 41821 |  |  | NotYetVerified |  | 3 | 5152.8 | 79.11 | 65.13 | 12.5 | 0.9181 | 5000 | 80.6
P00000Q04 | DECO Lighting | DECO Lighting | D211-LED-40-45-UNV | Outdoor Luminaires | Low Output | Architectural Flood and Spot Luminaires | Standard | FALSE | [9 empty] | 41821 |  |  | NotYetVerified |  | 3 | 3104.7 | 80.56 | 38.54 | 8.58 | 0.9672 | 4500 | 81.5
P00000Q09 | DECO Lighting | DECO Lighting | D211-LED-60-45-UNV | Outdoor Luminaires | Mid Output | Architectural Flood and Spot Luminaires | Standard | FALSE | [9 empty] | 41821 |  |  | NotYetVerified |  | 3 | 5152.8 | 79.11 | 65.13 | 12.5 | 0.9181 | 4500 | 80.6
P00000Q03 | DECO Lighting | DECO Lighting | D211-LED-40-40-UNV | Outdoor Luminaires | Low Output | Architectural Flood and Spot Luminaires | Standard | FALSE | [9 empty] | 41821 |  |  | NotYetVerified |  | 3 | 3104.7 | 80.56 | 38.54 | 8.58 | 0.9672 | 4000 | 81.5
P00000Q08 | DECO Lighting | DECO Lighting | D211-LED-60-40-UNV | Outdoor Luminaires | Mid Output | Architectural Flood and Spot Luminaires | Standard | FALSE | [9 empty] | 41821 |  |  | NotYetVerified |  | 3 | 5152.8 | 79.11 | 65.13 | 12.5 | 0.9181 | 4000 | 80.6
P000017IN | RC Lighting | RC Lighting | EZLED78B44(All Fixture Colors)(All Mounting Options)[120V ONLY] RCL | Outdoor Luminaires | Mid Output | Architectural Flood and Spot Luminaires | Standard | TRUE | 6525 | 73.1 | 89.3 | 13.7 | 0.99 | 5044 | 68 | 5 | 100000 | 41820 |  |  | NotYetVerified |  | 3 | 6227 | 64 | 97.2 |  | 0.992 | 5000 | 66
P00000RPQ | EYE Lighting | GL Series | GL-X-120-40-7-M-U-XX | Outdoor Luminaires | High Output | Architectural Flood and Spot Luminaires | Standard | TRUE | 10761.64 | 89.15 | 120.72 | 11.06 | 0.951 | 4039 | 73 | 5 |  | 41820 |  |  | NotYetVerified |  | 3 |  |  | 120 |  | 0.95 | 4000 | 70
P00000RPR | EYE Lighting | GL Series | GL-X-120-40-7-W-U-XX | Outdoor Luminaires | High Output | Architectural Flood and Spot Luminaires | Standard | FALSE | [9 empty] | 41820 |  |  | NotYetVerified |  | 3 | 11669 | 99.1 | 120 |  | 0.95 | 4000 | 70
P00000RPO | EYE Lighting | GL Series | GL-X-100-40-7-M-U-XX | Outdoor Luminaires | Mid Output | Architectural Flood and Spot Luminaires | Standard | TRUE | 9533 | 95.88 | 99.43 | 11.4 | 0.95 | 4011 | 73 | 5 |  | 41817 |  |  | NotYetVerified |  | 3 |  |  | 100 |  | 0.95 | 4000 | 70
P00000RPP | EYE Lighting | GL Series | GL-X-100-40-7-W-U-XX | Outdoor Luminaires | High Output | Architectural Flood and Spot Luminaires | Standard | FALSE | [9 empty] | 41817 |  |  | NotYetVerified |  | 3 | 10062.17 | 100.36 | 100 |  | 0.95 | 4000 | 70
P00001B4E | Texas Fluorescents | Texas Fluorescents | DLL7L14W1193LMV40KYL | Outdoor Luminaires | Low Output | Architectural Flood and Spot Luminaires | Standard | TRUE | 1193.2 | 84.68 | 14.09 | 18.7 | 0.888 | 4012 | 66 | 5 | 50000 | 41814 |  |  | NotYetVerified |  | 3 | 1193.2 | 85 | 14 |  |  | 4000 | 66
P00001143 | Mobern Lighting Co | Mobern Lighting Co | DLL7L14W1193L40K | Outdoor Luminaires | Low Output | Architectural Flood and Spot Luminaires | Standard | TRUE | 1193.2 | 84.68 | 14.09 | 18.7 | 0.888 | 4012 | 66 | 5 | 50000 | 41814 |  |  | NotYetVerified |  | 3 | 1193.2 | 85 | 14 |  |  | 4000 | 66
P00001B4F | Texas Fluorescents | Texas Fluorescents | DLL7L23W1966LMV40KYL | Outdoor Luminaires | Low Output | Architectural Flood and Spot Luminaires | Standard | FALSE | [9 empty] | 41814 |  |  | NotYetVerified |  | 3 | 1966 | 84.9 | 23 | 20 | 0.9 | 4000 | 65
P00001144 | Mobern Lighting Co | Mobern Lighting Co | DLL7L23W1966L40K | Outdoor Luminaires | Low Output | Architectural Flood and Spot Luminaires | Standard | FALSE | [9 empty] | 41814 |  |  | NotYetVerified |  | 3 | 1966 | 84.9 | 23 | 20 | 0.9 | 4000 | 65
P00001BU3 | US LED | QubeFlood | QF3-X-UNVH-2S-50-1050 | Outdoor Luminaires | Mid Output | Architectural Flood and Spot Luminaires | Standard | TRUE | 9786 | 96.1 | 101.8 | 11.5 | 0.965 | 5070 | 74 | 5 | 50000 | 41809 |  |  | NotYetVerified |  | 3 | 9786 | 96.1 | 101.8 | 11.5 | 0.965 | 5000 | 74
P00001BU2 | US LED | QubeFlood | QF3-X-UNVL-2S-50-1050 | Outdoor Luminaires | Mid Output | Architectural Flood and Spot Luminaires | Standard | TRUE | 9698 | 97 | 99.9 | 8.01 | 0.941 | 5060 | 74 | 5 | 50000 | 41809 |  |  | NotYetVerified |  | 3 | 9698 | 97 | 100 | 8 | 0.94 | 5000 | 75
P00001BU5 | US LED | QubeFlood | QF3-X-UNVH-5S-50-1050 | Outdoor Luminaires | High Output | Architectural Flood and Spot Luminaires | Standard | FALSE | [9 empty] | 41809 |  |  | NotYetVerified |  | 3 | 10024 | 98.5 | 101.8 | 11.4 | 0.965 | 5060 | 73
P00001BU7 | US LED | QubeFlood | QF3-X-UNVH-12-50-1050 | Outdoor Luminaires | High Output | Architectural Flood and Spot Luminaires | Standard | FALSE | [9 empty] | 41809 |  |  | NotYetVerified |  | 3 | 10222 | 100.4 | 101.8 | 11.4 | 0.965 | 5010 | 74
P00001BU4 | US LED | QubeFlood | QF3-X-UNVL-5S-50-1050 | Outdoor Luminaires | Mid Output | Architectural Flood and Spot Luminaires | Standard | FALSE | [9 empty] | 41809 |  |  | NotYetVerified |  | 3 | 9891 | 98.9 | 100 | 8.03 | 0.941 | 5010 | 74
P00001BU6 | US LED | QubeFlood | QF3-X-UNVL-12-50-1050 | Outdoor Luminaires | High Output | Architectural Flood and Spot Luminaires | Standard | FALSE | [9 empty] | 41809 |  |  | NotYetVerified |  | 3 | 10079 | 100.9 | 99.9 | 8.02 | 0.941 | 5000 | 74
P00001IVB | Axis Energy Partners LLC | Axis LED Lighting | AEP50WFLCIR5K | Outdoor Luminaires | Low Output | Architectural Flood and Spot Luminaires | Standard | TRUE | 4268 | 84.28 | 50.64 | 24.5 | 0.913 | 5206 | 84 | 5 | 100000 | 41808 |  |  | NotYetVerified |  | 3 | 4200 | 85 | 50 |  | 0.9 | 5000 | 80
P00001IVC | Axis Energy Partners LLC | Axis LED Lighting | AEP75WFLCIR5K | Outdoor Luminaires | Mid Output | Architectural Flood and Spot Luminaires | Standard | TRUE | 6758 | 89.24 | 75.73 | 17.8 | 0.895 | 5263 | 83 | 5 | 100000 | 41808 |  |  | NotYetVerified |  | 3 | 6800 | 90 | 75 |  | 0.9 | 5000 | 80
P00001KMM | Raise Energy Solutions LLC | RES | RES-BL-FL04-80W 5.2K | Outdoor Luminaires | Mid Output | Architectural Flood and Spot Luminaires | Standard | TRUE | 6119 | 75.16 | 81.41 | 11.9 | 0.977 | 5260 | 77 | 5 | 55000 | 41807 |  |  | NotYetVerified |  | 3 | 6000 | 75 | 80 |  | 0.95 | 5200 | 75
P00001KMO | Raise Energy Solutions LLC | RES | RES-BL-FL04-35W 5.2K | Outdoor Luminaires | Low Output | Architectural Flood and Spot Luminaires | Standard | TRUE | 2593 | 75.66 | 34.26 | 18.8 | 0.928 | 5238 | 77 | 5 | 55000 | 41807 |  |  | NotYetVerified |  | 3 | 2600 | 80 | 35 |  | 0.95 | 5200 | 75
P00001KMN | Raise Energy Solutions LLC | RES | RES-BL-FL04-50W 5.2K | Outdoor Luminaires | Low Output | Architectural Flood and Spot Luminaires | Standard | TRUE | 3906 | 76.84 | 50.83 | 17.4 | 0.928 | 5130 | 76 | 5 | 55000 | 41807 |  |  | NotYetVerified |  | 3 | 4000 | 80 | 50 |  | 0.9 | 5200 | 80
P00001KML | Raise Energy Solutions LLC | RES | RES-BL-FL04-120W 5.2K | Outdoor Luminaires | High Output | Architectural Flood and Spot Luminaires | Standard | TRUE | 11644 | 90.15 | 129.1 | 12.2 | 0.921 | 5408 | 78 | 5 | 55000 | 41807 |  |  | NotYetVerified |  | 3 | 10000 | 80 | 120 |  | 0.95 | 5200 | 75
P000003P4 | Acuity Brands Lighting | Holophane Lighting | PLLED 9 5K 10A XX 44 X X XX XX XX XXXX XXXX | Outdoor Luminaires | High Output | Architectural Flood and Spot Luminaires | Standard | TRUE | 46429 | 116.63 | 398.1 | 14.44 | 0.9593 | 5131 | 75.27 | 5 | 50000 | 41806 |  |  | Yes | Updated on 11/8/2016 | 4 | 46429 | 116.63 | 398.1 | 8.81 | 0.97 | 5131 | 75.27
P00001KLP | Tamlite Lighting | Tamlite Lighting | FL20LED47K[ALL MOUNTING OPTIONS] | Outdoor Luminaires | Low Output | Architectural Flood and Spot Luminaires | Standard | TRUE | 3845.62 | 77.68 | 49.51 | 18.6 | 0.95 | 4810 | 72.4 | 5 |  | 41806 |  |  | NotYetVerified |  | 3 | 3632 | 78 | 46.6 |  |  | 4700 | 75
P000003U1 | Acuity Brands Lighting | Holophane Lighting | PMLED 5 5K 10A XX 44 X X XX XX XX XXXX XXXX | Outdoor Luminaires | High Output | Architectural Flood and Spot Luminaires | Standard | TRUE | 24557 | 110.96 | 221.32 | 15.35 | 0.9312 | 5094 | 72.86 | 5 | 50000 | 41806 |  |  | Yes | Updated on 11/8/2016 | 4 | 24557 | 111.12 | 221 | 8.32 | 0.97 | 5094 | 72.86
P000003P2 | Acuity Brands Lighting | Holophane | PLLED 7 4K 07A AS 44 X X XX XX XX XXXX XXXX | Outdoor Luminaires | High Output | Architectural Flood and Spot Luminaires | Standard | TRUE | 17050 | 88.02 | 193.7 | 12 | 0.93 | 3967 | 71.98 | 5 |  | 41806 |  |  | NotYetVerified |  | 3 | 17050 | 88 | 193.7 | 11 | 0.93 | 3967 | 71.98
P00001KLN | Tamlite Lighting | Tamlite Lighting | LFLED170W3 | Outdoor Luminaires | High Output | Architectural Flood and Spot Luminaires | Standard | TRUE | 13880 | 74 | 187.56 | 12.14 | 0.911 | 4889 | 80 |  |  | 41806 |  |  | NotYetVerified |  | 3 |  |  | 196 |  |  | 4700
P000003SE | Acuity Brands Lighting | Holophane | PMLED 2 4K 07A AS 44 X X XX XX XX XXXX XXXX | Outdoor Luminaires | Mid Output | Architectural Flood and Spot Luminaires | Standard | TRUE | 5118 | 92.89 | 55.1 | 18.9 | 0.9 | 3972 | 71.95 | 5 |  | 41806 |  |  | NotYetVerified |  | 3 | 5118 | 92.9 | 55.1 | 13.9 | 0.91 | 3972 | 71.95
P00001KLO | Tamlite Lighting | Tamlite Lighting | LFLED170W7 | Outdoor Luminaires | High Output | Architectural Flood and Spot Luminaires | Standard | FALSE | [9 empty] | 41806 |  |  | NotYetVerified |  | 3 | 14765 | 80 | 185.68 |  |  | 4700
P000003S4 | Acuity Brands Lighting | Holophane | PLLED 9 5K 07A AH 65 X X XX XX XX XXXX XXXX | Outdoor Luminaires | High Output | Architectural Flood and Spot Luminaires | Standard | FALSE | [9 empty] | 41806 | Not Yet Verified | Not Yet Verified | NotYetVerified |  | 3 | 23929.99 | 99.71 | 239.99 | 12 | 0.96 | 5136 | 75.42
P000003SA | Acuity Brands Lighting | Holophane | PLLED 9 5K 07A AH 66 X X XX XX XX XXXX XXXX | Outdoor Luminaires | High Output | Architectural Flood and Spot Luminaires | Standard | FALSE | [9 empty] | 41806 | Not Yet Verified | Not Yet Verified | NotYetVerified |  | 3 | 23890.85 | 99.55 | 239.99 | 12 | 0.96 | 5136 | 75.42
P000003S3 | Acuity Brands Lighting | Holophane | PLLED 8 5K 07A AH 65 X X XX XX XX XXXX XXXX | Outdoor Luminaires | High Output | Architectural Flood and Spot Luminaires | Standard | FALSE | [9 empty] | 41806 | Not Yet Verified | Not Yet Verified | NotYetVerified |  | 3 | 21568.2 | 99.71 | 216.3 | 12 | 0.96 | 5136 | 75.42
P000003S9 | Acuity Brands Lighting | Holophane | PLLED 8 5K 07A AH 66 X X XX XX XX XXXX XXXX | Outdoor Luminaires | High Output | Architectural Flood and Spot Luminaires | Standard | FALSE | [9 empty] | 41806 | Not Yet Verified | Not Yet Verified | NotYetVerified |  | 3 | 21532.15 | 99.55 | 216.3 | 12 | 0.96 | 5136 | 75.42
P000003S2 | Acuity Brands Lighting | Holophane | PLLED 7 5K 07A AH 65 X X XX XX XX XXXX XXXX | Outdoor Luminaires | High Output | Architectural Flood and Spot Luminaires | Standard | FALSE | [9 empty] | 41806 | Not Yet Verified | Not Yet Verified | NotYetVerified |  | 3 | 19000 | 95.23 | 199.511 | 12 | 0.96 | 5136 | 75.42
P000003S8 | Acuity Brands Lighting | Holophane | PLLED 7 5K 07A AH 66 X X XX XX XX XXXX XXXX | Outdoor Luminaires | High Output | Architectural Flood and Spot Luminaires | Standard | FALSE | [9 empty] | 41806 | Not Yet Verified | Not Yet Verified | NotYetVerified |  | 3 | 18969.51 | 95.08 | 199.511 | 12 | 0.96 | 5136 | 75.42
P000003QG | Acuity Brands Lighting | Holophane | PLLED 9 5K 07A AS 65 X X XX XX XX XXXX XXXX | Outdoor Luminaires | High Output | Architectural Flood and Spot Luminaires | Standard | FALSE | [9 empty] | 41806 | Not Yet Verified | Not Yet Verified | NotYetVerified |  | 3 | 23929.99 | 102.7 | 233 | 11 | 0.93 | 5136 | 75.42
P000003QM | Acuity Brands Lighting | Holophane | PLLED 9 5K 07A AS 66 X X XX XX XX XXXX XXXX | Outdoor Luminaires | High Output | Architectural Flood and Spot Luminaires | Standard | FALSE | [9 empty] | 41806 | Not Yet Verified | Not Yet Verified | NotYetVerified |  | 3 | 23890.85 | 102.54 | 233 | 11 | 0.93 | 5136 | 75.42
P000003QF | Acuity Brands Lighting | Holophane | PLLED 8 5K 07A AS 65 X X XX XX XX XXXX XXXX | Outdoor Luminaires | High Output | Architectural Flood and Spot Luminaires | Standard | FALSE | [9 empty] | 41806 | Not Yet Verified | Not Yet Verified | NotYetVerified |  | 3 | 21568.2 | 102.71 | 210 | 11 | 0.93 | 5136 | 75.42
P000003QL | Acuity Brands Lighting | Holophane | PLLED 8 5K 07A AS 66 X X XX XX XX XXXX XXXX | Outdoor Luminaires | High Output | Architectural Flood and Spot Luminaires | Standard | FALSE | [9 empty] | 41806 | Not Yet Verified | Not Yet Verified | NotYetVerified |  | 3 | 21532.15 | 102.53 | 210 | 11 | 0.93 | 5136 | 75.42
P000003QE | Acuity Brands Lighting | Holophane | PLLED 7 5K 07A AS 65 X X XX XX XX XXXX XXXX | Outdoor Luminaires | High Output | Architectural Flood and Spot Luminaires | Standard | FALSE | [9 empty] | 41806 | Not Yet Verified | Not Yet Verified | NotYetVerified |  | 3 | 19000.41 | 98.09 | 193.7 | 11 | 0.93 | 5136 | 75.42
P000003QK | Acuity Brands Lighting | Holophane | PLLED 7 5K 07A AS 66 X X XX XX XX XXXX XXXX | Outdoor Luminaires | High Output | Architectural Flood and Spot Luminaires | Standard | FALSE | [9 empty] | 41806 | Not Yet Verified | Not Yet Verified | NotYetVerified |  | 3 | 18969.51 | 97.93 | 193.7 | 11 | 0.93 | 5136 | 75.42
P000003RY | Acuity Brands Lighting | Holophane | PLLED 9 5K 07A AH 55 X X XX XX XX XXXX XXXX | Outdoor Luminaires | High Output | Architectural Flood and Spot Luminaires | Standard | FALSE | [9 empty] | 41806 | Not Yet Verified | Not Yet Verified | NotYetVerified |  | 3 | 23559.19 | 98.17 | 239.99 | 12 | 0.96 | 5136 | 75.42
P000003RX | Acuity Brands Lighting | Holophane | PLLED 8 5K 07A AH 55 X X XX XX XX XXXX XXXX | Outdoor Luminaires | High Output | Architectural Flood and Spot Luminaires | Standard | FALSE | [9 empty] | 41806 | Not Yet Verified | Not Yet Verified | NotYetVerified |  | 3 | 21233.45 | 98.17 | 216.3 | 12 | 0.96 | 5136 | 75.42
P000003RW | Acuity Brands Lighting | Holophane | PLLED 7 5K 07A AH 55 X X XX XX XX XXXX XXXX | Outdoor Luminaires | High Output | Architectural Flood and Spot Luminaires | Standard | FALSE | [9 empty] | 41806 | Not Yet Verified | Not Yet Verified | NotYetVerified |  | 3 | 18705.83 | 93.76 | 199.511 | 12 | 0.96 | 5136 | 75.42
P000003QA | Acuity Brands Lighting | Holophane | PLLED 9 5K 07A AS 55 X X XX XX XX XXXX XXXX | Outdoor Luminaires | High Output | Architectural Flood and Spot Luminaires | Standard | FALSE | [9 empty] | 41806 | Not Yet Verified | Not Yet Verified | NotYetVerified |  | 3 | 23559.19 | 101.11 | 233 | 11 | 0.93 | 5136 | 75.42
P000003Q9 | Acuity Brands Lighting | Holophane | PLLED 8 5K 07A AS 55 X X XX XX XX XXXX XXXX | Outdoor Luminaires | High Output | Architectural Flood and Spot Luminaires | Standard | FALSE | [9 empty] | 41806 | Not Yet Verified | Not Yet Verified | NotYetVerified |  | 3 | 21233.45 | 101.11 | 210 | 11 | 0.93 | 5136 | 75.42
P000003Q8 | Acuity Brands Lighting | Holophane | PLLED 7 5K 07A AS 55 X X XX XX XX XXXX XXXX | Outdoor Luminaires | High Output | Architectural Flood and Spot Luminaires | Standard | FALSE | [9 empty] | 41806 | Not Yet Verified | Not Yet Verified | NotYetVerified |  | 3 | 18705.83 | 96.57 | 193.7 | 11 | 0.93 | 5136 | 75.42
P000003RM | Acuity Brands Lighting | Holophane | PLLED 9 5K 07A AH 44 X X XX XX XX XXXX XXXX | Outdoor Luminaires | High Output | Architectural Flood and Spot Luminaires | Standard | FALSE | [9 empty] | 41806 | Not Yet Verified | Not Yet Verified | NotYetVerified |  | 3 | 21860.72 | 91.09 | 239.99 | 12 | 0.96 | 5136 | 75.42
P000003RS | Acuity Brands Lighting | Holophane | PLLED 9 5K 07A AH 45 X X XX XX XX XXXX XXXX | Outdoor Luminaires | High Output | Architectural Flood and Spot Luminaires | Standard | FALSE | [9 empty] | 41806 | Not Yet Verified | Not Yet Verified | NotYetVerified |  | 3 | 21839.09 | 91 | 239.99 | 12 | 0.96 | 5136 | 75.42
P000003RL | Acuity Brands Lighting | Holophane | PLLED 8 5K 07A AH 44 X X XX XX XX XXXX XXXX | Outdoor Luminaires | High Output | Architectural Flood and Spot Luminaires | Standard | FALSE | [9 empty] | 41806 | Not Yet Verified | Not Yet Verified | NotYetVerified |  | 3 | 19702.87 | 91.09 | 216.3 | 12 | 0.96 | 5136 | 75.42
P000003RR | Acuity Brands Lighting | Holophane | PLLED 8 5K 07A AH 45 X X XX XX XX XXXX XXXX | Outdoor Luminaires | High Output | Architectural Flood and Spot Luminaires | Standard | FALSE | [9 empty] | 41806 | Not Yet Verified | Not Yet Verified | NotYetVerified |  | 3 | 19683.3 | 91 | 216.3 | 12 | 0.96 | 5136 | 75.42
P000003RQ | Acuity Brands Lighting | Holophane | PLLED 7 5K 07A AH 45 X X XX XX XX XXXX XXXX | Outdoor Luminaires | High Output | Architectural Flood and Spot Luminaires | Standard | FALSE | [9 empty] | 41806 | Not Yet Verified | Not Yet Verified | NotYetVerified |  | 3 | 18189.8 | 91.17 | 199.511 | 12 | 0.96 | 5136 | 75.42
P000003RK | Acuity Brands Lighting | Holophane | PLLED 7 5K 07A AH 44 X X XX XX XX XXXX XXXX | Outdoor Luminaires | High Output | Architectural Flood and Spot Luminaires | Standard | FALSE | [9 empty] | 41806 | Not Yet Verified | Not Yet Verified | NotYetVerified |  | 3 | 17561.5 | 88.02 | 199.511 | 12 | 0.96 | 5136 | 75.42
P000003PZ | Acuity Brands Lighting | Holophane | PLLED 9 5K 07A AS 44 X X XX XX XX XXXX XXXX | Outdoor Luminaires | High Output | Architectural Flood and Spot Luminaires | Standard | FALSE | [9 empty] | 41806 | Not Yet Verified | Not Yet Verified | NotYetVerified |  | 3 | 21860.72 | 93.82 | 233 | 11 | 0.93 | 5136 | 75.42
P000003Q4 | Acuity Brands Lighting | Holophane | PLLED 9 5K 07A AS 45 X X XX XX XX XXXX XXXX | Outdoor Luminaires | High Output | Architectural Flood and Spot Luminaires | Standard | FALSE | [9 empty] | 41806 | Not Yet Verified | Not Yet Verified | NotYetVerified |  | 3 | 21839.09 | 93.73 | 233 | 11 | 0.93 | 5136 | 75.42
P000003PY | Acuity Brands Lighting | Holophane | PLLED 8 5K 07A AS 44 X X XX XX XX XXXX XXXX | Outdoor Luminaires | High Output | Architectural Flood and Spot Luminaires | Standard | FALSE | [9 empty] | 41806 | Not Yet Verified | Not Yet Verified | NotYetVerified |  | 3 | 19702.87 | 93.82 | 210 | 11 | 0.93 | 5136 | 75.42
P000003Q3 | Acuity Brands Lighting | Holophane | PLLED 8 5K 07A AS 45 X X XX XX XX XXXX XXXX | Outdoor Luminaires | High Output | Architectural Flood and Spot Luminaires | Standard | FALSE | [9 empty] | 41806 | Not Yet Verified | Not Yet Verified | NotYetVerified |  | 3 | 19683.3 | 93.73 | 210 | 11 | 0.93 | 5136 | 75.42
P000003Q2 | Acuity Brands Lighting | Holophane | PLLED 7 5K 07A AS 45 X X XX XX XX XXXX XXXX | Outdoor Luminaires | High Output | Architectural Flood and Spot Luminaires | Standard | FALSE | [9 empty] | 41806 | Not Yet Verified | Not Yet Verified | NotYetVerified |  | 3 | 18189.8 | 93.91 | 193.7 | 11 | 0.93 | 5136 | 75.42
P000003PX | Acuity Brands Lighting | Holophane | PLLED 7 5K 07A AS 44 X X XX XX XX XXXX XXXX | Outdoor Luminaires | High Output | Architectural Flood and Spot Luminaires | Standard | FALSE | [9 empty] | 41806 | Not Yet Verified | Not Yet Verified | NotYetVerified |  | 3 | 17561.5 | 90.66 | 193.7 | 11 | 0.93 | 5136 | 75.42
P000003QP | Acuity Brands Lighting | Holophane Lighting | PLLED 9 5K 10A XX 66 X X XX XX XX XXXX XXXX | Outdoor Luminaires | High Output | Architectural Flood and Spot Luminaires | Standard | FALSE | [9 empty] | 41806 | Dimmable | Continuous Below 10 | Yes | Updated on 11/8/2016 | 3 | 47817 | 120.11 | 398.1 | 8.81 | 0.97 | 5131 | 75.27
P000003QO | Acuity Brands Lighting | Holophane Lighting | PLLED 8 5K 10A XX 66 X X XX XX XX XXXX XXXX | Outdoor Luminaires | High Output | Architectural Flood and Spot Luminaires | Standard | FALSE | [9 empty] | 41806 | Dimmable | Continuous Below 10 | Yes | Updated on 11/8/2016 | 3 | 42820 | 122.69 | 349 | 8.81 | 0.97 | 5131 | 75.27
P000003QN | Acuity Brands Lighting | Holophane Lighting | PLLED 7 5K 10A XX 66 X X XX XX XX XXXX XXXX | Outdoor Luminaires | High Output | Architectural Flood and Spot Luminaires | Standard | FALSE | [9 empty] | 41806 | Dimmable | Continuous Below 10 | Yes | Updated on 11/8/2016 | 3 | 37882 | 120.87 | 313.4 | 8.81 | 0.97 | 5131 | 75.27
P000003QJ | Acuity Brands Lighting | Holophane Lighting | PLLED 9 5K 10A XX 65 X X XX XX XX XXXX XXXX | Outdoor Luminaires | High Output | Architectural Flood and Spot Luminaires | Standard | FALSE | [9 empty] | 41806 | Dimmable | Continuous Below 10 | Yes | Updated on 11/8/2016 | 3 | 47897 | 120.31 | 398.1 | 8.81 | 0.97 | 5131 | 75.27
P000003QD | Acuity Brands Lighting | Holophane Lighting | PLLED 9 5K 10A XX 55 X X XX XX XX XXXX XXXX | Outdoor Luminaires | High Output | Architectural Flood and Spot Luminaires | Standard | FALSE | [9 empty] | 41806 | Dimmable | Continuous Below 10 | Yes | Updated on 11/8/2016 | 3 | 47154 | 118.45 | 398.1 | 8.81 | 0.97 | 5131 | 75.27
P000003Q7 | Acuity Brands Lighting | Holophane Lighting | PLLED 9 5K 10A XX 45 X X XX XX XX XXXX XXXX | Outdoor Luminaires | High Output | Architectural Flood and Spot Luminaires | Standard | FALSE | [9 empty] | 41806 | Dimmable | Continuous Below 10 | Yes | Updated on 11/8/2016 | 3 | 43791 | 110 | 398.1 | 8.81 | 0.97 | 5131 | 75.27
P000003QI | Acuity Brands Lighting | Holophane Lighting | PLLED 8 5K 10A XX 65 X X XX XX XX XXXX XXXX | Outdoor Luminaires | High Output | Architectural Flood and Spot Luminaires | Standard | FALSE | [9 empty] | 41806 | Dimmable | Continuous Below 10 | Yes | Updated on 11/8/2016 | 3 | 42890 | 122.89 | 349 | 8.81 | 0.97 | 5131 | 75.27
P000003QC | Acuity Brands Lighting | Holophane Lighting | PLLED 8 5K 10A XX 55 X X XX XX XX XXXX XXXX | Outdoor Luminaires | High Output | Architectural Flood and Spot Luminaires | Standard | FALSE | [9 empty] | 41806 | Dimmable | Continuous Below 10 | Yes | Updated on 11/8/2016 | 3 | 42225 | 120.99 | 349 | 8.81 | 0.97 | 5131 | 75.27
P000003Q6 | Acuity Brands Lighting | Holophane Lighting | PLLED 8 5K 10A XX 45 X X XX XX XX XXXX XXXX | Outdoor Luminaires | High Output | Architectural Flood and Spot Luminaires | Standard | FALSE | [9 empty] | 41806 | Dimmable | Continuous Below 10 | Yes | Updated on 11/8/2016 | 3 | 39215 | 112.36 | 349 | 8.81 | 0.97 | 5131 | 75.27
P000003QH | Acuity Brands Lighting | Holophane Lighting | PLLED 7 5K 10A XX 65 X X XX XX XX XXXX XXXX | Outdoor Luminaires | High Output | Architectural Flood and Spot Luminaires | Standard | FALSE | [9 empty] | 41806 | Dimmable | Continuous Below 10 | Yes | Updated on 11/8/2016 | 3 | 37884 | 120.88 | 313.4 | 8.81 | 0.97 | 5131 | 75.27
P000003QB | Acuity Brands Lighting | Holophane Lighting | PLLED 7 5K 10A XX 55 X X XX XX XX XXXX XXXX | Outdoor Luminaires | High Output | Architectural Flood and Spot Luminaires | Standard | FALSE | [9 empty] | 41806 | Dimmable | Continuous Below 10 | Yes | Updated on 11/8/2016 | 3 | 37297 | 119.01 | 313.4 | 8.81 | 0.97 | 5131 | 75.27
P000003Q5 | Acuity Brands Lighting | Holophane Lighting | PLLED 7 5K 10A XX 45 X X XX XX XX XXXX XXXX | Outdoor Luminaires | High Output | Architectural Flood and Spot Luminaires | Standard | FALSE | [9 empty] | 41806 | Dimmable | Continuous Below 10 | Yes | Updated on 11/8/2016 | 3 | 34638 | 110.52 | 313.4 | 8.81 | 0.97 | 5131 | 75.27
P000003Q1 | Acuity Brands Lighting | Holophane Lighting | PLLED 8 5K 10A XX 44 X X XX XX XX XXXX XXXX | Outdoor Luminaires | High Output | Architectural Flood and Spot Luminaires | Standard | FALSE | [9 empty] | 41806 | Dimmable | Continuous Below 10 | Yes | Updated on 11/8/2016 | 3 | 39181 | 112.27 | 349 | 8.81 | 0.97 | 5131 | 75.27
P000003Q0 | Acuity Brands Lighting | Holophane Lighting | PLLED 7 5K 10A XX 44 X X XX XX XX XXXX XXXX | Outdoor Luminaires | High Output | Architectural Flood and Spot Luminaires | Standard | FALSE | [9 empty] | 41806 | Dimmable | Continuous Below 10 | Yes | Updated on 11/8/2016 | 3 | 34608 | 110.43 | 313.4 | 8.81 | 0.97 | 5131 | 75.27
P000003V5 | Acuity Brands Lighting | Holophane Lighting | PMLED 6 5K 10A XX 66 X X XX XX XX XXXX XXXX | Outdoor Luminaires | High Output | Architectural Flood and Spot Luminaires | Standard | FALSE | [9 empty] | 41806 | Dimmable | Continuous Below 10 | Yes | Updated on 11/8/2016 | 3 | 31357 | 118.33 | 265 | 8.32 | 0.97 | 5094 | 72.86
P000003V4 | Acuity Brands Lighting | Holophane Lighting | PMLED 5 5K 10A XX 66 X X XX XX XX XXXX XXXX | Outdoor Luminaires | High Output | Architectural Flood and Spot Luminaires | Standard | FALSE | [9 empty] | 41806 | Dimmable | Continuous Below 10 | Yes | Updated on 11/8/2016 | 3 | 26573 | 121.34 | 219 | 8.32 | 0.97 | 5094 | 72.86
P000003V3 | Acuity Brands Lighting | Holophane Lighting | PMLED 4 5K 10A XX 66 X X XX XX XX XXXX XXXX | Outdoor Luminaires | High Output | Architectural Flood and Spot Luminaires | Standard | FALSE | [9 empty] | 41806 | Dimmable | Continuous Below 10 | Yes | Updated on 11/8/2016 | 3 | 21524 | 119.58 | 180 | 8.32 | 0.97 | 5094 | 72.86
P000003SG | Acuity Brands Lighting | Holophane Lighting | PMLED 6 5K 10A XX 65 X X XX XX XX XXXX XXXX | Outdoor Luminaires | High Output | Architectural Flood and Spot Luminaires | Standard | FALSE | [9 empty] | 41806 | Dimmable | Continuous Below 10 | Yes | Updated on 11/8/2016 | 3 | 31994 | 120.73 | 265 | 8.32 | 0.97 | 5094 | 72.86
P000003UM | Acuity Brands Lighting | Holophane Lighting | PMLED 6 5K 10A XX 55 X X XX XX XX XXXX XXXX | Outdoor Luminaires | High Output | Architectural Flood and Spot Luminaires | Standard | FALSE | [9 empty] | 41806 | Dimmable | Continuous Below 10 | Yes | Updated on 11/8/2016 | 3 | 31740 | 119.77 | 265 | 8.32 | 0.97 | 5094 | 72.86
P000003UC | Acuity Brands Lighting | Holophane Lighting | PMLED 6 5K 10A XX 45 X X XX XX XX XXXX XXXX | Outdoor Luminaires | High Output | Architectural Flood and Spot Luminaires | Standard | FALSE | [9 empty] | 41806 | Dimmable | Continuous Below 10 | Yes | Updated on 11/8/2016 | 3 | 29754 | 112.28 | 265 | 8.32 | 0.97 | 5094 | 72.86
P000003UV | Acuity Brands Lighting | Holophane Lighting | PMLED 5 5K 10A XX 65 X X XX XX XX XXXX XXXX | Outdoor Luminaires | High Output | Architectural Flood and Spot Luminaires | Standard | FALSE | [9 empty] | 41806 | Dimmable | Continuous Below 10 | Yes | Updated on 11/8/2016 | 3 | 27114 | 123.81 | 219 | 8.32 | 0.97 | 5094 | 72.86
P000003UL | Acuity Brands Lighting | Holophane Lighting | PMLED 5 5K 10A XX 55 X X XX XX XX XXXX XXXX | Outdoor Luminaires | High Output | Architectural Flood and Spot Luminaires | Standard | FALSE | [9 empty] | 41806 | Dimmable | Continuous Below 10 | Yes | Updated on 11/8/2016 | 3 | 26899 | 122.83 | 219 | 8.32 | 0.97 | 5094 | 72.86
P000003UB | Acuity Brands Lighting | Holophane Lighting | PMLED 5 5K 10A XX 45 X X XX XX XX XXXX XXXX | Outdoor Luminaires | High Output | Architectural Flood and Spot Luminaires | Standard | FALSE | [9 empty] | 41806 | Dimmable | Continuous Below 10 | Yes | Updated on 11/8/2016 | 3 | 25215 | 115.14 | 219 | 8.32 | 0.97 | 5094 | 72.86
P000003UU | Acuity Brands Lighting | Holophane Lighting | PMLED 4 5K 10A XX 65 X X XX XX XX XXXX XXXX | Outdoor Luminaires | High Output | Architectural Flood and Spot Luminaires | Standard | FALSE | [9 empty] | 41806 | Dimmable | Continuous Below 10 | Yes | Updated on 11/8/2016 | 3 | 21962 | 122.01 | 180 | 8.32 | 0.97 | 5094 | 72.86
P000003UK | Acuity Brands Lighting | Holophane Lighting | PMLED 4 5K 10A XX 55 X X XX XX XX XXXX XXXX | Outdoor Luminaires | High Output | Architectural Flood and Spot Luminaires | Standard | FALSE | [9 empty] | 41806 | Dimmable | Continuous Below 10 | Yes | Updated on 11/8/2016 | 3 | 21789 | 121.05 | 180 | 8.32 | 0.97 | 5094 | 72.86
P000003UA | Acuity Brands Lighting | Holophane Lighting | PMLED 4 5K 10A XX 45 X X XX XX XX XXXX XXXX | Outdoor Luminaires | High Output | Architectural Flood and Spot Luminaires | Standard | FALSE | [9 empty] | 41806 | Dimmable | Continuous Below 10 | Yes | Updated on 11/8/2016 | 3 | 20424 | 113.47 | 180 | 8.32 | 0.97 | 5094 | 72.86
P000003U2 | Acuity Brands Lighting | Holophane Lighting | PMLED 6 5K 10A XX 44 X X XX XX XX XXXX XXXX | Outdoor Luminaires | High Output | Architectural Flood and Spot Luminaires | Standard | FALSE | [9 empty] | 41806 | Dimmable | Continuous Below 10 | Yes | Updated on 11/8/2016 | 3 | 29257 | 110.4 | 265 | 8.32 | 0.97 | 5094 | 72.86
P000003U0 | Acuity Brands Lighting | Holophane Lighting | PMLED 4 5K 10A XX 44 X X XX XX XX XXXX XXXX | Outdoor Luminaires | High Output | Architectural Flood and Spot Luminaires | Standard | FALSE | [9 empty] | 41806 | Dimmable | Continuous Below 10 | Yes | Updated on 11/8/2016 | 3 | 20083 | 111.57 | 180 | 8.32 | 0.97 | 5094 | 72.86
P000003XF | Acuity Brands Lighting | Holophane | PMLED 3 5K 07A AH 65 X X XX XX XX XXXX XXXX | Outdoor Luminaires | Mid Output | Architectural Flood and Spot Luminaires | Standard | FALSE | [9 empty] | 41806 | Not Yet Verified | Not Yet Verified | NotYetVerified |  | 3 | 8110.08 | 93.01 | 87.2 | 18.9 | 0.9 | 5079 | 75.53
P000003XP | Acuity Brands Lighting | Holophane | PMLED 3 5K 07A AH 66 X X XX XX XX XXXX XXXX | Outdoor Luminaires | Mid Output | Architectural Flood and Spot Luminaires | Standard | FALSE | [9 empty] | 41806 | Not Yet Verified | Not Yet Verified | NotYetVerified |  | 3 | 7948.29 | 91.15 | 87.2 | 18.9 | 0.9 | 5079 | 75.53
P000003XJ | Acuity Brands Lighting | Holophane | PMLED 2 5K 10A AH 65 X X XX XX XX XXXX XXXX | Outdoor Luminaires | Mid Output | Architectural Flood and Spot Luminaires | Standard | FALSE | [9 empty] | 41806 | Not Yet Verified | Not Yet Verified | NotYetVerified |  | 3 | 7851.01 | 88.92 | 88.29 | 18.9 | 0.9 | 5079 | 75.53
P000003XT | Acuity Brands Lighting | Holophane | PMLED 2 5K 10A AH 66 X X XX XX XX XXXX XXXX | Outdoor Luminaires | Mid Output | Architectural Flood and Spot Luminaires | Standard | FALSE | [9 empty] | 41806 | Not Yet Verified | Not Yet Verified | NotYetVerified |  | 3 | 7694.34 | 87.15 | 88.29 | 18.9 | 0.9 | 5079 | 75.53
P000003XE | Acuity Brands Lighting | Holophane | PMLED 2 5K 07A AH 65 X X XX XX XX XXXX XXXX | Outdoor Luminaires | Mid Output | Architectural Flood and Spot Luminaires | Standard | FALSE | [9 empty] | 41806 | Not Yet Verified | Not Yet Verified | NotYetVerified |  | 3 | 5556.22 | 92.51 | 60.059 | 18.9 | 0.9 | 5079 | 75.53
P000003XO | Acuity Brands Lighting | Holophane | PMLED 2 5K 07A AH 66 X X XX XX XX XXXX XXXX | Outdoor Luminaires | Mid Output | Architectural Flood and Spot Luminaires | Standard | FALSE | [9 empty] | 41806 | Not Yet Verified | Not Yet Verified | NotYetVerified |  | 3 | 5455.87 | 90.84 | 60.059 | 18.9 | 0.9 | 5079 | 75.53
P000003XI | Acuity Brands Lighting | Holophane | PMLED 6 5K 07A AH 65 X X XX XX XX XXXX XXXX | Outdoor Luminaires | High Output | Architectural Flood and Spot Luminaires | Standard | FALSE | [9 empty] | 41806 | Not Yet Verified | Not Yet Verified | NotYetVerified |  | 3 | 16220.16 | 93.01 | 174.4 | 18.9 | 0.9 | 5079 | 75.53
P000003XS | Acuity Brands Lighting | Holophane | PMLED 6 5K 07A AH 66 X X XX XX XX XXXX XXXX | Outdoor Luminaires | High Output | Architectural Flood and Spot Luminaires | Standard | FALSE | [9 empty] | 41806 | Not Yet Verified | Not Yet Verified | NotYetVerified |  | 3 | 15897.6 | 91.16 | 174.4 | 18.9 | 0.9 | 5079 | 75.53
P000003XH | Acuity Brands Lighting | Holophane | PMLED 5 5K 07A AH 65 X X XX XX XX XXXX XXXX | Outdoor Luminaires | High Output | Architectural Flood and Spot Luminaires | Standard | FALSE | [9 empty] | 41806 | Not Yet Verified | Not Yet Verified | NotYetVerified |  | 3 | 13745.15 | 97.75 | 140.61 | 18.9 | 0.9 | 5079 | 75.53
P000003XR | Acuity Brands Lighting | Holophane | PMLED 5 5K 07A AH 66 X X XX XX XX XXXX XXXX | Outdoor Luminaires | High Output | Architectural Flood and Spot Luminaires | Standard | FALSE | [9 empty] | 41806 | Not Yet Verified | Not Yet Verified | NotYetVerified |  | 3 | 13472.77 | 95.82 | 140.61 | 18.9 | 0.9 | 5079 | 75.53
P000003XK | Acuity Brands Lighting | Holophane | PMLED 3 5K 10A AH 65 X X XX XX XX XXXX XXXX | Outdoor Luminaires | High Output | Architectural Flood and Spot Luminaires | Standard | FALSE | [9 empty] | 41806 | Not Yet Verified | Not Yet Verified | NotYetVerified |  | 3 | 11437.06 | 88.92 | 128.62 | 18.9 | 0.9 | 5079 | 75.53
P000003XU | Acuity Brands Lighting | Holophane | PMLED 3 5K 10A AH 66 X X XX XX XX XXXX XXXX | Outdoor Luminaires | High Output | Architectural Flood and Spot Luminaires | Standard | FALSE | [9 empty] | 41806 | Not Yet Verified | Not Yet Verified | NotYetVerified |  | 3 | 11209.73 | 87.15 | 128.62 | 18.9 | 0.9 | 5079 | 75.53
P000003XG | Acuity Brands Lighting | Holophane | PMLED 4 5K 07A AH 65 X X XX XX XX XXXX XXXX | Outdoor Luminaires | High Output | Architectural Flood and Spot Luminaires | Standard | FALSE | [9 empty] | 41806 | Not Yet Verified | Not Yet Verified | NotYetVerified |  | 3 | 11133.95 | 97.28 | 114.45 | 18.9 | 0.9 | 5079 | 75.53
P000003XQ | Acuity Brands Lighting | Holophane | PMLED 4 5K 07A AH 66 X X XX XX XX XXXX XXXX | Outdoor Luminaires | High Output | Architectural Flood and Spot Luminaires | Standard | FALSE | [9 empty] | 41806 | Not Yet Verified | Not Yet Verified | NotYetVerified |  | 3 | 10912.77 | 95.35 | 114.45 | 18.9 | 0.9 | 5079 | 75.53
P000003UO | Acuity Brands Lighting | Holophane | PMLED 3 5K 07A AS 65 X X XX XX XX XXXX XXXX | Outdoor Luminaires | Mid Output | Architectural Flood and Spot Luminaires | Standard | FALSE | [9 empty] | 41806 | Not Yet Verified | Not Yet Verified | NotYetVerified |  | 3 | 8110.08 | 101.38 | 80 | 13.9 | 0.91 | 5079 | 75.53
P000003UX | Acuity Brands Lighting | Holophane | PMLED 3 5K 07A AS 66 X X XX XX XX XXXX XXXX | Outdoor Luminaires | Mid Output | Architectural Flood and Spot Luminaires | Standard | FALSE | [9 empty] | 41806 | Not Yet Verified | Not Yet Verified | NotYetVerified |  | 3 | 7948.29 | 99.35 | 80 | 13.9 | 0.91 | 5079 | 75.53
P000003US | Acuity Brands Lighting | Holophane | PMLED 2 5K 10A AS 65 X X XX XX XX XXXX XXXX | Outdoor Luminaires | Mid Output | Architectural Flood and Spot Luminaires | Standard | FALSE | [9 empty] | 41806 | Not Yet Verified | Not Yet Verified | NotYetVerified |  | 3 | 7851.01 | 96.93 | 81 | 13.9 | 0.91 | 5079 | 75.53
P000003V1 | Acuity Brands Lighting | Holophane | PMLED 2 5K 10A AS 66 X X XX XX XX XXXX XXXX | Outdoor Luminaires | Mid Output | Architectural Flood and Spot Luminaires | Standard | FALSE | [9 empty] | 41806 | Not Yet Verified | Not Yet Verified | NotYetVerified |  | 3 | 7694.34 | 94.99 | 81 | 13.9 | 0.91 | 5079 | 75.53
P000003UN | Acuity Brands Lighting | Holophane | PMLED 2 5K 07A AS 65 X X XX XX XX XXXX XXXX | Outdoor Luminaires | Mid Output | Architectural Flood and Spot Luminaires | Standard | FALSE | [9 empty] | 41806 | Not Yet Verified | Not Yet Verified | NotYetVerified |  | 3 | 5556.22 | 100.84 | 55.1 | 13.9 | 0.91 | 5079 | 75.53
P000003UW | Acuity Brands Lighting | Holophane | PMLED 2 5K 07A AS 66 X X XX XX XX XXXX XXXX | Outdoor Luminaires | Mid Output | Architectural Flood and Spot Luminaires | Standard | FALSE | [9 empty] | 41806 | Not Yet Verified | Not Yet Verified | NotYetVerified |  | 3 | 5455.87 | 99.02 | 55.1 | 13.9 | 0.91 | 5079 | 75.53
P000003UR | Acuity Brands Lighting | Holophane | PMLED 6 5K 07A AS 65 X X XX XX XX XXXX XXXX | Outdoor Luminaires | High Output | Architectural Flood and Spot Luminaires | Standard | FALSE | [9 empty] | 41806 | Not Yet Verified | Not Yet Verified | NotYetVerified |  | 3 | 16220.16 | 101.38 | 160 | 13.9 | 0.91 | 5079 | 75.53
P000003V0 | Acuity Brands Lighting | Holophane | PMLED 6 5K 07A AS 66 X X XX XX XX XXXX XXXX | Outdoor Luminaires | High Output | Architectural Flood and Spot Luminaires | Standard | FALSE | [9 empty] | 41806 | Not Yet Verified | Not Yet Verified | NotYetVerified |  | 3 | 15897.6 | 99.36 | 160 | 13.9 | 0.91 | 5079 | 75.53
P000003UQ | Acuity Brands Lighting | Holophane | PMLED 5 5K 07A AS 65 X X XX XX XX XXXX XXXX | Outdoor Luminaires | High Output | Architectural Flood and Spot Luminaires | Standard | FALSE | [9 empty] | 41806 | Not Yet Verified | Not Yet Verified | NotYetVerified |  | 3 | 13745.15 | 106.55 | 129 | 13.9 | 0.91 | 5079 | 75.53
P000003UZ | Acuity Brands Lighting | Holophane | PMLED 5 5K 07A AS 66 X X XX XX XX XXXX XXXX | Outdoor Luminaires | High Output | Architectural Flood and Spot Luminaires | Standard | FALSE | [9 empty] | 41806 | Not Yet Verified | Not Yet Verified | NotYetVerified |  | 3 | 13472.77 | 104.44 | 129 | 13.9 | 0.91 | 5079 | 75.53
P000003UT | Acuity Brands Lighting | Holophane | PMLED 3 5K 10A AS 65 X X XX XX XX XXXX XXXX | Outdoor Luminaires | High Output | Architectural Flood and Spot Luminaires | Standard | FALSE | [9 empty] | 41806 | Not Yet Verified | Not Yet Verified | NotYetVerified |  | 3 | 11437.06 | 96.92 | 118 | 13.9 | 0.91 | 5079 | 75.53
P000003V2 | Acuity Brands Lighting | Holophane | PMLED 3 5K 10A AS 66 X X XX XX XX XXXX XXXX | Outdoor Luminaires | High Output | Architectural Flood and Spot Luminaires | Standard | FALSE | [9 empty] | 41806 | Not Yet Verified | Not Yet Verified | NotYetVerified |  | 3 | 11209.73 | 95 | 118 | 13.9 | 0.91 | 5079 | 75.53
P000003UP | Acuity Brands Lighting | Holophane | PMLED 4 5K 07A AS 65 X X XX XX XX XXXX XXXX | Outdoor Luminaires | High Output | Architectural Flood and Spot Luminaires | Standard | FALSE | [9 empty] | 41806 | Not Yet Verified | Not Yet Verified | NotYetVerified |  | 3 | 11133.95 | 106.04 | 105 | 13.9 | 0.91 | 5079 | 75.53
P000003UY | Acuity Brands Lighting | Holophane | PMLED 4 5K 07A AS 66 X X XX XX XX XXXX XXXX | Outdoor Luminaires | High Output | Architectural Flood and Spot Luminaires | Standard | FALSE | [9 empty] | 41806 | Not Yet Verified | Not Yet Verified | NotYetVerified |  | 3 | 10912.77 | 103.93 | 105 | 13.9 | 0.91 | 5079 | 75.53
P000003X5 | Acuity Brands Lighting | Holophane | PMLED 3 5K 07A AH 55 X X XX XX XX XXXX XXXX | Outdoor Luminaires | Mid Output | Architectural Flood and Spot Luminaires | Standard | FALSE | [9 empty] | 41806 | Not Yet Verified | Not Yet Verified | NotYetVerified |  | 3 | 8045.57 | 92.27 | 87.2 | 18.9 | 0.9 | 5079 | 75.53
P000003X9 | Acuity Brands Lighting | Holophane | PMLED 2 5K 10A AH 55 X X XX XX XX XXXX XXXX | Outdoor Luminaires | Mid Output | Architectural Flood and Spot Luminaires | Standard | FALSE | [9 empty] | 41806 | Not Yet Verified | Not Yet Verified | NotYetVerified |  | 3 | 7788.54 | 88.22 | 88.29 | 18.9 | 0.9 | 5079 | 75.53
P000003X4 | Acuity Brands Lighting | Holophane | PMLED 2 5K 07A AH 55 X X XX XX XX XXXX XXXX | Outdoor Luminaires | Mid Output | Architectural Flood and Spot Luminaires | Standard | FALSE | [9 empty] | 41806 | Not Yet Verified | Not Yet Verified | NotYetVerified |  | 3 | 5522.43 | 91.95 | 60.059 | 18.9 | 0.9 | 5079 | 75.53
P000003X8 | Acuity Brands Lighting | Holophane | PMLED 6 5K 07A AH 55 X X XX XX XX XXXX XXXX | Outdoor Luminaires | High Output | Architectural Flood and Spot Luminaires | Standard | FALSE | [9 empty] | 41806 | Not Yet Verified | Not Yet Verified | NotYetVerified |  | 3 | 16091.14 | 92.27 | 174.4 | 18.9 | 0.9 | 5079 | 75.53
P000003X7 | Acuity Brands Lighting | Holophane | PMLED 5 5K 07A AH 55 X X XX XX XX XXXX XXXX | Outdoor Luminaires | High Output | Architectural Flood and Spot Luminaires | Standard | FALSE | [9 empty] | 41806 | Not Yet Verified | Not Yet Verified | NotYetVerified |  | 3 | 13636.61 | 96.98 | 140.61 | 18.9 | 0.9 | 5079 | 75.53
P000003XA | Acuity Brands Lighting | Holophane | PMLED 3 5K 10A AH 55 X X XX XX XX XXXX XXXX | Outdoor Luminaires | High Output | Architectural Flood and Spot Luminaires | Standard | FALSE | [9 empty] | 41806 | Not Yet Verified | Not Yet Verified | NotYetVerified |  | 3 | 11345.92 | 88.21 | 128.62 | 18.9 | 0.9 | 5079 | 75.53
P000003X6 | Acuity Brands Lighting | Holophane | PMLED 4 5K 07A AH 55 X X XX XX XX XXXX XXXX | Outdoor Luminaires | High Output | Architectural Flood and Spot Luminaires | Standard | FALSE | [9 empty] | 41806 | Not Yet Verified | Not Yet Verified | NotYetVerified |  | 3 | 11045.89 | 96.51 | 114.45 | 18.9 | 0.9 | 5079 | 75.53
P000003UE | Acuity Brands Lighting | Holophane | PMLED 3 5K 07A AS 55 X X XX XX XX XXXX XXXX | Outdoor Luminaires | Mid Output | Architectural Flood and Spot Luminaires | Standard | FALSE | [9 empty] | 41806 | Not Yet Verified | Not Yet Verified | NotYetVerified |  | 3 | 8045.57 | 100.57 | 80 | 13.9 | 0.91 | 5079 | 75.53
P000003UI | Acuity Brands Lighting | Holophane | PMLED 2 5K 10A AS 55 X X XX XX XX XXXX XXXX | Outdoor Luminaires | Mid Output | Architectural Flood and Spot Luminaires | Standard | FALSE | [9 empty] | 41806 | Not Yet Verified | Not Yet Verified | NotYetVerified |  | 3 | 7788.54 | 96.15 | 81 | 13.9 | 0.91 | 5079 | 75.53
P000003UD | Acuity Brands Lighting | Holophane | PMLED 2 5K 07A AS 55 X X XX XX XX XXXX XXXX | Outdoor Luminaires | Mid Output | Architectural Flood and Spot Luminaires | Standard | FALSE | [9 empty] | 41806 | Not Yet Verified | Not Yet Verified | NotYetVerified |  | 3 | 5522.43 | 100.23 | 55.1 | 13.9 | 0.91 | 5079 | 75.53
P000003UH | Acuity Brands Lighting | Holophane | PMLED 6 5K 07A AS 55 X X XX XX XX XXXX XXXX | Outdoor Luminaires | High Output | Architectural Flood and Spot Luminaires | Standard | FALSE | [9 empty] | 41806 | Not Yet Verified | Not Yet Verified | NotYetVerified |  | 3 | 16091.14 | 100.57 | 160 | 13.9 | 0.91 | 5079 | 75.53
P000003UG | Acuity Brands Lighting | Holophane | PMLED 5 5K 07A AS 55 X X XX XX XX XXXX XXXX | Outdoor Luminaires | High Output | Architectural Flood and Spot Luminaires | Standard | FALSE | [9 empty] | 41806 | Not Yet Verified | Not Yet Verified | NotYetVerified |  | 3 | 13636.61 | 105.71 | 129 | 13.9 | 0.91 | 5079 | 75.53
P000003UJ | Acuity Brands Lighting | Holophane | PMLED 3 5K 10A AS 55 X X XX XX XX XXXX XXXX | Outdoor Luminaires | High Output | Architectural Flood and Spot Luminaires | Standard | FALSE | [9 empty] | 41806 | Not Yet Verified | Not Yet Verified | NotYetVerified |  | 3 | 11345.92 | 96.15 | 118 | 13.9 | 0.91 | 5079 | 75.53
P000003UF | Acuity Brands Lighting | Holophane | PMLED 4 5K 07A AS 55 X X XX XX XX XXXX XXXX | Outdoor Luminaires | High Output | Architectural Flood and Spot Luminaires | Standard | FALSE | [9 empty] | 41806 | Not Yet Verified | Not Yet Verified | NotYetVerified |  | 3 | 11045.89 | 105.2 | 105 | 13.9 | 0.91 | 5079 | 75.53
P000003WV | Acuity Brands Lighting | Holophane | PMLED 3 5K 07A AH 45 X X XX XX XX XXXX XXXX | Outdoor Luminaires | Mid Output | Architectural Flood and Spot Luminaires | Standard | FALSE | [9 empty] | 41806 | Not Yet Verified | Not Yet Verified | NotYetVerified |  | 3 | 7541.76 | 86.49 | 87.2 | 18.9 | 0.9 | 5079 | 75.53
P000003WL | Acuity Brands Lighting | Holophane | PMLED 3 5K 07A AH 44 X X XX XX XX XXXX XXXX | Outdoor Luminaires | Mid Output | Architectural Flood and Spot Luminaires | Standard | FALSE | [9 empty] | 41806 | Not Yet Verified | Not Yet Verified | NotYetVerified |  | 3 | 7415.81 | 85.04 | 87.2 | 18.9 | 0.9 | 5079 | 75.53
P000003WZ | Acuity Brands Lighting | Holophane | PMLED 2 5K 10A AH 45 X X XX XX XX XXXX XXXX | Outdoor Luminaires | Mid Output | Architectural Flood and Spot Luminaires | Standard | FALSE | [9 empty] | 41806 | Not Yet Verified | Not Yet Verified | NotYetVerified |  | 3 | 7301.12 | 82.69 | 88.29 | 18.9 | 0.9 | 5079 | 75.53
P000003WP | Acuity Brands Lighting | Holophane | PMLED 2 5K 10A AH 44 X X XX XX XX XXXX XXXX | Outdoor Luminaires | Mid Output | Architectural Flood and Spot Luminaires | Standard | FALSE | [9 empty] | 41806 | Not Yet Verified | Not Yet Verified | NotYetVerified |  | 3 | 7179.26 | 81.31 | 88.29 | 18.9 | 0.9 | 5079 | 75.53
P000003WK | Acuity Brands Lighting | Holophane | PMLED 2 5K 07A AH 44 X X XX XX XX XXXX XXXX | Outdoor Luminaires | Mid Output | Architectural Flood and Spot Luminaires | Standard | FALSE | [9 empty] | 41806 | Not Yet Verified | Not Yet Verified | NotYetVerified |  | 3 | 5240.83 | 87.26 | 60.059 | 18.9 | 0.9 | 5079 | 75.53
P000003WU | Acuity Brands Lighting | Holophane | PMLED 2 5K 07A AH 45 X X XX XX XX XXXX XXXX | Outdoor Luminaires | Mid Output | Architectural Flood and Spot Luminaires | Standard | FALSE | [9 empty] | 41806 | Not Yet Verified | Not Yet Verified | NotYetVerified |  | 3 | 5177.34 | 86.2 | 60.059 | 18.9 | 0.9 | 5079 | 75.53
P000003WY | Acuity Brands Lighting | Holophane | PMLED 6 5K 07A AH 45 X X XX XX XX XXXX XXXX | Outdoor Luminaires | High Output | Architectural Flood and Spot Luminaires | Standard | FALSE | [9 empty] | 41806 | Not Yet Verified | Not Yet Verified | NotYetVerified |  | 3 | 15083.52 | 86.49 | 174.4 | 18.9 | 0.9 | 5079 | 75.53
P000003WO | Acuity Brands Lighting | Holophane | PMLED 6 5K 07A AH 44 X X XX XX XX XXXX XXXX | Outdoor Luminaires | High Output | Architectural Flood and Spot Luminaires | Standard | FALSE | [9 empty] | 41806 | Not Yet Verified | Not Yet Verified | NotYetVerified |  | 3 | 14831.62 | 85.04 | 174.4 | 18.9 | 0.9 | 5079 | 75.53
P000003WX | Acuity Brands Lighting | Holophane | PMLED 5 5K 07A AH 45 X X XX XX XX XXXX XXXX | Outdoor Luminaires | High Output | Architectural Flood and Spot Luminaires | Standard | FALSE | [9 empty] | 41806 | Not Yet Verified | Not Yet Verified | NotYetVerified |  | 3 | 12782.59 | 90.91 | 140.61 | 18.9 | 0.9 | 5079 | 75.53
P000003WN | Acuity Brands Lighting | Holophane | PMLED 5 5K 07A AH 44 X X XX XX XX XXXX XXXX | Outdoor Luminaires | High Output | Architectural Flood and Spot Luminaires | Standard | FALSE | [9 empty] | 41806 | Not Yet Verified | Not Yet Verified | NotYetVerified |  | 3 | 12569.6 | 89.39 | 140.61 | 18.9 | 0.9 | 5079 | 75.53
P000003X0 | Acuity Brands Lighting | Holophane | PMLED 3 5K 10A AH 45 X X XX XX XX XXXX XXXX | Outdoor Luminaires | High Output | Architectural Flood and Spot Luminaires | Standard | FALSE | [9 empty] | 41806 | Not Yet Verified | Not Yet Verified | NotYetVerified |  | 3 | 10635.26 | 82.69 | 128.62 | 18.9 | 0.9 | 5079 | 75.53
P000003WQ | Acuity Brands Lighting | Holophane | PMLED 3 5K 10A AH 44 X X XX XX XX XXXX XXXX | Outdoor Luminaires | High Output | Architectural Flood and Spot Luminaires | Standard | FALSE | [9 empty] | 41806 | Not Yet Verified | Not Yet Verified | NotYetVerified |  | 3 | 10458.11 | 81.31 | 128.62 | 18.9 | 0.9 | 5079 | 75.53
P000003WW | Acuity Brands Lighting | Holophane | PMLED 4 5K 07A AH 45 X X XX XX XX XXXX XXXX | Outdoor Luminaires | High Output | Architectural Flood and Spot Luminaires | Standard | FALSE | [9 empty] | 41806 | Not Yet Verified | Not Yet Verified | NotYetVerified |  | 3 | 10353.66 | 90.46 | 114.45 | 18.9 | 0.9 | 5079 | 75.53
P000003WM | Acuity Brands Lighting | Holophane | PMLED 4 5K 07A AH 44 X X XX XX XX XXXX XXXX | Outdoor Luminaires | High Output | Architectural Flood and Spot Luminaires | Standard | FALSE | [9 empty] | 41806 | Not Yet Verified | Not Yet Verified | NotYetVerified |  | 3 | 10181.63 | 88.96 | 114.45 | 18.9 | 0.9 | 5079 | 75.53
P000003U4 | Acuity Brands Lighting | Holophane | PMLED 3 5K 07A AS 45 X X XX XX XX XXXX XXXX | Outdoor Luminaires | Mid Output | Architectural Flood and Spot Luminaires | Standard | FALSE | [9 empty] | 41806 | Not Yet Verified | Not Yet Verified | NotYetVerified |  | 3 | 7541.76 | 94.27 | 80 | 13.9 | 0.91 | 5079 | 75.53
P000003TU | Acuity Brands Lighting | Holophane | PMLED 3 5K 07A AS 44 X X XX XX XX XXXX XXXX | Outdoor Luminaires | Mid Output | Architectural Flood and Spot Luminaires | Standard | FALSE | [9 empty] | 41806 | Not Yet Verified | Not Yet Verified | NotYetVerified |  | 3 | 7415.81 | 92.7 | 80 | 13.9 | 0.91 | 5079 | 75.53
P000003U8 | Acuity Brands Lighting | Holophane | PMLED 2 5K 10A AS 45 X X XX XX XX XXXX XXXX | Outdoor Luminaires | Mid Output | Architectural Flood and Spot Luminaires | Standard | FALSE | [9 empty] | 41806 | Not Yet Verified | Not Yet Verified | NotYetVerified |  | 3 | 7301.12 | 90.14 | 81 | 13.9 | 0.91 | 5079 | 75.53
P000003TY | Acuity Brands Lighting | Holophane | PMLED 2 5K 10A AS 44 X X XX XX XX XXXX XXXX | Outdoor Luminaires | Mid Output | Architectural Flood and Spot Luminaires | Standard | FALSE | [9 empty] | 41806 | Not Yet Verified | Not Yet Verified | NotYetVerified |  | 3 | 7179.26 | 88.63 | 81 | 13.9 | 0.91 | 5079 | 75.53
P000003TT | Acuity Brands Lighting | Holophane | PMLED 2 5K 07A AS 44 X X XX XX XX XXXX XXXX | Outdoor Luminaires | Mid Output | Architectural Flood and Spot Luminaires | Standard | FALSE | [9 empty] | 41806 | Not Yet Verified | Not Yet Verified | NotYetVerified |  | 3 | 5240.83 | 95.11 | 55.1 | 13.9 | 0.91 | 5079 | 75.53
P000003U3 | Acuity Brands Lighting | Holophane | PMLED 2 5K 07A AS 45 X X XX XX XX XXXX XXXX | Outdoor Luminaires | Mid Output | Architectural Flood and Spot Luminaires | Standard | FALSE | [9 empty] | 41806 | Not Yet Verified | Not Yet Verified | NotYetVerified |  | 3 | 5177.34 | 93.96 | 55.1 | 13.9 | 0.91 | 5079 | 75.53
P000003U7 | Acuity Brands Lighting | Holophane | PMLED 6 5K 07A AS 45 X X XX XX XX XXXX XXXX | Outdoor Luminaires | High Output | Architectural Flood and Spot Luminaires | Standard | FALSE | [9 empty] | 41806 | Not Yet Verified | Not Yet Verified | NotYetVerified |  | 3 | 15083.52 | 94.27 | 160 | 13.9 | 0.91 | 5079 | 75.53
P000003TX | Acuity Brands Lighting | Holophane | PMLED 6 5K 07A AS 44 X X XX XX XX XXXX XXXX | Outdoor Luminaires | High Output | Architectural Flood and Spot Luminaires | Standard | FALSE | [9 empty] | 41806 | Not Yet Verified | Not Yet Verified | NotYetVerified |  | 3 | 14831.62 | 92.7 | 160 | 13.9 | 0.91 | 5079 | 75.53
P000003U6 | Acuity Brands Lighting | Holophane | PMLED 5 5K 07A AS 45 X X XX XX XX XXXX XXXX | Outdoor Luminaires | High Output | Architectural Flood and Spot Luminaires | Standard | FALSE | [9 empty] | 41806 | Not Yet Verified | Not Yet Verified | NotYetVerified |  | 3 | 12782.59 | 99.09 | 129 | 13.9 | 0.91 | 5079 | 75.53
P000003TW | Acuity Brands Lighting | Holophane | PMLED 5 5K 07A AS 44 X X XX XX XX XXXX XXXX | Outdoor Luminaires | High Output | Architectural Flood and Spot Luminaires | Standard | FALSE | [9 empty] | 41806 | Not Yet Verified | Not Yet Verified | NotYetVerified |  | 3 | 12569.6 | 97.44 | 129 | 13.9 | 0.91 | 5079 | 75.53
P000003U9 | Acuity Brands Lighting | Holophane | PMLED 3 5K 10A AS 45 X X XX XX XX XXXX XXXX | Outdoor Luminaires | High Output | Architectural Flood and Spot Luminaires | Standard | FALSE | [9 empty] | 41806 | Not Yet Verified | Not Yet Verified | NotYetVerified |  | 3 | 10635.26 | 90.13 | 118 | 13.9 | 0.91 | 5079 | 75.53
P000003TZ | Acuity Brands Lighting | Holophane | PMLED 3 5K 10A AS 44 X X XX XX XX XXXX XXXX | Outdoor Luminaires | High Output | Architectural Flood and Spot Luminaires | Standard | FALSE | [9 empty] | 41806 | Not Yet Verified | Not Yet Verified | NotYetVerified |  | 3 | 10458.11 | 88.63 | 118 | 13.9 | 0.91 | 5079 | 75.53
P000003U5 | Acuity Brands Lighting | Holophane | PMLED 4 5K 07A AS 45 X X XX XX XX XXXX XXXX | Outdoor Luminaires | High Output | Architectural Flood and Spot Luminaires | Standard | FALSE | [9 empty] | 41806 | Not Yet Verified | Not Yet Verified | NotYetVerified |  | 3 | 10353.66 | 98.61 | 105 | 13.9 | 0.91 | 5079 | 75.53
P000003TV | Acuity Brands Lighting | Holophane | PMLED 4 5K 07A AS 44 X X XX XX XX XXXX XXXX | Outdoor Luminaires | High Output | Architectural Flood and Spot Luminaires | Standard | FALSE | [9 empty] | 41806 | Not Yet Verified | Not Yet Verified | NotYetVerified |  | 3 | 10181.63 | 96.97 | 105 | 13.9 | 0.91 | 5079 | 75.53
P000003PW | Acuity Brands Lighting | Holophane Lighting | PLLED 9 4K 10A XX 66 X X XX XX XX XXXX XXXX | Outdoor Luminaires | High Output | Architectural Flood and Spot Luminaires | Standard | FALSE | [9 empty] | 41806 | Dimmable | Continuous Below 10 | Yes | Updated on 11/8/2016 | 3 | 47817 | 120.11 | 398.1 | 8.81 | 0.97 | 4000 | 70
P000003PV | Acuity Brands Lighting | Holophane Lighting | PLLED 8 4K 10A XX 66 X X XX XX XX XXXX XXXX | Outdoor Luminaires | High Output | Architectural Flood and Spot Luminaires | Standard | FALSE | [9 empty] | 41806 | Dimmable | Continuous Below 10 | Yes | Updated on 11/8/2016 | 3 | 42820 | 122.69 | 349 | 8.81 | 0.97 | 4000 | 70
P000003PU | Acuity Brands Lighting | Holophane Lighting | PLLED 7 4K 10A XX 66 X X XX XX XX XXXX XXXX | Outdoor Luminaires | High Output | Architectural Flood and Spot Luminaires | Standard | FALSE | [9 empty] | 41806 | Dimmable | Continuous Below 10 | Yes | Updated on 11/8/2016 | 3 | 37882 | 120.87 | 313.4 | 8.81 | 0.97 | 4000 | 70
P000003TS | Acuity Brands Lighting | Holophane Lighting | PMLED 6 4K 10A XX 66 X X XX XX XX XXXX XXXX | Outdoor Luminaires | High Output | Architectural Flood and Spot Luminaires | Standard | FALSE | [9 empty] | 41806 | Dimmable | Continuous Below 10 | Yes | Updated on 11/8/2016 | 3 | 31357 | 118.33 | 265 | 8.32 | 0.97 | 4000 | 70
P000003TR | Acuity Brands Lighting | Holophane Lighting | PMLED 5 4K 10A XX 66 X X XX XX XX XXXX XXXX | Outdoor Luminaires | High Output | Architectural Flood and Spot Luminaires | Standard | FALSE | [9 empty] | 41806 | Dimmable | Continuous Below 10 | Yes | Updated on 11/8/2016 | 3 | 26573 | 121.34 | 219 | 8.32 | 0.97 | 4000 | 70
P000003TQ | Acuity Brands Lighting | Holophane Lighting | PMLED 4 4K 10A XX 66 X X XX XX XX XXXX XXXX | Outdoor Luminaires | High Output | Architectural Flood and Spot Luminaires | Standard | FALSE | [9 empty] | 41806 | Dimmable | Continuous Below 10 | Yes | Updated on 11/8/2016 | 3 | 21524 | 119.58 | 180 | 8.32 | 0.97 | 4000 | 70
P000003PQ | Acuity Brands Lighting | Holophane Lighting | PLLED 9 4K 10A XX 65 X X XX XX XX XXXX XXXX | Outdoor Luminaires | High Output | Architectural Flood and Spot Luminaires | Standard | FALSE | [9 empty] | 41806 | Dimmable | Continuous Below 10 | Yes | Updated on 11/8/2016 | 3 | 47897 | 120.31 | 398.1 | 8.81 | 0.97 | 4000 | 70
P000003PK | Acuity Brands Lighting | Holophane Lighting | PLLED 9 4K 10A XX 55 X X XX XX XX XXXX XXXX | Outdoor Luminaires | High Output | Architectural Flood and Spot Luminaires | Standard | FALSE | [9 empty] | 41806 | Dimmable | Continuous Below 10 | Yes | Updated on 11/8/2016 | 3 | 47154 | 118.45 | 398.1 | 8.81 | 0.97 | 4000 | 70
P000003PE | Acuity Brands Lighting | Holophane Lighting | PLLED 9 4K 10A XX 45 X X XX XX XX XXXX XXXX | Outdoor Luminaires | High Output | Architectural Flood and Spot Luminaires | Standard | FALSE | [9 empty] | 41806 | Dimmable | Continuous Below 10 | Yes | Updated on 11/8/2016 | 3 | 43791 | 110 | 398.1 | 8.81 | 0.97 | 4000 | 70
P000003PP | Acuity Brands Lighting | Holophane Lighting | PLLED 8 4K 10A XX 65 X X XX XX XX XXXX XXXX | Outdoor Luminaires | High Output | Architectural Flood and Spot Luminaires | Standard | FALSE | [9 empty] | 41806 | Dimmable | Continuous Below 10 | Yes | Updated on 11/8/2016 | 3 | 42890 | 122.89 | 349 | 8.81 | 0.97 | 4000 | 70
P000003PJ | Acuity Brands Lighting | Holophane Lighting | PLLED 8 4K 10A XX 55 X X XX XX XX XXXX XXXX | Outdoor Luminaires | High Output | Architectural Flood and Spot Luminaires | Standard | FALSE | [9 empty] | 41806 | Dimmable | Continuous Below 10 | Yes | Updated on 11/8/2016 | 3 | 42225 | 120.99 | 349 | 8.81 | 0.97 | 4000 | 70
P000003PD | Acuity Brands Lighting | Holophane Lighting | PLLED 8 4K 10A XX 45 X X XX XX XX XXXX XXXX | Outdoor Luminaires | High Output | Architectural Flood and Spot Luminaires | Standard | FALSE | [9 empty] | 41806 | Dimmable | Continuous Below 10 | Yes | Updated on 11/8/2016 | 3 | 39215 | 112.36 | 349 | 8.81 | 0.97 | 4000 | 70
P000003PO | Acuity Brands Lighting | Holophane Lighting | PLLED 7 4K 10A XX 65 X X XX XX XX XXXX XXXX | Outdoor Luminaires | High Output | Architectural Flood and Spot Luminaires | Standard | FALSE | [9 empty] | 41806 | Dimmable | Continuous Below 10 | Yes | Updated on 11/8/2016 | 3 | 37884 | 120.88 | 313.4 | 8.81 | 0.97 | 4000 | 70
P000003PI | Acuity Brands Lighting | Holophane Lighting | PLLED 7 4K 10A XX 55 X X XX XX XX XXXX XXXX | Outdoor Luminaires | High Output | Architectural Flood and Spot Luminaires | Standard | FALSE | [9 empty] | 41806 | Dimmable | Continuous Below 10 | Yes | Updated on 11/8/2016 | 3 | 37297 | 119.01 | 313.4 | 8.81 | 0.97 | 4000 | 70
P000003PC | Acuity Brands Lighting | Holophane Lighting | PLLED 7 4K 10A XX 45 X X XX XX XX XXXX XXXX | Outdoor Luminaires | High Output | Architectural Flood and Spot Luminaires | Standard | FALSE | [9 empty] | 41806 | Dimmable | Continuous Below 10 | Yes | Updated on 11/8/2016 | 3 | 34638 | 110.52 | 313.4 | 8.81 | 0.97 | 4000 | 70
P000003TI | Acuity Brands Lighting | Holophane Lighting | PMLED 6 4K 10A XX 65 X X XX XX XX XXXX XXXX | Outdoor Luminaires | High Output | Architectural Flood and Spot Luminaires | Standard | FALSE | [9 empty] | 41806 | Dimmable | Continuous Below 10 | Yes | Updated on 11/8/2016 | 3 | 31994 | 120.73 | 265 | 8.32 | 0.97 | 4000 | 70
P000003T8 | Acuity Brands Lighting | Holophane Lighting | PMLED 6 4K 10A XX 55 X X XX XX XX XXXX XXXX | Outdoor Luminaires | High Output | Architectural Flood and Spot Luminaires | Standard | FALSE | [9 empty] | 41806 | Dimmable | Continuous Below 10 | Yes | Updated on 11/8/2016 | 3 | 31740 | 119.77 | 265 | 8.32 | 0.97 | 4000 | 70
P000003SY | Acuity Brands Lighting | Holophane Lighting | PMLED 6 4K 10A XX 45 X X XX XX XX XXXX XXXX | Outdoor Luminaires | High Output | Architectural Flood and Spot Luminaires | Standard | FALSE | [9 empty] | 41806 | Dimmable | Continuous Below 10 | Yes | Updated on 11/8/2016 | 3 | 29754 | 112.28 | 265 | 8.32 | 0.97 | 4000 | 70
P000003TH | Acuity Brands Lighting | Holophane Lighting | PMLED 5 4K 10A XX 65 X X XX XX XX XXXX XXXX | Outdoor Luminaires | High Output | Architectural Flood and Spot Luminaires | Standard | FALSE | [9 empty] | 41806 | Dimmable | Continuous Below 10 | Yes | Updated on 11/8/2016 | 3 | 27114 | 123.81 | 219 | 8.32 | 0.97 | 4000 | 70
P000003T7 | Acuity Brands Lighting | Holophane Lighting | PMLED 5 4K 10A XX 55 X X XX XX XX XXXX XXXX | Outdoor Luminaires | High Output | Architectural Flood and Spot Luminaires | Standard | FALSE | [9 empty] | 41806 | Dimmable | Continuous Below 10 | Yes | Updated on 11/8/2016 | 3 | 26899 | 122.83 | 219 | 8.32 | 0.97 | 4000 | 70
P000003SX | Acuity Brands Lighting | Holophane Lighting | PMLED 5 4K 10A XX 45 X X XX XX XX XXXX XXXX | Outdoor Luminaires | High Output | Architectural Flood and Spot Luminaires | Standard | FALSE | [9 empty] | 41806 | Dimmable | Continuous Below 10 | Yes | Updated on 11/8/2016 | 3 | 25215 | 115.14 | 219 | 8.32 | 0.97 | 4000 | 70
P000003TG | Acuity Brands Lighting | Holophane Lighting | PMLED 4 4K 10A XX 65 X X XX XX XX XXXX XXXX | Outdoor Luminaires | High Output | Architectural Flood and Spot Luminaires | Standard | FALSE | [9 empty] | 41806 | Dimmable | Continuous Below 10 | Yes | Updated on 11/8/2016 | 3 | 21962 | 122.01 | 180 | 8.32 | 0.97 | 4000 | 70
P000003T6 | Acuity Brands Lighting | Holophane Lighting | PMLED 4 4K 10A XX 55 X X XX XX XX XXXX XXXX | Outdoor Luminaires | High Output | Architectural Flood and Spot Luminaires | Standard | FALSE | [9 empty] | 41806 | Dimmable | Continuous Below 10 | Yes | Updated on 11/8/2016 | 3 | 21789 | 121.05 | 180 | 8.32 | 0.97 | 4000 | 70
P000003SW | Acuity Brands Lighting | Holophane Lighting | PMLED 4 4K 10A XX 45 X X XX XX XX XXXX XXXX | Outdoor Luminaires | High Output | Architectural Flood and Spot Luminaires | Standard | FALSE | [9 empty] | 41806 | Dimmable | Continuous Below 10 | Yes | Updated on 11/8/2016 | 3 | 20424 | 113.47 | 180 | 8.32 | 0.97 | 4000 | 70
P000003P8 | Acuity Brands Lighting | Holophane Lighting | PLLED 9 4K 10A XX 44 X X XX XX XX XXXX XXXX | Outdoor Luminaires | High Output | Architectural Flood and Spot Luminaires | Standard | FALSE | [9 empty] | 41806 | Dimmable | Continuous Below 10 | Yes | Updated on 11/8/2016 | 3 | 43755 | 109.91 | 398.1 | 8.81 | 0.97 | 4000 | 70
P000003P7 | Acuity Brands Lighting | Holophane Lighting | PLLED 8 4K 10A XX 44 X X XX XX XX XXXX XXXX | Outdoor Luminaires | High Output | Architectural Flood and Spot Luminaires | Standard | FALSE | [9 empty] | 41806 | Dimmable | Continuous Below 10 | Yes | Updated on 11/8/2016 | 3 | 39181 | 112.27 | 349 | 8.81 | 0.97 | 4000 | 70
P000003P3 | Acuity Brands Lighting | Holophane Lighting | PLLED 7 4K 10A XX 44 X X XX XX XX XXXX XXXX | Outdoor Luminaires | High Output | Architectural Flood and Spot Luminaires | Standard | FALSE | [9 empty] | 41806 | Dimmable | Continuous Below 10 | Yes | Updated on 11/8/2016 | 3 | 34608 | 110.43 | 313.4 | 8.81 | 0.97 | 4000 | 70
P000003SF | Acuity Brands Lighting | Holophane Lighting | PMLED 6 4K 10A XX 44 X X XX XX XX XXXX XXXX | Outdoor Luminaires | High Output | Architectural Flood and Spot Luminaires | Standard | FALSE | [9 empty] | 41806 | Dimmable | Continuous Below 10 | Yes | Updated on 11/8/2016 | 3 | 29257 | 110.4 | 265 | 8.32 | 0.97 | 4000 | 70
P000003SO | Acuity Brands Lighting | Holophane Lighting | PMLED 5 4K 10A XX 44 X X XX XX XX XXXX XXXX | Outdoor Luminaires | High Output | Architectural Flood and Spot Luminaires | Standard | FALSE | [9 empty] | 41806 | Dimmable | Continuous Below 10 | Yes | Updated on 11/8/2016 | 3 | 24794 | 113.21 | 219 | 8.32 | 0.97 | 4000 | 70
P000003SN | Acuity Brands Lighting | Holophane Lighting | PMLED 4 4K 10A XX 44 X X XX XX XX XXXX XXXX | Outdoor Luminaires | High Output | Architectural Flood and Spot Luminaires | Standard | FALSE | [9 empty] | 41806 | Dimmable | Continuous Below 10 | Yes | Updated on 11/8/2016 | 3 | 20083 | 111.57 | 180 | 8.32 | 0.97 | 4000 | 70
P000003W1 | Acuity Brands Lighting | Holophane | PMLED 3 4K 07A AH 65 X X XX XX XX XXXX XXXX | Outdoor Luminaires | Mid Output | Architectural Flood and Spot Luminaires | Standard | FALSE | [9 empty] | 41806 | Not Yet Verified | Not Yet Verified | NotYetVerified |  | 3 | 7920 | 90.83 | 87.2 | 18.9 | 0.9 | 3972 | 71.95
P000003WB | Acuity Brands Lighting | Holophane | PMLED 3 4K 07A AH 66 X X XX XX XX XXXX XXXX | Outdoor Luminaires | Mid Output | Architectural Flood and Spot Luminaires | Standard | FALSE | [9 empty] | 41806 | Not Yet Verified | Not Yet Verified | NotYetVerified |  | 3 | 7762 | 89.01 | 87.2 | 18.9 | 0.9 | 3972 | 71.95
P000003W5 | Acuity Brands Lighting | Holophane | PMLED 2 4K 10A AH 65 X X XX XX XX XXXX XXXX | Outdoor Luminaires | Mid Output | Architectural Flood and Spot Luminaires | Standard | FALSE | [9 empty] | 41806 | Not Yet Verified | Not Yet Verified | NotYetVerified |  | 3 | 7667 | 86.84 | 88.29 | 18.9 | 0.9 | 3972 | 71.95
P000003WF | Acuity Brands Lighting | Holophane | PMLED 2 4K 10A AH 66 X X XX XX XX XXXX XXXX | Outdoor Luminaires | Mid Output | Architectural Flood and Spot Luminaires | Standard | FALSE | [9 empty] | 41806 | Not Yet Verified | Not Yet Verified | NotYetVerified |  | 3 | 7514 | 85.11 | 88.29 | 18.9 | 0.9 | 3972 | 71.95
P000003W0 | Acuity Brands Lighting | Holophane | PMLED 2 4K 07A AH 65 X X XX XX XX XXXX XXXX | Outdoor Luminaires | Mid Output | Architectural Flood and Spot Luminaires | Standard | FALSE | [9 empty] | 41806 | Not Yet Verified | Not Yet Verified | NotYetVerified |  | 3 | 5426 | 90.34 | 60.059 | 18.9 | 0.9 | 3972 | 71.95
P000003WA | Acuity Brands Lighting | Holophane | PMLED 2 4K 07A AH 66 X X XX XX XX XXXX XXXX | Outdoor Luminaires | Mid Output | Architectural Flood and Spot Luminaires | Standard | FALSE | [9 empty] | 41806 | Not Yet Verified | Not Yet Verified | NotYetVerified |  | 3 | 5328 | 88.71 | 60.059 | 18.9 | 0.9 | 3972 | 71.95
P000003W4 | Acuity Brands Lighting | Holophane | PMLED 6 4K 07A AH 65 X X XX XX XX XXXX XXXX | Outdoor Luminaires | High Output | Architectural Flood and Spot Luminaires | Standard | FALSE | [9 empty] | 41806 | Not Yet Verified | Not Yet Verified | NotYetVerified |  | 3 | 15840 | 90.83 | 174.4 | 18.9 | 0.9 | 3972 | 71.95
P000003WE | Acuity Brands Lighting | Holophane | PMLED 6 4K 07A AH 66 X X XX XX XX XXXX XXXX | Outdoor Luminaires | High Output | Architectural Flood and Spot Luminaires | Standard | FALSE | [9 empty] | 41806 | Not Yet Verified | Not Yet Verified | NotYetVerified |  | 3 | 15525 | 89.02 | 174.4 | 18.9 | 0.9 | 3972 | 71.95
P000003W3 | Acuity Brands Lighting | Holophane | PMLED 5 4K 07A AH 65 X X XX XX XX XXXX XXXX | Outdoor Luminaires | High Output | Architectural Flood and Spot Luminaires | Standard | FALSE | [9 empty] | 41806 | Not Yet Verified | Not Yet Verified | NotYetVerified |  | 3 | 13423 | 95.46 | 140.61 | 18.9 | 0.9 | 3972 | 71.95
P000003WD | Acuity Brands Lighting | Holophane | PMLED 5 4K 07A AH 66 X X XX XX XX XXXX XXXX | Outdoor Luminaires | High Output | Architectural Flood and Spot Luminaires | Standard | FALSE | [9 empty] | 41806 | Not Yet Verified | Not Yet Verified | NotYetVerified |  | 3 | 13157 | 93.57 | 140.61 | 18.9 | 0.9 | 3972 | 71.95
P000003W6 | Acuity Brands Lighting | Holophane | PMLED 3 4K 10A AH 65 X X XX XX XX XXXX XXXX | Outdoor Luminaires | High Output | Architectural Flood and Spot Luminaires | Standard | FALSE | [9 empty] | 41806 | Not Yet Verified | Not Yet Verified | NotYetVerified |  | 3 | 11169 | 86.84 | 128.62 | 18.9 | 0.9 | 3972 | 71.95
P000003WG | Acuity Brands Lighting | Holophane | PMLED 3 4K 10A AH 66 X X XX XX XX XXXX XXXX | Outdoor Luminaires | High Output | Architectural Flood and Spot Luminaires | Standard | FALSE | [9 empty] | 41806 | Not Yet Verified | Not Yet Verified | NotYetVerified |  | 3 | 10947 | 85.11 | 128.62 | 18.9 | 0.9 | 3972 | 71.95
P000003W2 | Acuity Brands Lighting | Holophane | PMLED 4 4K 07A AH 65 X X XX XX XX XXXX XXXX | Outdoor Luminaires | High Output | Architectural Flood and Spot Luminaires | Standard | FALSE | [9 empty] | 41806 | Not Yet Verified | Not Yet Verified | NotYetVerified |  | 3 | 10873 | 95 | 114.45 | 18.9 | 0.9 | 3972 | 71.95
P000003WC | Acuity Brands Lighting | Holophane | PMLED 4 4K 07A AH 66 X X XX XX XX XXXX XXXX | Outdoor Luminaires | High Output | Architectural Flood and Spot Luminaires | Standard | FALSE | [9 empty] | 41806 | Not Yet Verified | Not Yet Verified | NotYetVerified |  | 3 | 10657 | 93.11 | 114.45 | 18.9 | 0.9 | 3972 | 71.95
P000003TA | Acuity Brands Lighting | Holophane | PMLED 3 4K 07A AS 65 X X XX XX XX XXXX XXXX | Outdoor Luminaires | Mid Output | Architectural Flood and Spot Luminaires | Standard | FALSE | [9 empty] | 41806 | Not Yet Verified | Not Yet Verified | NotYetVerified |  | 3 | 7920 | 99 | 80 | 13.9 | 0.91 | 3972 | 71.95
P000003TK | Acuity Brands Lighting | Holophane | PMLED 3 4K 07A AS 66 X X XX XX XX XXXX XXXX | Outdoor Luminaires | Mid Output | Architectural Flood and Spot Luminaires | Standard | FALSE | [9 empty] | 41806 | Not Yet Verified | Not Yet Verified | NotYetVerified |  | 3 | 7762 | 97.03 | 80 | 13.9 | 0.91 | 3972 | 71.95
P000003TE | Acuity Brands Lighting | Holophane | PMLED 2 4K 10A AS 65 X X XX XX XX XXXX XXXX | Outdoor Luminaires | Mid Output | Architectural Flood and Spot Luminaires | Standard | FALSE | [9 empty] | 41806 | Not Yet Verified | Not Yet Verified | NotYetVerified |  | 3 | 7667 | 94.65 | 81 | 13.9 | 0.91 | 3972 | 71.95
P000003TO | Acuity Brands Lighting | Holophane | PMLED 2 4K 10A AS 66 X X XX XX XX XXXX XXXX | Outdoor Luminaires | Mid Output | Architectural Flood and Spot Luminaires | Standard | FALSE | [9 empty] | 41806 | Not Yet Verified | Not Yet Verified | NotYetVerified |  | 3 | 7514 | 92.77 | 81 | 13.9 | 0.91 | 3972 | 71.95
P000003T9 | Acuity Brands Lighting | Holophane | PMLED 2 4K 07A AS 65 X X XX XX XX XXXX XXXX | Outdoor Luminaires | Mid Output | Architectural Flood and Spot Luminaires | Standard | FALSE | [9 empty] | 41806 | Not Yet Verified | Not Yet Verified | NotYetVerified |  | 3 | 5426 | 98.48 | 55.1 | 13.9 | 0.91 | 3972 | 71.95
P000003TJ | Acuity Brands Lighting | Holophane | PMLED 2 4K 07A AS 66 X X XX XX XX XXXX XXXX | Outdoor Luminaires | Mid Output | Architectural Flood and Spot Luminaires | Standard | FALSE | [9 empty] | 41806 | Not Yet Verified | Not Yet Verified | NotYetVerified |  | 3 | 5328 | 96.7 | 55.1 | 13.9 | 0.91 | 3972 | 71.95
P000003TD | Acuity Brands Lighting | Holophane | PMLED 6 4K 07A AS 65 X X XX XX XX XXXX XXXX | Outdoor Luminaires | High Output | Architectural Flood and Spot Luminaires | Standard | FALSE | [9 empty] | 41806 | Not Yet Verified | Not Yet Verified | NotYetVerified |  | 3 | 15840 | 99 | 160 | 13.9 | 0.91 | 3972 | 71.95
P000003TN | Acuity Brands Lighting | Holophane | PMLED 6 4K 07A AS 66 X X XX XX XX XXXX XXXX | Outdoor Luminaires | High Output | Architectural Flood and Spot Luminaires | Standard | FALSE | [9 empty] | 41806 | Not Yet Verified | Not Yet Verified | NotYetVerified |  | 3 | 15525 | 97.03 | 160 | 13.9 | 0.91 | 3972 | 71.95
P000003TC | Acuity Brands Lighting | Holophane | PMLED 5 4K 07A AS 65 X X XX XX XX XXXX XXXX | Outdoor Luminaires | High Output | Architectural Flood and Spot Luminaires | Standard | FALSE | [9 empty] | 41806 | Not Yet Verified | Not Yet Verified | NotYetVerified |  | 3 | 13423 | 104.05 | 129 | 13.9 | 0.91 | 3972 | 71.95
P000003TM | Acuity Brands Lighting | Holophane | PMLED 5 4K 07A AS 66 X X XX XX XX XXXX XXXX | Outdoor Luminaires | High Output | Architectural Flood and Spot Luminaires | Standard | FALSE | [9 empty] | 41806 | Not Yet Verified | Not Yet Verified | NotYetVerified |  | 3 | 13157 | 101.99 | 129 | 13.9 | 0.91 | 3972 | 71.95
P000003TF | Acuity Brands Lighting | Holophane | PMLED 3 4K 10A AS 65 X X XX XX XX XXXX XXXX | Outdoor Luminaires | High Output | Architectural Flood and Spot Luminaires | Standard | FALSE | [9 empty] | 41806 | Not Yet Verified | Not Yet Verified | NotYetVerified |  | 3 | 11169 | 94.65 | 118 | 13.9 | 0.91 | 3972 | 71.95
P000003TP | Acuity Brands Lighting | Holophane | PMLED 3 4K 10A AS 66 X X XX XX XX XXXX XXXX | Outdoor Luminaires | High Output | Architectural Flood and Spot Luminaires | Standard | FALSE | [9 empty] | 41806 | Not Yet Verified | Not Yet Verified | NotYetVerified |  | 3 | 10947 | 92.77 | 118 | 13.9 | 0.91 | 3972 | 71.95
P000003TB | Acuity Brands Lighting | Holophane | PMLED 4 4K 07A AS 65 X X XX XX XX XXXX XXXX | Outdoor Luminaires | High Output | Architectural Flood and Spot Luminaires | Standard | FALSE | [9 empty] | 41806 | Not Yet Verified | Not Yet Verified | NotYetVerified |  | 3 | 10873 | 103.55 | 105 | 13.9 | 0.91 | 3972 | 71.95
P000003TL | Acuity Brands Lighting | Holophane | PMLED 4 4K 07A AS 66 X X XX XX XX XXXX XXXX | Outdoor Luminaires | High Output | Architectural Flood and Spot Luminaires | Standard | FALSE | [9 empty] | 41806 | Not Yet Verified | Not Yet Verified | NotYetVerified |  | 3 | 10657 | 101.5 | 105 | 13.9 | 0.91 | 3972 | 71.95
P000003VR | Acuity Brands Lighting | Holophane | PMLED 3 4K 07A AH 55 X X XX XX XX XXXX XXXX | Outdoor Luminaires | Mid Output | Architectural Flood and Spot Luminaires | Standard | FALSE | [9 empty] | 41806 | Not Yet Verified | Not Yet Verified | NotYetVerified |  | 3 | 7857 | 90.1 | 87.2 | 18.9 | 0.9 | 3972 | 71.95
P000003VV | Acuity Brands Lighting | Holophane | PMLED 2 4K 10A AH 55 X X XX XX XX XXXX XXXX | Outdoor Luminaires | Mid Output | Architectural Flood and Spot Luminaires | Standard | FALSE | [9 empty] | 41806 | Not Yet Verified | Not Yet Verified | NotYetVerified |  | 3 | 7606 | 86.15 | 88.29 | 18.9 | 0.9 | 3972 | 71.95
P000003VQ | Acuity Brands Lighting | Holophane | PMLED 2 4K 07A AH 55 X X XX XX XX XXXX XXXX | Outdoor Luminaires | Mid Output | Architectural Flood and Spot Luminaires | Standard | FALSE | [9 empty] | 41806 | Not Yet Verified | Not Yet Verified | NotYetVerified |  | 3 | 5393 | 89.8 | 60.059 | 18.9 | 0.9 | 3972 | 71.95
P000003VU | Acuity Brands Lighting | Holophane | PMLED 6 4K 07A AH 55 X X XX XX XX XXXX XXXX | Outdoor Luminaires | High Output | Architectural Flood and Spot Luminaires | Standard | FALSE | [9 empty] | 41806 | Not Yet Verified | Not Yet Verified | NotYetVerified |  | 3 | 15714 | 90.1 | 174.4 | 18.9 | 0.9 | 3972 | 71.95
P000003VT | Acuity Brands Lighting | Holophane | PMLED 5 4K 07A AH 55 X X XX XX XX XXXX XXXX | Outdoor Luminaires | High Output | Architectural Flood and Spot Luminaires | Standard | FALSE | [9 empty] | 41806 | Not Yet Verified | Not Yet Verified | NotYetVerified |  | 3 | 13317 | 94.71 | 140.61 | 18.9 | 0.9 | 3972 | 71.95
P000003VW | Acuity Brands Lighting | Holophane | PMLED 3 4K 10A AH 55 X X XX XX XX XXXX XXXX | Outdoor Luminaires | High Output | Architectural Flood and Spot Luminaires | Standard | FALSE | [9 empty] | 41806 | Not Yet Verified | Not Yet Verified | NotYetVerified |  | 3 | 11080 | 86.15 | 128.62 | 18.9 | 0.9 | 3972 | 71.95
P000003VS | Acuity Brands Lighting | Holophane | PMLED 4 4K 07A AH 55 X X XX XX XX XXXX XXXX | Outdoor Luminaires | High Output | Architectural Flood and Spot Luminaires | Standard | FALSE | [9 empty] | 41806 | Not Yet Verified | Not Yet Verified | NotYetVerified |  | 3 | 10787 | 94.25 | 114.45 | 18.9 | 0.9 | 3972 | 71.95
P000003T0 | Acuity Brands Lighting | Holophane | PMLED 3 4K 07A AS 55 X X XX XX XX XXXX XXXX | Outdoor Luminaires | Mid Output | Architectural Flood and Spot Luminaires | Standard | FALSE | [9 empty] | 41806 | Not Yet Verified | Not Yet Verified | NotYetVerified |  | 3 | 7857 | 98.21 | 80 | 13.9 | 0.91 | 3972 | 71.95
P000003T4 | Acuity Brands Lighting | Holophane | PMLED 2 4K 10A AS 55 X X XX XX XX XXXX XXXX | Outdoor Luminaires | Mid Output | Architectural Flood and Spot Luminaires | Standard | FALSE | [9 empty] | 41806 | Not Yet Verified | Not Yet Verified | NotYetVerified |  | 3 | 7606 | 93.9 | 81 | 13.9 | 0.91 | 3972 | 71.95
P000003SZ | Acuity Brands Lighting | Holophane | PMLED 2 4K 07A AS 55 X X XX XX XX XXXX XXXX | Outdoor Luminaires | Mid Output | Architectural Flood and Spot Luminaires | Standard | FALSE | [9 empty] | 41806 | Not Yet Verified | Not Yet Verified | NotYetVerified |  | 3 | 5393 | 97.88 | 55.1 | 13.9 | 0.91 | 3972 | 71.95
P000003T3 | Acuity Brands Lighting | Holophane | PMLED 6 4K 07A AS 55 X X XX XX XX XXXX XXXX | Outdoor Luminaires | High Output | Architectural Flood and Spot Luminaires | Standard | FALSE | [9 empty] | 41806 | Not Yet Verified | Not Yet Verified | NotYetVerified |  | 3 | 15714 | 98.21 | 160 | 13.9 | 0.91 | 3972 | 71.95
P000003T2 | Acuity Brands Lighting | Holophane | PMLED 5 4K 07A AS 55 X X XX XX XX XXXX XXXX | Outdoor Luminaires | High Output | Architectural Flood and Spot Luminaires | Standard | FALSE | [9 empty] | 41806 | Not Yet Verified | Not Yet Verified | NotYetVerified |  | 3 | 13317 | 103.23 | 129 | 13.9 | 0.91 | 3972 | 71.95
P000003T5 | Acuity Brands Lighting | Holophane | PMLED 3 4K 10A AS 55 X X XX XX XX XXXX XXXX | Outdoor Luminaires | High Output | Architectural Flood and Spot Luminaires | Standard | FALSE | [9 empty] | 41806 | Not Yet Verified | Not Yet Verified | NotYetVerified |  | 3 | 11080 | 93.9 | 118 | 13.9 | 0.91 | 3972 | 71.95
P000003T1 | Acuity Brands Lighting | Holophane | PMLED 4 4K 07A AS 55 X X XX XX XX XXXX XXXX | Outdoor Luminaires | High Output | Architectural Flood and Spot Luminaires | Standard | FALSE | [9 empty] | 41806 | Not Yet Verified | Not Yet Verified | NotYetVerified |  | 3 | 10787 | 102.73 | 105 | 13.9 | 0.91 | 3972 | 71.95
P000003V8 | Acuity Brands Lighting | Holophane | PMLED 4 4K 07A AH 44 X X XX XX XX XXXX XXXX | Outdoor Luminaires | Mid Output | Architectural Flood and Spot Luminaires | Standard | FALSE | [9 empty] | 41806 | Not Yet Verified | Not Yet Verified | NotYetVerified |  | 3 | 9943 | 86.88 | 114.45 | 18.9 | 0.9 | 3972 | 71.95
P000003VH | Acuity Brands Lighting | Holophane | PMLED 3 4K 07A AH 45 X X XX XX XX XXXX XXXX | Outdoor Luminaires | Mid Output | Architectural Flood and Spot Luminaires | Standard | FALSE | [9 empty] | 41806 | Not Yet Verified | Not Yet Verified | NotYetVerified |  | 3 | 7365 | 84.46 | 87.2 | 18.9 | 0.9 | 3972 | 71.95
P000003V7 | Acuity Brands Lighting | Holophane | PMLED 3 4K 07A AH 44 X X XX XX XX XXXX XXXX | Outdoor Luminaires | Mid Output | Architectural Flood and Spot Luminaires | Standard | FALSE | [9 empty] | 41806 | Not Yet Verified | Not Yet Verified | NotYetVerified |  | 3 | 7242 | 83.05 | 87.2 | 18.9 | 0.9 | 3972 | 71.95
P000003VL | Acuity Brands Lighting | Holophane | PMLED 2 4K 10A AH 45 X X XX XX XX XXXX XXXX | Outdoor Luminaires | Mid Output | Architectural Flood and Spot Luminaires | Standard | FALSE | [9 empty] | 41806 | Not Yet Verified | Not Yet Verified | NotYetVerified |  | 3 | 7130 | 80.76 | 88.29 | 18.9 | 0.9 | 3972 | 71.95
P000003VB | Acuity Brands Lighting | Holophane | PMLED 2 4K 10A AH 44 X X XX XX XX XXXX XXXX | Outdoor Luminaires | Mid Output | Architectural Flood and Spot Luminaires | Standard | FALSE | [9 empty] | 41806 | Not Yet Verified | Not Yet Verified | NotYetVerified |  | 3 | 7011 | 79.41 | 88.29 | 18.9 | 0.9 | 3972 | 71.95
P000003V6 | Acuity Brands Lighting | Holophane | PMLED 2 4K 07A AH 44 X X XX XX XX XXXX XXXX | Outdoor Luminaires | Mid Output | Architectural Flood and Spot Luminaires | Standard | FALSE | [9 empty] | 41806 | Not Yet Verified | Not Yet Verified | NotYetVerified |  | 3 | 5118 | 85.22 | 60.059 | 18.9 | 0.9 | 3972 | 71.95
P000003VG | Acuity Brands Lighting | Holophane | PMLED 2 4K 07A AH 45 X X XX XX XX XXXX XXXX | Outdoor Luminaires | Mid Output | Architectural Flood and Spot Luminaires | Standard | FALSE | [9 empty] | 41806 | Not Yet Verified | Not Yet Verified | NotYetVerified |  | 3 | 5056 | 84.18 | 60.059 | 18.9 | 0.9 | 3972 | 71.95
P000003VK | Acuity Brands Lighting | Holophane | PMLED 6 4K 07A AH 45 X X XX XX XX XXXX XXXX | Outdoor Luminaires | High Output | Architectural Flood and Spot Luminaires | Standard | FALSE | [9 empty] | 41806 | Not Yet Verified | Not Yet Verified | NotYetVerified |  | 3 | 14730 | 84.46 | 174.4 | 18.9 | 0.9 | 3972 | 71.95
P000003VA | Acuity Brands Lighting | Holophane | PMLED 6 4K 07A AH 44 X X XX XX XX XXXX XXXX | Outdoor Luminaires | High Output | Architectural Flood and Spot Luminaires | Standard | FALSE | [9 empty] | 41806 | Not Yet Verified | Not Yet Verified | NotYetVerified |  | 3 | 14484 | 83.05 | 174.4 | 18.9 | 0.9 | 3972 | 71.95
P000003VJ | Acuity Brands Lighting | Holophane | PMLED 5 4K 07A AH 45 X X XX XX XX XXXX XXXX | Outdoor Luminaires | High Output | Architectural Flood and Spot Luminaires | Standard | FALSE | [9 empty] | 41806 | Not Yet Verified | Not Yet Verified | NotYetVerified |  | 3 | 12483 | 88.78 | 140.61 | 18.9 | 0.9 | 3972 | 71.95
P000003V9 | Acuity Brands Lighting | Holophane | PMLED 5 4K 07A AH 44 X X XX XX XX XXXX XXXX | Outdoor Luminaires | High Output | Architectural Flood and Spot Luminaires | Standard | FALSE | [9 empty] | 41806 | Not Yet Verified | Not Yet Verified | NotYetVerified |  | 3 | 12275 | 87.3 | 140.61 | 18.9 | 0.9 | 3972 | 71.95
P000003VM | Acuity Brands Lighting | Holophane | PMLED 3 4K 10A AH 45 X X XX XX XX XXXX XXXX | Outdoor Luminaires | High Output | Architectural Flood and Spot Luminaires | Standard | FALSE | [9 empty] | 41806 | Not Yet Verified | Not Yet Verified | NotYetVerified |  | 3 | 10386 | 80.75 | 128.62 | 18.9 | 0.9 | 3972 | 71.95
P000003VC | Acuity Brands Lighting | Holophane | PMLED 3 4K 10A AH 44 X X XX XX XX XXXX XXXX | Outdoor Luminaires | High Output | Architectural Flood and Spot Luminaires | Standard | FALSE | [9 empty] | 41806 | Not Yet Verified | Not Yet Verified | NotYetVerified |  | 3 | 10213 | 79.4 | 128.62 | 18.9 | 0.9 | 3972 | 71.95
P000003VI | Acuity Brands Lighting | Holophane | PMLED 4 4K 07A AH 45 X X XX XX XX XXXX XXXX | Outdoor Luminaires | High Output | Architectural Flood and Spot Luminaires | Standard | FALSE | [9 empty] | 41806 | Not Yet Verified | Not Yet Verified | NotYetVerified |  | 3 | 10111 | 88.34 | 114.45 | 18.9 | 0.9 | 3972 | 71.95
P000003SI | Acuity Brands Lighting | Holophane | PMLED 4 4K 07A AS 44 X X XX XX XX XXXX XXXX | Outdoor Luminaires | Mid Output | Architectural Flood and Spot Luminaires | Standard | FALSE | [9 empty] | 41806 | Not Yet Verified | Not Yet Verified | NotYetVerified |  | 3 | 9943 | 94.7 | 105 | 13.9 | 0.91 | 3972 | 71.95
P000003SQ | Acuity Brands Lighting | Holophane | PMLED 3 4K 07A AS 45 X X XX XX XX XXXX XXXX | Outdoor Luminaires | Mid Output | Architectural Flood and Spot Luminaires | Standard | FALSE | [9 empty] | 41806 | Not Yet Verified | Not Yet Verified | NotYetVerified |  | 3 | 7365 | 92.06 | 80 | 13.9 | 0.91 | 3972 | 71.95
P000003SH | Acuity Brands Lighting | Holophane | PMLED 3 4K 07A AS 44 X X XX XX XX XXXX XXXX | Outdoor Luminaires | Mid Output | Architectural Flood and Spot Luminaires | Standard | FALSE | [9 empty] | 41806 | Not Yet Verified | Not Yet Verified | NotYetVerified |  | 3 | 7242 | 90.53 | 80 | 13.9 | 0.91 | 3972 | 71.95
P000003SU | Acuity Brands Lighting | Holophane | PMLED 2 4K 10A AS 45 X X XX XX XX XXXX XXXX | Outdoor Luminaires | Mid Output | Architectural Flood and Spot Luminaires | Standard | FALSE | [9 empty] | 41806 | Not Yet Verified | Not Yet Verified | NotYetVerified |  | 3 | 7130 | 88.02 | 81 | 13.9 | 0.91 | 3972 | 71.95
P000003SL | Acuity Brands Lighting | Holophane | PMLED 2 4K 10A AS 44 X X XX XX XX XXXX XXXX | Outdoor Luminaires | Mid Output | Architectural Flood and Spot Luminaires | Standard | FALSE | [9 empty] | 41806 | Not Yet Verified | Not Yet Verified | NotYetVerified |  | 3 | 7011 | 86.56 | 81 | 13.9 | 0.91 | 3972 | 71.95
P000003SP | Acuity Brands Lighting | Holophane | PMLED 2 4K 07A AS 45 X X XX XX XX XXXX XXXX | Outdoor Luminaires | Mid Output | Architectural Flood and Spot Luminaires | Standard | FALSE | [9 empty] | 41806 | Not Yet Verified | Not Yet Verified | NotYetVerified |  | 3 | 5056 | 91.76 | 55.1 | 13.9 | 0.91 | 3972 | 71.95
P000003ST | Acuity Brands Lighting | Holophane | PMLED 6 4K 07A AS 45 X X XX XX XX XXXX XXXX | Outdoor Luminaires | High Output | Architectural Flood and Spot Luminaires | Standard | FALSE | [9 empty] | 41806 | Not Yet Verified | Not Yet Verified | NotYetVerified |  | 3 | 14730 | 92.06 | 160 | 13.9 | 0.91 | 3972 | 71.95
P000003SK | Acuity Brands Lighting | Holophane | PMLED 6 4K 07A AS 44 X X XX XX XX XXXX XXXX | Outdoor Luminaires | High Output | Architectural Flood and Spot Luminaires | Standard | FALSE | [9 empty] | 41806 | Not Yet Verified | Not Yet Verified | NotYetVerified |  | 3 | 14484 | 90.53 | 160 | 13.9 | 0.91 | 3972 | 71.95
P000003SS | Acuity Brands Lighting | Holophane | PMLED 5 4K 07A AS 45 X X XX XX XX XXXX XXXX | Outdoor Luminaires | High Output | Architectural Flood and Spot Luminaires | Standard | FALSE | [9 empty] | 41806 | Not Yet Verified | Not Yet Verified | NotYetVerified |  | 3 | 12483 | 96.77 | 129 | 13.9 | 0.91 | 3972 | 71.95
P000003SJ | Acuity Brands Lighting | Holophane | PMLED 5 4K 07A AS 44 X X XX XX XX XXXX XXXX | Outdoor Luminaires | High Output | Architectural Flood and Spot Luminaires | Standard | FALSE | [9 empty] | 41806 | Not Yet Verified | Not Yet Verified | NotYetVerified |  | 3 | 12275 | 95.16 | 129 | 13.9 | 0.91 | 3972 | 71.95
P000003SV | Acuity Brands Lighting | Holophane | PMLED 3 4K 10A AS 45 X X XX XX XX XXXX XXXX | Outdoor Luminaires | High Output | Architectural Flood and Spot Luminaires | Standard | FALSE | [9 empty] | 41806 | Not Yet Verified | Not Yet Verified | NotYetVerified |  | 3 | 10386 | 88.02 | 118 | 13.9 | 0.91 | 3972 | 71.95
P000003SM | Acuity Brands Lighting | Holophane | PMLED 3 4K 10A AS 44 X X XX XX XX XXXX XXXX | Outdoor Luminaires | High Output | Architectural Flood and Spot Luminaires | Standard | FALSE | [9 empty] | 41806 | Not Yet Verified | Not Yet Verified | NotYetVerified |  | 3 | 10213 | 86.55 | 118 | 13.9 | 0.91 | 3972 | 71.95
P000003SR | Acuity Brands Lighting | Holophane | PMLED 4 4K 07A AS 45 X X XX XX XX XXXX XXXX | Outdoor Luminaires | High Output | Architectural Flood and Spot Luminaires | Standard | FALSE | [9 empty] | 41806 | Not Yet Verified | Not Yet Verified | NotYetVerified |  | 3 | 10111 | 96.3 | 105 | 13.9 | 0.91 | 3972 | 71.95
P000003RA | Acuity Brands Lighting | Holophane | PLLED 9 4K 07A AH 65 X X XX XX XX XXXX XXXX | Outdoor Luminaires | High Output | Architectural Flood and Spot Luminaires | Standard | FALSE | [9 empty] | 41806 | Not Yet Verified | Not Yet Verified | NotYetVerified |  | 3 | 23233 | 96.81 | 239.99 | 12 | 0.96 | 3967 | 71.98
P000003RG | Acuity Brands Lighting | Holophane | PLLED 9 4K 07A AH 66 X X XX XX XX XXXX XXXX | Outdoor Luminaires | High Output | Architectural Flood and Spot Luminaires | Standard | FALSE | [9 empty] | 41806 | Not Yet Verified | Not Yet Verified | NotYetVerified |  | 3 | 23195 | 96.65 | 239.99 | 12 | 0.96 | 3967 | 71.98
P000003R9 | Acuity Brands Lighting | Holophane | PLLED 8 4K 07A AH 65 X X XX XX XX XXXX XXXX | Outdoor Luminaires | High Output | Architectural Flood and Spot Luminaires | Standard | FALSE | [9 empty] | 41806 | Not Yet Verified | Not Yet Verified | NotYetVerified |  | 3 | 20940 | 96.81 | 216.3 | 12 | 0.96 | 3967 | 71.98
P000003RF | Acuity Brands Lighting | Holophane | PLLED 8 4K 07A AH 66 X X XX XX XX XXXX XXXX | Outdoor Luminaires | High Output | Architectural Flood and Spot Luminaires | Standard | FALSE | [9 empty] | 41806 | Not Yet Verified | Not Yet Verified | NotYetVerified |  | 3 | 20905 | 96.65 | 216.3 | 12 | 0.96 | 3967 | 71.98
P000003R8 | Acuity Brands Lighting | Holophane | PLLED 7 4K 07A AH 65 X X XX XX XX XXXX XXXX | Outdoor Luminaires | High Output | Architectural Flood and Spot Luminaires | Standard | FALSE | [9 empty] | 41806 | Not Yet Verified | Not Yet Verified | NotYetVerified |  | 3 | 18447 | 92.46 | 199.511 | 12 | 0.96 | 3967 | 71.98
P000003RE | Acuity Brands Lighting | Holophane | PLLED 7 4K 07A AH 66 X X XX XX XX XXXX XXXX | Outdoor Luminaires | High Output | Architectural Flood and Spot Luminaires | Standard | FALSE | [9 empty] | 41806 | Not Yet Verified | Not Yet Verified | NotYetVerified |  | 3 | 18417 | 92.31 | 199.511 | 12 | 0.96 | 3967 | 71.98
P000003PN | Acuity Brands Lighting | Holophane | PLLED 9 4K 07A AS 65 X X XX XX XX XXXX XXXX | Outdoor Luminaires | High Output | Architectural Flood and Spot Luminaires | Standard | FALSE | [9 empty] | 41806 | Not Yet Verified | Not Yet Verified | NotYetVerified |  | 3 | 23233 | 99.71 | 233 | 11 | 0.93 | 3967 | 71.98
P000003PT | Acuity Brands Lighting | Holophane | PLLED 9 4K 07A AS 66 X X XX XX XX XXXX XXXX | Outdoor Luminaires | High Output | Architectural Flood and Spot Luminaires | Standard | FALSE | [9 empty] | 41806 | Not Yet Verified | Not Yet Verified | NotYetVerified |  | 3 | 23195 | 99.55 | 233 | 11 | 0.93 | 3967 | 71.98
P000003PM | Acuity Brands Lighting | Holophane | PLLED 8 4K 07A AS 65 X X XX XX XX XXXX XXXX | Outdoor Luminaires | High Output | Architectural Flood and Spot Luminaires | Standard | FALSE | [9 empty] | 41806 | Not Yet Verified | Not Yet Verified | NotYetVerified |  | 3 | 20940 | 99.71 | 210 | 11 | 0.93 | 3967 | 71.98
P000003PS | Acuity Brands Lighting | Holophane | PLLED 8 4K 07A AS 66 X X XX XX XX XXXX XXXX | Outdoor Luminaires | High Output | Architectural Flood and Spot Luminaires | Standard | FALSE | [9 empty] | 41806 | Not Yet Verified | Not Yet Verified | NotYetVerified |  | 3 | 20905 | 99.55 | 210 | 11 | 0.93 | 3967 | 71.98
P000003PL | Acuity Brands Lighting | Holophane | PLLED 7 4K 07A AS 65 X X XX XX XX XXXX XXXX | Outdoor Luminaires | High Output | Architectural Flood and Spot Luminaires | Standard | FALSE | [9 empty] | 41806 | Not Yet Verified | Not Yet Verified | NotYetVerified |  | 3 | 18447 | 95.23 | 193.7 | 11 | 0.93 | 3967 | 71.98
P000003PR | Acuity Brands Lighting | Holophane | PLLED 7 4K 07A AS 66 X X XX XX XX XXXX XXXX | Outdoor Luminaires | High Output | Architectural Flood and Spot Luminaires | Standard | FALSE | [9 empty] | 41806 | Not Yet Verified | Not Yet Verified | NotYetVerified |  | 3 | 18417 | 95.08 | 193.7 | 11 | 0.93 | 3967 | 71.98
P000003R4 | Acuity Brands Lighting | Holophane | PLLED 9 4K 07A AH 55 X X XX XX XX XXXX XXXX | Outdoor Luminaires | High Output | Architectural Flood and Spot Luminaires | Standard | FALSE | [9 empty] | 41806 | Not Yet Verified | Not Yet Verified | NotYetVerified |  | 3 | 22873 | 95.31 | 239.99 | 12 | 0.96 | 3967 | 71.98
P000003R3 | Acuity Brands Lighting | Holophane | PLLED 8 4K 07A AH 55 X X XX XX XX XXXX XXXX | Outdoor Luminaires | High Output | Architectural Flood and Spot Luminaires | Standard | FALSE | [9 empty] | 41806 | Not Yet Verified | Not Yet Verified | NotYetVerified |  | 3 | 20615 | 95.31 | 216.3 | 12 | 0.96 | 3967 | 71.98
P000003R2 | Acuity Brands Lighting | Holophane | PLLED 7 4K 07A AH 55 X X XX XX XX XXXX XXXX | Outdoor Luminaires | High Output | Architectural Flood and Spot Luminaires | Standard | FALSE | [9 empty] | 41806 | Not Yet Verified | Not Yet Verified | NotYetVerified |  | 3 | 18161 | 91.03 | 199.511 | 12 | 0.96 | 3967 | 71.98
P000003PH | Acuity Brands Lighting | Holophane | PLLED 9 4K 07A AS 55 X X XX XX XX XXXX XXXX | Outdoor Luminaires | High Output | Architectural Flood and Spot Luminaires | Standard | FALSE | [9 empty] | 41806 | Not Yet Verified | Not Yet Verified | NotYetVerified |  | 3 | 22873 | 98.17 | 233 | 11 | 0.93 | 3967 | 71.98
P000003PG | Acuity Brands Lighting | Holophane | PLLED 8 4K 07A AS 55 X X XX XX XX XXXX XXXX | Outdoor Luminaires | High Output | Architectural Flood and Spot Luminaires | Standard | FALSE | [9 empty] | 41806 | Not Yet Verified | Not Yet Verified | NotYetVerified |  | 3 | 20615 | 98.17 | 210 | 11 | 0.93 | 3967 | 71.98
P000003PF | Acuity Brands Lighting | Holophane | PLLED 7 4K 07A AS 55 X X XX XX XX XXXX XXXX | Outdoor Luminaires | High Output | Architectural Flood and Spot Luminaires | Standard | FALSE | [9 empty] | 41806 | Not Yet Verified | Not Yet Verified | NotYetVerified |  | 3 | 18161 | 93.76 | 193.7 | 11 | 0.93 | 3967 | 71.98
P000003QS | Acuity Brands Lighting | Holophane | PLLED 9 4K 07A AH 44 X X XX XX XX XXXX XXXX | Outdoor Luminaires | High Output | Architectural Flood and Spot Luminaires | Standard | FALSE | [9 empty] | 41806 | Not Yet Verified | Not Yet Verified | NotYetVerified |  | 3 | 21224 | 88.47 | 239.9 | 12 | 0.96 | 3967 | 71.98
P000003QY | Acuity Brands Lighting | Holophane | PLLED 9 4K 07A AH 45 X X XX XX XX XXXX XXXX | Outdoor Luminaires | High Output | Architectural Flood and Spot Luminaires | Standard | FALSE | [9 empty] | 41806 | Not Yet Verified | Not Yet Verified | NotYetVerified |  | 3 | 21203 | 88.35 | 239.99 | 12 | 0.96 | 3967 | 71.98
P000003QR | Acuity Brands Lighting | Holophane | PLLED 8 4K 07A AH 44 X X XX XX XX XXXX XXXX | Outdoor Luminaires | High Output | Architectural Flood and Spot Luminaires | Standard | FALSE | [9 empty] | 41806 | Not Yet Verified | Not Yet Verified | NotYetVerified |  | 3 | 19129 | 88.44 | 216.3 | 12 | 0.96 | 3967 | 71.98
P000003QX | Acuity Brands Lighting | Holophane | PLLED 8 4K 07A AH 45 X X XX XX XX XXXX XXXX | Outdoor Luminaires | High Output | Architectural Flood and Spot Luminaires | Standard | FALSE | [9 empty] | 41806 | Not Yet Verified | Not Yet Verified | NotYetVerified |  | 3 | 19110 | 88.35 | 216.3 | 12 | 0.96 | 3967 | 71.98
P000003QW | Acuity Brands Lighting | Holophane | PLLED 7 4K 07A AH 45 X X XX XX XX XXXX XXXX | Outdoor Luminaires | High Output | Architectural Flood and Spot Luminaires | Standard | FALSE | [9 empty] | 41806 | Not Yet Verified | Not Yet Verified | NotYetVerified |  | 3 | 17660 | 88.47 | 199.614 | 12 | 0.96 | 3967 | 71.98
P000003QQ | Acuity Brands Lighting | Holophane | PLLED 7 4K 07A AH 44 X X XX XX XX XXXX XXXX | Outdoor Luminaires | High Output | Architectural Flood and Spot Luminaires | Standard | FALSE | [9 empty] | 41806 | Not Yet Verified | Not Yet Verified | NotYetVerified |  | 3 | 17050 | 85.72 | 198.9 | 12 | 0.96 | 3967 | 71.98
P000003P6 | Acuity Brands Lighting | Holophane | PLLED 9 4K 07A AS 44 X X XX XX XX XXXX XXXX | Outdoor Luminaires | High Output | Architectural Flood and Spot Luminaires | Standard | FALSE | [9 empty] | 41806 | Not Yet Verified | Not Yet Verified | NotYetVerified |  | 3 | 21224 | 91.09 | 233 | 11 | 0.93 | 3967 | 71.98
P000003PB | Acuity Brands Lighting | Holophane | PLLED 9 4K 07A AS 45 X X XX XX XX XXXX XXXX | Outdoor Luminaires | High Output | Architectural Flood and Spot Luminaires | Standard | FALSE | [9 empty] | 41806 | Not Yet Verified | Not Yet Verified | NotYetVerified |  | 3 | 21203 | 91 | 233 | 11 | 0.93 | 3967 | 71.98
P000003P5 | Acuity Brands Lighting | Holophane | PLLED 8 4K 07A AS 44 X X XX XX XX XXXX XXXX | Outdoor Luminaires | High Output | Architectural Flood and Spot Luminaires | Standard | FALSE | [9 empty] | 41806 | Not Yet Verified | Not Yet Verified | NotYetVerified |  | 3 | 19129 | 91.09 | 210 | 11 | 0.93 | 3967 | 71.98
P000003PA | Acuity Brands Lighting | Holophane | PLLED 8 4K 07A AS 45 X X XX XX XX XXXX XXXX | Outdoor Luminaires | High Output | Architectural Flood and Spot Luminaires | Standard | FALSE | [9 empty] | 41806 | Not Yet Verified | Not Yet Verified | NotYetVerified |  | 3 | 19110 | 91 | 210 | 11 | 0.93 | 3967 | 71.98
P000003P9 | Acuity Brands Lighting | Holophane | PLLED 7 4K 07A AS 45 X X XX XX XX XXXX XXXX | Outdoor Luminaires | High Output | Architectural Flood and Spot Luminaires | Standard | FALSE | [9 empty] | 41806 | Not Yet Verified | Not Yet Verified | NotYetVerified |  | 3 | 17660 | 91.12 | 193.8 | 11 | 0.93 | 3967 | 71.98
P00001GCZ | Canada GL lighting technology Inc | GL lighting | GLFLD-70W-NW | Outdoor Luminaires | Mid Output | Architectural Flood and Spot Luminaires | Standard | TRUE | 5658.91 | 84.83 | 66.71 | 11.95 | 0.958 | 4231 | 81.6 | 5 | 50000 | 41803 |  |  | NotYetVerified |  | 3 | 5600 | 80 | 70 | 7 | 0.9 | 4100 | 70
P00001GD0 | Canada GL lighting technology Inc | GL lighting | GLFLD-100W-NW | Outdoor Luminaires | Mid Output | Architectural Flood and Spot Luminaires | Standard | TRUE | 7535.08 | 79.15 | 95.2 | 14.78 | 0.92 | 4188 | 81.6 | 5 | 50000 | 41803 |  |  | NotYetVerified |  | 3 | 7500 | 80 | 100 | 7 | 0.9 | 4100 | 70
P000016KV | Phoenix Products | Phoenix | STL-LO-45-[120V ONLY]-[All Finishes]-[All Plugs] | Outdoor Luminaires | Low Output | Architectural Flood and Spot Luminaires | Standard | TRUE | 1584 | 86.94 | 18.22 | 7.05 | 0.981 | 5259 | 74.5 | 5 | 50000 | 41802 |  |  | NotYetVerified |  | 3 | 1584 | 86.94 | 18.22 | 7.05 | 0.981 | 5259 | 74.5
P00000W35 | Hubbell Lighting | Spaulding Lighting | ARF4-X-84L5K-070-RM-[U1234] | Outdoor Luminaires | High Output | Architectural Flood and Spot Luminaires | Standard | TRUE | 16565 | 85.2 | 194.4 | 10.6 | 0.967 | 4823 | 65.77 | 5 |  | 41802 |  |  | NotYetVerified |  | 3 | 16565 | 85.2 | 194.4 | 10.6 | 0.967 | 5100 | 67
P00000W34 | Hubbell Lighting | Spaulding Lighting | ARF4-X-84L4K-070-RM-[U1234] | Outdoor Luminaires | High Output | Architectural Flood and Spot Luminaires | Standard | TRUE | 15086 | 77.9 | 193.6 | 10.4 | 0.967 | 3936 | 73.1 | 5 |  | 41802 |  |  | NotYetVerified |  | 3 | 15086 | 77.9 | 193.6 | 10.3 | 0.96 | 4200 | 70
P000016KW | Phoenix Products | Phoenix | STL-HI-45-UNV-[All Finishes]-[All Plugs] | Outdoor Luminaires | Low Output | Architectural Flood and Spot Luminaires | Standard | TRUE | 2725 | 73.37 | 37.14 | 15.07 | 0.945 | 5383 | 74.8 | 5 | 50000 | 41802 |  |  | NotYetVerified |  | 3 | 2725 | 73.37 | 37.14 | 15.07 | 0.988 | 5383 | 74.8
P00001KKY | Shenzhen Green Light New Energy co.Ltd | Shenzhen Green Light New Energy | GL-FL-1000W [5000K 38Â° Beam Angle] | Outdoor Luminaires | Very High Output | Architectural Flood and Spot Luminaires | Standard | TRUE | 104989.8 | 104.23 | 1007.3 | 11.4 | 0.94 | 5194 | 82.7 | 5 | 50000 | 41802 |  |  | NotYetVerified |  | 3 | 104989 | 104 | 1000 |  | 0.9 | 5000 | 82
P00001KKX | Shenzhen Green Light New Energy co.Ltd | Shenzhen Green Light New Energy | GL-FL-100W [5000K 38Â° Beam Angle] | Outdoor Luminaires | High Output | Architectural Flood and Spot Luminaires | Standard | TRUE | 13936.44 | 123.77 | 112.6 | 16.3 | 0.92 | 5032 | 82.5 | 5 | 50000 | 41802 |  |  | NotYetVerified |  | 3 | 13936 | 123.77 | 112.6 |  | 0.9 | 5000 | 80
P00001KL0 | Shenzhen Green Light New Energy co.Ltd | Shenzhen Green Light New Energy | GL-FL-200W [5000K 38Â° Beam Angle] | Outdoor Luminaires | High Output | Architectural Flood and Spot Luminaires | Standard | FALSE | [9 empty] | 41802 |  |  | NotYetVerified |  | 3 | 26640.9 | 122.37 | 210 |  | 0.9 | 5000 | 80
P00001KKZ | Shenzhen Green Light New Energy co.Ltd | Shenzhen Green Light New Energy | GL-FL-150W [5000K 38Â° Beam Angle] | Outdoor Luminaires | High Output | Architectural Flood and Spot Luminaires | Standard | FALSE | [9 empty] | 41802 |  |  | NotYetVerified |  | 3 | 18758.9 | 117.8 | 150 |  | 0.9 | 5000 | 80
P00001KL5 | Shenzhen Green Light New Energy co.Ltd | Shenzhen Green Light New Energy | GL-FL-800W [5000K 38Â° Beam Angle] | Outdoor Luminaires | Very High Output | Architectural Flood and Spot Luminaires | Standard | FALSE | [9 empty] | 41802 |  |  | NotYetVerified |  | 3 | 87529.94 | 107.3 | 800 |  | 0.9 | 5000 | 80
P00001KL4 | Shenzhen Green Light New Energy co.Ltd | Shenzhen Green Light New Energy | GL-FL-650W [5000K 38Â° Beam Angle] | Outdoor Luminaires | Very High Output | Architectural Flood and Spot Luminaires | Standard | FALSE | [9 empty] | 41802 |  |  | NotYetVerified |  | 3 | 76517.05 | 115.05 | 660 |  | 0.9 | 5000 | 80
P00001KL3 | Shenzhen Green Light New Energy co.Ltd | Shenzhen Green Light New Energy | GL-FL-500W [5000K 38Â° Beam Angle] | Outdoor Luminaires | Very High Output | Architectural Flood and Spot Luminaires | Standard | FALSE | [9 empty] | 41802 |  |  | NotYetVerified |  | 3 | 60242.11 | 114.2 | 510 |  | 0.9 | 5000 | 80
P00001KL2 | Shenzhen Green Light New Energy co.Ltd | Shenzhen Green Light New Energy | GL-FL-400W [5000K 38Â° Beam Angle] | Outdoor Luminaires | Very High Output | Architectural Flood and Spot Luminaires | Standard | FALSE | [9 empty] | 41802 |  |  | NotYetVerified |  | 3 | 50297.57 | 118.75 | 420 |  | 0.9 | 5000 | 80
P00001KL1 | Shenzhen Green Light New Energy co.Ltd | Shenzhen Green Light New Energy | GL-FL-300W [5000K 38Â° Beam Angle] | Outdoor Luminaires | Very High Output | Architectural Flood and Spot Luminaires | Standard | FALSE | [9 empty] | 41802 |  |  | NotYetVerified |  | 3 | 37868.89 | 119.08 | 310 |  | 0.9 | 5000 | 80
P000016KY | Phoenix Products | Phoenix | STL-HI-28-UNV-[All Finishes]-[All Plugs] | Outdoor Luminaires | Low Output | Architectural Flood and Spot Luminaires | Standard | FALSE | [9 empty] | 41802 |  |  | NotYetVerified |  | 3 | 2935 | 77.77 | 37.74 | 15.95 | 0.896 | 5341 | 74.2
P000016KX | Phoenix Products | Phoenix | STL-MED-45-UNV-[All Finishes]-[All Plugs] | Outdoor Luminaires | Low Output | Architectural Flood and Spot Luminaires | Standard | FALSE | [9 empty] | 41802 |  |  | NotYetVerified |  | 3 | 2379 | 81.75 | 29.1 | 6.6 | 0.991 | 5337 | 74.2
P000016KZ | Phoenix Products | Phoenix | STL-MED-28-UNV-[All Finishes]-[All Plugs] | Outdoor Luminaires | Low Output | Architectural Flood and Spot Luminaires | Standard | FALSE | [9 empty] | 41802 |  |  | NotYetVerified |  | 3 | 2430 | 83.5 | 29.1 | 6.57 | 0.991 | 5284 | 74.9
P000016L0 | Phoenix Products | Phoenix | STL-LO-28-[120V ONLY]-[All Finishes]-[All Plugs] | Outdoor Luminaires | Low Output | Architectural Flood and Spot Luminaires | Standard | FALSE | [9 empty] | 41802 |  |  | NotYetVerified |  | 3 | 1641 | 89.72 | 18.29 | 5.86 | 0.983 | 5228 | 74
P00000W3B | Hubbell Lighting | Spaulding Lighting | ARF4-X-84L5K-070-W-[U1234] | Outdoor Luminaires | High Output | Architectural Flood and Spot Luminaires | Standard | FALSE | [9 empty] | 41802 |  |  | NotYetVerified |  | 3 | 18780 | 96.8 | 194.1 | 10.6 | 0.967 | 5100 | 67
P00000W3A | Hubbell Lighting | Spaulding Lighting | ARF4-X-84L5K-070-M-[U1234] | Outdoor Luminaires | High Output | Architectural Flood and Spot Luminaires | Standard | FALSE | [9 empty] | 41802 |  |  | NotYetVerified |  | 3 | 19368 | 99.6 | 194.4 | 10.6 | 0.967 | 5100 | 67
P00000W39 | Hubbell Lighting | Spaulding Lighting | ARF4-X-84L5K-070-N-[U1234] | Outdoor Luminaires | High Output | Architectural Flood and Spot Luminaires | Standard | FALSE | [9 empty] | 41802 |  |  | NotYetVerified |  | 3 | 18498 | 95.4 | 193.9 | 10.6 | 0.967 | 5100 | 67
P00000W38 | Hubbell Lighting | Spaulding Lighting | ARF4-X-84L4K-070-W-[U1234] | Outdoor Luminaires | High Output | Architectural Flood and Spot Luminaires | Standard | FALSE | [9 empty] | 41802 |  |  | NotYetVerified |  | 3 | 17104 | 88.4 | 193.5 | 10.3 | 0.96 | 4200 | 70
P00000W37 | Hubbell Lighting | Spaulding Lighting | ARF4-X-84L4K-070-M-[U1234] | Outdoor Luminaires | High Output | Architectural Flood and Spot Luminaires | Standard | FALSE | [9 empty] | 41802 |  |  | NotYetVerified |  | 3 | 17563 | 90.6 | 193.8 | 10.3 | 0.96 | 4200 | 70
P00000W36 | Hubbell Lighting | Spaulding Lighting | ARF4-X-84L4K-070-N-[U1234] | Outdoor Luminaires | High Output | Architectural Flood and Spot Luminaires | Standard | FALSE | [9 empty] | 41802 |  |  | NotYetVerified |  | 3 | 17295 | 89.4 | 193.4 | 10.3 | 0.96 | 4200 | 70
P0000104J | LiLEDs (Shanghai) Company | LiLEDs | FESTIVAL90 | Outdoor Luminaires | Mid Output | Architectural Flood and Spot Luminaires | Standard | TRUE | 7102 | 86.35 | 82.25 | 11.1 | 0.969 | 5572 | 72 | 5 | 50000 | 41801 |  |  | NotYetVerified |  | 3 | 6900 |  | 90 |  | 0.99 | 5500 | 66
P000019H2 | Stanpro Lighting Systems Inc. | Stanpro | WPQ-LS1-A/50K/P/[NPT1ATR] | Outdoor Luminaires | Low Output | Architectural Flood and Spot Luminaires | Standard | TRUE | 1677.71 | 77 | 21.81 | 20 | 0.93 | 5382 | 85 | 5 | 50000 | 41801 |  |  | NotYetVerified |  | 3 | 1830 |  | 22 |  |  | 5000
P00001FV9 | Aimlite Lighting Products | AimLite | W16Q-LA1-4/50K/P/[NPT1ATR] | Outdoor Luminaires | Low Output | Architectural Flood and Spot Luminaires | Standard | TRUE | 1677.71 | 77 | 21.81 | 20 | 0.93 | 5382 | 85 | 5 | 50000 | 41801 |  |  | NotYetVerified |  | 3 | 1830 |  | 22 |  |  | 5000
P00001JOV | LuxEvo Inc. | LuxEvo | LE-VS-100-35 | Outdoor Luminaires | Mid Output | Architectural Flood and Spot Luminaires | Standard | TRUE | 7752 | 82.5 | 93.98 | 19.72 | 0.897 | 3256 | 83 | 5 |  | 41800 |  |  | NotYetVerified |  | 3 |  |  |  |  | 0.9 | 3500 | 70
P00001JOQ | LuxEvo Inc. | LuxEvo | LE-VS-050-35 | Outdoor Luminaires | Low Output | Architectural Flood and Spot Luminaires | Standard | TRUE | 3686 | 78.2 | 47.16 | 13.21 | 0.891 | 3230 | 84 | 5 |  | 41800 |  |  | NotYetVerified |  | 3 |  |  | 50 |  | 0.9 | 3500 | 70
P00001FZO | Appleton Group | Areamaster LED | IAMLED67YBU1D | Outdoor Luminaires | Mid Output | Architectural Flood and Spot Luminaires | Standard | TRUE | 7018 | 82.6 | 84.96 | 15.9 | 0.891 | 5392 | 66 | 5 |  | 41800 |  |  | NotYetVerified |  | 3 |  |  | 76 |  | 0.98
P000010OQ | Lumecon LLC | Lumecon | LF-RB-[1/2]-NW-[A/S/T/GR]-X-X-X-X-X-X-X | Outdoor Luminaires | Low Output | Architectural Flood and Spot Luminaires | Standard | TRUE | 2294 | 81.46 | 28.16 | 15.49 | 0.884 | 4515 | 71.1 | 10 | 90000 | 41800 |  |  | NotYetVerified |  | 3 | [5 empty] | 4700
P00001FZR | Appleton Group | Areamaster LED | IAMLED87YBU1 | Outdoor Luminaires | High Output | Architectural Flood and Spot Luminaires | Standard | TRUE | 17044 | 98.46 | 173.1 | 12.49 | 0.881 | 5083 | 76 | 5 |  | 41800 |  |  | NotYetVerified |  | 3 |  |  | 174 |  | 0.98
P00001FZS | Appleton Group | Areamaster LED | IAMLED87YBU1D | Outdoor Luminaires | High Output | Architectural Flood and Spot Luminaires | Standard | TRUE | 14504 | 83.89 | 172.9 | 12.49 | 0.881 | 4917 | 76 | 5 |  | 41800 |  |  | NotYetVerified |  | 3 |  |  | 174 |  | 0.98
P00000M96 | Eaton (formerly Cooper Lighting) | Mcgraw-Edison | MAQ-B120-3-LED-347-SX | Outdoor Luminaires | High Output | Architectural Flood and Spot Luminaires | Standard | TRUE | 10985.94 | 84.88 | 129.43 |  | 0.991 | 3996 | 64.6 |  | 50000 | 41796 |  |  | NotYetVerified |  | 3
P00000M98 | Eaton (formerly Cooper Lighting) | Mcgraw-Edison | MAQ-B120-7-LED-E1-SW | Outdoor Luminaires | High Output | Architectural Flood and Spot Luminaires | Standard | TRUE | 19209 | 73.7 | 260.79 | 11.26 | 0.9555 |  |  |  | 50000 | 41796 |  |  | NotYetVerified |  | 3
P00001GWF | S LITE CO. LTD. | S LITE | FL204AL-TU(3500K) | Outdoor Luminaires | High Output | Architectural Flood and Spot Luminaires | Standard | TRUE | 11163 | 77.23 | 144.6 | 10.55 | 0.933 | 3287 | 81.7 | 5 | 50000 | 41796 |  |  | NotYetVerified |  | 3 | 11000 | 70 | 150 |  |  | 3500 | 70
P00000M97 | Eaton (formerly Cooper Lighting) | Mcgraw-Edison | MAQ-B80-3-LED-E1-SX | Outdoor Luminaires | Mid Output | Architectural Flood and Spot Luminaires | Standard | TRUE | 7158 | 83.5 | 85.7 | 12.88 | 0.9081 |  |  |  | 50000 | 41796 |  |  | NotYetVerified |  | 3
P00000M9I | Eaton (formerly Cooper Lighting) | Streetworks | MQS-B80-3-LED-[Voltages Include E1 347 & 480]-SX-[All Color]-[All Mounting Method]-[Options Include RU RD SM and DIM] | Outdoor Luminaires | Mid Output | Architectural Flood and Spot Luminaires | Standard | FALSE | [9 empty] | 41796 |  |  | NotYetVerified |  | 3 | 7157 | 81.66 | 87.65 | 9.99 | 0.96 | 4000 | 70
P00000M9D | Eaton (formerly Cooper Lighting) | Mcgraw-Edison | MAQ-B80-3-LED-[Voltages Include E1 347 & 480]-SX-[All Color]-[All Mounting Method]-[Options Include RU RD SM and DIM] | Outdoor Luminaires | Mid Output | Architectural Flood and Spot Luminaires | Standard | FALSE | [9 empty] | 41796 |  |  | NotYetVerified |  | 3 | 7157 | 81.66 | 87.65 | 9.99 | 0.96 | 4000 | 70
P00000M9E | Eaton (formerly Cooper Lighting) | Streetworks | MQS-B120-3-LED-[Voltages Include E1 347 & 480]-SN-[All Color]-[All Mounting Method]-[Options Include RU RD SM and DIM] | Outdoor Luminaires | High Output | Architectural Flood and Spot Luminaires | Standard | FALSE | [9 empty] | 41796 |  |  | NotYetVerified |  | 3 | 11452 | 89.26 | 128.3 | 7.69 | 0.98 | 4000 | 70
P00000M99 | Eaton (formerly Cooper Lighting) | Mcgraw-Edison | MAQ-B120-3-LED-[Voltages Include E1 347 & 480]-SN-[All Color]-[All Mounting Method]-[Options Include RU RD SM and DIM] | Outdoor Luminaires | High Output | Architectural Flood and Spot Luminaires | Standard | FALSE | [9 empty] | 41796 |  |  | NotYetVerified |  | 3 | 11452 | 89.26 | 128.3 | 7.69 | 0.98 | 4000 | 70
P00000M9F | Eaton (formerly Cooper Lighting) | Streetworks | MQS-B120-3-LED-[Voltages Include E1 347 & 480]-SW-[All Color]-[All Mounting Method]-[Options Include RU RD SM and DIM] | Outdoor Luminaires | High Output | Architectural Flood and Spot Luminaires | Standard | FALSE | [9 empty] | 41796 |  |  | NotYetVerified |  | 3 | 11310 | 88.15 | 128.3 | 7.69 | 0.98 | 4000 | 70
P00000M9A | Eaton (formerly Cooper Lighting) | Mcgraw-Edison | MAQ-B120-3-LED-[Voltages Include E1 347 & 480]-SW-[All Color]-[All Mounting Method]-[Options Include RU RD SM and DIM] | Outdoor Luminaires | High Output | Architectural Flood and Spot Luminaires | Standard | FALSE | [9 empty] | 41796 |  |  | NotYetVerified |  | 3 | 11310 | 88.15 | 128.3 | 7.69 | 0.98 | 4000 | 70
P00000M9G | Eaton (formerly Cooper Lighting) | Streetworks | MQS-B120-7-LED-[120V]-SN-[All Color]-[All Mounting Method]-[Options Include RU RD SM and DIM] | Outdoor Luminaires | High Output | Architectural Flood and Spot Luminaires | Standard | FALSE | [9 empty] | 41796 |  |  | NotYetVerified |  | 3 | 19532 | 74.92 | 260.7 | 2.54 | 1 | 4000 | 70
P00000M9B | Eaton (formerly Cooper Lighting) | Mcgraw-Edison | MAQ-B120-7-LED-[120V]-SN-[All Color]-[All Mounting Method]-[Options Include RU RD SM and DIM] | Outdoor Luminaires | High Output | Architectural Flood and Spot Luminaires | Standard | FALSE | [9 empty] | 41796 |  |  | NotYetVerified |  | 3 | 19532 | 74.92 | 260.7 | 2.54 | 1 | 4000 | 70
P00000M9H | Eaton (formerly Cooper Lighting) | Streetworks | MQS-B120-7-LED-[120V]-SW-[All Color]-[All Mounting Method]-[Options Include RU RD SM and DIM] | Outdoor Luminaires | High Output | Architectural Flood and Spot Luminaires | Standard | FALSE | [9 empty] | 41796 |  |  | NotYetVerified |  | 3 | 19170 | 73.5 | 260.8 | 2.54 | 1 | 4000 | 70
P00000M9C | Eaton (formerly Cooper Lighting) | Mcgraw-Edison | MAQ-B120-7-LED-[120V]-SW-[All Color]-[All Mounting Method]-[Options Include RU RD SM and DIM] | Outdoor Luminaires | High Output | Architectural Flood and Spot Luminaires | Standard | FALSE | [9 empty] | 41796 |  |  | NotYetVerified |  | 3 | 19170 | 73.5 | 260.8 | 2.54 | 1 | 4000 | 70
P00001GWT | S LITE CO. LTD. | S LITE | FL204AL-SF (5700K) | Outdoor Luminaires | High Output | Architectural Flood and Spot Luminaires | Standard | FALSE | [9 empty] | 41796 | Not Yet Verified | Not Yet Verified | NotYetVerified |  | 3 | 12000 | 80 | 150 |  |  | 5700 | 80
P00001GWO | S LITE CO. LTD. | S LITE | FL204AL-PM(5700K) | Outdoor Luminaires | High Output | Architectural Flood and Spot Luminaires | Standard | FALSE | [9 empty] | 41796 | Not Yet Verified | Not Yet Verified | NotYetVerified |  | 3 | 12000 | 80 | 150 |  |  | 5700 | 80
P7EQRPFXD | S LITE CO. LTD. | S LITE | FL204AL-TU(5700K) | Outdoor Luminaires | High Output | Architectural Flood and Spot Luminaires | Standard | FALSE | [9 empty] | 41796 | Not Yet Verified | Not Yet Verified | NotYetVerified |  | 3 | 12000 | 80 | 150 |  |  | 5700 | 80
P00001GWS | S LITE CO. LTD. | S LITE | FL204AL-SF (5000K) | Outdoor Luminaires | High Output | Architectural Flood and Spot Luminaires | Standard | FALSE | [9 empty] | 41796 | Not Yet Verified | Not Yet Verified | NotYetVerified |  | 3 | 11163 | 77.23 | 144.6 |  |  | 5000 | 80
P00001GWN | S LITE CO. LTD. | S LITE | FL204AL-PM(5000K) | Outdoor Luminaires | High Output | Architectural Flood and Spot Luminaires | Standard | FALSE | [9 empty] | 41796 | Not Yet Verified | Not Yet Verified | NotYetVerified |  | 3 | 11163 | 77.23 | 144.6 |  |  | 5000 | 80
P00001GWI | S LITE CO. LTD. | S LITE | FL204AL-TU(5000K) | Outdoor Luminaires | High Output | Architectural Flood and Spot Luminaires | Standard | FALSE | [9 empty] | 41796 | Not Yet Verified | Not Yet Verified | NotYetVerified |  | 3 | 11163 | 77.23 | 144.6 |  |  | 5000 | 80
P00001GWR | S LITE CO. LTD. | S LITE | FL204AL-SF (4500K) | Outdoor Luminaires | High Output | Architectural Flood and Spot Luminaires | Standard | FALSE | [9 empty] | 41796 | Not Yet Verified | Not Yet Verified | NotYetVerified |  | 3 | 11163 | 77.23 | 144.6 |  |  | 4500 | 80
P00001GWM | S LITE CO. LTD. | S LITE | FL204AL-PM(4500K) | Outdoor Luminaires | High Output | Architectural Flood and Spot Luminaires | Standard | FALSE | [9 empty] | 41796 | Not Yet Verified | Not Yet Verified | NotYetVerified |  | 3 | 11163 | 77.23 | 144.6 |  |  | 4500 | 80
P00001GWH | S LITE CO. LTD. | S LITE | FL204AL-TU(4500K) | Outdoor Luminaires | High Output | Architectural Flood and Spot Luminaires | Standard | FALSE | [9 empty] | 41796 | Not Yet Verified | Not Yet Verified | NotYetVerified |  | 3 | 11163 | 77.23 | 144.6 |  |  | 4500 | 80
P00001GWQ | S LITE CO. LTD. | S LITE | FL204AL-SF (4000K) | Outdoor Luminaires | High Output | Architectural Flood and Spot Luminaires | Standard | FALSE | [9 empty] | 41796 | Not Yet Verified | Not Yet Verified | NotYetVerified |  | 3 | 11163 | 77.23 | 144.6 |  |  | 4000 | 80
P00001GWL | S LITE CO. LTD. | S LITE | FL204AL-PM(4000K) | Outdoor Luminaires | High Output | Architectural Flood and Spot Luminaires | Standard | FALSE | [9 empty] | 41796 | Not Yet Verified | Not Yet Verified | NotYetVerified |  | 3 | 11163 | 77.23 | 144.6 |  |  | 4000 | 80
P00001GWG | S LITE CO. LTD. | S LITE | FL204AL-TU(4000K) | Outdoor Luminaires | High Output | Architectural Flood and Spot Luminaires | Standard | FALSE | [9 empty] | 41796 | Not Yet Verified | Not Yet Verified | NotYetVerified |  | 3 | 11163 | 77.23 | 144.6 |  |  | 4000 | 80
P00001GWP | S LITE CO. LTD. | S LITE | FL204AL-SF (3500K) | Outdoor Luminaires | High Output | Architectural Flood and Spot Luminaires | Standard | FALSE | [9 empty] | 41796 | Not Yet Verified | Not Yet Verified | NotYetVerified |  | 3 | 11163 | 77.23 | 144.6 |  |  | 3500 | 80
P00001GWK | S LITE CO. LTD. | S LITE | FL204AL-PM(3500K) | Outdoor Luminaires | High Output | Architectural Flood and Spot Luminaires | Standard | FALSE | [9 empty] | 41796 | Not Yet Verified | Not Yet Verified | NotYetVerified |  | 3 | 11163 | 77.23 | 144.6 |  |  | 3500 | 80
P00001HB1 | Hubbell Killark | Hubbell killark | VM4LB10530XXERXXX-DLC | Outdoor Luminaires | Mid Output | Architectural Flood and Spot Luminaires | Standard | TRUE | 8406 | 79.43 | 105.83 | 15.5 | 0.92 | 4957 | 67.33 | 5 | 50000 | 41794 |  |  | NotYetVerified |  | 3 | 8406 | 79.43 | 105.8 | 15.5 | 0.92 | 5000 | 67.33
P00001HB0 | Hubbell Killark | Hubbell killark | VM4LC04030XXR5XXX-DLC | Outdoor Luminaires | Low Output | Architectural Flood and Spot Luminaires | Standard | TRUE | 3616 | 85 | 42.55 | 21.9 | 0.87 | 4827 | 68.28 | 5 | 50000 | 41794 |  |  | NotYetVerified |  | 3 | 3616 | 85 | 42.55 | 21.9 | 0.87 | 5000 | 68.28
P00001HB3 | Hubbell Killark | Hubbell killark | VM4LC10530XXGFXXX-DLC | Outdoor Luminaires | Mid Output | Architectural Flood and Spot Luminaires | Standard | FALSE | [9 empty] | 41794 |  |  | NotYetVerified |  | 3 | 8809 | 85.11 | 103.5 | 15.5 | 0.92 | 5021 | 68.88
P00001HBC | Hubbell Killark | Hubbell killark | VM4LC07030XXGFXXX-DLC | Outdoor Luminaires | Mid Output | Architectural Flood and Spot Luminaires | Standard | FALSE | [9 empty] | 41794 |  |  | NotYetVerified |  | 3 | 6318 | 90.9 | 69.532 | 13.1 | 0.94 | 5002 | 69.34
P00001HB8 | Hubbell Killark | Hubbell killark | VM4LB08030XXGFXXX-DLC | Outdoor Luminaires | Mid Output | Architectural Flood and Spot Luminaires | Standard | FALSE | [9 empty] | 41794 |  |  | NotYetVerified |  | 3 | 7233 | 83.2 | 86.929 | 17.6 | 0.87 | 4982 | 69.82
P00001HBI | Hubbell Killark | Hubbell killark | VM4LC05530XXGFXXX-DLC | Outdoor Luminaires | Low Output | Architectural Flood and Spot Luminaires | Standard | FALSE | [9 empty] | 41794 |  |  | NotYetVerified |  | 3 | 4790 | 90.29 | 53.053 | 14.8 | 0.89 | 4977 | 68.26
P00001HBO | Hubbell Killark | Hubbell killark | VM4LC04030XXGFXXX-DLC | Outdoor Luminaires | Low Output | Architectural Flood and Spot Luminaires | Standard | FALSE | [9 empty] | 41794 |  |  | NotYetVerified |  | 3 | 3873 | 95.87 | 40.397 | 21.9 | 0.87 | 4973 | 67.85
P00001HB4 | Hubbell Killark | Hubbell killark | VM4LC10530XXPFXXX-DLC | Outdoor Luminaires | Mid Output | Architectural Flood and Spot Luminaires | Standard | FALSE | [9 empty] | 41794 |  |  | NotYetVerified |  | 3 | 8280.46 | 80.0034 | 102.465 | 15.5 | 0.92 | 4970.79 | 69.98
P00001HBD | Hubbell Killark | Hubbell killark | VM4LC07030XXPFXXX-DLC | Outdoor Luminaires | Mid Output | Architectural Flood and Spot Luminaires | Standard | FALSE | [9 empty] | 41794 |  |  | NotYetVerified |  | 3 | 5938.92 | 85.446 | 68.8367 | 13.1 | 0.94 | 4951.98 | 70.45
P00001HB2 | Hubbell Killark | Hubbell killark | VM4LC10530XXGLXXX-DLC | Outdoor Luminaires | Mid Output | Architectural Flood and Spot Luminaires | Standard | FALSE | [9 empty] | 41794 |  |  | NotYetVerified |  | 3 | 9600 | 92.88 | 103.36 | 15.5 | 0.92 | 4933 | 68.86
P00001HBJ | Hubbell Killark | Hubbell killark | VM4LC05530XXPFXXX-DLC | Outdoor Luminaires | Low Output | Architectural Flood and Spot Luminaires | Standard | FALSE | [9 empty] | 41794 |  |  | NotYetVerified |  | 3 | 4502.6 | 84.8726 | 52.5225 | 14.8 | 0.89 | 4927.23 | 69.35
P00001HBP | Hubbell Killark | Hubbell killark | VM4LC04030XXPFXXX-DLC | Outdoor Luminaires | Low Output | Architectural Flood and Spot Luminaires | Standard | FALSE | [9 empty] | 41794 |  |  | NotYetVerified |  | 3 | 3640.62 | 90.1178 | 39.99 | 21.9 | 0.87 | 4923.27 | 68.94
P00001HBA | Hubbell Killark | Hubbell killark | VM4LB08030XXR5XXX-DLC | Outdoor Luminaires | Mid Output | Architectural Flood and Spot Luminaires | Standard | FALSE | [9 empty] | 41794 |  |  | NotYetVerified |  | 3 | 7956 | 94.9 | 83.867 | 17.6 | 0.87 | 4893 | 69.14
P00001HB5 | Hubbell Killark | Hubbell killark | VM4LC10530XXR5XXX-DLC | Outdoor Luminaires | Mid Output | Architectural Flood and Spot Luminaires | Standard | FALSE | [9 empty] | 41794 |  |  | NotYetVerified |  | 3 | 8772 | 84.83 | 103.41 | 15.5 | 0.92 | 4891 | 68.44
P00001HBN | Hubbell Killark | Hubbell killark | VM4LC04030XXGLXXX-DLC | Outdoor Luminaires | Low Output | Architectural Flood and Spot Luminaires | Standard | FALSE | [9 empty] | 41794 |  |  | NotYetVerified |  | 3 | 4180 | 103.62 | 40.341 | 21.9 | 0.87 | 4890 | 67.52
P00001HBH | Hubbell Killark | Hubbell killark | VM4LC05530XXGLXXX-DLC | Outdoor Luminaires | Mid Output | Architectural Flood and Spot Luminaires | Standard | FALSE | [9 empty] | 41794 |  |  | NotYetVerified |  | 3 | 5275 | 99.24 | 53.154 | 14.8 | 0.89 | 4883 | 67.97
P00001HB7 | Hubbell Killark | Hubbell killark | VM4LC08030XXGLXXX-DLC | Outdoor Luminaires | Mid Output | Architectural Flood and Spot Luminaires | Standard | FALSE | [9 empty] | 41794 |  |  | NotYetVerified |  | 3 | 7559 | 95.24 | 79.371 | 17.6 | 0.87 | 4882 | 68.23
P00001HBB | Hubbell Killark | Hubbell killark | VM4LC07030XXGLXXX-DLC | Outdoor Luminaires | Mid Output | Architectural Flood and Spot Luminaires | Standard | FALSE | [9 empty] | 41794 |  |  | NotYetVerified |  | 3 | 6524 | 97.46 | 66.941 | 13.1 | 0.94 | 4881 | 68.14
P00001HB9 | Hubbell Killark | Hubbell killark | VM4LC08030XXR5XXX-DLC | Outdoor Luminaires | Mid Output | Architectural Flood and Spot Luminaires | Standard | FALSE | [9 empty] | 41794 |  |  | NotYetVerified |  | 3 | 7028 | 80.9 | 86.824 | 17.6 | 0.87 | 4866 | 69.11
P00001HBM | Hubbell Killark | Hubbell killark | VM4LB05530XXR5XXX-DLC | Outdoor Luminaires | Mid Output | Architectural Flood and Spot Luminaires | Standard | FALSE | [9 empty] | 41794 |  |  | NotYetVerified |  | 3 | 5532 | 97.9 | 56.516 | 14.8 | 0.89 | 4864 | 68.72
P00001HBQ | Hubbell Killark | Hubbell killark | VM4LB04030XXR5XXX-DLC | Outdoor Luminaires | Low Output | Architectural Flood and Spot Luminaires | Standard | FALSE | [9 empty] | 41794 |  |  | NotYetVerified |  | 3 | 4165 | 100 | 41.635 | 21.9 | 0.87 | 4864 | 68.4
P00001HBK | Hubbell Killark | Hubbell killark | VM4LC05530XXR5XXX-DLC | Outdoor Luminaires | Low Output | Architectural Flood and Spot Luminaires | Standard | FALSE | [9 empty] | 41794 |  |  | NotYetVerified |  | 3 | 4943 | 84.7 | 58.35 | 14.8 | 0.89 | 4849 | 68.53
P00001HBE | Hubbell Killark | Hubbell killark | VM4LC07030XXR5XXX-DLC | Outdoor Luminaires | Mid Output | Architectural Flood and Spot Luminaires | Standard | FALSE | [9 empty] | 41794 |  |  | NotYetVerified |  | 3 | 5998 | 89.6 | 67.012 | 13.1 | 0.94 | 4846 | 67.63
P00001HB6 | Hubbell Killark | Hubbell killark | VM4LB10530XXR5XXX-DLC | Outdoor Luminaires | High Output | Architectural Flood and Spot Luminaires | Standard | FALSE | [9 empty] | 41794 |  |  | NotYetVerified |  | 3 | 10530 | 99.78 | 105.53 | 15.5 | 0.92 | 4817 | 67.59
P00001HBL | Hubbell Killark | Hubbell killark | VM4LB05530XXGLXXX-DLC | Outdoor Luminaires | Mid Output | Architectural Flood and Spot Luminaires | Standard | FALSE | [9 empty] | 41794 |  |  | NotYetVerified |  | 3 | 5842 | 109.01 | 53.59 | 14.8 | 0.89 | 4798 | 66.92
P00001HBF | Hubbell Killark | Hubbell killark | VM4LB07030XXGLXXX-DLC | Outdoor Luminaires | Mid Output | Architectural Flood and Spot Luminaires | Standard | FALSE | [9 empty] | 41794 |  |  | NotYetVerified |  | 3 | 7111 | 107.53 | 66.131 | 13.1 | 0.94 | 4796 | 67.19
P00001HBG | Hubbell Killark | Hubbell killark | VM4LB07030XXR5XXX-DLC | Outdoor Luminaires | Mid Output | Architectural Flood and Spot Luminaires | Standard | FALSE | [9 empty] | 41794 |  |  | NotYetVerified |  | 3 | 6908 | 104.06 | 66.386 | 13.1 | 0.94 | 4762 | 66.94
P00000534 | ATG Electronics Corp. | ATG Electronics | LF05 | Outdoor Luminaires | Low Output | Architectural Flood and Spot Luminaires | Standard | TRUE | 4268 | 84.28 | 50.64 | 24.5 | 0.913 | 5206 | 84 | 5 | 100000 | 41789 |  |  | NotYetVerified |  | 3 | 4200 | 85 | 50 |  | 0.9 | 5000 | 80
P00000535 | ATG Electronics Corp. | ATG Electronics | LF07 | Outdoor Luminaires | Mid Output | Architectural Flood and Spot Luminaires | Standard | TRUE | 6758 | 89.24 | 75.73 | 17.8 | 0.895 | 5263 | 83 | 5 | 100000 | 41789 |  |  | NotYetVerified |  | 3 | 6800 | 90 | 75 |  | 0.9 | 5000 | 80
P00001GVL | S LITE CO. LTD. | S LITE | FL201AL-TU(3500K) | Outdoor Luminaires | Low Output | Architectural Flood and Spot Luminaires | Standard | TRUE | 3104.7 | 80.56 | 38.54 | 8.58 | 0.967 | 3278 | 81.5 | 5 | 50000 | 41787 |  |  | NotYetVerified |  | 3 | 3104.7 | 80.56 | 38.54 | 8.58 | 0.9672 | 3500 | 81.5
P00001GVQ | S LITE CO. LTD. | S LITE | FL202AL-TU(3500K) | Outdoor Luminaires | Mid Output | Architectural Flood and Spot Luminaires | Standard | TRUE | 5152.8 | 79.11 | 65.13 | 12.5 | 0.918 | 3268 | 80.6 | 5 | 50000 | 41787 |  |  | NotYetVerified |  | 3 | 5152.8 | 79.11 | 65.13 | 12.5 | 0.9181 | 3500 | 80.6
P00001GVV | S LITE CO. LTD. | S LITE | FL203AL-TU(3500K) | Outdoor Luminaires | Mid Output | Architectural Flood and Spot Luminaires | Standard | TRUE | 6083.7 | 81.7 | 74.46 | 15.82 | 0.91 | 3305 | 80.2 | 5 | 50000 | 41787 |  |  | NotYetVerified |  | 3 | 6083.7 | 81.7 | 74.46 | 15.82 | 0.9104 | 3500 | 82
P00001GYP | S LITE CO. LTD. | S LITE | FL202AL-SW(5700K) | Outdoor Luminaires | Mid Output | Architectural Flood and Spot Luminaires | Standard | FALSE | [9 empty] | 41787 | Not Yet Verified | Not Yet Verified | NotYetVerified |  | 3 | 5853 | 91.22 | 64.16 | 13.17 | 0.938 | 5700 | 71.2
P00001GVU | S LITE CO. LTD. | S LITE | FL202AL-TU(5700K) | Outdoor Luminaires | Mid Output | Architectural Flood and Spot Luminaires | Standard | FALSE | [9 empty] | 41787 | Not Yet Verified | Not Yet Verified | NotYetVerified |  | 3 | 5853 | 91.22 | 64.16 | 13.17 | 0.938 | 5700 | 71.2
P00001GYK | S LITE CO. LTD. | S LITE | FL203AL-XX(5700K) | Outdoor Luminaires | Mid Output | Architectural Flood and Spot Luminaires | Standard | FALSE | [9 empty] | 41787 | Not Yet Verified | Not Yet Verified | NotYetVerified |  | 3 | 6538 | 87.76 | 74.5 | 15.79 | 0.9157 | 5700 | 71.1
P00001GYF | S LITE CO. LTD. | S LITE | FL203AL-SF(5700K) | Outdoor Luminaires | Mid Output | Architectural Flood and Spot Luminaires | Standard | FALSE | [9 empty] | 41787 | Not Yet Verified | Not Yet Verified | NotYetVerified |  | 3 | 6538 | 87.76 | 74.5 | 15.79 | 0.9157 | 5700 | 71.1
P00001GVZ | S LITE CO. LTD. | S LITE | FL203AL-TU(5700K) | Outdoor Luminaires | Mid Output | Architectural Flood and Spot Luminaires | Standard | FALSE | [9 empty] | 41787 | Not Yet Verified | Not Yet Verified | NotYetVerified |  | 3 | 6538 | 87.76 | 74.5 | 15.79 | 0.9157 | 5700 | 71.1
P00001GYU | S LITE CO. LTD. | S LITE | FL201AL-SW(5700K) | Outdoor Luminaires | Low Output | Architectural Flood and Spot Luminaires | Standard | FALSE | [9 empty] | 41787 | Not Yet Verified | Not Yet Verified | NotYetVerified |  | 3 | 3260 | 85.87 | 37.96 | 7.11 | 0.9694 | 5700 | 70.6
P00001GVP | S LITE CO. LTD. | S LITE | FL201AL-TU(5700K) | Outdoor Luminaires | Low Output | Architectural Flood and Spot Luminaires | Standard | FALSE | [9 empty] | 41787 | Not Yet Verified | Not Yet Verified | NotYetVerified |  | 3 | 3260 | 85.87 | 37.96 | 7.11 | 0.9694 | 5700 | 70.6
P00001GYJ | S LITE CO. LTD. | S LITE | FL203AL-XX(5000K) | Outdoor Luminaires | Mid Output | Architectural Flood and Spot Luminaires | Standard | FALSE | [9 empty] | 41787 | Not Yet Verified | Not Yet Verified | NotYetVerified |  | 3 | 6083.7 | 81.7 | 74.46 | 15.82 | 0.9104 | 5000 | 82
P00001GYE | S LITE CO. LTD. | S LITE | FL203AL-SF(5000K) | Outdoor Luminaires | Mid Output | Architectural Flood and Spot Luminaires | Standard | FALSE | [9 empty] | 41787 | Not Yet Verified | Not Yet Verified | NotYetVerified |  | 3 | 6083.7 | 81.7 | 74.46 | 15.82 | 0.9104 | 5000 | 82
P00001GVY | S LITE CO. LTD. | S LITE | FL203AL-TU(5000K) | Outdoor Luminaires | Mid Output | Architectural Flood and Spot Luminaires | Standard | FALSE | [9 empty] | 41787 | Not Yet Verified | Not Yet Verified | NotYetVerified |  | 3 | 6083.7 | 81.7 | 74.46 | 15.82 | 0.9104 | 5000 | 82
P00001GYT | S LITE CO. LTD. | S LITE | FL201AL-SW(5000K) | Outdoor Luminaires | Low Output | Architectural Flood and Spot Luminaires | Standard | FALSE | [9 empty] | 41787 | Not Yet Verified | Not Yet Verified | NotYetVerified |  | 3 | 3104.7 | 80.56 | 38.54 | 8.58 | 0.9672 | 5000 | 81.5
P00001GYS | S LITE CO. LTD. | S LITE | FL201AL-SW(4500K) | Outdoor Luminaires | Low Output | Architectural Flood and Spot Luminaires | Standard | FALSE | [9 empty] | 41787 | Not Yet Verified | Not Yet Verified | NotYetVerified |  | 3 | 3104.7 | 80.56 | 38.54 | 8.58 | 0.9672 | 5000 | 81.5
P00001GVO | S LITE CO. LTD. | S LITE | FL201AL-TU(5000K) | Outdoor Luminaires | Low Output | Architectural Flood and Spot Luminaires | Standard | FALSE | [9 empty] | 41787 | Not Yet Verified | Not Yet Verified | NotYetVerified |  | 3 | 3104.7 | 80.56 | 38.54 | 8.58 | 0.9672 | 5000 | 81.5
P00001GYO | S LITE CO. LTD. | S LITE | FL202AL-SW(5000K) | Outdoor Luminaires | Mid Output | Architectural Flood and Spot Luminaires | Standard | FALSE | [9 empty] | 41787 | Not Yet Verified | Not Yet Verified | NotYetVerified |  | 3 | 5152.8 | 79.11 | 65.13 | 12.5 | 0.9181 | 5000 | 80.6
P00001GVT | S LITE CO. LTD. | S LITE | FL202AL-TU(5000K) | Outdoor Luminaires | Mid Output | Architectural Flood and Spot Luminaires | Standard | FALSE | [9 empty] | 41787 | Not Yet Verified | Not Yet Verified | NotYetVerified |  | 3 | 5152.8 | 79.11 | 65.13 | 12.5 | 0.9181 | 5000 | 80.6
P00001GYI | S LITE CO. LTD. | S LITE | FL203AL-XX(4500K) | Outdoor Luminaires | Mid Output | Architectural Flood and Spot Luminaires | Standard | FALSE | [9 empty] | 41787 | Not Yet Verified | Not Yet Verified | NotYetVerified |  | 3 | 6083.7 | 81.7 | 74.46 | 15.82 | 0.9104 | 4500 | 82
P00001GYD | S LITE CO. LTD. | S LITE | FL203AL-SF(4500K) | Outdoor Luminaires | Mid Output | Architectural Flood and Spot Luminaires | Standard | FALSE | [9 empty] | 41787 | Not Yet Verified | Not Yet Verified | NotYetVerified |  | 3 | 6083.7 | 81.7 | 74.46 | 15.82 | 0.9104 | 4500 | 82
P00001GYC | S LITE CO. LTD. | S LITE | FL203AL-SF(4000K) | Outdoor Luminaires | Mid Output | Architectural Flood and Spot Luminaires | Standard | FALSE | [9 empty] | 41787 | Not Yet Verified | Not Yet Verified | NotYetVerified |  | 3 | 6083.7 | 81.7 | 74.46 | 15.82 | 0.9104 | 4500 | 82
P00001GVX | S LITE CO. LTD. | S LITE | FL203AL-TU(4500K) | Outdoor Luminaires | Mid Output | Architectural Flood and Spot Luminaires | Standard | FALSE | [9 empty] | 41787 | Not Yet Verified | Not Yet Verified | NotYetVerified |  | 3 | 6083.7 | 81.7 | 74.46 | 15.82 | 0.9104 | 4500 | 82
P00001GYR | S LITE CO. LTD. | S LITE | FL201AL-SW(4000K) | Outdoor Luminaires | Low Output | Architectural Flood and Spot Luminaires | Standard | FALSE | [9 empty] | 41787 | Not Yet Verified | Not Yet Verified | NotYetVerified |  | 3 | 3104.7 | 80.56 | 38.54 | 8.58 | 0.9672 | 4500 | 81.5
P00001GVN | S LITE CO. LTD. | S LITE | FL201AL-TU(4500K) | Outdoor Luminaires | Low Output | Architectural Flood and Spot Luminaires | Standard | FALSE | [9 empty] | 41787 | Not Yet Verified | Not Yet Verified | NotYetVerified |  | 3 | 3104.7 | 80.56 | 38.54 | 8.58 | 0.9672 | 4500 | 81.5
P00001GYN | S LITE CO. LTD. | S LITE | FL202AL-SW(4500K) | Outdoor Luminaires | Mid Output | Architectural Flood and Spot Luminaires | Standard | FALSE | [9 empty] | 41787 | Not Yet Verified | Not Yet Verified | NotYetVerified |  | 3 | 5152.8 | 79.11 | 65.13 | 12.5 | 0.9181 | 4500 | 80.6
P00001GVS | S LITE CO. LTD. | S LITE | FL202AL-TU(4500K) | Outdoor Luminaires | Mid Output | Architectural Flood and Spot Luminaires | Standard | FALSE | [9 empty] | 41787 | Not Yet Verified | Not Yet Verified | NotYetVerified |  | 3 | 5152.8 | 79.11 | 65.13 | 12.5 | 0.9181 | 4500 | 80.6
P00001GYH | S LITE CO. LTD. | S LITE | FL203AL-XX(4000K) | Outdoor Luminaires | Mid Output | Architectural Flood and Spot Luminaires | Standard | FALSE | [9 empty] | 41787 | Not Yet Verified | Not Yet Verified | NotYetVerified |  | 3 | 6083.7 | 81.7 | 74.46 | 15.82 | 0.9104 | 4000 | 82
P00001GYG | S LITE CO. LTD. | S LITE | FL203AL-XX(3500K) | Outdoor Luminaires | Mid Output | Architectural Flood and Spot Luminaires | Standard | FALSE | [9 empty] | 41787 | Not Yet Verified | Not Yet Verified | NotYetVerified |  | 3 | 6083.7 | 81.7 | 74.46 | 15.82 | 0.9104 | 4000 | 82
P00001GYB | S LITE CO. LTD. | S LITE | FL203AL-SF(3500K) | Outdoor Luminaires | Mid Output | Architectural Flood and Spot Luminaires | Standard | FALSE | [9 empty] | 41787 | Not Yet Verified | Not Yet Verified | NotYetVerified |  | 3 | 6083.7 | 81.7 | 74.46 | 15.82 | 0.9104 | 4000 | 82
P00001GVW | S LITE CO. LTD. | S LITE | FL203AL-TU(4000K) | Outdoor Luminaires | Mid Output | Architectural Flood and Spot Luminaires | Standard | FALSE | [9 empty] | 41787 | Not Yet Verified | Not Yet Verified | NotYetVerified |  | 3 | 6083.7 | 81.7 | 74.46 | 15.82 | 0.9104 | 4000 | 82
P00001GYQ | S LITE CO. LTD. | S LITE | FL201AL-SW(3500K) | Outdoor Luminaires | Low Output | Architectural Flood and Spot Luminaires | Standard | FALSE | [9 empty] | 41787 | Not Yet Verified | Not Yet Verified | NotYetVerified |  | 3 | 3104.7 | 80.56 | 38.54 | 8.58 | 0.9672 | 4000 | 81.5
P00001GVM | S LITE CO. LTD. | S LITE | FL201AL-TU(4000K) | Outdoor Luminaires | Low Output | Architectural Flood and Spot Luminaires | Standard | FALSE | [9 empty] | 41787 | Not Yet Verified | Not Yet Verified | NotYetVerified |  | 3 | 3104.7 | 80.56 | 38.54 | 8.58 | 0.9672 | 4000 | 81.5
P00001GYM | S LITE CO. LTD. | S LITE | FL202AL-SW(4000K) | Outdoor Luminaires | Mid Output | Architectural Flood and Spot Luminaires | Standard | FALSE | [9 empty] | 41787 | Not Yet Verified | Not Yet Verified | NotYetVerified |  | 3 | 5152.8 | 79.11 | 65.13 | 12.5 | 0.9181 | 4000 | 80.6
P00001GYL | S LITE CO. LTD. | S LITE | FL202AL-SW(3500K) | Outdoor Luminaires | Mid Output | Architectural Flood and Spot Luminaires | Standard | FALSE | [9 empty] | 41787 | Not Yet Verified | Not Yet Verified | NotYetVerified |  | 3 | 5152.8 | 79.11 | 65.13 | 12.5 | 0.9181 | 4000 | 80.6
P00001GVR | S LITE CO. LTD. | S LITE | FL202AL-TU(4000K) | Outdoor Luminaires | Mid Output | Architectural Flood and Spot Luminaires | Standard | FALSE | [9 empty] | 41787 | Not Yet Verified | Not Yet Verified | NotYetVerified |  | 3 | 5152.8 | 79.11 | 65.13 | 12.5 | 0.9181 | 4000 | 80.6
P00000W2W | Hubbell Lighting | Spaulding Lighting | ARF3-X-42L4K-070-RM-[U1234] | Outdoor Luminaires | Mid Output | Architectural Flood and Spot Luminaires | Standard | TRUE | 7424 | 76.9 | 96.5 | 9 | 0.965 | 3912 | 73.05 | 5 |  | 41786 |  |  | NotYetVerified |  | 3 | 7424 | 76.9 | 96.5 | 9 | 0.965 | 4200 | 70
P00001109 | MaxLite Inc | MaxLite | MLFL45LED50/N | Outdoor Luminaires | Low Output | Architectural Flood and Spot Luminaires | Standard | TRUE | 3358 | 80 | 42 | 9.21 | 0.956 | 3358 | 65.6 | 5 | 54000 | 41786 |  |  | NotYetVerified |  | 3
P00001107 | MaxLite Inc | MaxLite | MLFL25LED50/N | Outdoor Luminaires | Low Output | Architectural Flood and Spot Luminaires | Standard | TRUE | 1725 | 81 | 21.3 | 21.6 | 0.907 | 5291 | 65.3 | 5 | 54000 | 41786 |  |  | NotYetVerified |  | 3
P00001106 | MaxLite Inc | MaxLite | MLFL15LED50/N | Outdoor Luminaires | Low Output | Architectural Flood and Spot Luminaires | Standard | TRUE | 1100 | 79.1 | 13.9 | 14.1 | 0.884 | 5335 | 64.9 | 5 | 54000 | 41786 |  |  | NotYetVerified |  | 3
P00000W32 | Hubbell Lighting | Hubbell Outdoor Lighting | ARF3-[YK]-42L5K-070-M-[U12345F]-[FINISH]-[OPTIONS] | Outdoor Luminaires | Mid Output | Architectural Flood and Spot Luminaires | Standard | FALSE | [9 empty] | 41786 |  |  | Yes | Product updated on 11/18/2016 | 3 | 10848.92 | 112.19 | 96.7 | 10.6 | 0.97 | 5000 | 70
P00000W33 | Hubbell Lighting | Hubbell Outdoor Lighting | ARF3-[YK]-42L5K-070-W-[U12345F]-[FINISH]-[OPTIONS] | Outdoor Luminaires | Mid Output | Architectural Flood and Spot Luminaires | Standard | FALSE | [9 empty] | 41786 |  |  | Yes | Product updated on 11/18/2016 | 3 | 10390.39 | 107.45 | 96.7 | 10.6 | 0.97 | 5000 | 70
P00000W31 | Hubbell Lighting | Hubbell Outdoor Lighting | ARF3-[YK]-42L5K-070-N-[U12345F]-[FINISH]-[OPTIONS] | Outdoor Luminaires | Mid Output | Architectural Flood and Spot Luminaires | Standard | FALSE | [9 empty] | 41786 |  |  | Yes | Product updated on 11/18/2016 | 3 | 10350.57 | 107.04 | 96.7 | 10.6 | 0.97 | 5000 | 70
P00000W2X | Hubbell Lighting | Hubbell Outdoor Lighting | ARF3-[YK]-42L5K-070-RM-[U12345F]-[FINISH]-[OPTIONS] | Outdoor Luminaires | Mid Output | Architectural Flood and Spot Luminaires | Standard | FALSE | [9 empty] | 41786 |  |  | Yes | Product updated on 11/18/2016 | 3 | 9320.86 | 96.39 | 96.7 | 10.6 | 0.97 | 5000 | 70
P00000W2Z | Hubbell Lighting | Hubbell Outdoor Lighting | ARF3-[YK]-42L4K-070-M-[U12345F]-[FINISH]-[OPTIONS] | Outdoor Luminaires | Mid Output | Architectural Flood and Spot Luminaires | Standard | FALSE | [9 empty] | 41786 |  |  | Yes | Product updated on 11/18/2016 | 3 | 9830.59 | 101.66 | 96.7 | 10.6 | 0.97 | 4000 | 70
P00000W2Y | Hubbell Lighting | Hubbell Outdoor Lighting | ARF3-[YK]-42L4K-070-N-[U12345F]-[FINISH]-[OPTIONS] | Outdoor Luminaires | Mid Output | Architectural Flood and Spot Luminaires | Standard | FALSE | [9 empty] | 41786 |  |  | Yes | Product updated on 11/18/2016 | 3 | 9781.67 | 101.15 | 96.7 | 10.6 | 0.97 | 4000 | 70
P00000W30 | Hubbell Lighting | Hubbell Outdoor Lighting | ARF3-[YK]-42L4K-070-W-[U12345F]-[FINISH]-[OPTIONS] | Outdoor Luminaires | Mid Output | Architectural Flood and Spot Luminaires | Standard | FALSE | [9 empty] | 41786 |  |  | Yes | Product updated on 11/18/2016 | 3 | 9604.17 | 99.32 | 96.7 | 10.6 | 0.97 | 4000 | 70
P00001IAC | PowerSecure Inc | EnergyLite | 78BBR-00 | Outdoor Luminaires | Mid Output | Architectural Flood and Spot Luminaires | Standard | TRUE | 7268 | 87.7 | 82.86 | 19.7 | 0.9 | 5266 | 71.2 | 5 | 50000 | 41774 |  |  | NotYetVerified |  | 3 | 7268 | 87.7 | 82.86 | 20 | 0.9 | 5266 | 71.2
P000005BR | Barron Lighting Group | Barron Lighting Group | TLED223 | Outdoor Luminaires | Low Output | Architectural Flood and Spot Luminaires | Standard | TRUE | 4854.4 | 76.47 | 63.48 | 8.01 | 0.927 | 4142 | 64.9 | 5 | 50000 | 41773 |  |  | NotYetVerified |  | 3 |  | 70 | 55.6 |  | 0.95 | 4000
P00001K4J | Starus Lighting | Starus Lighting | FL-60-3000K | Outdoor Luminaires | Mid Output | Architectural Flood and Spot Luminaires | Standard | TRUE | 5079 | 87.79 | 57.85 | 12.7 | 0.9631 | 3181 | 74 | 5 | 66000 | 41772 |  |  | NotYetVerified |  | 3 | 5078.6 | 87.79 | 57.85 | 12.7 | 0.9631 | 3000 | 73.5
P00001K4F | Starus Lighting | Starus Lighting | FL-120-3000K | Outdoor Luminaires | High Output | Architectural Flood and Spot Luminaires | Standard | TRUE | 10685 | 89.3 | 119.7 | 12.16 | 0.9477 | 3155 | 73.4 | 5 | 62000 | 41772 |  |  | NotYetVerified |  | 3 | 10685 | 89.3 | 119.7 | 12.16 | 0.9477 | 3000 | 73.4
P00001K4M | Starus Lighting | Starus Lighting | FL-60-4500K | Outdoor Luminaires | Mid Output | Architectural Flood and Spot Luminaires | Standard | FALSE | [9 empty] | 41772 |  |  | NotYetVerified |  | 3 | 6291.89 | 105.58 | 59.59 | 13.78 | 0.9662 | 4500 | 69.9
P00001K4I | Starus Lighting | Starus Lighting | FL-120-4500K | Outdoor Luminaires | High Output | Architectural Flood and Spot Luminaires | Standard | FALSE | [9 empty] | 41772 |  |  | NotYetVerified |  | 3 | 12996 | 110.54 | 117.6 | 12.42 | 0.935 | 4500 | 69.7
P00001K4L | Starus Lighting | Starus Lighting | FL-60-4000K | Outdoor Luminaires | Mid Output | Architectural Flood and Spot Luminaires | Standard | FALSE | [9 empty] | 41772 |  |  | NotYetVerified |  | 3 | 5078.6 | 87.79 | 57.85 | 12.7 | 0.9631 | 4000 | 73.5
P00001K4H | Starus Lighting | Starus Lighting | FL-120-4000K | Outdoor Luminaires | High Output | Architectural Flood and Spot Luminaires | Standard | FALSE | [9 empty] | 41772 |  |  | NotYetVerified |  | 3 | 10685 | 89.3 | 119.7 | 12.16 | 0.9477 | 4000 | 73.4
P00001K4K | Starus Lighting | Starus Lighting | FL-60-3500K | Outdoor Luminaires | Mid Output | Architectural Flood and Spot Luminaires | Standard | FALSE | [9 empty] | 41772 |  |  | NotYetVerified |  | 3 | 5078.6 | 87.79 | 57.85 | 12.7 | 0.9631 | 3500 | 73.5
P00001K4G | Starus Lighting | Starus Lighting | FL-120-3500K | Outdoor Luminaires | High Output | Architectural Flood and Spot Luminaires | Standard | FALSE | [9 empty] | 41772 |  |  | NotYetVerified |  | 3 | 10685 | 89.3 | 119.7 | 12.16 | 0.9477 | 3500 | 73.4
P000004QI | Amerlux Exterior Lighting Group | Varieta Flood Light | FL8-50-MFL | Outdoor Luminaires | High Output | Architectural Flood and Spot Luminaires | Standard | TRUE | 23640 | 93.3 | 253.5 | 3 | 0.977 | 4999 | 76.4 | 10 | 50000 | 41768 |  |  | NotYetVerified |  | 3 | 22918 | 93.1 | 246.2 | 3 | 0.996 | 4998 | 76.4
P000004QH | Amerlux Exterior Lighting Group | Varieta Flood Light | FL8-30-NSP | Outdoor Luminaires | High Output | Architectural Flood and Spot Luminaires | Standard | TRUE | 20580 | 83.4 | 246.8 | 3 | 0.977 | 3001 | 71.2 | 10 | 50000 | 41768 |  |  | NotYetVerified |  | 3 | 20026 | 80.6 | 248.5 | 4.2 | 0.998 | 3001 | 71.2
P000005TS | Bravoled Lighting Manufacturing Co. Ltd. | Bravoled | BL-FL04-150W 5.2K | Outdoor Luminaires | High Output | Architectural Flood and Spot Luminaires | Standard | TRUE | 14691 | 93.72 | 156.7 | 8.4 | 0.948 | 5444 | 78.2 | 5 | 55000 | 41768 |  |  | NotYetVerified |  | 3 | 13000 | 87 | 150 | 20 | 0.9 | 5200 | 75
P00001K18 | Ishpower LLC | ISH | FL-35-01-D-D | Outdoor Luminaires | Low Output | Architectural Flood and Spot Luminaires | Standard | TRUE | 2593 | 75.66 | 34.26 | 18.8 | 0.928 | 5238 | 77 | 5 | 55000 | 41768 |  |  | NotYetVerified |  | 3 | 2600 | 80 | 35 |  | 0.95 | 5200 | 75
P00001K19 | Ishpower LLC | ISH | FL-50-01-D-D | Outdoor Luminaires | Low Output | Architectural Flood and Spot Luminaires | Standard | TRUE | 3906 | 76.84 | 50.83 | 17.4 | 0.928 | 5130 | 76 | 5 | 55000 | 41768 |  |  | NotYetVerified |  | 3 | 4000 | 80 | 50 |  | 0.9 | 5200 | 80
P000004QM | Amerlux Exterior Lighting Group | Varieta Flood Light | FL8-50-NSP | Outdoor Luminaires | High Output | Architectural Flood and Spot Luminaires | Standard | FALSE | [9 empty] | 41768 | Not Yet Verified | Not Yet Verified | NotYetVerified |  | 3 | 21693 | 88.6 | 244.8 | 4.38 | 0.995 | 4948 | 75.7
P000004QL | Amerlux Exterior Lighting Group | Varieta Flood Light | FL8-40-MFL | Outdoor Luminaires | High Output | Architectural Flood and Spot Luminaires | Standard | FALSE | [9 empty] | 41768 | Not Yet Verified | Not Yet Verified | NotYetVerified |  | 3 | 22403 | 90.2 | 248.5 | 4.38 | 0.995 | 4000 | 71.4
P000004QK | Amerlux Exterior Lighting Group | Varieta Flood Light | FL8-40-NSP | Outdoor Luminaires | High Output | Architectural Flood and Spot Luminaires | Standard | FALSE | [9 empty] | 41768 | Not Yet Verified | Not Yet Verified | NotYetVerified |  | 3 | 20860 | 83.9 | 248.5 | 4.38 | 0.995 | 4000 | 71.4
P000004QJ | Amerlux Exterior Lighting Group | Varieta Flood Light | FL8-30-MFL | Outdoor Luminaires | High Output | Architectural Flood and Spot Luminaires | Standard | FALSE | [9 empty] | 41768 | Not Yet Verified | Not Yet Verified | NotYetVerified |  | 3 | 21888 | 91.1 | 240.3 | 3.46 | 0.998 | 3045 | 71.4
P0000118A | Mule Lighting Inc. | LEDalux | LXFL100LED50 | Outdoor Luminaires | Mid Output | Architectural Flood and Spot Luminaires | Standard | TRUE | 9128 | 91.6 | 99.7 | 15.42 | 0.9732 | 5493 | 68 | 5 | 50000 | 41767 |  |  | NotYetVerified |  | 3 | 9128 | 92 | 99 | 15 | 0.97 | 5493 | 68
P00001189 | Mule Lighting Inc. | LEDalux | LXFL70LED50 | Outdoor Luminaires | Low Output | Architectural Flood and Spot Luminaires | Standard | TRUE | 4806 | 73.55 | 63.35 | 13 | 0.9134 | 5466 | 69 | 5 | 50000 | 41767 |  |  | NotYetVerified |  | 3 | 4140 | 68 | 61 |  | 0.9 | 5000 | 67
P0000117Y | Mule Lighting Inc. | LEDalux | HOFLF135UN50 | Outdoor Luminaires | High Output | Architectural Flood and Spot Luminaires | Standard | TRUE | 12407 | 89.7 | 138.3 | 20.8 | 0.908 | 4967 | 74 | 5 | 50000 | 41767 |  |  | NotYetVerified |  | 3 | 11700 | 87 | 135 |  | 0.99 | 5000 | 75
P0000118D | Mule Lighting Inc. | LEDalux | LXFL140LED50 | Outdoor Luminaires | High Output | Architectural Flood and Spot Luminaires | Standard | TRUE | 11730 | 86.2 | 136.1 | 15.93 | 0.8972 | 5411 | 68 | 5 | 50000 | 41767 |  |  | NotYetVerified |  | 3 | 11730 | 86 | 136 | 15.9 | 0.89 | 5411 | 67
P00001188 | Mule Lighting Inc. | LEDalux | HOFLF405UW50 | Outdoor Luminaires | Very High Output | Architectural Flood and Spot Luminaires | Standard | FALSE | [9 empty] | 41767 |  |  | NotYetVerified |  | 3 | 35100 | 87 | 405 |  | 0.99 | 5000 | 75
P00001187 | Mule Lighting Inc. | LEDalux | HOFLF405UN50 | Outdoor Luminaires | Very High Output | Architectural Flood and Spot Luminaires | Standard | FALSE | [9 empty] | 41767 |  |  | NotYetVerified |  | 3 | 35100 | 87 | 405 |  | 0.99 | 5000 | 75
P00001186 | Mule Lighting Inc. | LEDalux | HOFLF405UM50 | Outdoor Luminaires | Very High Output | Architectural Flood and Spot Luminaires | Standard | FALSE | [9 empty] | 41767 |  |  | NotYetVerified |  | 3 | 35100 | 87 | 405 |  | 0.99 | 5000 | 75
P00001185 | Mule Lighting Inc. | LEDalux | HOFLF405UC50 (Mixed Distributions) | Outdoor Luminaires | Very High Output | Architectural Flood and Spot Luminaires | Standard | FALSE | [9 empty] | 41767 |  |  | NotYetVerified |  | 3 | 35100 | 87 | 405 |  | 0.99 | 5000 | 75
P00001184 | Mule Lighting Inc. | LEDalux | HOFLF270UW50 | Outdoor Luminaires | High Output | Architectural Flood and Spot Luminaires | Standard | FALSE | [9 empty] | 41767 |  |  | NotYetVerified |  | 3 | 23400 | 87 | 270 |  | 0.99 | 5000 | 75
P00001183 | Mule Lighting Inc. | LEDalux | HOFLF270UN50 | Outdoor Luminaires | High Output | Architectural Flood and Spot Luminaires | Standard | FALSE | [9 empty] | 41767 |  |  | NotYetVerified |  | 3 | 23400 | 87 | 270 |  | 0.99 | 5000 | 75
P00001182 | Mule Lighting Inc. | LEDalux | HOFLF270UM50 | Outdoor Luminaires | High Output | Architectural Flood and Spot Luminaires | Standard | FALSE | [9 empty] | 41767 |  |  | NotYetVerified |  | 3 | 23400 | 87 | 270 |  | 0.99 | 5000 | 75
P00001181 | Mule Lighting Inc. | LEDalux | HOFLF270UC50 (Mixed Distributions) | Outdoor Luminaires | High Output | Architectural Flood and Spot Luminaires | Standard | FALSE | [9 empty] | 41767 |  |  | NotYetVerified |  | 3 | 23400 | 87 | 270 |  | 0.99 | 5000 | 75
P00001180 | Mule Lighting Inc. | LEDalux | HOFLF135UW50 | Outdoor Luminaires | High Output | Architectural Flood and Spot Luminaires | Standard | FALSE | [9 empty] | 41767 |  |  | NotYetVerified |  | 3 | 11700 | 87 | 135 |  | 0.99 | 5000 | 75
P0000117Z | Mule Lighting Inc. | LEDalux | HOFLF135UM50 | Outdoor Luminaires | High Output | Architectural Flood and Spot Luminaires | Standard | FALSE | [9 empty] | 41767 |  |  | NotYetVerified |  | 3 | 11700 | 87 | 135 |  | 0.99 | 5000 | 75
P00001HJV | E2 Lighting International Inc. | E2 Lighting | E2-FL04-80W 5.2K | Outdoor Luminaires | Mid Output | Architectural Flood and Spot Luminaires | Standard | TRUE | 6119 | 75.16 | 81.41 | 11.9 | 0.977 | 5260 | 77 | 5 | 55000 | 41764 |  |  | NotYetVerified |  | 3 | 6000 | 75 | 80 | 20 | 0.95 | 5200 | 75
P00001HJT | E2 Lighting International Inc. | E2 Lighting | E2-FL04-35W 5.2K | Outdoor Luminaires | Low Output | Architectural Flood and Spot Luminaires | Standard | TRUE | 2593 | 75.66 | 34.26 | 18.8 | 0.928 | 5238 | 77 | 5 | 55000 | 41764 |  |  | NotYetVerified |  | 3 | 2600 | 80 | 35 | 20 | 0.95 | 5200 | 75
P00001HJU | E2 Lighting International Inc. | E2 Lighting | E2-FL04-50W 5.2K | Outdoor Luminaires | Low Output | Architectural Flood and Spot Luminaires | Standard | TRUE | 3906 | 76.84 | 50.83 | 17.4 | 0.928 | 5130 | 76 | 5 | 55000 | 41764 |  |  | NotYetVerified |  | 3 | 4000 | 80 | 50 | 20 | 0.9 | 5200 | 80
P00001HJW | E2 Lighting International Inc. | E2 Lighting | E2-FL04-120W 5.2K | Outdoor Luminaires | High Output | Architectural Flood and Spot Luminaires | Standard | TRUE | 11644 | 90.15 | 129.1 | 12.2 | 0.921 | 5408 | 78 | 5 | 55000 | 41764 |  |  | NotYetVerified |  | 3 | 10000 | 80 | 120 | 20 | 0.95 | 5200 | 75
P00000Q5N | Dialight | Durosite | FLW222NC2NG | Outdoor Luminaires | Mid Output | Architectural Flood and Spot Luminaires | Standard | TRUE | 9228 | 89.68 | 110.7 | 9.87 | 0.914 | 5044 | 75.1 | 10 | 50000 | 41764 |  |  | NotYetVerified |  | 3 | 9750 | 89 | 109 | 15 | 0.9 | 5000 | 70
P00000Q65 | Dialight | Safesite | FLD276NC2NG | Outdoor Luminaires | High Output | Architectural Flood and Spot Luminaires | Standard | FALSE | [9 empty] | 41764 |  |  | NotYetVerified |  | 3 | 12080 | 109.8 | 110 | 15 | 0.9 | 5060 | 70
P00000Q5V | Dialight | Durosite | FLW276NC2NG | Outdoor Luminaires | High Output | Architectural Flood and Spot Luminaires | Standard | FALSE | [9 empty] | 41764 |  |  | NotYetVerified |  | 3 | 12080 | 109.8 | 110 | 15 | 0.9 | 5000 | 70
P00000Q66 | Dialight | Safesite | FLD276NC2ZG | Outdoor Luminaires | High Output | Architectural Flood and Spot Luminaires | Standard | FALSE | [9 empty] | 41764 |  |  | NotYetVerified |  | 3 | 11500 | 105 | 109 | 15 | 0.9 | 5000 | 70
P00000Q5W | Dialight | Durosite | FLW276NC2ZG | Outdoor Luminaires | High Output | Architectural Flood and Spot Luminaires | Standard | FALSE | [9 empty] | 41764 |  |  | NotYetVerified |  | 3 | 11500 | 105 | 109 | 15 | 0.9 | 5000 | 70
P00000Q63 | Dialight | Safesite | FLD266NC2NG | Outdoor Luminaires | High Output | Architectural Flood and Spot Luminaires | Standard | FALSE | [9 empty] | 41764 |  |  | NotYetVerified |  | 3 | 11370 | 103.9 | 109 | 15 | 0.9 | 5000 | 70
P00000Q64 | Dialight | Safesite | FLD266NC2ZG | Outdoor Luminaires | High Output | Architectural Flood and Spot Luminaires | Standard | FALSE | [9 empty] | 41764 |  |  | NotYetVerified |  | 3 | 11250 | 103 | 109 | 15 | 0.9 | 5000 | 70
P00000Q5U | Dialight | Durosite | FLW266NC2ZG | Outdoor Luminaires | High Output | Architectural Flood and Spot Luminaires | Standard | FALSE | [9 empty] | 41764 |  |  | NotYetVerified |  | 3 | 11250 | 103 | 109 | 15 | 0.9 | 5000 | 70
P00000Q5T | Dialight | Durosite | FLW266NC2NG | Outdoor Luminaires | High Output | Architectural Flood and Spot Luminaires | Standard | FALSE | [9 empty] | 41764 |  |  | NotYetVerified |  | 3 | 11250 | 103 | 109 | 15 | 0.9 | 5000 | 70
P00000Q62 | Dialight | Safesite | FLD255NC2ZG | Outdoor Luminaires | High Output | Architectural Flood and Spot Luminaires | Standard | FALSE | [9 empty] | 41764 |  |  | NotYetVerified |  | 3 | 11000 | 101 | 109 | 15 | 0.9 | 5000 | 70
P00000Q5S | Dialight | Durosite | FLW255NC2ZG | Outdoor Luminaires | High Output | Architectural Flood and Spot Luminaires | Standard | FALSE | [9 empty] | 41764 |  |  | NotYetVerified |  | 3 | 11000 | 101 | 109 | 15 | 0.9 | 5000 | 70
P00000Q5R | Dialight | Durosite | FLW255NC2NG | Outdoor Luminaires | High Output | Architectural Flood and Spot Luminaires | Standard | FALSE | [9 empty] | 41764 |  |  | NotYetVerified |  | 3 | 11000 | 101 | 109 | 15 | 0.9 | 5000 | 70
P00000Q61 | Dialight | Safesite | FLD255NC2NG | Outdoor Luminaires | High Output | Architectural Flood and Spot Luminaires | Standard | FALSE | [9 empty] | 41764 |  |  | NotYetVerified |  | 3 | 10950 | 100.8 | 109 | 15 | 0.9 | 5000 | 70
P00000Q60 | Dialight | Safesite | FLD244NC2ZG | Outdoor Luminaires | High Output | Architectural Flood and Spot Luminaires | Standard | FALSE | [9 empty] | 41764 |  |  | NotYetVerified |  | 3 | 10500 | 96 | 109 | 15 | 0.9 | 5000 | 70
P00000Q5Z | Dialight | Safesite | FLD244NC2NG | Outdoor Luminaires | High Output | Architectural Flood and Spot Luminaires | Standard | FALSE | [9 empty] | 41764 |  |  | NotYetVerified |  | 3 | 10500 | 96 | 109 | 15 | 0.9 | 5000 | 70
P00000Q5Q | Dialight | Durosite | FLW244NC2ZG | Outdoor Luminaires | High Output | Architectural Flood and Spot Luminaires | Standard | FALSE | [9 empty] | 41764 |  |  | NotYetVerified |  | 3 | 10500 | 96 | 109 | 15 | 0.9 | 5000 | 70
P00000Q5P | Dialight | Durosite | FLW244NC2NG | Outdoor Luminaires | High Output | Architectural Flood and Spot Luminaires | Standard | FALSE | [9 empty] | 41764 |  |  | NotYetVerified |  | 3 | 10400 | 95.33 | 109 | 15 | 0.9 | 5000 | 70
P00000Q5Y | Dialight | Safesite | FLD222NC2ZG | Outdoor Luminaires | High Output | Architectural Flood and Spot Luminaires | Standard | FALSE | [9 empty] | 41764 |  |  | NotYetVerified |  | 3 | 10750 | 99 | 109 | 15 | 0.9 | 5000 | 70
P00000Q5X | Dialight | Safesite | FLD222NC2NG | Outdoor Luminaires | High Output | Architectural Flood and Spot Luminaires | Standard | FALSE | [9 empty] | 41764 |  |  | NotYetVerified |  | 3 | 10750 | 99 | 109 | 15 | 0.9 | 5000 | 70
P00000Q5O | Dialight | Durosite | FLW222NC2ZG | Outdoor Luminaires | High Output | Architectural Flood and Spot Luminaires | Standard | FALSE | [9 empty] | 41764 |  |  | NotYetVerified |  | 3 | 10750 | 99 | 109 | 15 | 0.9 | 5000 | 70
P00001701 | RAB Design Lighting | RAB Design | DL-LED14W-LH | Outdoor Luminaires | Low Output | Architectural Flood and Spot Luminaires | Standard | TRUE | 1193.2 | 84.68 | 14.09 | 18.7 | 0.888 | 4012 | 66 | 5 | 50000 | 41760 |  |  | NotYetVerified |  | 3 | 1193.2 | 85 | 14 |  |  | 4000 | 66
P00001702 | RAB Design Lighting | RAB Design | DL-LED18W-LH | Outdoor Luminaires | Low Output | Architectural Flood and Spot Luminaires | Standard | FALSE | [9 empty] | 41760 |  |  | NotYetVerified |  | 3 | 1568 | 87.7 | 18 | 20 | 0.9 | 4000 | 67
P00001703 | RAB Design Lighting | RAB Design | DL-LED24W-LH | Outdoor Luminaires | Low Output | Architectural Flood and Spot Luminaires | Standard | FALSE | [9 empty] | 41760 |  |  | NotYetVerified |  | 3 | 1966 | 84.9 | 23 | 20 | 0.9 | 4000 | 65
P00000QC8 | DONGGUAN THAILIGHT SEMICONDUCTOR LIGHTING CO.LTD. | Thailight | TLFLD3027KNZZ | Outdoor Luminaires | Low Output | Architectural Flood and Spot Luminaires | Standard | TRUE | 2501.3 | 86.54 | 28.9 | 19.23 | 0.9098 | 5064 | 74.2 | 5 |  | 41758 |  |  | NotYetVerified |  | 3 | 2501.3 | 86.54 | 28.9 | 19.23 | 0.9098 | 5000 | 74.1
P00000QC9 | DONGGUAN THAILIGHT SEMICONDUCTOR LIGHTING CO.LTD. | Thailight | TLFLD305KNZZ | Outdoor Luminaires | Low Output | Architectural Flood and Spot Luminaires | Standard | FALSE | [9 empty] | 41758 |  |  | NotYetVerified |  | 3 | 2501.3 | 86.54 | 28.9 | 19.23 | 0.9098 | 5000 | 74.1
P000003D4 | Acuity Brands Lighting | SVLED | SVLED 3 4K 3 AS S PV | Outdoor Luminaires | Low Output | Architectural Flood and Spot Luminaires | Standard | TRUE | 3235 | 81.67 | 39.61 | 9.12 | 0.993 | 3995 | 71 | 5 |  | 41757 |  |  | NotYetVerified |  | 3 | 3235 | 81.7 | 39.6 | 16.47 | 0.874 | 3995 | 71
P000003D6 | Acuity Brands Lighting | SVLED | SVLED 3 5K 7 AS S PV | Outdoor Luminaires | Mid Output | Architectural Flood and Spot Luminaires | Standard | TRUE | 5965 | 79.3 | 75.22 | 16.47 | 0.874 | 5149 | 74.4 | 5 |  | 41757 |  |  | NotYetVerified |  | 3 | 5965 | 79.3 | 75.2 | 16.47 | 0.874 | 5149 | 74.4
P000003D5 | Acuity Brands Lighting | SVLED | SVLED 3 4K 7 AS S PV | Outdoor Luminaires | Mid Output | Architectural Flood and Spot Luminaires | Standard | TRUE | 5932 | 78.38 | 75.68 | 16.47 | 0.874 | 4059 | 72.46 | 5 |  | 41757 |  |  | NotYetVerified |  | 3 | 5932 | 78.4 | 75.7 | 16.47 | 0.874 | 4059 | 72.5
P00001EF5 | DuraGuard | Duraguard | FL20L1X18U5K | Outdoor Luminaires | Low Output | Architectural Flood and Spot Luminaires | Standard | TRUE | 1576 | 78.4 | 20.1 | 10.66 | 0.87 | 5214 | 84.2 | 5 |  | 41757 |  |  | NotYetVerified |  | 3 | 1590 |  | 21 |  | 0.99 | 5000 | 84
P000003DF | Acuity Brands Lighting | SVLED | SVLED 3 5K 7 AS S SV | Outdoor Luminaires | Mid Output | Architectural Flood and Spot Luminaires | Standard | FALSE | [9 empty] | 41757 | Not Yet Verified | Not Yet Verified | NotYetVerified |  | 3 | 6638.32 | 82.88 | 80.1 | 16.47 | 0.874 | 5149 | 74.4
P000003DD | Acuity Brands Lighting | SVLED | SVLED 3 5K 5 AS S SV | Outdoor Luminaires | Mid Output | Architectural Flood and Spot Luminaires | Standard | FALSE | [9 empty] | 41757 | Not Yet Verified | Not Yet Verified | NotYetVerified |  | 3 | 5192.72 | 95.12 | 54.59 | 16.47 | 0.874 | 5149 | 74.4
P000003DB | Acuity Brands Lighting | SVLED | SVLED 3 5K 3 AS S SV | Outdoor Luminaires | Low Output | Architectural Flood and Spot Luminaires | Standard | FALSE | [9 empty] | 41757 | Not Yet Verified | Not Yet Verified | NotYetVerified |  | 3 | 3702.4 | 100.25 | 36.93 | 16.47 | 0.874 | 5149 | 74.4
P000003DE | Acuity Brands Lighting | SVLED | SVLED 3 5K 5 AS S PV | Outdoor Luminaires | Low Output | Architectural Flood and Spot Luminaires | Standard | FALSE | [9 empty] | 41757 | Not Yet Verified | Not Yet Verified | NotYetVerified |  | 3 | 4675.84 | 80.33 | 58.21 | 16.47 | 0.874 | 5149 | 74.4
P000003DC | Acuity Brands Lighting | SVLED | SVLED 3 5K 3 AS S PV | Outdoor Luminaires | Low Output | Architectural Flood and Spot Luminaires | Standard | FALSE | [9 empty] | 41757 | Not Yet Verified | Not Yet Verified | NotYetVerified |  | 3 | 3364.4 | 84.94 | 39.61 | 16.47 | 0.874 | 5149 | 74.4
P000003D8 | Acuity Brands Lighting | SVLED | SVLED 3 4K 5 AS S SV | Outdoor Luminaires | Low Output | Architectural Flood and Spot Luminaires | Standard | FALSE | [9 empty] | 41757 | Not Yet Verified | Not Yet Verified | NotYetVerified |  | 3 | 4993 | 91.46 | 54.59 | 16.47 | 0.874 | 4043 | 72.42
P000003DA | Acuity Brands Lighting | SVLED | SVLED 3 4K 7 AS S SV | Outdoor Luminaires | Mid Output | Architectural Flood and Spot Luminaires | Standard | FALSE | [9 empty] | 41757 | Not Yet Verified | Not Yet Verified | NotYetVerified |  | 3 | 6383 | 79.69 | 80.1 | 16.47 | 0.874 | 4043 | 72.4
P000003D7 | Acuity Brands Lighting | SVLED | SVLED 3 4K 3 AS S SV | Outdoor Luminaires | Low Output | Architectural Flood and Spot Luminaires | Standard | FALSE | [9 empty] | 41757 | Not Yet Verified | Not Yet Verified | NotYetVerified |  | 3 | 3560 | 96.4 | 36.93 | 16.47 | 0.874 | 4035 | 72.38
P000003D9 | Acuity Brands Lighting | SVLED | SVLED 3 4K 5 AS S PV | Outdoor Luminaires | Low Output | Architectural Flood and Spot Luminaires | Standard | FALSE | [9 empty] | 41757 | Not Yet Verified | Not Yet Verified | NotYetVerified |  | 3 | 4496 | 77.24 | 58.21 | 16.47 | 0.874 | 3998 | 71.2
P00000W2V | Hubbell Lighting | Hubbell Outdoor Lighting | FLL-28L | Outdoor Luminaires | High Output | Architectural Flood and Spot Luminaires | Standard | FALSE | [9 empty] | 41754 |  |  | No | Product updated on 1/23/2017 | 4.1 | 10536 | 106.79 | 98.66 | 9.88 | 0.96 | 5000 | 70
P000003CK | Acuity Brands Lighting | Hydrel | 8200/8200HL 8COB WHT50K 120 WFL 960mA | Outdoor Luminaires | High Output | Architectural Flood and Spot Luminaires | Standard | TRUE | 22752 | 76 | 300.26 | 16 | 0.96 | 5004 | 77 | 5 | 100000 | 41753 |  |  | NotYetVerified |  | 3 | 21594 | 73 | 295 |  |  | 5000 | 70.9
P00000R2X | Eran Industries | Eran Industries | DLL320-14W | Outdoor Luminaires | Low Output | Architectural Flood and Spot Luminaires | Standard | TRUE | 1193.2 | 84.68 | 14.09 | 18.7 | 0.888 | 4012 | 66 | 5 | 50000 | 41753 |  |  | NotYetVerified |  | 3 | 1193.2 | 85 | 14 |  |  | 4000 | 66
PM6Z6H5B | RDA Lighting Inc. | RDA Lighting Inc | DL-LED14W-LH | Outdoor Luminaires | Low Output | Architectural Flood and Spot Luminaires | Standard | TRUE | 1193.2 | 84.68 | 14.09 | 18.7 | 0.888 | 4012 | 66 | 5 | 50000 | 41753 |  |  | NotYetVerified |  | 3 | 1193.2 | 85 | 14 |  |  | 4000 | 66
P00000R2Y | Eran Industries | Eran Industries | DLL320-18W | Outdoor Luminaires | Low Output | Architectural Flood and Spot Luminaires | Standard | FALSE | [9 empty] | 41753 |  |  | NotYetVerified |  | 3 | 1568 | 87.7 | 18 | 20 | 0.9 | 4000 | 67
P00000R2Z | Eran Industries | Eran Industries | DLL320-23W | Outdoor Luminaires | Low Output | Architectural Flood and Spot Luminaires | Standard | FALSE | [9 empty] | 41753 |  |  | NotYetVerified |  | 3 | 1966 | 84.9 | 23 | 20 | 0.9 | 4000 | 65
P000003CN | Acuity Brands Lighting | Hydrel | 8200/8200HL 8COB WHT50K 120 FL 960mA | Outdoor Luminaires | High Output | Architectural Flood and Spot Luminaires | Standard | FALSE | [9 empty] | 41753 | Not Yet Verified | Not Yet Verified | NotYetVerified |  | 3 | 23177 | 79 | 295 |  |  | 5000 | 70.9
P000003CL | Acuity Brands Lighting | Hydrel | 8200/8200HL 8COB WHT50K 120 NFL 960mA | Outdoor Luminaires | High Output | Architectural Flood and Spot Luminaires | Standard | FALSE | [9 empty] | 41753 | Not Yet Verified | Not Yet Verified | NotYetVerified |  | 3 | 25333 | 87 | 295 |  |  | 5000 | 68.9
P000003CM | Acuity Brands Lighting | Hydrel | 8200/8200HL 8COB WHT50K 120 MFL 960mA | Outdoor Luminaires | High Output | Architectural Flood and Spot Luminaires | Standard | FALSE | [9 empty] | 41753 | Not Yet Verified | Not Yet Verified | NotYetVerified |  | 3 | 21859 | 74 | 295 |  |  | 5000 | 68.3
P4A9PFX2 | RDA Lighting Inc. | RDA Lighting Inc | DL-LED18W-LH | Outdoor Luminaires | Low Output | Architectural Flood and Spot Luminaires | Standard | FALSE | [9 empty] | 41753 | Not Yet Verified | Not Yet Verified | NotYetVerified |  | 3 | 1568 | 87.7 | 18 | 20 | 0.9 | 4000 | 67
P6G5SWEK | RDA Lighting Inc. | RDA Lighting Inc | DL-LED24W-LH | Outdoor Luminaires | Low Output | Architectural Flood and Spot Luminaires | Standard | FALSE | [9 empty] | 41753 | Not Yet Verified | Not Yet Verified | NotYetVerified |  | 3 | 1966 | 84.9 | 23 | 20 | 0.9 | 4000 | 65
P00001JK2 | Artmark Associate Inc | Artmark LED | ARTFL160W40 | Outdoor Luminaires | High Output | Architectural Flood and Spot Luminaires | Standard | TRUE | 11807 | 74.3 | 158.89 | 13.69 | 0.974 | 4216 | 83 | 5 |  | 41750 |  |  | NotYetVerified |  | 3 |  |  | 160 | 20 | 0.9 | 4000 | 70
P000018ML | SCS Lighting Solutions Inc. | SCS Lighting Solutions Inc. | SCS-FL150-0120 | Outdoor Luminaires | High Output | Architectural Flood and Spot Luminaires | Standard | TRUE | 13043.36 | 87.13 | 149.7 | 8.8 | 0.94 | 5174 | 69.22 | 5 | 50000 | 41750 |  |  | NotYetVerified |  | 3 | 13000 |  | 150 |  | 0.99 | 5200 | 68
P0000132R | Paraflex Industries | Z-Series LED | ZAL.60W.30K | Outdoor Luminaires | Mid Output | Architectural Flood and Spot Luminaires | Standard | TRUE | 5079 | 87.79 | 57.85 | 12.7 | 0.9631 | 3181 | 74 | 5 | 66000 | 41739 |  |  | NotYetVerified |  | 3 | 5078.6 | 87.79 | 57.85 | 12.7 | 0.9631 | 3000 | 73.5
P0000132V | Paraflex Industries | Z-Series LED | ZAL.120W.30K | Outdoor Luminaires | High Output | Architectural Flood and Spot Luminaires | Standard | TRUE | 10685 | 89.3 | 119.7 | 12.16 | 0.9477 | 3155 | 73.4 | 5 | 62000 | 41739 |  |  | NotYetVerified |  | 3 | 10685 | 89.3 | 119.7 | 12.16 | 0.9477 | 3000 | 73.4
P0000132Z | Paraflex Industries | Z-Series LED | ZAL.250W.30K | Outdoor Luminaires | High Output | Architectural Flood and Spot Luminaires | Standard | TRUE | 25474 | 104.19 | 244.5 | 13.01 | 0.92 | 3204 | 70.7 | 5 | 50000 | 41739 |  |  | NotYetVerified |  | 3 | 25474 | 104.19 | 245 | 13.01 | 0.92 | 3000 | 70
P0000132U | Paraflex Industries | Z-Series LED | ZAL.60W.45K | Outdoor Luminaires | Mid Output | Architectural Flood and Spot Luminaires | Standard | FALSE | [9 empty] | 41739 |  |  | NotYetVerified |  | 3 | 6291.89 | 105.58 | 59.59 | 13.78 | 0.9662 | 4500 | 69.9
P0000132Y | Paraflex Industries | Z-Series LED | ZAL.120W.45K | Outdoor Luminaires | High Output | Architectural Flood and Spot Luminaires | Standard | FALSE | [9 empty] | 41739 |  |  | NotYetVerified |  | 3 | 12996 | 110.54 | 117.6 | 12.42 | 0.935 | 4500 | 69.7
P00001332 | Paraflex Industries | Z-Series LED | ZAL.250W.45K | Outdoor Luminaires | High Output | Architectural Flood and Spot Luminaires | Standard | FALSE | [9 empty] | 41739 |  |  | NotYetVerified |  | 3 | 25474 | 104.19 | 244.5 | 13.01 | 0.92 | 4500 | 70.7
P0000132T | Paraflex Industries | Z-Series LED | ZAL.60W.40K | Outdoor Luminaires | Mid Output | Architectural Flood and Spot Luminaires | Standard | FALSE | [9 empty] | 41739 |  |  | NotYetVerified |  | 3 | 5078.6 | 87.79 | 57.85 | 12.7 | 0.9631 | 4000 | 73.5
P0000132X | Paraflex Industries | Z-Series LED | ZAL.120W.40K | Outdoor Luminaires | High Output | Architectural Flood and Spot Luminaires | Standard | FALSE | [9 empty] | 41739 |  |  | NotYetVerified |  | 3 | 10685 | 89.3 | 119.7 | 12.16 | 0.9477 | 4000 | 73.4
P00001331 | Paraflex Industries | Z-Series LED | ZAL.250W.40K | Outdoor Luminaires | High Output | Architectural Flood and Spot Luminaires | Standard | FALSE | [9 empty] | 41739 |  |  | NotYetVerified |  | 3 | 25474 | 104.19 | 244.5 | 13.01 | 0.92 | 4000 | 70.7
P0000132S | Paraflex Industries | Z-Series LED | ZAL.60W.35K | Outdoor Luminaires | Mid Output | Architectural Flood and Spot Luminaires | Standard | FALSE | [9 empty] | 41739 |  |  | NotYetVerified |  | 3 | 5078.6 | 87.79 | 57.85 | 12.7 | 0.9631 | 3500 | 73.5
P0000132W | Paraflex Industries | Z-Series LED | ZAL.120W.35K | Outdoor Luminaires | High Output | Architectural Flood and Spot Luminaires | Standard | FALSE | [9 empty] | 41739 |  |  | NotYetVerified |  | 3 | 10685 | 89.3 | 119.7 | 12.16 | 0.9477 | 3500 | 73.4
P00001330 | Paraflex Industries | Z-Series LED | ZAL.250W.35K | Outdoor Luminaires | High Output | Architectural Flood and Spot Luminaires | Standard | FALSE | [9 empty] | 41739 |  |  | NotYetVerified |  | 3 | 25474 | 104.19 | 244.5 | 13.01 | 0.92 | 3500 | 70.7
P00000ZC5 | LED Trail | LED Trail | 4580-000X | Outdoor Luminaires | Mid Output | Architectural Flood and Spot Luminaires | Standard | TRUE | 6119 | 75.16 | 81.41 | 11.9 | 0.977 | 5260 | 77 | 5 | 55000 | 41738 |  |  | NotYetVerified |  | 3 | 6000 | 75 | 80 |  | 0.95 | 5200 | 75
P000019F2 | SmartRay Inc. | SmartRay | SR2FL50W | Outdoor Luminaires | Low Output | Architectural Flood and Spot Luminaires | Standard | TRUE | 3906 | 76.84 | 50.83 | 17.4 | 0.928 | 5130 | 76 | 5 | 55000 | 41738 |  |  | NotYetVerified |  | 3 | 4000 | 80 | 50 |  | 0.9 | 5200 | 80
P00000ZC7 | LED Trail | LED Trail | 4562-000X | Outdoor Luminaires | Low Output | Architectural Flood and Spot Luminaires | Standard | TRUE | 2593 | 75.66 | 34.26 | 18.8 | 0.928 | 5238 | 77 | 5 | 55000 | 41738 |  |  | NotYetVerified |  | 3 | 2600 | 80 | 35 |  | 0.95 | 5200 | 75
P00000ZC6 | LED Trail | LED Trail | 4570-000X | Outdoor Luminaires | Low Output | Architectural Flood and Spot Luminaires | Standard | TRUE | 3906 | 76.84 | 50.83 | 17.4 | 0.928 | 5130 | 76 | 5 | 55000 | 41738 |  |  | NotYetVerified |  | 3 | 4000 | 80 | 50 |  | 0.9 | 5200 | 80
P00000ZC4 | LED Trail | LED Trail | 4590-000X | Outdoor Luminaires | High Output | Architectural Flood and Spot Luminaires | Standard | TRUE | 11644 | 90.15 | 129.1 | 12.2 | 0.921 | 5408 | 78 | 5 | 55000 | 41738 |  |  | NotYetVerified |  | 3 | 10000 | 80 | 120 |  | 0.95 | 5200 | 75
P0000104E | LiLEDs (Shanghai) Company | LiLEDs | FESTIVALWF-5500K | Outdoor Luminaires | Low Output | Architectural Flood and Spot Luminaires | Standard | TRUE | 3262 | 87.12 | 37.44 | 23.8 | 0.914 | 5368 | 66 | 5 | 50000 | 41733 |  |  | NotYetVerified |  | 3 | 3000 |  | 40 |  | 0.99 | 5500
P000016KP | Phoenix Products | Phoenix | EM150-MF (Qualified from 240-277V Only) | Outdoor Luminaires | High Output | Architectural Flood and Spot Luminaires | Standard | TRUE | 13177 | 98.34 | 134 | 7.68 | 0.993 | 5012 | 74 | 5 | 50000 | 41732 |  |  | NotYetVerified |  | 3 | 12500 |  | 150 |  | 0.94 | 5000 | 70
P00000U36 | Grandlite International Corp | Grandlite | LED-1800-[SFS SFB TR]-L20 | Outdoor Luminaires | Low Output | Architectural Flood and Spot Luminaires | Standard | TRUE | 1677.71 | 77 | 21.81 | 20 | 0.93 | 5382 | 85 | 5 |  | 41724 |  |  | NotYetVerified |  | 3 | 1677.71 | 77 | 21.81 | 20 | 0.93 | 5000 | 85
P0000053X | Atlas Lighting Products | Atlas Lighting Products | PFXL126LED | Outdoor Luminaires | High Output | Architectural Flood and Spot Luminaires | Standard | TRUE | 12190 | 98.8 | 123.4 | 11 | 0.966 | 4324 | 73 | 5 | 200000 | 41723 |  |  | NotYetVerified |  | 3 | 12210 | 99.2 | 123.1 | 11 | 0.966 | 4324 | 73
P000016X9 | QSSI | QSSI | FL20L1X18U5K | Outdoor Luminaires | Low Output | Architectural Flood and Spot Luminaires | Standard | TRUE | 1576 | 78.4 | 20.1 | 10.66 | 0.87 | 5214 | 84.2 | 5 | 50000 | 41723 |  |  | NotYetVerified |  | 3 | 1590 |  | 21 |  | 0.99 | 5000 | 84
P00001J5X | MC LED LLC | MC LED LLC | MC-FL04-80W 5.2K | Outdoor Luminaires | Mid Output | Architectural Flood and Spot Luminaires | Standard | TRUE | 6119 | 75.16 | 81.41 | 11.9 | 0.977 | 5260 | 77 | 5 | 55000 | 41722 |  |  | NotYetVerified |  | 3 | 6000 | 75 | 80 |  | 0.95 | 5200 | 75
P00000QYL | Energreentechnologies | EnerGreen | EGT-FL-80W 5.2K | Outdoor Luminaires | Mid Output | Architectural Flood and Spot Luminaires | Standard | TRUE | 6119 | 75.16 | 81.41 | 11.9 | 0.977 | 5260 | 77 | 5 | 55000 | 41722 |  |  | NotYetVerified |  | 3 | 6000 | 75 | 80 |  | 0.95 | 5200 | 75
P00000W2A | Hubbell Lighting | Hubbell Outdoor Lighting | FXL-[blankK-]56L | Outdoor Luminaires | High Output | Architectural Flood and Spot Luminaires | Standard | FALSE | [9 empty] | 41722 |  |  | No | Product updated on 12/19/2016 | 4.1 | 21357 | 108.7 | 196.5 | 9.7 | 0.96 | 5122 | 72.8
P00001J5V | MC LED LLC | MC LED LLC | MC-FL04-35W 5.2K | Outdoor Luminaires | Low Output | Architectural Flood and Spot Luminaires | Standard | TRUE | 2593 | 75.66 | 34.26 | 18.8 | 0.928 | 5238 | 77 | 5 | 55000 | 41722 |  |  | NotYetVerified |  | 3 | 2600 | 80 | 35 |  | 0.95 | 5200 | 75
P00001J5W | MC LED LLC | MC LED LLC | MC-FL04-50W 5.2K | Outdoor Luminaires | Low Output | Architectural Flood and Spot Luminaires | Standard | TRUE | 3906 | 76.84 | 50.83 | 17.4 | 0.928 | 5130 | 76 | 5 | 55000 | 41722 |  |  | NotYetVerified |  | 3 | 4000 | 80 | 50 |  | 0.9 | 5200 | 80
P00000QYN | Energreentechnologies | EnerGreen | EGT-FL-30W 5.2K | Outdoor Luminaires | Low Output | Architectural Flood and Spot Luminaires | Standard | TRUE | 2593 | 75.66 | 34.26 | 18.8 | 0.928 | 5238 | 77 | 5 | 55000 | 41722 |  |  | NotYetVerified |  | 3 | 2600 | 80 | 35 |  | 0.95 | 5200 | 75
P00000QYM | Energreentechnologies | EnerGreen | EGT-FL-50W 5.2K | Outdoor Luminaires | Low Output | Architectural Flood and Spot Luminaires | Standard | TRUE | 3906 | 76.84 | 50.83 | 17.4 | 0.928 | 5130 | 76 | 5 | 55000 | 41722 |  |  | NotYetVerified |  | 3 | 4000 | 80 | 50 |  | 0.9 | 5200 | 80
P00001J5Y | MC LED LLC | MC LED LLC | MC-FL04-120W 5.2K | Outdoor Luminaires | High Output | Architectural Flood and Spot Luminaires | Standard | TRUE | 11644 | 90.15 | 129.1 | 12.2 | 0.921 | 5408 | 78 | 5 | 55000 | 41722 |  |  | NotYetVerified |  | 3 | 10000 | 80 | 120 |  | 0.95 | 5200 | 75
P00000QYK | Energreentechnologies | EnerGreen | EGT-FL-120W 5.2K | Outdoor Luminaires | High Output | Architectural Flood and Spot Luminaires | Standard | TRUE | 11644 | 90.15 | 129.1 | 12.2 | 0.921 | 5408 | 78 | 5 | 55000 | 41722 |  |  | NotYetVerified |  | 3 | 10000 | 80 | 120 |  | 0.95 | 5200 | 75
P0000053V | Atlas Lighting Products | Atlas Lighting Products | PFM43LED | Outdoor Luminaires | Low Output | Architectural Flood and Spot Luminaires | Standard | TRUE | 4274 | 98 | 43.61 | 7.72 | 0.978 | 4324 | 72.8 | 5 | 200000 | 41719 |  |  | NotYetVerified |  | 3 | 4274 | 98 | 43.61 | 7.72 | 0.978 | 4324 | 72.8
P000014X4 | Philips Stonco | LytePro Flood | LPF1-E-5K-FL-X-XX-X-X-XXX | Outdoor Luminaires | Low Output | Architectural Flood and Spot Luminaires | Standard | TRUE | 1803 | 86 | 20.96 | 21.8 | 0.975 | 5149 | 82.5 | 5 |  | 41719 |  |  | NotYetVerified |  | 3 | 1803 | 86 | 20.93 |  | 0.975 | 5149 | 82.5
P0000053W | Atlas Lighting Products | Atlas Lighting Products | PFL84LED | Outdoor Luminaires | Mid Output | Architectural Flood and Spot Luminaires | Standard | TRUE | 8016 | 98.4 | 81.45 | 9.71 | 0.964 | 4339 | 72.9 | 5 | 200000 | 41719 |  |  | NotYetVerified |  | 3 | 8016 | 98.4 | 81.45 | 9.71 | 0.964 | 4339 | 72.9
P000014X6 | Philips Stonco | LytePro Flood | LPF3-C-4K-SP-X-XX-X-X-XXX | Outdoor Luminaires | Mid Output | Architectural Flood and Spot Luminaires | Standard | TRUE | 6629 | 77 | 86.1 | 21.5 | 0.96 | 3951 | 81.6 | 5 |  | 41719 |  |  | NotYetVerified |  | 3 | 6629 | 77 | 86.1 |  | 0.96 | 3951 | 81.6
P000014X3 | Philips Stonco | LytePro Flood | LPF1-E-4K-FL-X-XX-X-X-XXX | Outdoor Luminaires | Low Output | Architectural Flood and Spot Luminaires | Standard | TRUE | 1735 | 83 | 20.92 | 19.4 | 0.884 | 4172 | 82 | 5 |  | 41719 |  |  | NotYetVerified |  | 3 | 1735 | 83 | 20.92 |  | 0.884 | 4172 | 82
P000014X5 | Philips Stonco | LytePro Flood | LPF2-E-4K-FL-X-XX-X-X-XXX | Outdoor Luminaires | Low Output | Architectural Flood and Spot Luminaires | Standard | TRUE | 3348 | 83.7 | 40.86 | 19.5 | 0.882 | 4072 | 82.2 | 5 |  | 41719 |  |  | NotYetVerified |  | 3 | 3424 | 83.7 | 40.86 |  | 0.88 | 4072 | 82.2
P000014XC | Philips Stonco | LytePro Flood | LPF4-C-5K-FL-X-XX-X-X-XXX | Outdoor Luminaires | Mid Output | Architectural Flood and Spot Luminaires | Standard | FALSE | [9 empty] | 41719 |  |  | NotYetVerified |  | 3 | 9614 | 89 | 107.6 | 20 | 0.9 | 5000 | 80
P000014X7 | Philips Stonco | LytePro Flood | LPF2-E-5K-FL-X-XX-X-X-XXX | Outdoor Luminaires | Low Output | Architectural Flood and Spot Luminaires | Standard | FALSE | [9 empty] | 41719 |  |  | NotYetVerified |  | 3 | 3558 | 87 | 40.86 | 20 | 0.9 | 5000 | 80
P000014XE | Philips Stonco | LytePro Flood | LPF4-C-5K-SP-X-XX-X-X-XXX | Outdoor Luminaires | Mid Output | Architectural Flood and Spot Luminaires | Standard | FALSE | [9 empty] | 41719 |  |  | NotYetVerified |  | 3 | 8556 | 79 | 107.6 | 20 | 0.9 | 5000 | 80
P000014XA | Philips Stonco | LytePro Flood | LPF3-C-5K-SP-X-XX-X-X-XXX | Outdoor Luminaires | Mid Output | Architectural Flood and Spot Luminaires | Standard | FALSE | [9 empty] | 41719 |  |  | NotYetVerified |  | 3 | 7073 | 82 | 86.1 | 20 | 0.9 | 5000 | 80
P000014XG | Philips Stonco | LytePro Flood | STKLPF1K-6 | Outdoor Luminaires | Low Output | Architectural Flood and Spot Luminaires | Standard | FALSE | [9 empty] | 41719 |  |  | NotYetVerified |  | 3 | 1735 | 83 | 20.92 | 19.4 | 0.884 | 4172 | 82
P000014XF | Philips Stonco | LytePro Flood | STKLPF1K-8 | Outdoor Luminaires | Low Output | Architectural Flood and Spot Luminaires | Standard | FALSE | [9 empty] | 41719 |  |  | NotYetVerified |  | 3 | 1735 | 83 | 20.92 | 19.4 | 0.884 | 4172 | 82
P000014XI | Philips Stonco | LytePro Flood | STKLPF2K-6 | Outdoor Luminaires | Low Output | Architectural Flood and Spot Luminaires | Standard | FALSE | [9 empty] | 41719 |  |  | NotYetVerified |  | 3 | 3424 | 83.7 | 40.86 | 19.6 | 0.88 | 4072 | 82.2
P000014XH | Philips Stonco | LytePro Flood | STKLPF2K-8 | Outdoor Luminaires | Low Output | Architectural Flood and Spot Luminaires | Standard | FALSE | [9 empty] | 41719 |  |  | NotYetVerified |  | 3 | 3424 | 83.7 | 40.86 | 19.6 | 0.88 | 4072 | 82.2
P000014XO | Philips Stonco | LytePro Flood | STKLPF4T-6 | Outdoor Luminaires | Mid Output | Architectural Flood and Spot Luminaires | Standard | FALSE | [9 empty] | 41719 |  |  | NotYetVerified |  | 3 | 9251 | 86 | 107.6 | 20 | 0.9 | 4000 | 80
P000014XN | Philips Stonco | LytePro Flood | STKLPF4T-8 | Outdoor Luminaires | Mid Output | Architectural Flood and Spot Luminaires | Standard | FALSE | [9 empty] | 41719 |  |  | NotYetVerified |  | 3 | 9251 | 86 | 107.6 | 20 | 0.9 | 4000 | 80
P000014XM | Philips Stonco | LytePro Flood | STKLPF4S-8 | Outdoor Luminaires | Mid Output | Architectural Flood and Spot Luminaires | Standard | FALSE | [9 empty] | 41719 |  |  | NotYetVerified |  | 3 | 9251 | 86 | 107.6 | 20 | 0.9 | 4000 | 80
P000014XB | Philips Stonco | LytePro Flood | LPF4-C-4K-FL-X-XX-X-X-XXX | Outdoor Luminaires | Mid Output | Architectural Flood and Spot Luminaires | Standard | FALSE | [9 empty] | 41719 |  |  | NotYetVerified |  | 3 | 9251 | 86 | 107.6 | 20 | 0.9 | 4000 | 80
P000014X9 | Philips Stonco | LytePro Flood | LPF3-C-5K-FL-X-XX-X-X-XXX | Outdoor Luminaires | Mid Output | Architectural Flood and Spot Luminaires | Standard | FALSE | [9 empty] | 41719 |  |  | NotYetVerified |  | 3 | 6889 | 80 | 86.1 | 20 | 0.9 | 4000 | 80
P000014XL | Philips Stonco | LytePro Flood | STKLPF3T-6 | Outdoor Luminaires | Mid Output | Architectural Flood and Spot Luminaires | Standard | FALSE | [9 empty] | 41719 |  |  | NotYetVerified |  | 3 | 6806 | 79 | 86.1 | 20 | 0.9 | 4000 | 80
P000014XK | Philips Stonco | LytePro Flood | STKLPF3T-8 | Outdoor Luminaires | Mid Output | Architectural Flood and Spot Luminaires | Standard | FALSE | [9 empty] | 41719 |  |  | NotYetVerified |  | 3 | 6806 | 79 | 86.1 | 20 | 0.9 | 4000 | 80
P000014XJ | Philips Stonco | LytePro Flood | STKLPF3S-8 | Outdoor Luminaires | Mid Output | Architectural Flood and Spot Luminaires | Standard | FALSE | [9 empty] | 41719 |  |  | NotYetVerified |  | 3 | 6806 | 79 | 86.1 | 20 | 0.9 | 4000 | 80
P000014X8 | Philips Stonco | LytePro Flood | LPF3-C-4K-FL-X-XX-X-X-XXX | Outdoor Luminaires | Mid Output | Architectural Flood and Spot Luminaires | Standard | FALSE | [9 empty] | 41719 |  |  | NotYetVerified |  | 3 | 6806 | 79 | 86.1 | 20 | 0.9 | 4000 | 80
P000014XD | Philips Stonco | LytePro Flood | LPF4-C-4K-SP-X-XX-X-X-XXX | Outdoor Luminaires | Mid Output | Architectural Flood and Spot Luminaires | Standard | FALSE | [9 empty] | 41719 |  |  | NotYetVerified |  | 3 | 8385 | 77.9 | 107.6 | 25 | 0.967 | 3930 | 81.5
P0000053U | Atlas Lighting Products | Atlas Lighting Products | PFS22LED | Outdoor Luminaires | Low Output | Architectural Flood and Spot Luminaires | Standard | TRUE | 2049 | 93.5 | 22.15 | 13.1 | 0.933 | 4300 | 72.8 | 5 | 200000 | 41718 |  |  | NotYetVerified |  | 3 | 2049 | 92.5 | 22.15 | 13.1 | 0.933 | 4300 | 72.8
P00001FSC | Lighting Group of America | Lighting Group of America | FL-560TRL80M/N7/47 | Outdoor Luminaires | High Output | Architectural Flood and Spot Luminaires | Standard | FALSE | [9 empty] | 41717 |  |  | NotYetVerified |  | 3 | 14765 | 80 | 196 |  |  | 4700 | 73
P00001FSB | Lighting Group of America | Lighting Group of America | FL-560TRL80M/N5/47 | Outdoor Luminaires | High Output | Architectural Flood and Spot Luminaires | Standard | FALSE | [9 empty] | 41717 |  |  | NotYetVerified |  | 3 | 15264 | 82 | 196 |  |  | 4700 | 74
P000016X7 | QSSI | QSSI | FL45LF3X12U57K | Outdoor Luminaires | Low Output | Architectural Flood and Spot Luminaires | Standard | TRUE | 3995 | 87.03 | 45.9 | 12.9 | 0.906 | 5927 | 79 | 5 | 50000 | 41712 |  |  | NotYetVerified |  | 3 | 4035 |  | 12 |  | 0.9 | 5700 | 80
P00001EF4 | DuraGuard | Duraguard | MFLLF3X12U57K | Outdoor Luminaires | Low Output | Architectural Flood and Spot Luminaires | Standard | TRUE | 3995 | 87.03 | 45.9 | 12.9 | 0.906 | 5927 | 79 | 5 | 50000 | 41712 |  |  | NotYetVerified |  | 3 | 4035 |  | 12 |  | 0.9 | 5700 | 80
P000005H4 | Hubbell Lighting | Beacon Products | FL-1/12NB-25/5K/6X6/UNV/XX/XX/XXX | Outdoor Luminaires | Low Output | Architectural Flood and Spot Luminaires | Standard | TRUE | 2276 | 89.48 | 25.44 | 8.6 | 0.942 | 5046 | 67.3 | 5 | 50000 | 41711 |  |  | NotYetVerified |  | 3 |  |  | 25 |  | 0.9 | 5000
P000005H5 | Hubbell Lighting | Beacon Products | FL-1/12NB-25/5K/4X4/UNV/XX/XX/XXX | Outdoor Luminaires | Low Output | Architectural Flood and Spot Luminaires | Standard | FALSE | [9 empty] | 41711 |  |  | NotYetVerified |  | 3 | 2304 | 91 | 25 |  | 0.9 | 5000 | 65
P000005H6 | Hubbell Lighting | Beacon Products | FL-1/12NB-25/5K/2X2/UNV/XX/XX/XXX | Outdoor Luminaires | Low Output | Architectural Flood and Spot Luminaires | Standard | FALSE | [9 empty] | 41711 |  |  | NotYetVerified |  | 3 | 2320 | 92 | 25 |  | 0.9 | 5000 | 65
P00001DYQ | XtraLight Manufacturing Ltd. | XtraLight | LOFLED412300X5SUIN3XXXXXW (ALL HOUSING COLORS & MOUNTING OPTIONS) | Outdoor Luminaires | High Output | Architectural Flood and Spot Luminaires | Standard | TRUE | 25618 | 92.2 | 278.03 | 7.81 | 0.97 | 5598 | 68.86 | 10 | 100000 | 41710 |  |  | NotYetVerified |  | 3 | 26923 | 95 | 285 |  |  | 5500
P000004PT | Amerlux Exterior Lighting Group | Varieta Flood Light | FL1-30-SQS | Outdoor Luminaires | Low Output | Architectural Flood and Spot Luminaires | Standard | TRUE | 2270 | 73 | 31.08 | 8.64 | 0.946 | 2994 | 72.1 | 5 | 50000 | 41709 |  |  | NotYetVerified |  | 3 | 2270 | 73 | 31 | 8.64 | 0.946 | 3000 | 72
P000004QA | Amerlux Exterior Lighting Group | Varieta Flood Light | FL1-50-HWS | Outdoor Luminaires | Low Output | Architectural Flood and Spot Luminaires | Standard | FALSE | [9 empty] | 41709 | Not Yet Verified | Not Yet Verified | NotYetVerified |  | 3 | 2648 | 85.1 | 31.11 | 6.83 | 0.995 | 5000 | 72.1
P000004QB | Amerlux Exterior Lighting Group | Varieta Flood Light | FL1-50-SQS | Outdoor Luminaires | Low Output | Architectural Flood and Spot Luminaires | Standard | FALSE | [9 empty] | 41709 | Not Yet Verified | Not Yet Verified | NotYetVerified |  | 3 | 2656 | 85.5 | 31.08 | 6.78 | 0.995 | 5000 | 72
P000004QF | Amerlux Exterior Lighting Group | Varieta Flood Light | FL1-50-SQF | Outdoor Luminaires | Low Output | Architectural Flood and Spot Luminaires | Standard | FALSE | [9 empty] | 41709 | Not Yet Verified | Not Yet Verified | NotYetVerified |  | 3 | 2878 | 92.7 | 31.06 | 8.45 | 0.993 | 5000 | 71.7
P000004QE | Amerlux Exterior Lighting Group | Varieta Flood Light | FL1-50-HWF | Outdoor Luminaires | Low Output | Architectural Flood and Spot Luminaires | Standard | FALSE | [9 empty] | 41709 | Not Yet Verified | Not Yet Verified | NotYetVerified |  | 3 | 2836 | 91.3 | 31.08 | 8.43 | 0.993 | 5000 | 71.7
P000004QD | Amerlux Exterior Lighting Group | Varieta Flood Light | FL1-50-HMF | Outdoor Luminaires | Low Output | Architectural Flood and Spot Luminaires | Standard | FALSE | [9 empty] | 41709 | Not Yet Verified | Not Yet Verified | NotYetVerified |  | 3 | 2920 | 94.1 | 31.05 | 8.45 | 0.993 | 5000 | 71.6
P000004QC | Amerlux Exterior Lighting Group | Varieta Flood Light | FL1-50-MFL | Outdoor Luminaires | Low Output | Architectural Flood and Spot Luminaires | Standard | FALSE | [9 empty] | 41709 | Not Yet Verified | Not Yet Verified | NotYetVerified |  | 3 | 3179 | 102 | 31.17 | 8.38 | 0.993 | 5000 | 71.5
P000004Q9 | Amerlux Exterior Lighting Group | Varieta Flood Light | FL1-50-HMS | Outdoor Luminaires | Low Output | Architectural Flood and Spot Luminaires | Standard | FALSE | [9 empty] | 41709 | Not Yet Verified | Not Yet Verified | NotYetVerified |  | 3 | 2747 | 88.6 | 31.02 | 6.89 | 0.995 | 5000 | 72.1
P000004Q8 | Amerlux Exterior Lighting Group | Varieta Flood Light | FL1-50-NSP | Outdoor Luminaires | Low Output | Architectural Flood and Spot Luminaires | Standard | FALSE | [9 empty] | 41709 | Not Yet Verified | Not Yet Verified | NotYetVerified |  | 3 | 3021 | 97.2 | 31.09 | 6.96 | 0.987 | 5000 | 71.7
P000004Q2 | Amerlux Exterior Lighting Group | Varieta Flood Light | FL1-40-HWS | Outdoor Luminaires | Low Output | Architectural Flood and Spot Luminaires | Standard | FALSE | [9 empty] | 41709 | Not Yet Verified | Not Yet Verified | NotYetVerified |  | 3 | 2580 | 82.9 | 31.11 | 6.83 | 0.995 | 4000 | 72.1
P000004Q3 | Amerlux Exterior Lighting Group | Varieta Flood Light | FL1-40-SQS | Outdoor Luminaires | Low Output | Architectural Flood and Spot Luminaires | Standard | FALSE | [9 empty] | 41709 | Not Yet Verified | Not Yet Verified | NotYetVerified |  | 3 | 2588 | 83.3 | 31.08 | 6.78 | 0.995 | 4000 | 72
P000004Q7 | Amerlux Exterior Lighting Group | Varieta Flood Light | FL1-40-SQF | Outdoor Luminaires | Low Output | Architectural Flood and Spot Luminaires | Standard | FALSE | [9 empty] | 41709 | Not Yet Verified | Not Yet Verified | NotYetVerified |  | 3 | 2804 | 90.3 | 31.06 | 8.45 | 0.993 | 4000 | 71.7
P000004Q6 | Amerlux Exterior Lighting Group | Varieta Flood Light | FL1-40-HWF | Outdoor Luminaires | Low Output | Architectural Flood and Spot Luminaires | Standard | FALSE | [9 empty] | 41709 | Not Yet Verified | Not Yet Verified | NotYetVerified |  | 3 | 2763 | 88.9 | 31.08 | 8.43 | 0.993 | 4000 | 71.7
P000004Q5 | Amerlux Exterior Lighting Group | Varieta Flood Light | FL1-40-HMF | Outdoor Luminaires | Low Output | Architectural Flood and Spot Luminaires | Standard | FALSE | [9 empty] | 41709 | Not Yet Verified | Not Yet Verified | NotYetVerified |  | 3 | 2845 | 91.6 | 31.05 | 8.45 | 0.993 | 4000 | 71.6
P000004Q4 | Amerlux Exterior Lighting Group | Varieta Flood Light | FL1-40-MFL | Outdoor Luminaires | Low Output | Architectural Flood and Spot Luminaires | Standard | FALSE | [9 empty] | 41709 | Not Yet Verified | Not Yet Verified | NotYetVerified |  | 3 | 3097 | 99.4 | 31.17 | 8.38 | 0.993 | 4000 | 71.5
P000004Q1 | Amerlux Exterior Lighting Group | Varieta Flood Light | FL1-40-HMS | Outdoor Luminaires | Low Output | Architectural Flood and Spot Luminaires | Standard | FALSE | [9 empty] | 41709 | Not Yet Verified | Not Yet Verified | NotYetVerified |  | 3 | 2677 | 86.3 | 31.02 | 6.89 | 0.995 | 4000 | 72.1
P000004Q0 | Amerlux Exterior Lighting Group | Varieta Flood Light | FL1-40-NSP | Outdoor Luminaires | Low Output | Architectural Flood and Spot Luminaires | Standard | FALSE | [9 empty] | 41709 | Not Yet Verified | Not Yet Verified | NotYetVerified |  | 3 | 2943 | 94.7 | 31.09 | 6.96 | 0.987 | 4000 | 71.7
P000004PU | Amerlux Exterior Lighting Group | Varieta Flood Light | FL1-30-NSP | Outdoor Luminaires | Low Output | Architectural Flood and Spot Luminaires | Standard | FALSE | [9 empty] | 41709 | Not Yet Verified | Not Yet Verified | NotYetVerified |  | 3 | 2582 | 83 | 31.09 | 6.96 | 0.987 | 2993 | 71.7
P000004PW | Amerlux Exterior Lighting Group | Varieta Flood Light | FL1-30-MFL | Outdoor Luminaires | Low Output | Architectural Flood and Spot Luminaires | Standard | FALSE | [9 empty] | 41709 | Not Yet Verified | Not Yet Verified | NotYetVerified |  | 3 | 2717 | 87.2 | 31.17 | 8.38 | 0.993 | 2992 | 71.5
P000004PV | Amerlux Exterior Lighting Group | Varieta Flood Light | FL1-30-HMS | Outdoor Luminaires | Low Output | Architectural Flood and Spot Luminaires | Standard | FALSE | [9 empty] | 41709 | Not Yet Verified | Not Yet Verified | NotYetVerified |  | 3 | 2348 | 75.7 | 31.02 | 6.89 | 0.995 | 2977 | 72.1
P000004PY | Amerlux Exterior Lighting Group | Varieta Flood Light | FL1-30-HWF | Outdoor Luminaires | Low Output | Architectural Flood and Spot Luminaires | Standard | FALSE | [9 empty] | 41709 | Not Yet Verified | Not Yet Verified | NotYetVerified |  | 3 | 2424 | 78 | 31.08 | 8.43 | 0.993 | 2975 | 71.7
P000004PZ | Amerlux Exterior Lighting Group | Varieta Flood Light | FL1-30-SQF | Outdoor Luminaires | Low Output | Architectural Flood and Spot Luminaires | Standard | FALSE | [9 empty] | 41709 | Not Yet Verified | Not Yet Verified | NotYetVerified |  | 3 | 2460 | 79.2 | 31.06 | 8.45 | 0.993 | 2974 | 71.7
P000004PX | Amerlux Exterior Lighting Group | Varieta Flood Light | FL1-30-HMF | Outdoor Luminaires | Low Output | Architectural Flood and Spot Luminaires | Standard | FALSE | [9 empty] | 41709 | Not Yet Verified | Not Yet Verified | NotYetVerified |  | 3 | 2496 | 80.4 | 31.05 | 8.45 | 0.993 | 2971 | 71.6
P00001IZH | Go Green LED International | Go Green LED International | GG-FL04-80W 5.2K | Outdoor Luminaires | Mid Output | Architectural Flood and Spot Luminaires | Standard | TRUE | 6119 | 75.16 | 81.41 | 11.9 | 0.977 | 5260 | 77 | 5 | 55000 | 41705 |  |  | NotYetVerified |  | 3 | 6000 | 75 | 80 |  | 0.95 | 5200 | 75
P0000199D | SIMKAR Corporation | SIMKAR Corporation | AFS4847U1 | Outdoor Luminaires | Low Output | Architectural Flood and Spot Luminaires | Standard | TRUE | 3845.62 | 77.68 | 49.51 | 18.6 | 0.95 | 4810 | 72.4 | 5 |  | 41705 |  |  | NotYetVerified |  | 3 | 3632 | 78 | 46.6 |  |  | 4700 | 75
P00001IZF | Go Green LED International | Go Green LED International | GG-FL04-35W 5.2K | Outdoor Luminaires | Low Output | Architectural Flood and Spot Luminaires | Standard | TRUE | 2593 | 75.66 | 34.26 | 18.8 | 0.928 | 5238 | 77 | 5 | 55000 | 41705 |  |  | NotYetVerified |  | 3 | 2600 | 80 | 35 |  | 0.95 | 5200 | 75
P00001IZG | Go Green LED International | Go Green LED International | GG-FL04-50W 5.2K | Outdoor Luminaires | Low Output | Architectural Flood and Spot Luminaires | Standard | TRUE | 3906 | 76.84 | 50.83 | 17.4 | 0.928 | 5130 | 76 | 5 | 55000 | 41705 |  |  | NotYetVerified |  | 3 | 4000 | 80 | 50 |  | 0.9 | 5200 | 80
P00001IZI | Go Green LED International | Go Green LED International | GG-FL04-120W 5.2K | Outdoor Luminaires | High Output | Architectural Flood and Spot Luminaires | Standard | TRUE | 11644 | 90.15 | 129.1 | 12.2 | 0.921 | 5408 | 78 | 5 | 55000 | 41705 |  |  | NotYetVerified |  | 3 | 10000 | 80 | 120 |  | 0.95 | 5200 | 75
P00000KOT | Eaton (formerly Cooper Lighting) | inVUE | VFS-K-B20-3-LED-E1-TS-7060 | Outdoor Luminaires | Low Output | Architectural Flood and Spot Luminaires | Standard | TRUE | 1749.82 | 74.2 | 23.58 | 11.6 | 0.992 | 5604 | 70.7 | 5 | 60000 | 41704 |  |  | NotYetVerified |  | 3
P00001IXU | Torreya LED Lighting LTD | Torreya | TANFL-80-120-5.2K | Outdoor Luminaires | Mid Output | Architectural Flood and Spot Luminaires | Standard | TRUE | 6119 | 75.16 | 81.41 | 11.9 | 0.977 | 5260 | 77 | 5 | 55000 | 41704 |  |  | NotYetVerified |  | 3 | 6000 | 75 | 80 |  | 0.95 | 5200 | 75
P00001IXS | Torreya LED Lighting LTD | Torreya | TANFL-35-120-5.2K | Outdoor Luminaires | Low Output | Architectural Flood and Spot Luminaires | Standard | TRUE | 2593 | 75.66 | 34.26 | 18.8 | 0.928 | 5238 | 77 | 5 | 55000 | 41704 |  |  | NotYetVerified |  | 3 | 2600 | 80 | 35 |  | 0.95 | 5200 | 75
P00001IXT | Torreya LED Lighting LTD | Torreya | TANFL-50-120-5.2K | Outdoor Luminaires | Low Output | Architectural Flood and Spot Luminaires | Standard | TRUE | 3906 | 76.84 | 50.83 | 17.4 | 0.928 | 5130 | 76 | 5 | 55000 | 41704 |  |  | NotYetVerified |  | 3 | 4000 | 80 | 50 |  | 0.9 | 5200 | 80
P00001IXV | Torreya LED Lighting LTD | Torreya | TANFL-120-120-5.2K | Outdoor Luminaires | High Output | Architectural Flood and Spot Luminaires | Standard | TRUE | 11644 | 90.15 | 129.1 | 12.2 | 0.921 | 5408 | 78 | 5 | 55000 | 41704 |  |  | NotYetVerified |  | 3 | 10000 | 80 | 120 |  | 0.95 | 5200 | 75
P00001IX4 | Shenzhen Zoweer Optoelectronic Technology Co. Ltd. | Zoweer | ZR-FL-100W35MZ | Outdoor Luminaires | Mid Output | Architectural Flood and Spot Luminaires | Standard | TRUE | 8121.4 | 79.9 | 101.7 | 14.7 | 0.92 | 3847 | 82.5 | 5 | 50000 | 41704 |  |  | NotYetVerified |  | 3 | 8500 | 80 | 100 |  | 0.95 | 4000 | 80
P00001E9G | Singbee | Singbee | SP-2026-250W-20D (3000K) | Outdoor Luminaires | High Output | Architectural Flood and Spot Luminaires | Standard | TRUE | 25474 | 104.19 | 244.5 | 13.01 | 0.92 | 3204 | 70.7 | 5 | 50000 | 41704 |  |  | NotYetVerified |  | 3 | 25474 | 104.19 | 245 | 13.01 | 0.92 | 3000 | 70
P00000KOR | Eaton (formerly Cooper Lighting) | inVUE | VFS-K-B20-3-LED-E1-TS | Outdoor Luminaires | Low Output | Architectural Flood and Spot Luminaires | Standard | TRUE | 1749.86 | 77.05 | 22.71 | 23.6 | 0.916 | 4075 | 65.2 | 5 | 60000 | 41704 |  |  | NotYetVerified |  | 3
P00001IX6 | Shenzhen Zoweer Optoelectronic Technology Co. Ltd. | Zoweer | ZR-FL-150W35MZ | Outdoor Luminaires | High Output | Architectural Flood and Spot Luminaires | Standard | TRUE | 12455 | 81.22 | 153.5 | 14.2 | 0.91 | 4184 | 83.2 | 5 | 50000 | 41704 |  |  | NotYetVerified |  | 3 | 12750 | 80 | 150 |  | 0.95 | 4000 | 80
P00001IX8 | Shenzhen Zoweer Optoelectronic Technology Co. Ltd. | Zoweer | ZR-FL-200W35MZ | Outdoor Luminaires | High Output | Architectural Flood and Spot Luminaires | Standard | TRUE | 16520 | 80.55 | 205 | 24.1 | 0.89 | 4210 | 83 | 5 | 50000 | 41704 |  |  | NotYetVerified |  | 3 | 17000 | 80 | 200 |  | 0.95 | 4000 | 80
P00000KOS | Eaton (formerly Cooper Lighting) | inVUE | VFS-K-B20-7-LED-E1-MSR | Outdoor Luminaires | Low Output | Architectural Flood and Spot Luminaires | Standard | TRUE | 3563.51 | 75.66 | 47.1 | 16.6 | 0.877 | 4113 | 65.9 | 5 | 60000 | 41704 |  |  | NotYetVerified |  | 3
P00001IX9 | Shenzhen Zoweer Optoelectronic Technology Co. Ltd. | Zoweer | ZR-FL-200W35MZC | Outdoor Luminaires | High Output | Architectural Flood and Spot Luminaires | Standard | FALSE | [9 empty] | 41704 |  |  | NotYetVerified |  | 3 | 17000 | 80 | 200 |  | 0.95 | 5700 | 80
P00001IX5 | Shenzhen Zoweer Optoelectronic Technology Co. Ltd. | Zoweer | ZR-FL-100W35MZC | Outdoor Luminaires | Mid Output | Architectural Flood and Spot Luminaires | Standard | FALSE | [9 empty] | 41704 |  |  | NotYetVerified |  | 3 | 8500 | 80 | 100 |  | 0.95 | 5700 | 80
P00001IX7 | Shenzhen Zoweer Optoelectronic Technology Co. Ltd. | Zoweer | ZR-FL-150W35MZC | Outdoor Luminaires | High Output | Architectural Flood and Spot Luminaires | Standard | FALSE | [9 empty] | 41704 |  |  | NotYetVerified |  | 3 | 12750 | 80 | 150 |  | 0.95 | 5700 | 80
P00000KQN | Eaton (formerly Cooper Lighting) | inVUE | VFS-B40-3-LD1-[Voltages include UNV & 347V]-MST-[All Colors]-7060-[All Options]-SG | Outdoor Luminaires | Low Output | Architectural Flood and Spot Luminaires | Standard | FALSE | [9 empty] | 41704 |  |  | NotYetVerified |  | 3 | 4435 | 98.64 | 44.96 | 11.99 | 0.987 | 5700 | 70
P00000KQR | Eaton (formerly Cooper Lighting) | inVUE | VFS-B40-3-LD1-[Voltages include UNV & 347V]-VAT-[All Colors]-7060-[All Options]-SG | Outdoor Luminaires | Low Output | Architectural Flood and Spot Luminaires | Standard | FALSE | [9 empty] | 41704 |  |  | NotYetVerified |  | 3 | 4400 | 97.88 | 44.96 | 11.99 | 0.987 | 5700 | 70
P00000KQL | Eaton (formerly Cooper Lighting) | inVUE | VFS-B40-3-LD1-[Voltages include UNV & 347V]-MST-[All Colors]-7060-[All Options] | Outdoor Luminaires | Low Output | Architectural Flood and Spot Luminaires | Standard | FALSE | [9 empty] | 41704 |  |  | NotYetVerified |  | 3 | 4371 | 97.23 | 44.96 | 11.99 | 0.987 | 5700 | 70
P00000KQZ | Eaton (formerly Cooper Lighting) | inVUE | VFS-B40-3-LD1-[Voltages include UNV & 347V]-MSR-[All Colors]-7060-[All Options]-SG | Outdoor Luminaires | Low Output | Architectural Flood and Spot Luminaires | Standard | FALSE | [9 empty] | 41704 |  |  | NotYetVerified |  | 3 | 4347 | 96.68 | 44.96 | 11.99 | 0.987 | 5700 | 70
P00000KQP | Eaton (formerly Cooper Lighting) | inVUE | VFS-B40-3-LD1-[Voltages include UNV & 347V]-VAT-[All Colors]-7060-[All Options] | Outdoor Luminaires | Low Output | Architectural Flood and Spot Luminaires | Standard | FALSE | [9 empty] | 41704 |  |  | NotYetVerified |  | 3 | 4338 | 96.49 | 44.96 | 11.99 | 0.987 | 5700 | 70
P00000KQJ | Eaton (formerly Cooper Lighting) | inVUE | VFS-B40-3-LD1-[Voltages include UNV & 347V]-WST-[All Colors]-7060-[All Options] | Outdoor Luminaires | Low Output | Architectural Flood and Spot Luminaires | Standard | FALSE | [9 empty] | 41704 |  |  | NotYetVerified |  | 3 | 4292 | 95.45 | 44.96 | 11.99 | 0.987 | 5700 | 70
P00000KQX | Eaton (formerly Cooper Lighting) | inVUE | VFS-B40-3-LD1-[Voltages include UNV & 347V]-MSR-[All Colors]-7060-[All Options] | Outdoor Luminaires | Low Output | Architectural Flood and Spot Luminaires | Standard | FALSE | [9 empty] | 41704 |  |  | NotYetVerified |  | 3 | 4221 | 93.89 | 44.96 | 11.99 | 0.987 | 5700 | 70
P00000KQV | Eaton (formerly Cooper Lighting) | inVUE | VFS-B40-3-LD1-[Voltages include UNV & 347V]-NSR-[All Colors]-7060-[All Options]-SG | Outdoor Luminaires | Low Output | Architectural Flood and Spot Luminaires | Standard | FALSE | [9 empty] | 41704 |  |  | NotYetVerified |  | 3 | 4172 | 92.78 | 44.96 | 11.99 | 0.987 | 5700 | 70
P00000KQH | Eaton (formerly Cooper Lighting) | inVUE | VFS-B40-3-LD1-[Voltages include UNV & 347V]-TS-[All Colors]-7060-[All Options]-SG | Outdoor Luminaires | Low Output | Architectural Flood and Spot Luminaires | Standard | FALSE | [9 empty] | 41704 |  |  | NotYetVerified |  | 3 | 4164 | 92.62 | 44.96 | 11.99 | 0.987 | 5700 | 70
P00000KQT | Eaton (formerly Cooper Lighting) | inVUE | VFS-B40-3-LD1-[Voltages include UNV & 347V]-NSR-[All Colors]-7060-[All Options] | Outdoor Luminaires | Low Output | Architectural Flood and Spot Luminaires | Standard | FALSE | [9 empty] | 41704 |  |  | NotYetVerified |  | 3 | 4085 | 90.85 | 44.96 | 11.99 | 0.987 | 5700 | 70
P00000KQF | Eaton (formerly Cooper Lighting) | inVUE | VFS-B40-3-LD1-[Voltages include UNV & 347V]-TS-[All Colors]-7060-[All Options] | Outdoor Luminaires | Low Output | Architectural Flood and Spot Luminaires | Standard | FALSE | [9 empty] | 41704 |  |  | NotYetVerified |  | 3 | 4026 | 89.56 | 44.96 | 11.99 | 0.987 | 5700 | 70
P00000KQ5 | Eaton (formerly Cooper Lighting) | inVUE | VFS-B20-7-LD1-[Voltages include UNV & 347V]-MST-[All Colors]-7060-[Options Include PC] | Outdoor Luminaires | Low Output | Architectural Flood and Spot Luminaires | Standard | FALSE | [9 empty] | 41704 |  |  | NotYetVerified |  | 3 | 4016 | 82.57 | 48.64 | 11.63 | 0.989 | 5700 | 70
P00000KQ7 | Eaton (formerly Cooper Lighting) | inVUE | VFS-B20-7-LD1-[Voltages include UNV]-MST-[All Colors]-7060-[Options Include PC]-SG | Outdoor Luminaires | Low Output | Architectural Flood and Spot Luminaires | Standard | FALSE | [9 empty] | 41704 |  |  | NotYetVerified |  | 3 | 3889 | 79.96 | 48.64 | 11.63 | 0.989 | 5700 | 70
P00000KQB | Eaton (formerly Cooper Lighting) | inVUE | VFS-B20-7-LD1-[Voltages include UNV]-VAT-[All Colors]-7060-[Options Include PC]-SG | Outdoor Luminaires | Low Output | Architectural Flood and Spot Luminaires | Standard | FALSE | [9 empty] | 41704 |  |  | NotYetVerified |  | 3 | 3859 | 79.34 | 48.64 | 11.63 | 0.989 | 5700 | 70
P00000KQ9 | Eaton (formerly Cooper Lighting) | inVUE | VFS-B20-7-LD1-[Voltages include UNV\]-VAT-[All Colors]-7060-[Options Include PC] | Outdoor Luminaires | Low Output | Architectural Flood and Spot Luminaires | Standard | FALSE | [9 empty] | 41704 |  |  | NotYetVerified |  | 3 | 3804 | 78.22 | 48.64 | 11.63 | 0.989 | 5700 | 70
P00000KQ3 | Eaton (formerly Cooper Lighting) | inVUE | VFS-B20-7-LD1-[Voltages include UNV]-WST-[All Colors]-7060-[All Options except SG] | Outdoor Luminaires | Low Output | Architectural Flood and Spot Luminaires | Standard | FALSE | [9 empty] | 41704 |  |  | NotYetVerified |  | 3 | 3764 | 77.38 | 48.64 | 11.63 | 0.989 | 5700 | 70
P00000KQD | Eaton (formerly Cooper Lighting) | inVUE | VFS-B20-7-LD1-[Voltages include UNV & 347V]-MSR-[All Colors]-7060-[Options Include PC] | Outdoor Luminaires | Low Output | Architectural Flood and Spot Luminaires | Standard | FALSE | [9 empty] | 41704 |  |  | NotYetVerified |  | 3 | 3702 | 76.11 | 48.64 | 11.63 | 0.989 | 5700 | 70
P00000KP1 | Eaton (formerly Cooper Lighting) | inVUE | VFS-B20-3-LD1-[Voltages include UNV 347V and electronic dimming]-MST-[All Colors]-7060-[Options Include PC] | Outdoor Luminaires | Low Output | Architectural Flood and Spot Luminaires | Standard | FALSE | [9 empty] | 41704 |  |  | NotYetVerified |  | 3 | 2459 | 102.76 | 23.93 | 11.6 | 0.992 | 5700 | 70
P00000KP3 | Eaton (formerly Cooper Lighting) | inVUE | VFS-B20-3-LD1-[Voltages include UNV 347V and electronic dimming]-MST-[All Colors]-7060-[Options Include PC]-SG | Outdoor Luminaires | Low Output | Architectural Flood and Spot Luminaires | Standard | FALSE | [9 empty] | 41704 |  |  | NotYetVerified |  | 3 | 2381 | 99.52 | 23.93 | 11.6 | 0.992 | 5700 | 70
P00000KP7 | Eaton (formerly Cooper Lighting) | inVUE | VFS-B20-3-LD1-[Voltages include UNV 347V and electronic dimming]-VAT-[All Colors]-7060-[Options Include PC]-SG | Outdoor Luminaires | Low Output | Architectural Flood and Spot Luminaires | Standard | FALSE | [9 empty] | 41704 |  |  | NotYetVerified |  | 3 | 2363 | 98.75 | 23.93 | 11.6 | 0.992 | 5700 | 70
P00000KPF | Eaton (formerly Cooper Lighting) | inVUE | VFS-B20-3-LD1-[Voltages include UNV 347V and electronic dimming]-MSR-[All Colors]-7060-[Options Include PC]-SG | Outdoor Luminaires | Low Output | Architectural Flood and Spot Luminaires | Standard | FALSE | [9 empty] | 41704 |  |  | NotYetVerified |  | 3 | 2334 | 97.54 | 23.93 | 11.6 | 0.992 | 5700 | 70
P00000KP5 | Eaton (formerly Cooper Lighting) | inVUE | VFS-B20-3-LD1-[Voltages include UNV 347V and electronic dimming]-VAT-[All Colors]-7060-[Options Include PC] | Outdoor Luminaires | Low Output | Architectural Flood and Spot Luminaires | Standard | FALSE | [9 empty] | 41704 |  |  | NotYetVerified |  | 3 | 2329 | 97.35 | 23.93 | 11.6 | 0.992 | 5700 | 70
P00000KOZ | Eaton (formerly Cooper Lighting) | inVUE | VFS-B20-3-LD1-[Voltages include UNV 347V and electronic dimming]-WST-[All Colors]-7060-[Options Include PC] | Outdoor Luminaires | Low Output | Architectural Flood and Spot Luminaires | Standard | FALSE | [9 empty] | 41704 |  |  | NotYetVerified |  | 3 | 2305 | 96.31 | 23.93 | 11.6 | 0.992 | 5700 | 70
P00000KPD | Eaton (formerly Cooper Lighting) | inVUE | VFS-B20-3-LD1-[Voltages include UNV 347V and electronic dimming]-MSR-[All Colors]-7060-[Options Include PC] | Outdoor Luminaires | Low Output | Architectural Flood and Spot Luminaires | Standard | FALSE | [9 empty] | 41704 |  |  | NotYetVerified |  | 3 | 2267 | 94.73 | 23.93 | 11.6 | 0.992 | 5700 | 70
P00000KOX | Eaton (formerly Cooper Lighting) | inVUE | VFS-B20-3-LD1-[Voltages include UNV 347V and electronic dimming]-TS-[All Colors]-7060-[Options Include PC]-SG | Outdoor Luminaires | Low Output | Architectural Flood and Spot Luminaires | Standard | FALSE | [9 empty] | 41704 |  |  | NotYetVerified |  | 3 | 2246 | 93.85 | 23.93 | 11.6 | 0.992 | 5700 | 70
P00000KPB | Eaton (formerly Cooper Lighting) | inVUE | VFS-B20-3-LD1-[Voltages include UNV 347V and electronic dimming]-NSR-[All Colors]-7060-[Options Include PC]-SG | Outdoor Luminaires | Low Output | Architectural Flood and Spot Luminaires | Standard | FALSE | [9 empty] | 41704 |  |  | NotYetVerified |  | 3 | 2240 | 93.61 | 23.93 | 11.6 | 0.992 | 5700 | 70
P00000KP9 | Eaton (formerly Cooper Lighting) | inVUE | VFS-B20-3-LD1-[Voltages include UNV 347V and electronic dimming]-NSR-[All Colors]-7060-[Options Include PC] | Outdoor Luminaires | Low Output | Architectural Flood and Spot Luminaires | Standard | FALSE | [9 empty] | 41704 |  |  | NotYetVerified |  | 3 | 2194 | 91.66 | 23.93 | 11.6 | 0.992 | 5700 | 70
P00000KOV | Eaton (formerly Cooper Lighting) | inVUE | VFS-B20-3-LD1-[Voltages include UNV 347V and electronic dimming]-TS-[All Colors]-7060-[Options Include PC] | Outdoor Luminaires | Low Output | Architectural Flood and Spot Luminaires | Standard | FALSE | [9 empty] | 41704 |  |  | NotYetVerified |  | 3 | 2164 | 90.43 | 23.93 | 11.6 | 0.992 | 5700 | 70
P00000KR9 | Eaton (formerly Cooper Lighting) | inVUE | VFS-B40-5-LD1-[Voltages include UNV & 347V]-MST-[All Colors]-7060-[All Options]-SG | Outdoor Luminaires | Mid Output | Architectural Flood and Spot Luminaires | Standard | FALSE | [9 empty] | 41704 |  |  | NotYetVerified |  | 3 | 6200 | 93.61 | 66.23 | 9.92 | 0.993 | 5700 | 70
P00000KR7 | Eaton (formerly Cooper Lighting) | inVUE | VFS-B40-5-LD1-[Voltages include UNV & 347V]-MST-[All Colors]-7060-[All Options] | Outdoor Luminaires | Mid Output | Architectural Flood and Spot Luminaires | Standard | FALSE | [9 empty] | 41704 |  |  | NotYetVerified |  | 3 | 6111 | 92.27 | 66.23 | 9.92 | 0.993 | 5700 | 70
P00000KRL | Eaton (formerly Cooper Lighting) | inVUE | VFS-B40-5-LD1-[Voltages include UNV & 347V]-MSR-[All Colors]-7060-[All Options]-SG | Outdoor Luminaires | Mid Output | Architectural Flood and Spot Luminaires | Standard | FALSE | [9 empty] | 41704 |  |  | NotYetVerified |  | 3 | 6077 | 91.75 | 66.23 | 9.92 | 0.993 | 5700 | 70
P00000KRB | Eaton (formerly Cooper Lighting) | inVUE | VFS-B40-5-LD1-[Voltages include UNV & 347V]-VAT-[All Colors]-7060-[All Options] | Outdoor Luminaires | Mid Output | Architectural Flood and Spot Luminaires | Standard | FALSE | [9 empty] | 41704 |  |  | NotYetVerified |  | 3 | 6065 | 91.57 | 66.23 | 9.92 | 0.993 | 5700 | 70
P00000KR5 | Eaton (formerly Cooper Lighting) | inVUE | VFS-B40-5-LD1-[Voltages include UNV & 347V]-WST-[All Colors]-7060-[All Options] | Outdoor Luminaires | Mid Output | Architectural Flood and Spot Luminaires | Standard | FALSE | [9 empty] | 41704 |  |  | NotYetVerified |  | 3 | 5965 | 90.07 | 66.23 | 9.92 | 0.993 | 5700 | 70
P00000KRD | Eaton (formerly Cooper Lighting) | inVUE | VFS-B40-5-LD1-[Voltages include UNV & 347V]-VAT-[All Colors]-7060-[All Options]-SG | Outdoor Luminaires | Mid Output | Architectural Flood and Spot Luminaires | Standard | FALSE | [9 empty] | 41704 |  |  | NotYetVerified |  | 3 | 5924 | 89.45 | 66.23 | 9.92 | 0.993 | 5700 | 70
P00000KRJ | Eaton (formerly Cooper Lighting) | inVUE | VFS-B40-5-LD1-[Voltages include UNV & 347V]-MSR-[All Colors]-7060-[All Options] | Outdoor Luminaires | Mid Output | Architectural Flood and Spot Luminaires | Standard | FALSE | [9 empty] | 41704 |  |  | NotYetVerified |  | 3 | 5901 | 89.1 | 66.23 | 9.92 | 0.993 | 5700 | 70
P00000KRH | Eaton (formerly Cooper Lighting) | inVUE | VFS-B40-5-LD1-[Voltages include UNV & 347V]-NSR-[All Colors]-7060-[All Options]-SG | Outdoor Luminaires | Mid Output | Architectural Flood and Spot Luminaires | Standard | FALSE | [9 empty] | 41704 |  |  | NotYetVerified |  | 3 | 5832 | 88.06 | 66.23 | 9.92 | 0.993 | 5700 | 70
P00000KR3 | Eaton (formerly Cooper Lighting) | inVUE | VFS-B40-5-LD1-[Voltages include UNV & 347V]-TS-[All Colors]-7060-[All Options]-SG | Outdoor Luminaires | Mid Output | Architectural Flood and Spot Luminaires | Standard | FALSE | [9 empty] | 41704 |  |  | NotYetVerified |  | 3 | 5819 | 87.86 | 66.23 | 9.92 | 0.993 | 5700 | 70
P00000KRF | Eaton (formerly Cooper Lighting) | inVUE | VFS-B40-5-LD1-[Voltages include UNV & 347V]-NSR-[All Colors]-7060-[All Options] | Outdoor Luminaires | Mid Output | Architectural Flood and Spot Luminaires | Standard | FALSE | [9 empty] | 41704 |  |  | NotYetVerified |  | 3 | 5711 | 86.22 | 66.23 | 9.92 | 0.993 | 5700 | 70
P00000KR1 | Eaton (formerly Cooper Lighting) | inVUE | VFS-B40-5-LD1-[Voltages include UNV & 347V]-TS-[All Colors]-7060-[All Options] | Outdoor Luminaires | Mid Output | Architectural Flood and Spot Luminaires | Standard | FALSE | [9 empty] | 41704 |  |  | NotYetVerified |  | 3 | 5630 | 85 | 66.23 | 9.92 | 0.993 | 5700 | 70
P00000KPN | Eaton (formerly Cooper Lighting) | inVUE | VFS-B20-5-LD1-[Voltages include UNV 347V and electronic dimming]-MST-[All Colors]-7060-[Options Include PC] | Outdoor Luminaires | Low Output | Architectural Flood and Spot Luminaires | Standard | FALSE | [9 empty] | 41704 |  |  | NotYetVerified |  | 3 | 3398 | 97.3 | 34.92 | 9.62 | 0.995 | 5700 | 70
P00000KPP | Eaton (formerly Cooper Lighting) | inVUE | VFS-B20-5-LD1-[Voltages include UNV 347V and electronic dimming]-MST-[All Colors]-7060-[Options Include PC]-SG | Outdoor Luminaires | Low Output | Architectural Flood and Spot Luminaires | Standard | FALSE | [9 empty] | 41704 |  |  | NotYetVerified |  | 3 | 3291 | 94.23 | 34.92 | 9.62 | 0.995 | 5700 | 70
P00000KPT | Eaton (formerly Cooper Lighting) | inVUE | VFS-B20-5-LD1-[Voltages include UNV 347V and electronic dimming]-VAT-[All Colors]-7060-[Options Include PC]-SG | Outdoor Luminaires | Low Output | Architectural Flood and Spot Luminaires | Standard | FALSE | [9 empty] | 41704 |  |  | NotYetVerified |  | 3 | 3265 | 93.51 | 34.92 | 9.62 | 0.995 | 5700 | 70
P00000KQ1 | Eaton (formerly Cooper Lighting) | inVUE | VFS-B20-5-LD1-[Voltages include UNV 347V and electronic dimming]-MSR-[All Colors]-7060-[Options Include PC]-SG | Outdoor Luminaires | Low Output | Architectural Flood and Spot Luminaires | Standard | FALSE | [9 empty] | 41704 |  |  | NotYetVerified |  | 3 | 3225 | 92.36 | 34.92 | 9.62 | 0.995 | 5700 | 70
P00000KPR | Eaton (formerly Cooper Lighting) | inVUE | VFS-B20-5-LD1-[Voltages include UNV 347V and electronic dimming]-VAT-[All Colors]-7060-[Options Include PC] | Outdoor Luminaires | Low Output | Architectural Flood and Spot Luminaires | Standard | FALSE | [9 empty] | 41704 |  |  | NotYetVerified |  | 3 | 3219 | 92.18 | 34.92 | 9.62 | 0.995 | 5700 | 70
P00000KPL | Eaton (formerly Cooper Lighting) | inVUE | VFS-B20-5-LD1-[Voltages include UNV 347V and electronic dimming]-WST-[All Colors]-7060-[All Options except SG] | Outdoor Luminaires | Low Output | Architectural Flood and Spot Luminaires | Standard | FALSE | [9 empty] | 41704 |  |  | NotYetVerified |  | 3 | 3184 | 91.19 | 34.92 | 9.62 | 0.995 | 5700 | 70
P00000KPZ | Eaton (formerly Cooper Lighting) | inVUE | VFS-B20-5-LD1-[Voltages include UNV 347V and electronic dimming]-MSR-[All Colors]-7060-[Options Include PC] | Outdoor Luminaires | Low Output | Architectural Flood and Spot Luminaires | Standard | FALSE | [9 empty] | 41704 |  |  | NotYetVerified |  | 3 | 3132 | 89.7 | 34.92 | 9.62 | 0.995 | 5700 | 70
P00000KPJ | Eaton (formerly Cooper Lighting) | inVUE | VFS-B20-5-LD1-[Voltages include UNV 347V and electronic dimming]-TS-[All Colors]-7060-[Options Include PC]-SG | Outdoor Luminaires | Low Output | Architectural Flood and Spot Luminaires | Standard | FALSE | [9 empty] | 41704 |  |  | NotYetVerified |  | 3 | 3103 | 88.86 | 34.92 | 9.62 | 0.995 | 5700 | 70
P00000KPX | Eaton (formerly Cooper Lighting) | inVUE | VFS-B20-5-LD1-[Voltages include UNV 347V and electronic dimming]-NSR-[All Colors]-7060-[Options Include PC]-SG | Outdoor Luminaires | Low Output | Architectural Flood and Spot Luminaires | Standard | FALSE | [9 empty] | 41704 |  |  | NotYetVerified |  | 3 | 3095 | 88.64 | 34.92 | 9.62 | 0.995 | 5700 | 70
P00000KPV | Eaton (formerly Cooper Lighting) | inVUE | VFS-B20-5-LD1-[Voltages include UNV 347V and electronic dimming]-NSR-[All Colors]-7060-[Options Include PC] | Outdoor Luminaires | Low Output | Architectural Flood and Spot Luminaires | Standard | FALSE | [9 empty] | 41704 |  |  | NotYetVerified |  | 3 | 3031 | 86.8 | 34.92 | 9.62 | 0.995 | 5700 | 70
P00000KPH | Eaton (formerly Cooper Lighting) | inVUE | VFS-B20-5-LD1-[Voltages include UNV 347V and electronic dimming]-TS-[All Colors]-7060-[Options Include PC] | Outdoor Luminaires | Low Output | Architectural Flood and Spot Luminaires | Standard | FALSE | [9 empty] | 41704 |  |  | NotYetVerified |  | 3 | 2986 | 85.51 | 34.92 | 9.62 | 0.995 | 5700 | 70
P00000KQM | Eaton (formerly Cooper Lighting) | inVUE | VFS-B40-3-LD1-[Voltages include UNV & 347V]-MST-[All Colors]-[All Options]-SG | Outdoor Luminaires | Low Output | Architectural Flood and Spot Luminaires | Standard | FALSE | [9 empty] | 41704 |  |  | NotYetVerified |  | 3 | 4270 | 94.98 | 44.96 | 11.99 | 0.987 | 4000 | 67
P00000KQQ | Eaton (formerly Cooper Lighting) | inVUE | VFS-B40-3-LD1-[Voltages include UNV & 347V]-VAT-[All Colors]-[All Options]-SG | Outdoor Luminaires | Low Output | Architectural Flood and Spot Luminaires | Standard | FALSE | [9 empty] | 41704 |  |  | NotYetVerified |  | 3 | 4238 | 94.25 | 44.96 | 11.99 | 0.987 | 4000 | 67
P00000KQK | Eaton (formerly Cooper Lighting) | inVUE | VFS-B40-3-LD1-[Voltages include UNV & 347V]-MST-[All Colors]-[All Options] | Outdoor Luminaires | Low Output | Architectural Flood and Spot Luminaires | Standard | FALSE | [9 empty] | 41704 |  |  | NotYetVerified |  | 3 | 4210 | 93.63 | 44.96 | 11.99 | 0.987 | 4000 | 67
P00000KQY | Eaton (formerly Cooper Lighting) | inVUE | VFS-B40-3-LD1-[Voltages include UNV & 347V]-MSR-[All Colors]-[All Options]-SG | Outdoor Luminaires | Low Output | Architectural Flood and Spot Luminaires | Standard | FALSE | [9 empty] | 41704 |  |  | NotYetVerified |  | 3 | 4186 | 93.1 | 44.96 | 11.99 | 0.987 | 4000 | 67
P00000KQO | Eaton (formerly Cooper Lighting) | inVUE | VFS-B40-3-LD1-[Voltages include UNV & 347V]-VAT-[All Colors]-[All Options] | Outdoor Luminaires | Low Output | Architectural Flood and Spot Luminaires | Standard | FALSE | [9 empty] | 41704 |  |  | NotYetVerified |  | 3 | 4177 | 92.91 | 44.96 | 11.99 | 0.987 | 4000 | 67
P00000KQI | Eaton (formerly Cooper Lighting) | inVUE | VFS-B40-3-LD1-[Voltages include UNV & 347V]-WST-[All Colors]-[All Options] | Outdoor Luminaires | Low Output | Architectural Flood and Spot Luminaires | Standard | FALSE | [9 empty] | 41704 |  |  | NotYetVerified |  | 3 | 4133 | 91.92 | 44.96 | 11.99 | 0.987 | 4000 | 67
P00000KQW | Eaton (formerly Cooper Lighting) | inVUE | VFS-B40-3-LD1-[Voltages include UNV & 347V]-MSR-[All Colors]-[All Options] | Outdoor Luminaires | Low Output | Architectural Flood and Spot Luminaires | Standard | FALSE | [9 empty] | 41704 |  |  | NotYetVerified |  | 3 | 4065 | 90.41 | 44.96 | 11.99 | 0.987 | 4000 | 67
P00000KQU | Eaton (formerly Cooper Lighting) | inVUE | VFS-B40-3-LD1-[Voltages include UNV & 347V]-NSR-[All Colors]-[All Options]-SG | Outdoor Luminaires | Low Output | Architectural Flood and Spot Luminaires | Standard | FALSE | [9 empty] | 41704 |  |  | NotYetVerified |  | 3 | 4017 | 89.35 | 44.96 | 11.99 | 0.987 | 4000 | 67
P00000KQG | Eaton (formerly Cooper Lighting) | inVUE | VFS-B40-3-LD1-[Voltages include UNV & 347V]-TS-[All Colors]-[All Options]-SG | Outdoor Luminaires | Low Output | Architectural Flood and Spot Luminaires | Standard | FALSE | [9 empty] | 41704 |  |  | NotYetVerified |  | 3 | 4010 | 89.19 | 44.96 | 11.99 | 0.987 | 4000 | 67
P00000KQS | Eaton (formerly Cooper Lighting) | inVUE | VFS-B40-3-LD1-[Voltages include UNV & 347V]-NSR-[All Colors]-[All Options] | Outdoor Luminaires | Low Output | Architectural Flood and Spot Luminaires | Standard | FALSE | [9 empty] | 41704 |  |  | NotYetVerified |  | 3 | 3934 | 87.49 | 44.96 | 11.99 | 0.987 | 4000 | 67
P00000KQE | Eaton (formerly Cooper Lighting) | inVUE | VFS-B40-3-LD1-[Voltages include UNV & 347V]-TS-[All Colors]-[All Options] | Outdoor Luminaires | Low Output | Architectural Flood and Spot Luminaires | Standard | FALSE | [9 empty] | 41704 |  |  | NotYetVerified |  | 3 | 3877 | 86.24 | 44.96 | 11.99 | 0.987 | 4000 | 67
P00000KQ4 | Eaton (formerly Cooper Lighting) | inVUE | VFS-B20-7-LD1-[Voltages include UNV & 347V]-MST-[All Colors]-[Options Include PC] | Outdoor Luminaires | Low Output | Architectural Flood and Spot Luminaires | Standard | FALSE | [9 empty] | 41704 |  |  | NotYetVerified |  | 3 | 3867 | 79.51 | 48.64 | 11.63 | 0.989 | 4000 | 67
P00000KQ6 | Eaton (formerly Cooper Lighting) | inVUE | VFS-B20-7-LD1-[Voltages include UNV]-MST-[All Colors]-[Options Include PC]-SG | Outdoor Luminaires | Low Output | Architectural Flood and Spot Luminaires | Standard | FALSE | [9 empty] | 41704 |  |  | NotYetVerified |  | 3 | 3745 | 77 | 48.64 | 11.63 | 0.989 | 4000 | 67
P00000KQA | Eaton (formerly Cooper Lighting) | inVUE | VFS-B20-7-LD1-[Voltages include UNV]-VAT-[All Colors]-[Options Include PC]-SG | Outdoor Luminaires | Low Output | Architectural Flood and Spot Luminaires | Standard | FALSE | [9 empty] | 41704 |  |  | NotYetVerified |  | 3 | 3716 | 76.41 | 48.64 | 11.63 | 0.989 | 4000 | 67
P00000KQ8 | Eaton (formerly Cooper Lighting) | inVUE | VFS-B20-7-LD1-[Voltages include UNV]-VAT-[All Colors]-[Options Include PC] | Outdoor Luminaires | Low Output | Architectural Flood and Spot Luminaires | Standard | FALSE | [9 empty] | 41704 |  |  | NotYetVerified |  | 3 | 3664 | 75.32 | 48.64 | 11.63 | 0.989 | 4000 | 67
P00000KQ2 | Eaton (formerly Cooper Lighting) | inVUE | VFS-B20-7-LD1-[Voltages include UNV]-WST-[All Colors]-[All Options except SG] | Outdoor Luminaires | Low Output | Architectural Flood and Spot Luminaires | Standard | FALSE | [9 empty] | 41704 |  |  | NotYetVerified |  | 3 | 3624 | 74.52 | 48.64 | 11.63 | 0.989 | 4000 | 67
P00000KQC | Eaton (formerly Cooper Lighting) | inVUE | VFS-B20-7-LD1-[Voltages include UNV & 347V]-MSR-[All Colors]-[Options Include PC] | Outdoor Luminaires | Low Output | Architectural Flood and Spot Luminaires | Standard | FALSE | [9 empty] | 41704 |  |  | NotYetVerified |  | 3 | 3565 | 73.29 | 48.64 | 11.63 | 0.989 | 4000 | 67
P00000KP0 | Eaton (formerly Cooper Lighting) | inVUE | VFS-B20-3-LD1-[Voltages include UNV 347V and electronic dimming]-MST-[All Colors]-[Options Include PC] | Outdoor Luminaires | Low Output | Architectural Flood and Spot Luminaires | Standard | FALSE | [9 empty] | 41704 |  |  | NotYetVerified |  | 3 | 2368 | 98.95 | 23.93 | 11.6 | 0.992 | 4000 | 67
P00000KP2 | Eaton (formerly Cooper Lighting) | inVUE | VFS-B20-3-LD1-[Voltages include UNV 347V and electronic dimming]-MST-[All Colors]-[Options Include PC]-SG | Outdoor Luminaires | Low Output | Architectural Flood and Spot Luminaires | Standard | FALSE | [9 empty] | 41704 |  |  | NotYetVerified |  | 3 | 2293 | 95.83 | 23.93 | 11.6 | 0.992 | 4000 | 67
P00000KP6 | Eaton (formerly Cooper Lighting) | inVUE | VFS-B20-3-LD1-[Voltages include UNV 347V and electronic dimming]-VAT-[All Colors]-[Options Include PC]-SG | Outdoor Luminaires | Low Output | Architectural Flood and Spot Luminaires | Standard | FALSE | [9 empty] | 41704 |  |  | NotYetVerified |  | 3 | 2276 | 95.09 | 23.93 | 11.6 | 0.992 | 4000 | 67
P00000KPE | Eaton (formerly Cooper Lighting) | inVUE | VFS-B20-3-LD1-[Voltages include UNV 347V and electronic dimming]-MSR-[All Colors]-[Options Include PC]-SG | Outdoor Luminaires | Low Output | Architectural Flood and Spot Luminaires | Standard | FALSE | [9 empty] | 41704 |  |  | NotYetVerified |  | 3 | 2248 | 93.93 | 23.93 | 11.6 | 0.992 | 4000 | 67
P00000KP4 | Eaton (formerly Cooper Lighting) | inVUE | VFS-B20-3-LD1-[Voltages include UNV 347V and electronic dimming]-VAT-[All Colors]-[Options Include PC] | Outdoor Luminaires | Low Output | Architectural Flood and Spot Luminaires | Standard | FALSE | [9 empty] | 41704 |  |  | NotYetVerified |  | 3 | 2243 | 93.74 | 23.93 | 11.6 | 0.992 | 4000 | 67
P00000KOY | Eaton (formerly Cooper Lighting) | inVUE | VFS-B20-3-LD1-[Voltages include UNV 347V and electronic dimming]-WST-[All Colors]-[Options Include PC] | Outdoor Luminaires | Low Output | Architectural Flood and Spot Luminaires | Standard | FALSE | [9 empty] | 41704 |  |  | NotYetVerified |  | 3 | 2219 | 92.74 | 23.93 | 11.6 | 0.992 | 4000 | 67
P00000KPC | Eaton (formerly Cooper Lighting) | inVUE | VFS-B20-3-LD1-[Voltages include UNV 347V and electronic dimming]-MSR-[All Colors]-[Options Include PC] | Outdoor Luminaires | Low Output | Architectural Flood and Spot Luminaires | Standard | FALSE | [9 empty] | 41704 |  |  | NotYetVerified |  | 3 | 2183 | 91.22 | 23.93 | 11.6 | 0.992 | 4000 | 67
P00000KOW | Eaton (formerly Cooper Lighting) | inVUE | VFS-B20-3-LD1-[Voltages include UNV 347V and electronic dimming]-TS-[All Colors]-[Options Include PC]-SG | Outdoor Luminaires | Low Output | Architectural Flood and Spot Luminaires | Standard | FALSE | [9 empty] | 41704 |  |  | NotYetVerified |  | 3 | 2163 | 90.38 | 23.93 | 11.6 | 0.992 | 4000 | 67
P00000KPA | Eaton (formerly Cooper Lighting) | inVUE | VFS-B20-3-LD1-[Voltages include UNV 347V and electronic dimming]-NSR-[All Colors]-[Options Include PC]-SG | Outdoor Luminaires | Low Output | Architectural Flood and Spot Luminaires | Standard | FALSE | [9 empty] | 41704 |  |  | NotYetVerified |  | 3 | 2157 | 90.14 | 23.93 | 11.6 | 0.992 | 4000 | 67
P00000KP8 | Eaton (formerly Cooper Lighting) | inVUE | VFS-B20-3-LD1-[Voltages include UNV 347V and electronic dimming]-NSR-[All Colors]-[Options Include PC] | Outdoor Luminaires | Low Output | Architectural Flood and Spot Luminaires | Standard | FALSE | [9 empty] | 41704 |  |  | NotYetVerified |  | 3 | 2112 | 88.27 | 23.93 | 11.6 | 0.992 | 4000 | 67
P00000KOU | Eaton (formerly Cooper Lighting) | inVUE | VFS-B20-3-LD1-[Voltages include UNV 347V and electronic dimming]-TS-[All Colors]-[Options Include PC] | Outdoor Luminaires | Low Output | Architectural Flood and Spot Luminaires | Standard | FALSE | [9 empty] | 41704 |  |  | NotYetVerified |  | 3 | 2084 | 87.08 | 23.93 | 11.6 | 0.992 | 4000 | 67
P00000KRC | Eaton (formerly Cooper Lighting) | inVUE | VFS-B40-5-LD1-[Voltages include UNV & 347V]-VAT-[All Colors]-[All Options]-SG | Outdoor Luminaires | Mid Output | Architectural Flood and Spot Luminaires | Standard | FALSE | [9 empty] | 41704 |  |  | NotYetVerified |  | 3 | 6152 | 92.89 | 66.23 | 9.92 | 0.993 | 4000 | 67
P00000KR8 | Eaton (formerly Cooper Lighting) | inVUE | VFS-B40-5-LD1-[Voltages include UNV & 347V]-MST-[All Colors]-[All Options]-SG | Outdoor Luminaires | Mid Output | Architectural Flood and Spot Luminaires | Standard | FALSE | [9 empty] | 41704 |  |  | NotYetVerified |  | 3 | 5970 | 90.14 | 66.23 | 9.92 | 0.993 | 4000 | 67
P00000KR6 | Eaton (formerly Cooper Lighting) | inVUE | VFS-B40-5-LD1-[Voltages include UNV & 347V]-MST-[All Colors]-[All Options] | Outdoor Luminaires | Mid Output | Architectural Flood and Spot Luminaires | Standard | FALSE | [9 empty] | 41704 |  |  | NotYetVerified |  | 3 | 5885 | 88.85 | 66.23 | 9.92 | 0.993 | 4000 | 67
P00000KRK | Eaton (formerly Cooper Lighting) | inVUE | VFS-B40-5-LD1-[Voltages include UNV & 347V]-MSR-[All Colors]-[All Options]-SG | Outdoor Luminaires | Mid Output | Architectural Flood and Spot Luminaires | Standard | FALSE | [9 empty] | 41704 |  |  | NotYetVerified |  | 3 | 5852 | 88.35 | 66.23 | 9.92 | 0.993 | 4000 | 67
P00000KRA | Eaton (formerly Cooper Lighting) | inVUE | VFS-B40-5-LD1-[Voltages include UNV & 347V]-VAT-[All Colors]-[All Options] | Outdoor Luminaires | Mid Output | Architectural Flood and Spot Luminaires | Standard | FALSE | [9 empty] | 41704 |  |  | NotYetVerified |  | 3 | 5840 | 88.18 | 66.23 | 9.92 | 0.993 | 4000 | 67
P00000KR4 | Eaton (formerly Cooper Lighting) | inVUE | VFS-B40-5-LD1-[Voltages include UNV & 347V]-WST-[All Colors]-[All Options] | Outdoor Luminaires | Mid Output | Architectural Flood and Spot Luminaires | Standard | FALSE | [9 empty] | 41704 |  |  | NotYetVerified |  | 3 | 5744 | 86.74 | 66.23 | 9.92 | 0.993 | 4000 | 67
P00000KRI | Eaton (formerly Cooper Lighting) | inVUE | VFS-B40-5-LD1-[Voltages include UNV & 347V]-MSR-[All Colors]-[All Options] | Outdoor Luminaires | Mid Output | Architectural Flood and Spot Luminaires | Standard | FALSE | [9 empty] | 41704 |  |  | NotYetVerified |  | 3 | 5683 | 85.8 | 66.23 | 9.92 | 0.993 | 4000 | 67
P00000KRG | Eaton (formerly Cooper Lighting) | inVUE | VFS-B40-5-LD1-[Voltages include UNV & 347V]-NSR-[All Colors]-[All Options]-SG | Outdoor Luminaires | Mid Output | Architectural Flood and Spot Luminaires | Standard | FALSE | [9 empty] | 41704 |  |  | NotYetVerified |  | 3 | 5616 | 84.8 | 66.23 | 9.92 | 0.993 | 4000 | 67
P00000KR2 | Eaton (formerly Cooper Lighting) | inVUE | VFS-B40-5-LD1-[Voltages include UNV & 347V]-TS-[All Colors]-[All Options]-SG | Outdoor Luminaires | Mid Output | Architectural Flood and Spot Luminaires | Standard | FALSE | [9 empty] | 41704 |  |  | NotYetVerified |  | 3 | 5603 | 84.6 | 66.23 | 9.92 | 0.993 | 4000 | 67
P00000KRE | Eaton (formerly Cooper Lighting) | inVUE | VFS-B40-5-LD1-[Voltages include UNV & 347V]-NSR-[All Colors]-[All Options] | Outdoor Luminaires | Mid Output | Architectural Flood and Spot Luminaires | Standard | FALSE | [9 empty] | 41704 |  |  | NotYetVerified |  | 3 | 5499 | 83.03 | 66.23 | 9.92 | 0.993 | 4000 | 67
P00000KR0 | Eaton (formerly Cooper Lighting) | inVUE | VFS-B40-5-LD1-[Voltages include UNV & 347V]-TS-[All Colors]-[All Options] | Outdoor Luminaires | Mid Output | Architectural Flood and Spot Luminaires | Standard | FALSE | [9 empty] | 41704 |  |  | NotYetVerified |  | 3 | 5421 | 81.85 | 66.23 | 9.92 | 0.993 | 4000 | 67
P00000KPM | Eaton (formerly Cooper Lighting) | inVUE | VFS-B20-5-LD1-[Voltages include UNV 347V and electronic dimming]-MST-[All Colors]-[Options Include PC] | Outdoor Luminaires | Low Output | Architectural Flood and Spot Luminaires | Standard | FALSE | [9 empty] | 41704 |  |  | NotYetVerified |  | 3 | 3272 | 93.7 | 34.92 | 9.62 | 0.995 | 4000 | 67
P00000KPO | Eaton (formerly Cooper Lighting) | inVUE | VFS-B20-5-LD1-[Voltages include UNV 347V and electronic dimming]-MST-[All Colors]-[Options Include PC]-SG | Outdoor Luminaires | Low Output | Architectural Flood and Spot Luminaires | Standard | FALSE | [9 empty] | 41704 |  |  | NotYetVerified |  | 3 | 3169 | 90.74 | 34.92 | 9.62 | 0.995 | 4000 | 67
P00000KPS | Eaton (formerly Cooper Lighting) | inVUE | VFS-B20-5-LD1-[Voltages include UNV 347V and electronic dimming]-VAT-[All Colors]-[Options Include PC]-SG | Outdoor Luminaires | Low Output | Architectural Flood and Spot Luminaires | Standard | FALSE | [9 empty] | 41704 |  |  | NotYetVerified |  | 3 | 3144 | 90.04 | 34.92 | 9.62 | 0.995 | 4000 | 67
P00000KQ0 | Eaton (formerly Cooper Lighting) | inVUE | VFS-B20-5-LD1-[Voltages include UNV 347V and electronic dimming]-MSR-[All Colors]-[Options Include PC]-SG | Outdoor Luminaires | Low Output | Architectural Flood and Spot Luminaires | Standard | FALSE | [9 empty] | 41704 |  |  | NotYetVerified |  | 3 | 3106 | 88.94 | 34.92 | 9.62 | 0.995 | 4000 | 67
P00000KPQ | Eaton (formerly Cooper Lighting) | inVUE | VFS-B20-5-LD1-[Voltages include UNV 347V and electronic dimming]-VAT-[All Colors]-[Options Include PC] | Outdoor Luminaires | Low Output | Architectural Flood and Spot Luminaires | Standard | FALSE | [9 empty] | 41704 |  |  | NotYetVerified |  | 3 | 3100 | 88.76 | 34.92 | 9.62 | 0.995 | 4000 | 67
P00000KPK | Eaton (formerly Cooper Lighting) | inVUE | VFS-B20-5-LD1-[Voltages include UNV 347V and electronic dimming]-WST-[All Colors]-[All Options except SG] | Outdoor Luminaires | Low Output | Architectural Flood and Spot Luminaires | Standard | FALSE | [9 empty] | 41704 |  |  | NotYetVerified |  | 3 | 3066 | 87.81 | 34.92 | 9.62 | 0.995 | 4000 | 67
P00000KPY | Eaton (formerly Cooper Lighting) | inVUE | VFS-B20-5-LD1-[Voltages include UNV 347V and electronic dimming]-MSR-[All Colors]-[Options Include PC] | Outdoor Luminaires | Low Output | Architectural Flood and Spot Luminaires | Standard | FALSE | [9 empty] | 41704 |  |  | NotYetVerified |  | 3 | 3016 | 86.37 | 34.92 | 9.62 | 0.995 | 4000 | 67
P00000KPI | Eaton (formerly Cooper Lighting) | inVUE | VFS-B20-5-LD1-[Voltages include UNV 347V and electronic dimming]-TS-[All Colors]-[Options Include PC]-SG | Outdoor Luminaires | Low Output | Architectural Flood and Spot Luminaires | Standard | FALSE | [9 empty] | 41704 |  |  | NotYetVerified |  | 3 | 2988 | 85.57 | 34.92 | 9.62 | 0.995 | 4000 | 67
P00000KPW | Eaton (formerly Cooper Lighting) | inVUE | VFS-B20-5-LD1-[Voltages include UNV 347V and electronic dimming]-NSR-[All Colors]-[Options Include PC]-SG | Outdoor Luminaires | Low Output | Architectural Flood and Spot Luminaires | Standard | FALSE | [9 empty] | 41704 |  |  | NotYetVerified |  | 3 | 2981 | 85.35 | 34.92 | 9.62 | 0.995 | 4000 | 67
P00000KPU | Eaton (formerly Cooper Lighting) | inVUE | VFS-B20-5-LD1-[Voltages include UNV 347V and electronic dimming]-NSR-[All Colors]-[Options Include PC] | Outdoor Luminaires | Low Output | Architectural Flood and Spot Luminaires | Standard | FALSE | [9 empty] | 41704 |  |  | NotYetVerified |  | 3 | 2919 | 83.58 | 34.92 | 9.62 | 0.995 | 4000 | 67
P00000KPG | Eaton (formerly Cooper Lighting) | inVUE | VFS-B20-5-LD1-[Voltages include UNV 347V and electronic dimming]-TS-[All Colors]-[Options Include PC] | Outdoor Luminaires | Low Output | Architectural Flood and Spot Luminaires | Standard | FALSE | [9 empty] | 41704 |  |  | NotYetVerified |  | 3 | 2875 | 82.34 | 34.92 | 9.62 | 0.995 | 4000 | 67
P00001E9J | Singbee | Singbee | SP-2026-250W-20D (4500K) | Outdoor Luminaires | High Output | Architectural Flood and Spot Luminaires | Standard | FALSE | [9 empty] | 41704 | Not Yet Verified | Not Yet Verified | NotYetVerified |  | 3 | 25474 | 104.19 | 244.5 | 13.01 | 0.92 | 4500 | 70.7
P00001E9I | Singbee | Singbee | SP-2026-250W-20D (4000K) | Outdoor Luminaires | High Output | Architectural Flood and Spot Luminaires | Standard | FALSE | [9 empty] | 41704 | Not Yet Verified | Not Yet Verified | NotYetVerified |  | 3 | 25474 | 104.19 | 244.5 | 13.01 | 0.92 | 4000 | 70.7
P00001E9H | Singbee | Singbee | SP-2026-250W-20D (3500K) | Outdoor Luminaires | High Output | Architectural Flood and Spot Luminaires | Standard | FALSE | [9 empty] | 41704 | Not Yet Verified | Not Yet Verified | NotYetVerified |  | 3 | 25474 | 104.19 | 244.5 | 13.01 | 0.92 | 3500 | 70.7
P00001DYO | XtraLight Manufacturing Ltd. | XtraLight | LOFLED309300X5SUIN3XXXXXW (ALL HOUSING COLORS & MOUNTING OPTIONS) | Outdoor Luminaires | High Output | Architectural Flood and Spot Luminaires | Standard | TRUE | 23552 | 83.7 | 281.33 | 7.8 | 0.97 | 5484 | 68.32 | 5 | 100000 | 41698 |  |  | NotYetVerified |  | 3 | 23552 | 80 | 300 |  |  | 5200
P00001DYP | XtraLight Manufacturing Ltd. | XtraLight | LOFLED206140X5SUIN3XXXXXW (ALL HOUSING COLORS & MOUNTING OPTIONS) | Outdoor Luminaires | High Output | Architectural Flood and Spot Luminaires | Standard | TRUE | 12626 | 91.6 | 137.8 | 8.56 | 0.9474 | 5536 | 69.04 | 5 | 100000 | 41698 |  |  | NotYetVerified |  | 3 | 12626 | 92 | 138 |  |  | 5200
P00000R1X | Ephesus Lighting Inc. | Ephesus Lighting Inc. | SD-1200-I-5N-[360V ONLY]-56-N06-N-G | Outdoor Luminaires | Very High Output | Architectural Flood and Spot Luminaires | Standard | TRUE | 119076 | 92.02 | 1298 | 20.92 | 0.96 | 5780 | 69.9 | 5 | 135000 | 41697 |  |  | NotYetVerified |  | 3 | 117759 | 92 | 1298 |  | 0.9 | 5600 | 70
P00001DYN | XtraLight Manufacturing Ltd. | XtraLight | LOFLED206200X5SUIN3XXXXXW | Outdoor Luminaires | High Output | Architectural Flood and Spot Luminaires | Standard | TRUE | 16159 | 85 | 190.18 | 7.14 | 0.97 | 5616 | 69.87 | 5 | 100000 | 41696 |  |  | NotYetVerified |  | 3 | 16159 | 85 | 190.18 |  |  | 5200
P000017FC | RC Lighting | RC Lighting | FXLED78Y(All Mounting Options)(All Fixture Colors) RCL | Outdoor Luminaires | Mid Output | Architectural Flood and Spot Luminaires | Standard | TRUE | 6414 | 82.9 | 77.4 | 12.8 | 0.93 | 3177 | 82 | 5 | 100000 | 41695 |  |  | NotYetVerified |  | 3 | 6414 | 83 | 78 | 12.8 | 0.931 | 3177 | 82
P000017FN | RC Lighting | RC Lighting | FXLED125[TSF] RCL | Outdoor Luminaires | High Output | Architectural Flood and Spot Luminaires | Standard | TRUE | 13169 | 98.9 | 133.2 | 16.2 | 0.919 | 4932 | 65 | 5 | 100000 | 41695 |  |  | NotYetVerified |  | 3 | 13169 | 99 | 125 |  | 0.99 | 5000 | 65
P000017FR | RC Lighting | RC Lighting | FXLED125[TSF]N RCL | Outdoor Luminaires | High Output | Architectural Flood and Spot Luminaires | Standard | TRUE | 10749 | 81 | 132.7 | 16.7 | 0.918 | 4061 | 82 | 5 | 100000 | 41695 |  |  | NotYetVerified |  | 3 | 10749 | 81 | 125 |  | 0.99 | 4000 | 82
P000017FJ | RC Lighting | RC Lighting | FXLED105SFN RCL | Outdoor Luminaires | Mid Output | Architectural Flood and Spot Luminaires | Standard | TRUE | 9000 | 84.7 | 106.2 | 16.1 | 0.879 | 4076 | 82 | 5 | 100000 | 41695 |  |  | NotYetVerified |  | 3 | 9000 | 85 | 105 |  | 0.99 | 4000 | 82
P000017FE | RC Lighting | RC Lighting | FXLED105T RCL | Outdoor Luminaires | High Output | Architectural Flood and Spot Luminaires | Standard | TRUE | 10908 | 101.7 | 107.3 | 15.8 | 0.879 | 4946 | 65 | 5 | 100000 | 41695 |  |  | NotYetVerified |  | 3 | 10908 | 102 | 105 |  | 0.99 | 5000 | 65
PH64P214E | RC Lighting | RC Lighting | FXLED125[TSF]/BL RCL | Outdoor Luminaires | High Output | Architectural Flood and Spot Luminaires | Standard | FALSE | [9 empty] | 41695 |  |  | NotYetVerified |  | 3 | 13169 | 99 | 125 |  | 0.99 | 5000 | 65
P000017FG | RC Lighting | RC Lighting | FXLED105SF/BL RCL | Outdoor Luminaires | High Output | Architectural Flood and Spot Luminaires | Standard | FALSE | [9 empty] | 41695 |  |  | NotYetVerified |  | 3 | 10908 | 102 | 105 |  | 0.99 | 5000 | 65
P000017FF | RC Lighting | RC Lighting | FXLED105SF RCL | Outdoor Luminaires | High Output | Architectural Flood and Spot Luminaires | Standard | FALSE | [9 empty] | 41695 |  |  | NotYetVerified |  | 3 | 10908 | 102 | 105 |  | 0.99 | 5000 | 65
P000017FD | RC Lighting | RC Lighting | FXLED78N(All Mounting Options)(All Fixture Colors) RCL | Outdoor Luminaires | Mid Output | Architectural Flood and Spot Luminaires | Standard | FALSE | [9 empty] | 41695 |  |  | NotYetVerified |  | 3 | 6734 | 86 | 78 | 13.9 | 0.934 | 4112 | 81
P000017FM | RC Lighting | RC Lighting | FXLED105SFN/BL RCL | Outdoor Luminaires | Mid Output | Architectural Flood and Spot Luminaires | Standard | FALSE | [9 empty] | 41695 |  |  | NotYetVerified |  | 3 | 9000 | 85 | 105 |  | 0.99 | 4000 | 82
P000017FV | RC Lighting | RC Lighting | FXLED125[TSF]N/BL RCL | Outdoor Luminaires | High Output | Architectural Flood and Spot Luminaires | Standard | FALSE | [9 empty] | 41695 |  |  | NotYetVerified |  | 3 | 10749 | 81 | 125 |  | 0.99 | 4000 | 82
P000017FL | RC Lighting | RC Lighting | FXLED105SFY/BL RCL | Outdoor Luminaires | Mid Output | Architectural Flood and Spot Luminaires | Standard | FALSE | [9 empty] | 41695 |  |  | NotYetVerified |  | 3 | 9105 | 86 | 105 |  | 0.99 | 3000 | 81
P000017FK | RC Lighting | RC Lighting | FXLED105SFY RCL | Outdoor Luminaires | Mid Output | Architectural Flood and Spot Luminaires | Standard | FALSE | [9 empty] | 41695 |  |  | NotYetVerified |  | 3 | 9105 | 86 | 105 |  | 0.99 | 3000 | 81
P000017FI | RC Lighting | RC Lighting | FXLED105TY RCL | Outdoor Luminaires | Mid Output | Architectural Flood and Spot Luminaires | Standard | FALSE | [9 empty] | 41695 |  |  | NotYetVerified |  | 3 | 9105 | 86 | 105 |  | 0.99 | 3000 | 81
P000017FH | RC Lighting | RC Lighting | FXLED105TN RCL | Outdoor Luminaires | Mid Output | Architectural Flood and Spot Luminaires | Standard | FALSE | [9 empty] | 41695 |  |  | NotYetVerified |  | 3 | 9000 | 85 | 105 |  | 0.99 | 3000 | 81
P000017FT | RC Lighting | RC Lighting | FXLED125[TSF]Y/BL RCL | Outdoor Luminaires | High Output | Architectural Flood and Spot Luminaires | Standard | FALSE | [9 empty] | 41695 |  |  | NotYetVerified |  | 3 | 10993 | 83 | 125 |  | 0.99 | 3000 | 80
P000017FQ | RC Lighting | RC Lighting | FXLED125[TSF]Y RCL | Outdoor Luminaires | High Output | Architectural Flood and Spot Luminaires | Standard | FALSE | [9 empty] | 41695 |  |  | NotYetVerified |  | 3 | 10993 | 83 | 125 |  | 0.99 | 3000 | 80
P00001IUC | Acuity Brands Lighting | American Electric Lighting | ACP2LED 910A XXXX 65 5K XX XX XX XX XXXX | Outdoor Luminaires | Very High Output | Architectural Flood and Spot Luminaires | Standard | TRUE | 50485 | 126.78 | 398.2 | 14.44 | 0.9593 | 5264 | 75 | 5 | 50000 | 41694 |  |  | Yes | Updated 9/9/2016 | 4 | 50485 | 126.78 | 398.2 | 6.66 | 0.98 | 5264 | 75
P00001IUA | Acuity Brands Lighting | American Electric Lighting | ACP2LED 707A XXXX 65 4K XX XX XX XX XXXX | Outdoor Luminaires | High Output | Architectural Flood and Spot Luminaires | Standard | TRUE | 18780 | 96.5 | 194.61 | 11 | 0.93 | 4076 | 71.59 | 5 | 100000 | 41694 |  |  | NotYetVerified |  | 3 | 18482 | 96 | 192 | 20 | 0.9 | 4000 | 70
P000019GM | Stanpro Lighting Systems Inc. | Stanpro Lighting Systems Inc. | FUW-LS1-A/50K/P/[A TR] | Outdoor Luminaires | Low Output | Architectural Flood and Spot Luminaires | Standard | TRUE | 3292.98 | 81 | 40.49 | 21 | 0.87 | 5020 | 75 | 5 |  | 41694 |  |  | NotYetVerified |  | 3 |  |  | 40 |  |  | 5000
P00001FV0 | Aimlite Lighting Products | AimLite | F21W-LA1-4/50K/P/[A TR] | Outdoor Luminaires | Low Output | Architectural Flood and Spot Luminaires | Standard | TRUE | 3292.98 | 81 | 40.49 | 21 | 0.87 | 5020 | 75 | 5 |  | 41694 |  |  | NotYetVerified |  | 3 |  |  | 40 |  |  | 5000
P00001IUX | Acuity Brands Lighting | American Electric Lighting | ACP2LED 910A XXXX 66 5K XX XX XX XX XXXX | Outdoor Luminaires | Very High Output | Architectural Flood and Spot Luminaires | Standard | FALSE | [9 empty] | 41694 | Dimmable | Continuous Below 10 | Yes | Updated 9/9/2016 | 3 | 48004 | 122.77 | 391 | 6.66 | 0.98 | 5264 | 75
P00001IUW | Acuity Brands Lighting | American Electric Lighting | ACP2LED 810A XXXX 66 5K XX XX XX XX XXXX | Outdoor Luminaires | Very High Output | Architectural Flood and Spot Luminaires | Standard | FALSE | [9 empty] | 41694 | Dimmable | Continuous Below 10 | Yes | Updated 9/9/2016 | 3 | 43546 | 124.77 | 349 | 6.66 | 0.98 | 5264 | 75
P00001IUL | Acuity Brands Lighting | American Electric Lighting | ACP2LED 810A XXXX 65 5K XX XX XX XX XXXX | Outdoor Luminaires | Very High Output | Architectural Flood and Spot Luminaires | Standard | FALSE | [9 empty] | 41694 | Dimmable | Continuous Below 10 | Yes | Updated 9/9/2016 | 3 | 43168 | 123.69 | 349 | 6.66 | 0.98 | 5264 | 75
P00001IUV | Acuity Brands Lighting | American Electric Lighting | ACP2LED 710A XXXX 66 5K XX XX XX XX XXXX | Outdoor Luminaires | Very High Output | Architectural Flood and Spot Luminaires | Standard | FALSE | [9 empty] | 41694 | Dimmable | Continuous Below 10 | Yes | Updated 9/9/2016 | 3 | 37898 | 123.45 | 307 | 6.66 | 0.98 | 5264 | 75
P00001IUK | Acuity Brands Lighting | American Electric Lighting | ACP2LED 710A XXXX 65 5K XX XX XX XX XXXX | Outdoor Luminaires | Very High Output | Architectural Flood and Spot Luminaires | Standard | FALSE | [9 empty] | 41694 | Dimmable | Continuous Below 10 | Yes | Updated 9/9/2016 | 3 | 37569 | 122.37 | 307 | 6.66 | 0.98 | 5264 | 75
P00001IUU | Acuity Brands Lighting | American Electric Lighting | ACP2LED 907A XXXX 66 5K XX XX XX XX XXXX | Outdoor Luminaires | High Output | Architectural Flood and Spot Luminaires | Standard | FALSE | [9 empty] | 41694 | Not Yet Verified | Not Yet Verified | NotYetVerified |  | 3 | 24012 | 99 | 243 | 20 | 0.9 | 5000 | 70
P00001IUJ | Acuity Brands Lighting | American Electric Lighting | ACP2LED 907A XXXX 65 5K XX XX XX XX XXXX | Outdoor Luminaires | High Output | Architectural Flood and Spot Luminaires | Standard | FALSE | [9 empty] | 41694 | Not Yet Verified | Not Yet Verified | NotYetVerified |  | 3 | 23961 | 99 | 243 | 20 | 0.9 | 5000 | 70
P00001IUT | Acuity Brands Lighting | American Electric Lighting | ACP2LED 807A XXXX 66 5K XX XX XX XX XXXX | Outdoor Luminaires | High Output | Architectural Flood and Spot Luminaires | Standard | FALSE | [9 empty] | 41694 | Not Yet Verified | Not Yet Verified | NotYetVerified |  | 3 | 21782 | 100 | 218 | 20 | 0.9 | 5000 | 70
P00001IUI | Acuity Brands Lighting | American Electric Lighting | ACP2LED 807A XXXX 65 5K XX XX XX XX XXXX | Outdoor Luminaires | High Output | Architectural Flood and Spot Luminaires | Standard | FALSE | [9 empty] | 41694 | Not Yet Verified | Not Yet Verified | NotYetVerified |  | 3 | 21735 | 100 | 218 | 20 | 0.9 | 5000 | 70
P00001IUS | Acuity Brands Lighting | American Electric Lighting | ACP2LED 707A XXXX 66 5K XX XX XX XX XXXX | Outdoor Luminaires | High Output | Architectural Flood and Spot Luminaires | Standard | FALSE | [9 empty] | 41694 | Not Yet Verified | Not Yet Verified | NotYetVerified |  | 3 | 18957 | 99 | 192 | 20 | 0.9 | 5000 | 70
P00001IUH | Acuity Brands Lighting | American Electric Lighting | ACP2LED 707A XXXX 65 5K XX XX XX XX XXXX | Outdoor Luminaires | High Output | Architectural Flood and Spot Luminaires | Standard | FALSE | [9 empty] | 41694 | Not Yet Verified | Not Yet Verified | NotYetVerified |  | 3 | 18916 | 99 | 192 | 20 | 0.9 | 5000 | 70
P00001IUO | Acuity Brands Lighting | American Electric Lighting | ACP2LED 907A XXXX 66 4K XX XX XX XX XXXX | Outdoor Luminaires | High Output | Architectural Flood and Spot Luminaires | Standard | FALSE | [9 empty] | 41694 | Not Yet Verified | Not Yet Verified | NotYetVerified |  | 3 | 23460 | 97 | 243 | 20 | 0.9 | 4000 | 70
P00001IUE | Acuity Brands Lighting | American Electric Lighting | ACP2LED 907A XXXX 65 4K XX XX XX XX XXXX | Outdoor Luminaires | High Output | Architectural Flood and Spot Luminaires | Standard | FALSE | [9 empty] | 41694 | Not Yet Verified | Not Yet Verified | NotYetVerified |  | 3 | 23410 | 96 | 243 | 20 | 0.9 | 4000 | 70
P00001IUN | Acuity Brands Lighting | American Electric Lighting | ACP2LED 807A XXXX 66 4K XX XX XX XX XXXX | Outdoor Luminaires | High Output | Architectural Flood and Spot Luminaires | Standard | FALSE | [9 empty] | 41694 | Not Yet Verified | Not Yet Verified | NotYetVerified |  | 3 | 21281 | 98 | 218 | 20 | 0.9 | 4000 | 70
P00001IUD | Acuity Brands Lighting | American Electric Lighting | ACP2LED 807A XXXX 65 4K XX XX XX XX XXXX | Outdoor Luminaires | High Output | Architectural Flood and Spot Luminaires | Standard | FALSE | [9 empty] | 41694 | Not Yet Verified | Not Yet Verified | NotYetVerified |  | 3 | 21236 | 97 | 218 | 20 | 0.9 | 4000 | 70
P00001IUM | Acuity Brands Lighting | American Electric Lighting | ACP2LED 707A XXXX 66 4K XX XX XX XX XXXX | Outdoor Luminaires | High Output | Architectural Flood and Spot Luminaires | Standard | FALSE | [9 empty] | 41694 | Not Yet Verified | Not Yet Verified | NotYetVerified |  | 3 | 18521 | 97 | 192 | 20 | 0.9 | 4000 | 70
P00001IUR | Acuity Brands Lighting | American Electric Lighting | ACP2LED 910A XXXX 66 4K XX XX XX XX XXXX | Outdoor Luminaires | Very High Output | Architectural Flood and Spot Luminaires | Standard | FALSE | [9 empty] | 41694 | Dimmable | Continuous Below 10 | Yes | Updated 9/9/2016 | 3 | 48004 | 122.77 | 391 | 6.66 | 0.98 | 4000 | 70
P00001IUG | Acuity Brands Lighting | American Electric Lighting | ACP2LED 910A XXXX 65 4K XX XX XX XX XXXX | Outdoor Luminaires | Very High Output | Architectural Flood and Spot Luminaires | Standard | FALSE | [9 empty] | 41694 | Dimmable | Continuous Below 10 | Yes | Updated 9/9/2016 | 3 | 47588 | 121.71 | 391 | 6.66 | 0.98 | 4000 | 70
P00001IUQ | Acuity Brands Lighting | American Electric Lighting | ACP2LED 810A XXXX 66 4K XX XX XX XX XXXX | Outdoor Luminaires | Very High Output | Architectural Flood and Spot Luminaires | Standard | FALSE | [9 empty] | 41694 | Dimmable | Continuous Below 10 | Yes | Updated 9/9/2016 | 3 | 43546 | 124.77 | 349 | 6.66 | 0.98 | 4000 | 70
P00001IUF | Acuity Brands Lighting | American Electric Lighting | ACP2LED 810A XXXX 65 4K XX XX XX XX XXXX | Outdoor Luminaires | Very High Output | Architectural Flood and Spot Luminaires | Standard | FALSE | [9 empty] | 41694 | Dimmable | Continuous Below 10 | Yes | Updated 9/9/2016 | 3 | 43168 | 123.69 | 349 | 6.66 | 0.98 | 4000 | 70
P00001IUP | Acuity Brands Lighting | American Electric Lighting | ACP2LED 710A XXXX 66 4K XX XX XX XX XXXX | Outdoor Luminaires | Very High Output | Architectural Flood and Spot Luminaires | Standard | FALSE | [9 empty] | 41694 | Dimmable | Continuous Below 10 | Yes | Updated 9/9/2016 | 3 | 37898 | 123.45 | 307 | 6.66 | 0.98 | 4000 | 70
P00001IUB | Acuity Brands Lighting | American Electric Lighting | ACP2LED 710A XXXX 65 4K XX XX XX XX XXXX | Outdoor Luminaires | Very High Output | Architectural Flood and Spot Luminaires | Standard | FALSE | [9 empty] | 41694 | Dimmable | Continuous Below 10 | Yes | Updated 9/9/2016 | 3 | 37569 | 122.37 | 307 | 6.66 | 0.98 | 4000 | 70
P00001HE3 | Jeco Power Developments Inc. | JP LED | JPFL-80W-IP65-XX | Outdoor Luminaires | Mid Output | Architectural Flood and Spot Luminaires | Standard | TRUE | 6119 | 75.16 | 81.41 | 11.9 | 0.977 | 5260 | 77 | 5 | 55000 | 41691 |  |  | NotYetVerified |  | 3 | 6000 | 75 | 80 |  | 0.95 | 5200 | 75
P00001GKW | Crystal Lighting Corporation | Crystal Lighting Corporation | MD-CLW-3032-36LED | Outdoor Luminaires | Low Output | Architectural Flood and Spot Luminaires | Standard | TRUE | 3187.9 | 78.93 | 40.39 | 14.82 | 0.935 | 4071 | 64.6 | 5 | 50000 | 41691 |  |  | NotYetVerified |  | 3 |  | 70 | 33 |  | 0.95 | 4200
P00001HE5 | Jeco Power Developments Inc. | JP LED | JPFL-35W-IP65-XX | Outdoor Luminaires | Low Output | Architectural Flood and Spot Luminaires | Standard | TRUE | 2593 | 75.66 | 34.26 | 18.8 | 0.928 | 5238 | 77 | 5 | 55000 | 41691 |  |  | NotYetVerified |  | 3 | 2600 | 80 | 35 |  | 0.95 | 5200 | 75
P00001HE4 | Jeco Power Developments Inc. | JP LED | JPFL-50W-IP65-XX | Outdoor Luminaires | Low Output | Architectural Flood and Spot Luminaires | Standard | TRUE | 3906 | 76.84 | 50.83 | 17.4 | 0.928 | 5130 | 76 | 5 | 55000 | 41691 |  |  | NotYetVerified |  | 3 | 4000 | 80 | 50 |  | 0.9 | 5200 | 80
P00001GKX | Crystal Lighting Corporation | Crystal Lighting Corporation | LG-CLW-3032-54LED | Outdoor Luminaires | Low Output | Architectural Flood and Spot Luminaires | Standard | TRUE | 4854.4 | 76.47 | 63.48 | 8.01 | 0.927 | 4142 | 64.9 | 5 | 50000 | 41691 |  |  | NotYetVerified |  | 3 |  | 70 | 55.6 |  | 0.95 | 4000
P00001HE2 | Jeco Power Developments Inc. | JP LED | JPFL-120W-IP65-XX | Outdoor Luminaires | High Output | Architectural Flood and Spot Luminaires | Standard | TRUE | 11644 | 90.15 | 129.1 | 12.2 | 0.921 | 5408 | 78 | 5 | 55000 | 41691 |  |  | NotYetVerified |  | 3 | 10000 | 80 | 120 |  | 0.95 | 5200 | 75
P00001GKZ | Crystal Lighting Corporation | Crystal Lighting Corporation | CL-FLL180-52LED | Outdoor Luminaires | Low Output | Architectural Flood and Spot Luminaires | Standard | TRUE | 4335.5 | 75.46 | 57.45 | 7.41 | 0.9178 | 5178 | 66.8 | 5 | 50000 | 41691 |  |  | NotYetVerified |  | 3 | 4320 | 72 | 60 |  | 0.9 | 5314
P00001GKV | Crystal Lighting Corporation | Crystal Lighting Corporation | SM-CLW-3032-18LED | Outdoor Luminaires | Low Output | Architectural Flood and Spot Luminaires | Standard | TRUE | 1646.5 | 75.63 | 21.77 | 8.39 | 0.911 | 4079 | 64.8 | 5 | 50000 | 41691 |  |  | NotYetVerified |  | 3 |  | 67 | 20 |  | 0.95 | 4000
P00001GKY | Crystal Lighting Corporation | Crystal Lighting Corporation | CL-FLL180-26LED | Outdoor Luminaires | Low Output | Architectural Flood and Spot Luminaires | Standard | TRUE | 2236.8 | 78.68 | 28.43 | 20.2 | 0.904 | 5256 | 67.1 | 5 | 50000 | 41691 |  |  | NotYetVerified |  | 3 | 2160 | 72 | 30 |  | 0.9 | 5296
P00001IPU | Super Lighting Technology Hong Kong Limited | SLT LAMP | STL-100A_3000K | Outdoor Luminaires | Mid Output | Architectural Flood and Spot Luminaires | Standard | TRUE | 7693.45 | 79.21 | 97.1 | 19.2 | 0.92 | 3183 | 80.8 | 5 | 50000 | 41690 |  |  | NotYetVerified |  | 3 | 7693.45 | 79.21 | 97.1 | 19.2 | 0.9 | 3000 | 70
P000018ZO | SHENZHEN FUDAKIN DISPLAY LIGHTING CO. LTD. | FUDAKINLED | FDK-FLA-08-20 3000K | Outdoor Luminaires | Low Output | Architectural Flood and Spot Luminaires | Standard | TRUE | 1747 | 81.6 | 21.4 | 19.59 | 0.92 | 3125 | 81.7 | 5 | 50000 | 41690 |  |  | NotYetVerified |  | 3 | 1700 |  | 20 | 20 | 0.92 | 3000 | 80
P00001IPZ | Super Lighting Technology Hong Kong Limited | SLT LAMP | STL-100A_5700K | Outdoor Luminaires | Mid Output | Architectural Flood and Spot Luminaires | Standard | FALSE | [9 empty] | 41690 |  |  | NotYetVerified |  | 3 | 8000 | 78.9 | 101.4 | 13.6 | 0.9 | 5700 | 70
P00001IPY | Super Lighting Technology Hong Kong Limited | SLT LAMP | STL-100A_5000K | Outdoor Luminaires | Mid Output | Architectural Flood and Spot Luminaires | Standard | FALSE | [9 empty] | 41690 |  |  | NotYetVerified |  | 3 | 7693.45 | 79.21 | 97.1 | 12.3 | 0.9 | 5000 | 70
P00001IPX | Super Lighting Technology Hong Kong Limited | SLT LAMP | STL-100A_4500K | Outdoor Luminaires | Mid Output | Architectural Flood and Spot Luminaires | Standard | FALSE | [9 empty] | 41690 |  |  | NotYetVerified |  | 3 | 7693.45 | 79.21 | 97.1 | 12.3 | 0.9 | 4500 | 70
P00001IPW | Super Lighting Technology Hong Kong Limited | SLT LAMP | STL-100A_4000K | Outdoor Luminaires | Mid Output | Architectural Flood and Spot Luminaires | Standard | FALSE | [9 empty] | 41690 |  |  | NotYetVerified |  | 3 | 7693.45 | 79.21 | 97.1 | 12.3 | 0.9 | 4000 | 70
P00001IPV | Super Lighting Technology Hong Kong Limited | SLT LAMP | STL-100A_3500K | Outdoor Luminaires | Mid Output | Architectural Flood and Spot Luminaires | Standard | FALSE | [9 empty] | 41690 |  |  | NotYetVerified |  | 3 | 7693.45 | 79.21 | 97.1 | 12.3 | 0.9 | 3500 | 70
P00001BIL | UIC ENERGY LLC | UIC SURYA | UIC-FLB-80 | Outdoor Luminaires | Mid Output | Architectural Flood and Spot Luminaires | Standard | TRUE | 6119 | 75.16 | 81.41 | 11.9 | 0.977 | 5260 | 77 | 5 | 55000 | 41689 |  |  | NotYetVerified |  | 3 | 6000 | 75 | 80 |  | 0.95 | 5200 | 75
P00001BIN | UIC ENERGY LLC | UIC SURYA | UIC-FLB-35 | Outdoor Luminaires | Low Output | Architectural Flood and Spot Luminaires | Standard | TRUE | 2593 | 75.66 | 34.26 | 18.8 | 0.928 | 5238 | 77 | 5 | 55000 | 41689 |  |  | NotYetVerified |  | 3 | 2600 | 80 | 35 |  | 0.95 | 5200 | 75
P00001BIM | UIC ENERGY LLC | UIC SURYA | UIC-FLB-50 | Outdoor Luminaires | Low Output | Architectural Flood and Spot Luminaires | Standard | TRUE | 3906 | 76.84 | 50.83 | 17.4 | 0.928 | 5130 | 76 | 5 | 55000 | 41689 |  |  | NotYetVerified |  | 3 | 4000 | 80 | 50 |  | 0.9 | 5200 | 80
P00001BIK | UIC ENERGY LLC | UIC SURYA | UIC-FLB-120 | Outdoor Luminaires | High Output | Architectural Flood and Spot Luminaires | Standard | TRUE | 11644 | 90.15 | 129.1 | 12.2 | 0.921 | 5408 | 78 | 5 | 55000 | 41689 |  |  | NotYetVerified |  | 3 | 10000 | 80 | 120 |  | 0.95 | 5200 | 75
P00000OVK | Cree Inc. | Cree | FLD-EDG-70-xx-02-E-xx-xx-350-40K-xxxx | Outdoor Luminaires | Low Output | Architectural Flood and Spot Luminaires | Standard | TRUE | 2328.2 | 99.88 | 23.31 | 14.16 | 0.895 | 4024 | 73 | 10 | 50000 | 41688 |  |  | NotYetVerified | XAL*Z02E-*H7_2328 | 3 | 2328 | 99.88 | 23.31 |  |  | 4000 | 73
P00000OVL | Cree Inc. | Cree | FLD-EDG-70-xx-02-E-xx-xx-700-40K-xxxx | Outdoor Luminaires | Low Output | Architectural Flood and Spot Luminaires | Standard | TRUE | 4227.3 | 89.24 | 48.1 | 13.7 | 0.874 | 4011 | 73 | 10 | 50000 | 41688 |  |  | NotYetVerified |  | 3 | 4227.3 | 89.24 | 48.1 |  |  | 4000 | 73
P00000P5D | Cree Inc. | Cree | FLD-EDR-N6-xx-04-E-xx-xx-700-xxxx | Outdoor Luminaires | Mid Output | Architectural Flood and Spot Luminaires | Standard | FALSE | [9 empty] | 41688 |  |  | NotYetVerified | XAR*A04E-*D_ | 3 | 9071.685 | 98.6053 | 92 | 20 | 0.9 | 5700 | 70
P00000P0J | Cree Inc. | Cree | FLD-EDG-N6-xx-04-E-xx-xx-700-xxxx | Outdoor Luminaires | Mid Output | Architectural Flood and Spot Luminaires | Standard | FALSE | [9 empty] | 41688 |  |  | NotYetVerified | XAL*A04E-*D_ | 3 | 9071.685 | 98.6053 | 92 | 20 | 0.9 | 5700 | 70
P00000P5F | Cree Inc. | Cree | FLD-EDR-N6-xx-06-E-xx-xx-350-xxxx | Outdoor Luminaires | Mid Output | Architectural Flood and Spot Luminaires | Standard | FALSE | [9 empty] | 41688 |  |  | NotYetVerified | XAR*A06E-*H_ | 3 | 7866.7783 | 120.1035 | 65.5 | 20 | 0.9 | 5700 | 70
P00000P0L | Cree Inc. | Cree | FLD-EDG-N6-xx-06-E-xx-xx-350-xxxx | Outdoor Luminaires | Mid Output | Architectural Flood and Spot Luminaires | Standard | FALSE | [9 empty] | 41688 |  |  | NotYetVerified | XAL*A06E-*H_ | 3 | 7866.7783 | 120.1035 | 65.5 | 20 | 0.9 | 5700 | 70
P00000P5B | Cree Inc. | Cree | FLD-EDR-N6-xx-04-E-xx-xx-525-xxxx | Outdoor Luminaires | Mid Output | Architectural Flood and Spot Luminaires | Standard | FALSE | [9 empty] | 41688 |  |  | NotYetVerified | XAR*A04E-*C_ | 3 | 7427.1104 | 106.8649 | 69.5 | 20 | 0.9 | 5700 | 70
P00000P0H | Cree Inc. | Cree | FLD-EDG-N6-xx-04-E-xx-xx-525-xxxx | Outdoor Luminaires | Mid Output | Architectural Flood and Spot Luminaires | Standard | FALSE | [9 empty] | 41688 |  |  | NotYetVerified | XAL*A04E-*C_ | 3 | 7427.1104 | 106.8649 | 69.5 | 20 | 0.9 | 5700 | 70
P00000P59 | Cree Inc. | Cree | FLD-EDR-N6-xx-04-E-xx-xx-350-xxxx | Outdoor Luminaires | Mid Output | Architectural Flood and Spot Luminaires | Standard | FALSE | [9 empty] | 41688 |  |  | NotYetVerified | XAR*A04E-*H_ | 3 | 5305.0786 | 115.3278 | 46 | 20 | 0.9 | 5700 | 70
P00000P0F | Cree Inc. | Cree | FLD-EDG-N6-xx-04-E-xx-xx-350-xxxx | Outdoor Luminaires | Mid Output | Architectural Flood and Spot Luminaires | Standard | FALSE | [9 empty] | 41688 |  |  | NotYetVerified | XAL*A04E-*H_ | 3 | 5305.0786 | 115.3278 | 46 | 20 | 0.9 | 5700 | 70
P00000P0D | Cree Inc. | Cree | FLD-EDG-N6-xx-02-E-xx-xx-700-xxxx | Outdoor Luminaires | Low Output | Architectural Flood and Spot Luminaires | Standard | FALSE | [9 empty] | 41688 |  |  | NotYetVerified | XAL*A02E-*D_ | 3 | 4535.8423 | 91.6332 | 49.5 | 20 | 0.9 | 5700 | 70
P00000P0B | Cree Inc. | Cree | FLD-EDG-N6-xx-02-E-xx-xx-525-xxxx | Outdoor Luminaires | Low Output | Architectural Flood and Spot Luminaires | Standard | FALSE | [9 empty] | 41688 |  |  | NotYetVerified | XAL*A02E-*C_ | 3 | 3713.5552 | 99.0281 | 37.5 | 20 | 0.9 | 5700 | 70
P00000P09 | Cree Inc. | Cree | FLD-EDG-N6-xx-02-E-xx-xx-350-xxxx | Outdoor Luminaires | Low Output | Architectural Flood and Spot Luminaires | Standard | FALSE | [9 empty] | 41688 |  |  | NotYetVerified | XAL*A02E-*H_ | 3 | 2652.5393 | 104.0212 | 25.5 | 20 | 0.9 | 5700 | 70
P00000P19 | Cree Inc. | Cree | FLD-EDG-N6-xx-16-E-xx-xx-525-xxxx | Outdoor Luminaires | High Output | Architectural Flood and Spot Luminaires | Standard | FALSE | [9 empty] | 41688 |  |  | NotYetVerified | XAL*A16E-*C_ | 3 | 29113.354 | 110.908 | 262.5 | 20 | 0.9 | 5700 | 70
P00000P1B | Cree Inc. | Cree | FLD-EDG-N6-xx-20-E-xx-xx-350-xxxx | Outdoor Luminaires | High Output | Architectural Flood and Spot Luminaires | Standard | FALSE | [9 empty] | 41688 |  |  | NotYetVerified | XAL*A20E-*H_ | 3 | 25994.066 | 118.424 | 219.5 | 20 | 0.9 | 5700 | 70
P00000P15 | Cree Inc. | Cree | FLD-EDG-N6-xx-14-E-xx-xx-525-xxxx | Outdoor Luminaires | High Output | Architectural Flood and Spot Luminaires | Standard | FALSE | [9 empty] | 41688 |  |  | NotYetVerified | XAL*A14E-*C_ | 3 | 25474.186 | 110.0397 | 231.5 | 20 | 0.9 | 5700 | 70
P00000P5V | Cree Inc. | Cree | FLD-EDR-N6-xx-12-E-xx-xx-525-xxxx | Outdoor Luminaires | High Output | Architectural Flood and Spot Luminaires | Standard | FALSE | [9 empty] | 41688 |  |  | NotYetVerified | XAR*A12E-*C_ | 3 | 21974.19 | 109.053 | 201.5 | 20 | 0.9 | 5700 | 70
P00000P11 | Cree Inc. | Cree | FLD-EDG-N6-xx-12-E-xx-xx-525-xxxx | Outdoor Luminaires | High Output | Architectural Flood and Spot Luminaires | Standard | FALSE | [9 empty] | 41688 |  |  | NotYetVerified | XAL*A12E-*C_ | 3 | 21974.19 | 109.053 | 201.5 | 20 | 0.9 | 5700 | 70
P00000P17 | Cree Inc. | Cree | FLD-EDG-N6-xx-16-E-xx-xx-350-xxxx | Outdoor Luminaires | High Output | Architectural Flood and Spot Luminaires | Standard | FALSE | [9 empty] | 41688 |  |  | NotYetVerified | XAL*A16E-*H_ | 3 | 20795.254 | 116.5 | 178.5 | 20 | 0.9 | 5700 | 70
P00000P5R | Cree Inc. | Cree | FLD-EDR-N6-xx-10-E-xx-xx-525-xxxx | Outdoor Luminaires | High Output | Architectural Flood and Spot Luminaires | Standard | FALSE | [9 empty] | 41688 |  |  | NotYetVerified | XAR*A10E-*C_ | 3 | 18311.824 | 107.4007 | 170.5 | 20 | 0.9 | 5700 | 70
P00000P0X | Cree Inc. | Cree | FLD-EDG-N6-xx-10-E-xx-xx-525-xxxx | Outdoor Luminaires | High Output | Architectural Flood and Spot Luminaires | Standard | FALSE | [9 empty] | 41688 |  |  | NotYetVerified | XAL*A10E-*C_ | 3 | 18311.824 | 107.4007 | 170.5 | 20 | 0.9 | 5700 | 70
P00000P13 | Cree Inc. | Cree | FLD-EDG-N6-xx-14-E-xx-xx-350-xxxx | Outdoor Luminaires | High Output | Architectural Flood and Spot Luminaires | Standard | FALSE | [9 empty] | 41688 |  |  | NotYetVerified | XAL*A14E-*H_ | 3 | 18195.846 | 115.5292 | 157.5 | 20 | 0.9 | 5700 | 70
P00000P5T | Cree Inc. | Cree | FLD-EDR-N6-xx-12-E-xx-xx-350-xxxx | Outdoor Luminaires | High Output | Architectural Flood and Spot Luminaires | Standard | FALSE | [9 empty] | 41688 |  |  | NotYetVerified | XAR*A12E-*H_ | 3 | 15695.85 | 120.7373 | 130 | 20 | 0.9 | 5700 | 70
P00000P0Z | Cree Inc. | Cree | FLD-EDG-N6-xx-12-E-xx-xx-350-xxxx | Outdoor Luminaires | High Output | Architectural Flood and Spot Luminaires | Standard | FALSE | [9 empty] | 41688 |  |  | NotYetVerified | XAL*A12E-*H_ | 3 | 15695.85 | 120.7373 | 130 | 20 | 0.9 | 5700 | 70
P00000P5N | Cree Inc. | Cree | FLD-EDR-N6-xx-08-E-xx-xx-525-xxxx | Outdoor Luminaires | High Output | Architectural Flood and Spot Luminaires | Standard | FALSE | [9 empty] | 41688 |  |  | NotYetVerified | XAR*A08E-*C_ | 3 | 14684.653 | 110.4109 | 133 | 20 | 0.9 | 5700 | 70
P00000P0T | Cree Inc. | Cree | FLD-EDG-N6-xx-08-E-xx-xx-525-xxxx | Outdoor Luminaires | High Output | Architectural Flood and Spot Luminaires | Standard | FALSE | [9 empty] | 41688 |  |  | NotYetVerified | XAL*A08E-*C_ | 3 | 14684.653 | 110.4109 | 133 | 20 | 0.9 | 5700 | 70
P00000P5J | Cree Inc. | Cree | FLD-EDR-N6-xx-06-E-xx-xx-700-xxxx | Outdoor Luminaires | High Output | Architectural Flood and Spot Luminaires | Standard | FALSE | [9 empty] | 41688 |  |  | NotYetVerified | XAR*A06E-*D_ | 3 | 13452.191 | 100.3895 | 134 | 20 | 0.9 | 5700 | 70
P00000P0P | Cree Inc. | Cree | FLD-EDG-N6-xx-06-E-xx-xx-700-xxxx | Outdoor Luminaires | High Output | Architectural Flood and Spot Luminaires | Standard | FALSE | [9 empty] | 41688 |  |  | NotYetVerified | XAL*A06E-*D_ | 3 | 13452.191 | 100.3895 | 134 | 20 | 0.9 | 5700 | 70
P00000P5P | Cree Inc. | Cree | FLD-EDR-N6-xx-10-E-xx-xx-350-xxxx | Outdoor Luminaires | High Output | Architectural Flood and Spot Luminaires | Standard | FALSE | [9 empty] | 41688 |  |  | NotYetVerified | XAR*A10E-*H_ | 3 | 13079.875 | 119.4509 | 109.5 | 20 | 0.9 | 5700 | 70
P00000P0V | Cree Inc. | Cree | FLD-EDG-N6-xx-10-E-xx-xx-350-xxxx | Outdoor Luminaires | High Output | Architectural Flood and Spot Luminaires | Standard | FALSE | [9 empty] | 41688 |  |  | NotYetVerified | XAL*A10E-*H_ | 3 | 13079.875 | 119.4509 | 109.5 | 20 | 0.9 | 5700 | 70
P00000P5H | Cree Inc. | Cree | FLD-EDR-N6-xx-06-E-xx-xx-525-xxxx | Outdoor Luminaires | High Output | Architectural Flood and Spot Luminaires | Standard | FALSE | [9 empty] | 41688 |  |  | NotYetVerified | XAR*A06E-*C_ | 3 | 11013.489 | 109.0444 | 101 | 20 | 0.9 | 5700 | 70
P00000P0N | Cree Inc. | Cree | FLD-EDG-N6-xx-06-E-xx-xx-525-xxxx | Outdoor Luminaires | High Output | Architectural Flood and Spot Luminaires | Standard | FALSE | [9 empty] | 41688 |  |  | NotYetVerified | XAL*A06E-*C_ | 3 | 11013.489 | 109.0444 | 101 | 20 | 0.9 | 5700 | 70
P00000P5L | Cree Inc. | Cree | FLD-EDR-N6-xx-08-E-xx-xx-350-xxxx | Outdoor Luminaires | High Output | Architectural Flood and Spot Luminaires | Standard | FALSE | [9 empty] | 41688 |  |  | NotYetVerified | XAR*A08E-*H_ | 3 | 10489.038 | 117.1959 | 89.5 | 20 | 0.9 | 5700 | 70
P00000P0R | Cree Inc. | Cree | FLD-EDG-N6-xx-08-E-xx-xx-350-xxxx | Outdoor Luminaires | High Output | Architectural Flood and Spot Luminaires | Standard | FALSE | [9 empty] | 41688 |  |  | NotYetVerified | XAL*A08E-*H_ | 3 | 10489.038 | 117.1959 | 89.5 | 20 | 0.9 | 5700 | 70
P00000P65 | Cree Inc. | Cree | FLD-EDR-SN-xx-06-E-xx-xx-525-xxxx | Outdoor Luminaires | Mid Output | Architectural Flood and Spot Luminaires | Standard | FALSE | [9 empty] | 41688 |  |  | NotYetVerified | XAR*X06E-*C_ | 3 | 9936.083 | 98.3771 | 101 | 20 | 0.9 | 5700 | 70
P00000P1T | Cree Inc. | Cree | FLD-EDG-SN-xx-06-E-xx-xx-525-xxxx | Outdoor Luminaires | Mid Output | Architectural Flood and Spot Luminaires | Standard | FALSE | [9 empty] | 41688 |  |  | NotYetVerified | XAL*X06E-*C_ | 3 | 9936.083 | 98.3771 | 101 | 20 | 0.9 | 5700 | 70
P00000P4T | Cree Inc. | Cree | FLD-EDR-70-xx-06-E-xx-xx-525-xxxx | Outdoor Luminaires | Mid Output | Architectural Flood and Spot Luminaires | Standard | FALSE | [9 empty] | 41688 |  |  | NotYetVerified | XAR*Z06E-*C_ | 3 | 9816.371 | 97.1918 | 101 | 20 | 0.9 | 5700 | 70
P00000OZH | Cree Inc. | Cree | FLD-EDG-70-xx-06-E-xx-xx-525-xxxx | Outdoor Luminaires | Mid Output | Architectural Flood and Spot Luminaires | Standard | FALSE | [9 empty] | 41688 |  |  | NotYetVerified | XAL*Z06E-*C_ | 3 | 9816.371 | 97.1918 | 101 | 20 | 0.9 | 5700 | 70
P00000P69 | Cree Inc. | Cree | FLD-EDR-SN-xx-08-E-xx-xx-350-xxxx | Outdoor Luminaires | Mid Output | Architectural Flood and Spot Luminaires | Standard | FALSE | [9 empty] | 41688 |  |  | NotYetVerified | XAR*X08E-*H_ | 3 | 9462.937 | 105.7311 | 89.5 | 20 | 0.9 | 5700 | 70
P00000P1X | Cree Inc. | Cree | FLD-EDG-SN-xx-08-E-xx-xx-350-xxxx | Outdoor Luminaires | Mid Output | Architectural Flood and Spot Luminaires | Standard | FALSE | [9 empty] | 41688 |  |  | NotYetVerified | XAL*X08E-*H_ | 3 | 9462.937 | 105.7311 | 89.5 | 20 | 0.9 | 5700 | 70
P00000P4X | Cree Inc. | Cree | FLD-EDR-70-xx-08-E-xx-xx-350-xxxx | Outdoor Luminaires | Mid Output | Architectural Flood and Spot Luminaires | Standard | FALSE | [9 empty] | 41688 |  |  | NotYetVerified | XAR*Z08E-*H_ | 3 | 9348.925 | 104.4573 | 89.5 | 20 | 0.9 | 5700 | 70
P00000OZL | Cree Inc. | Cree | FLD-EDG-70-xx-08-E-xx-xx-350-xxxx | Outdoor Luminaires | Mid Output | Architectural Flood and Spot Luminaires | Standard | FALSE | [9 empty] | 41688 |  |  | NotYetVerified | XAL*Z08E-*H_ | 3 | 9348.925 | 104.4573 | 89.5 | 20 | 0.9 | 5700 | 70
P00000P41 | Cree Inc. | Cree | FLD-EDR-40-xx-04-E-xx-xx-700-xxxx | Outdoor Luminaires | Mid Output | Architectural Flood and Spot Luminaires | Standard | FALSE | [9 empty] | 41688 |  |  | NotYetVerified | XAR*D04E-*D_ | 3 | 8874.475 | 96.4617 | 92 | 20 | 0.9 | 5700 | 70
P00000OY9 | Cree Inc. | Cree | FLD-EDG-40-xx-04-E-xx-xx-700-xxxx | Outdoor Luminaires | Mid Output | Architectural Flood and Spot Luminaires | Standard | FALSE | [9 empty] | 41688 |  |  | NotYetVerified | XAL*D04E-*D_ | 3 | 8874.475 | 96.4617 | 92 | 20 | 0.9 | 5700 | 70
P00000P61 | Cree Inc. | Cree | FLD-EDR-SN-xx-04-E-xx-xx-700-xxxx | Outdoor Luminaires | Mid Output | Architectural Flood and Spot Luminaires | Standard | FALSE | [9 empty] | 41688 |  |  | NotYetVerified | XAR*X04E-*D_ | 3 | 8184.2373 | 88.9591 | 92 | 20 | 0.9 | 5700 | 70
P00000P1P | Cree Inc. | Cree | FLD-EDG-SN-xx-04-E-xx-xx-700-xxxx | Outdoor Luminaires | Mid Output | Architectural Flood and Spot Luminaires | Standard | FALSE | [9 empty] | 41688 |  |  | NotYetVerified | XAL*X04E-*D_ | 3 | 8184.2373 | 88.9591 | 92 | 20 | 0.9 | 5700 | 70
P00000P4P | Cree Inc. | Cree | FLD-EDR-70-xx-04-E-xx-xx-700-xxxx | Outdoor Luminaires | Mid Output | Architectural Flood and Spot Luminaires | Standard | FALSE | [9 empty] | 41688 |  |  | NotYetVerified | XAR*Z04E-*D_ | 3 | 8085.632 | 87.8873 | 92 | 20 | 0.9 | 5700 | 70
P00000OZD | Cree Inc. | Cree | FLD-EDG-70-xx-04-E-xx-xx-700-xxxx | Outdoor Luminaires | Mid Output | Architectural Flood and Spot Luminaires | Standard | FALSE | [9 empty] | 41688 |  |  | NotYetVerified | XAL*Z04E-*D_ | 3 | 8085.632 | 87.8873 | 92 | 20 | 0.9 | 5700 | 70
P00000P43 | Cree Inc. | Cree | FLD-EDR-40-xx-06-E-xx-xx-350-xxxx | Outdoor Luminaires | Mid Output | Architectural Flood and Spot Luminaires | Standard | FALSE | [9 empty] | 41688 |  |  | NotYetVerified | XAR*D06E-*H_ | 3 | 7695.761 | 117.4925 | 65.5 | 20 | 0.9 | 5700 | 70
P00000OYB | Cree Inc. | Cree | FLD-EDG-40-xx-06-E-xx-xx-350-xxxx | Outdoor Luminaires | Mid Output | Architectural Flood and Spot Luminaires | Standard | FALSE | [9 empty] | 41688 |  |  | NotYetVerified | XAL*D06E-*H_ | 3 | 7695.761 | 117.4925 | 65.5 | 20 | 0.9 | 5700 | 70
P00000P3Z | Cree Inc. | Cree | FLD-EDR-40-xx-04-E-xx-xx-525-xxxx | Outdoor Luminaires | Mid Output | Architectural Flood and Spot Luminaires | Standard | FALSE | [9 empty] | 41688 |  |  | NotYetVerified | XAR*D04E-*C_ | 3 | 7265.6514 | 104.5417 | 69.5 | 20 | 0.9 | 5700 | 70
P00000OY7 | Cree Inc. | Cree | FLD-EDG-40-xx-04-E-xx-xx-525-xxxx | Outdoor Luminaires | Mid Output | Architectural Flood and Spot Luminaires | Standard | FALSE | [9 empty] | 41688 |  |  | NotYetVerified | XAL*D04E-*C_ | 3 | 7265.6514 | 104.5417 | 69.5 | 20 | 0.9 | 5700 | 70
P00000P63 | Cree Inc. | Cree | FLD-EDR-SN-xx-06-E-xx-xx-350-xxxx | Outdoor Luminaires | Mid Output | Architectural Flood and Spot Luminaires | Standard | FALSE | [9 empty] | 41688 |  |  | NotYetVerified | XAR*X06E-*H_ | 3 | 7097.202 | 108.3542 | 65.5 | 20 | 0.9 | 5700 | 70
P00000P1R | Cree Inc. | Cree | FLD-EDG-SN-xx-06-E-xx-xx-350-xxxx | Outdoor Luminaires | Mid Output | Architectural Flood and Spot Luminaires | Standard | FALSE | [9 empty] | 41688 |  |  | NotYetVerified | XAL*X06E-*H_ | 3 | 7097.202 | 108.3542 | 65.5 | 20 | 0.9 | 5700 | 70
P00000P4R | Cree Inc. | Cree | FLD-EDR-70-xx-06-E-xx-xx-350-xxxx | Outdoor Luminaires | Mid Output | Architectural Flood and Spot Luminaires | Standard | FALSE | [9 empty] | 41688 |  |  | NotYetVerified | XAR*Z06E-*H_ | 3 | 7011.694 | 107.0488 | 65.5 | 20 | 0.9 | 5700 | 70
P00000OZF | Cree Inc. | Cree | FLD-EDG-70-xx-06-E-xx-xx-350-xxxx | Outdoor Luminaires | Mid Output | Architectural Flood and Spot Luminaires | Standard | FALSE | [9 empty] | 41688 |  |  | NotYetVerified | XAL*Z06E-*H_ | 3 | 7011.694 | 107.0488 | 65.5 | 20 | 0.9 | 5700 | 70
P00000P5Z | Cree Inc. | Cree | FLD-EDR-SN-xx-04-E-xx-xx-525-xxxx | Outdoor Luminaires | Mid Output | Architectural Flood and Spot Luminaires | Standard | FALSE | [9 empty] | 41688 |  |  | NotYetVerified | XAR*X04E-*C_ | 3 | 6700.5454 | 96.4107 | 69.5 | 20 | 0.9 | 5700 | 70
P00000P1N | Cree Inc. | Cree | FLD-EDG-SN-xx-04-E-xx-xx-525-xxxx | Outdoor Luminaires | Mid Output | Architectural Flood and Spot Luminaires | Standard | FALSE | [9 empty] | 41688 |  |  | NotYetVerified | XAL*X04E-*C_ | 3 | 6700.5454 | 96.4107 | 69.5 | 20 | 0.9 | 5700 | 70
P00000P4N | Cree Inc. | Cree | FLD-EDR-70-xx-04-E-xx-xx-525-xxxx | Outdoor Luminaires | Mid Output | Architectural Flood and Spot Luminaires | Standard | FALSE | [9 empty] | 41688 |  |  | NotYetVerified | XAR*Z04E-*C_ | 3 | 6619.816 | 95.2491 | 69.5 | 20 | 0.9 | 5700 | 70
P00000OZB | Cree Inc. | Cree | FLD-EDG-70-xx-04-E-xx-xx-525-xxxx | Outdoor Luminaires | Mid Output | Architectural Flood and Spot Luminaires | Standard | FALSE | [9 empty] | 41688 |  |  | NotYetVerified | XAL*Z04E-*C_ | 3 | 6619.816 | 95.2491 | 69.5 | 20 | 0.9 | 5700 | 70
P00000P3X | Cree Inc. | Cree | FLD-EDR-40-xx-04-E-xx-xx-350-xxxx | Outdoor Luminaires | Mid Output | Architectural Flood and Spot Luminaires | Standard | FALSE | [9 empty] | 41688 |  |  | NotYetVerified | XAR*D04E-*H_ | 3 | 5189.751 | 112.8207 | 46 | 20 | 0.9 | 5700 | 70
P00000OY5 | Cree Inc. | Cree | FLD-EDG-40-xx-04-E-xx-xx-350-xxxx | Outdoor Luminaires | Mid Output | Architectural Flood and Spot Luminaires | Standard | FALSE | [9 empty] | 41688 |  |  | NotYetVerified | XAL*D04E-*H_ | 3 | 5189.751 | 112.8207 | 46 | 20 | 0.9 | 5700 | 70
P00000P5X | Cree Inc. | Cree | FLD-EDR-SN-xx-04-E-xx-xx-350-xxxx | Outdoor Luminaires | Low Output | Architectural Flood and Spot Luminaires | Standard | FALSE | [9 empty] | 41688 |  |  | NotYetVerified | XAR*X04E-*H_ | 3 | 4786.1035 | 104.0457 | 46 | 20 | 0.9 | 5700 | 70
P00000P1L | Cree Inc. | Cree | FLD-EDG-SN-xx-04-E-xx-xx-350-xxxx | Outdoor Luminaires | Low Output | Architectural Flood and Spot Luminaires | Standard | FALSE | [9 empty] | 41688 |  |  | NotYetVerified | XAL*X04E-*H_ | 3 | 4786.1035 | 104.0457 | 46 | 20 | 0.9 | 5700 | 70
P00000P4L | Cree Inc. | Cree | FLD-EDR-70-xx-04-E-xx-xx-350-xxxx | Outdoor Luminaires | Low Output | Architectural Flood and Spot Luminaires | Standard | FALSE | [9 empty] | 41688 |  |  | NotYetVerified | XAR*Z04E-*H_ | 3 | 4728.44 | 102.7922 | 46 | 20 | 0.9 | 5700 | 70
P00000OZ9 | Cree Inc. | Cree | FLD-EDG-70-xx-04-E-xx-xx-350-xxxx | Outdoor Luminaires | Low Output | Architectural Flood and Spot Luminaires | Standard | FALSE | [9 empty] | 41688 |  |  | NotYetVerified | XAL*Z04E-*H_ | 3 | 4728.44 | 102.7922 | 46 | 20 | 0.9 | 5700 | 70
P00000OY3 | Cree Inc. | Cree | FLD-EDG-40-xx-02-E-xx-xx-700-xxxx | Outdoor Luminaires | Low Output | Architectural Flood and Spot Luminaires | Standard | FALSE | [9 empty] | 41688 |  |  | NotYetVerified | XAL*D02E-*D_ | 3 | 4437.2373 | 89.6411 | 49.5 | 20 | 0.9 | 5700 | 70
P00000P1J | Cree Inc. | Cree | FLD-EDG-SN-xx-02-E-xx-xx-700-xxxx | Outdoor Luminaires | Low Output | Architectural Flood and Spot Luminaires | Standard | FALSE | [9 empty] | 41688 |  |  | NotYetVerified | XAL*X02E-*D_ | 3 | 4092.1187 | 82.6691 | 49.5 | 20 | 0.9 | 5700 | 70
P00000OZ7 | Cree Inc. | Cree | FLD-EDG-70-xx-02-E-xx-xx-700-xxxx | Outdoor Luminaires | Low Output | Architectural Flood and Spot Luminaires | Standard | FALSE | [9 empty] | 41688 |  |  | NotYetVerified | XAL*Z02E-*D_ | 3 | 4042.816 | 81.6731 | 49.5 | 20 | 0.9 | 5700 | 70
P00000OY1 | Cree Inc. | Cree | FLD-EDG-40-xx-02-E-xx-xx-525-xxxx | Outdoor Luminaires | Low Output | Architectural Flood and Spot Luminaires | Standard | FALSE | [9 empty] | 41688 |  |  | NotYetVerified | XAL*D02E-*C_ | 3 | 3632.8257 | 96.8753 | 37.5 | 20 | 0.9 | 5700 | 70
P00000P1H | Cree Inc. | Cree | FLD-EDG-SN-xx-02-E-xx-xx-525-xxxx | Outdoor Luminaires | Low Output | Architectural Flood and Spot Luminaires | Standard | FALSE | [9 empty] | 41688 |  |  | NotYetVerified | XAL*X02E-*C_ | 3 | 3350.2727 | 89.3406 | 37.5 | 20 | 0.9 | 5700 | 70
P00000OZ6 | Cree Inc. | Cree | FLD-EDG-70-xx-02-E-xx-xx-525-xxxx | Outdoor Luminaires | Low Output | Architectural Flood and Spot Luminaires | Standard | FALSE | [9 empty] | 41688 |  |  | NotYetVerified | XAL*Z02E-*C_ | 3 | 3309.908 | 88.2642 | 37.5 | 20 | 0.9 | 5700 | 70
P00000OXZ | Cree Inc. | Cree | FLD-EDG-40-xx-02-E-xx-xx-350-xxxx | Outdoor Luminaires | Low Output | Architectural Flood and Spot Luminaires | Standard | FALSE | [9 empty] | 41688 |  |  | NotYetVerified | XAL*D02E-*H_ | 3 | 2594.8755 | 101.7598 | 25.5 | 20 | 0.9 | 5700 | 70
P00000P1F | Cree Inc. | Cree | FLD-EDG-SN-xx-02-E-xx-xx-350-xxxx | Outdoor Luminaires | Low Output | Architectural Flood and Spot Luminaires | Standard | FALSE | [9 empty] | 41688 |  |  | NotYetVerified | XAL*X02E-*H_ | 3 | 2393.0518 | 93.8452 | 25.5 | 20 | 0.9 | 5700 | 70
P00000OZ4 | Cree Inc. | Cree | FLD-EDG-70-xx-02-E-xx-xx-350-xxxx | Outdoor Luminaires | Low Output | Architectural Flood and Spot Luminaires | Standard | FALSE | [9 empty] | 41688 |  |  | NotYetVerified | XAL*Z02E-*H_ | 3 | 2364.22 | 92.7145 | 25.5 | 20 | 0.9 | 5700 | 70
P00000OYZ | Cree Inc. | Cree | FLD-EDG-40-xx-16-E-xx-xx-525-xxxx | Outdoor Luminaires | High Output | Architectural Flood and Spot Luminaires | Standard | FALSE | [9 empty] | 41688 |  |  | NotYetVerified | XAL*D16E-*C_ | 3 | 28480.455 | 108.497 | 262.5 | 20 | 0.9 | 5700 | 70
P00000P2J | Cree Inc. | Cree | FLD-EDG-SN-xx-24-E-xx-xx-350-xxxx | Outdoor Luminaires | High Output | Architectural Flood and Spot Luminaires | Standard | FALSE | [9 empty] | 41688 |  |  | NotYetVerified | XAL*X24E-*H_ | 3 | 28141.402 | 108.0284 | 260.5 | 20 | 0.9 | 5700 | 70
P00000P07 | Cree Inc. | Cree | FLD-EDG-70-xx-24-E-xx-xx-350-xxxx | Outdoor Luminaires | High Output | Architectural Flood and Spot Luminaires | Standard | FALSE | [9 empty] | 41688 |  |  | NotYetVerified | XAL*Z24E-*H_ | 3 | 27802.35 | 106.7269 | 260.5 | 20 | 0.9 | 5700 | 70
P00000P2F | Cree Inc. | Cree | FLD-EDG-SN-xx-16-E-xx-xx-525-xxxx | Outdoor Luminaires | High Output | Architectural Flood and Spot Luminaires | Standard | FALSE | [9 empty] | 41688 |  |  | NotYetVerified | XAL*X16E-*C_ | 3 | 26265.309 | 100.0583 | 262.5 | 20 | 0.9 | 5700 | 70
P00000P03 | Cree Inc. | Cree | FLD-EDG-70-xx-16-E-xx-xx-525-xxxx | Outdoor Luminaires | High Output | Architectural Flood and Spot Luminaires | Standard | FALSE | [9 empty] | 41688 |  |  | NotYetVerified | XAL*Z16E-*C_ | 3 | 25948.86 | 98.8528 | 262.5 | 20 | 0.9 | 5700 | 70
P00000OZ1 | Cree Inc. | Cree | FLD-EDG-40-xx-20-E-xx-xx-350-xxxx | Outdoor Luminaires | High Output | Architectural Flood and Spot Luminaires | Standard | FALSE | [9 empty] | 41688 |  |  | NotYetVerified | XAL*D20E-*H_ | 3 | 25428.979 | 115.8496 | 219.5 | 20 | 0.9 | 5700 | 70
P00000OYV | Cree Inc. | Cree | FLD-EDG-40-xx-14-E-xx-xx-525-xxxx | Outdoor Luminaires | High Output | Architectural Flood and Spot Luminaires | Standard | FALSE | [9 empty] | 41688 |  |  | NotYetVerified | XAL*D14E-*C_ | 3 | 24920.398 | 107.6475 | 231.5 | 20 | 0.9 | 5700 | 70
P00000P2H | Cree Inc. | Cree | FLD-EDG-SN-xx-20-E-xx-xx-350-xxxx | Outdoor Luminaires | High Output | Architectural Flood and Spot Luminaires | Standard | FALSE | [9 empty] | 41688 |  |  | NotYetVerified | XAL*X20E-*H_ | 3 | 23451.168 | 106.839 | 219.5 | 20 | 0.9 | 5700 | 70
P00000P05 | Cree Inc. | Cree | FLD-EDG-70-xx-20-E-xx-xx-350-xxxx | Outdoor Luminaires | High Output | Architectural Flood and Spot Luminaires | Standard | FALSE | [9 empty] | 41688 |  |  | NotYetVerified | XAL*Z20E-*H_ | 3 | 23168.625 | 105.5518 | 219.5 | 20 | 0.9 | 5700 | 70
P00000P2B | Cree Inc. | Cree | FLD-EDG-SN-xx-14-E-xx-xx-525-xxxx | Outdoor Luminaires | High Output | Architectural Flood and Spot Luminaires | Standard | FALSE | [9 empty] | 41688 |  |  | NotYetVerified | XAL*X14E-*C_ | 3 | 22982.145 | 99.2749 | 231.5 | 20 | 0.9 | 5700 | 70
P00000OZZ | Cree Inc. | Cree | FLD-EDG-70-xx-14-E-xx-xx-525-xxxx | Outdoor Luminaires | High Output | Architectural Flood and Spot Luminaires | Standard | FALSE | [9 empty] | 41688 |  |  | NotYetVerified | XAL*Z14E-*C_ | 3 | 22705.252 | 98.0788 | 231.5 | 20 | 0.9 | 5700 | 70
P00000P4J | Cree Inc. | Cree | FLD-EDR-40-xx-12-E-xx-xx-525-xxxx | Outdoor Luminaires | High Output | Architectural Flood and Spot Luminaires | Standard | FALSE | [9 empty] | 41688 |  |  | NotYetVerified | XAR*D12E-*C_ | 3 | 21496.49 | 106.6823 | 201.5 | 20 | 0.9 | 5700 | 70
P00000OYR | Cree Inc. | Cree | FLD-EDG-40-xx-12-E-xx-xx-525-xxxx | Outdoor Luminaires | High Output | Architectural Flood and Spot Luminaires | Standard | FALSE | [9 empty] | 41688 |  |  | NotYetVerified | XAL*D12E-*C_ | 3 | 21496.49 | 106.6823 | 201.5 | 20 | 0.9 | 5700 | 70
P00000OYX | Cree Inc. | Cree | FLD-EDG-40-xx-16-E-xx-xx-350-xxxx | Outdoor Luminaires | High Output | Architectural Flood and Spot Luminaires | Standard | FALSE | [9 empty] | 41688 |  |  | NotYetVerified | XAL*D16E-*H_ | 3 | 20343.182 | 113.9674 | 178.5 | 20 | 0.9 | 5700 | 70
P00000P6J | Cree Inc. | Cree | FLD-EDR-SN-xx-12-E-xx-xx-525-xxxx | Outdoor Luminaires | High Output | Architectural Flood and Spot Luminaires | Standard | FALSE | [9 empty] | 41688 |  |  | NotYetVerified | XAR*X12E-*C_ | 3 | 19824.541 | 98.3848 | 201.5 | 20 | 0.9 | 5700 | 70
P00000P27 | Cree Inc. | Cree | FLD-EDG-SN-xx-12-E-xx-xx-525-xxxx | Outdoor Luminaires | High Output | Architectural Flood and Spot Luminaires | Standard | FALSE | [9 empty] | 41688 |  |  | NotYetVerified | XAL*X12E-*C_ | 3 | 19824.541 | 98.3848 | 201.5 | 20 | 0.9 | 5700 | 70
P00000P57 | Cree Inc. | Cree | FLD-EDR-70-xx-12-E-xx-xx-525-xxxx | Outdoor Luminaires | High Output | Architectural Flood and Spot Luminaires | Standard | FALSE | [9 empty] | 41688 |  |  | NotYetVerified | XAR*Z12E-*C_ | 3 | 19585.691 | 97.1995 | 201.5 | 20 | 0.9 | 5700 | 70
P00000OZV | Cree Inc. | Cree | FLD-EDG-70-xx-12-E-xx-xx-525-xxxx | Outdoor Luminaires | High Output | Architectural Flood and Spot Luminaires | Standard | FALSE | [9 empty] | 41688 |  |  | NotYetVerified | XAL*Z12E-*C_ | 3 | 19585.691 | 97.1995 | 201.5 | 20 | 0.9 | 5700 | 70
P00000P2D | Cree Inc. | Cree | FLD-EDG-SN-xx-16-E-xx-xx-350-xxxx | Outdoor Luminaires | High Output | Architectural Flood and Spot Luminaires | Standard | FALSE | [9 empty] | 41688 |  |  | NotYetVerified | XAL*X16E-*H_ | 3 | 18760.936 | 105.1033 | 178.5 | 20 | 0.9 | 5700 | 70
P00000P01 | Cree Inc. | Cree | FLD-EDG-70-xx-16-E-xx-xx-350-xxxx | Outdoor Luminaires | High Output | Architectural Flood and Spot Luminaires | Standard | FALSE | [9 empty] | 41688 |  |  | NotYetVerified | XAL*Z16E-*H_ | 3 | 18534.9 | 103.837 | 178.5 | 20 | 0.9 | 5700 | 70
P00000P4F | Cree Inc. | Cree | FLD-EDR-40-xx-10-E-xx-xx-525-xxxx | Outdoor Luminaires | High Output | Architectural Flood and Spot Luminaires | Standard | FALSE | [9 empty] | 41688 |  |  | NotYetVerified | XAR*D10E-*C_ | 3 | 17913.742 | 105.0659 | 170.5 | 20 | 0.9 | 5700 | 70
P00000OYN | Cree Inc. | Cree | FLD-EDG-40-xx-10-E-xx-xx-525-xxxx | Outdoor Luminaires | High Output | Architectural Flood and Spot Luminaires | Standard | FALSE | [9 empty] | 41688 |  |  | NotYetVerified | XAL*D10E-*C_ | 3 | 17913.742 | 105.0659 | 170.5 | 20 | 0.9 | 5700 | 70
P00000OYT | Cree Inc. | Cree | FLD-EDG-40-xx-14-E-xx-xx-350-xxxx | Outdoor Luminaires | High Output | Architectural Flood and Spot Luminaires | Standard | FALSE | [9 empty] | 41688 |  |  | NotYetVerified | XAL*D14E-*H_ | 3 | 17800.285 | 113.0177 | 157.5 | 20 | 0.9 | 5700 | 70
P00000P6F | Cree Inc. | Cree | FLD-EDR-SN-xx-10-E-xx-xx-525-xxxx | Outdoor Luminaires | High Output | Architectural Flood and Spot Luminaires | Standard | FALSE | [9 empty] | 41688 |  |  | NotYetVerified | XAR*X10E-*C_ | 3 | 16520.451 | 96.8941 | 170.5 | 20 | 0.9 | 5700 | 70
P00000P23 | Cree Inc. | Cree | FLD-EDG-SN-xx-10-E-xx-xx-525-xxxx | Outdoor Luminaires | High Output | Architectural Flood and Spot Luminaires | Standard | FALSE | [9 empty] | 41688 |  |  | NotYetVerified | XAL*X10E-*C_ | 3 | 16520.451 | 96.8941 | 170.5 | 20 | 0.9 | 5700 | 70
P00000P29 | Cree Inc. | Cree | FLD-EDG-SN-xx-14-E-xx-xx-350-xxxx | Outdoor Luminaires | High Output | Architectural Flood and Spot Luminaires | Standard | FALSE | [9 empty] | 41688 |  |  | NotYetVerified | XAL*X14E-*H_ | 3 | 16415.818 | 104.2274 | 157.5 | 20 | 0.9 | 5700 | 70
P00000P53 | Cree Inc. | Cree | FLD-EDR-70-xx-10-E-xx-xx-525-xxxx | Outdoor Luminaires | High Output | Architectural Flood and Spot Luminaires | Standard | FALSE | [9 empty] | 41688 |  |  | NotYetVerified | XAR*Z10E-*C_ | 3 | 16321.409 | 95.7267 | 170.5 | 20 | 0.9 | 5700 | 70
P00000OZR | Cree Inc. | Cree | FLD-EDG-70-xx-10-E-xx-xx-525-xxxx | Outdoor Luminaires | High Output | Architectural Flood and Spot Luminaires | Standard | FALSE | [9 empty] | 41688 |  |  | NotYetVerified | XAL*Z10E-*C_ | 3 | 16321.409 | 95.7267 | 170.5 | 20 | 0.9 | 5700 | 70
P00000OZX | Cree Inc. | Cree | FLD-EDG-70-xx-14-E-xx-xx-350-xxxx | Outdoor Luminaires | High Output | Architectural Flood and Spot Luminaires | Standard | FALSE | [9 empty] | 41688 |  |  | NotYetVerified | XAL*Z14E-*H_ | 3 | 16218.037 | 102.9717 | 157.5 | 20 | 0.9 | 5700 | 70
P00000P4H | Cree Inc. | Cree | FLD-EDR-40-xx-12-E-xx-xx-350-xxxx | Outdoor Luminaires | High Output | Architectural Flood and Spot Luminaires | Standard | FALSE | [9 empty] | 41688 |  |  | NotYetVerified | XAR*D12E-*H_ | 3 | 15354.636 | 118.1126 | 130 | 20 | 0.9 | 5700 | 70
P00000OYP | Cree Inc. | Cree | FLD-EDG-40-xx-12-E-xx-xx-350-xxxx | Outdoor Luminaires | High Output | Architectural Flood and Spot Luminaires | Standard | FALSE | [9 empty] | 41688 |  |  | NotYetVerified | XAL*D12E-*H_ | 3 | 15354.636 | 118.1126 | 130 | 20 | 0.9 | 5700 | 70
P00000P4B | Cree Inc. | Cree | FLD-EDR-40-xx-08-E-xx-xx-525-xxxx | Outdoor Luminaires | High Output | Architectural Flood and Spot Luminaires | Standard | FALSE | [9 empty] | 41688 |  |  | NotYetVerified | XAR*D08E-*C_ | 3 | 14365.421 | 108.0107 | 133 | 20 | 0.9 | 5700 | 70
P00000OYJ | Cree Inc. | Cree | FLD-EDG-40-xx-08-E-xx-xx-525-xxxx | Outdoor Luminaires | High Output | Architectural Flood and Spot Luminaires | Standard | FALSE | [9 empty] | 41688 |  |  | NotYetVerified | XAL*D08E-*C_ | 3 | 14365.421 | 108.0107 | 133 | 20 | 0.9 | 5700 | 70
P00000P6H | Cree Inc. | Cree | FLD-EDR-SN-xx-12-E-xx-xx-350-xxxx | Outdoor Luminaires | High Output | Architectural Flood and Spot Luminaires | Standard | FALSE | [9 empty] | 41688 |  |  | NotYetVerified | XAR*X12E-*H_ | 3 | 14160.386 | 108.9261 | 130 | 20 | 0.9 | 5700 | 70
P00000P25 | Cree Inc. | Cree | FLD-EDG-SN-xx-12-E-xx-xx-350-xxxx | Outdoor Luminaires | High Output | Architectural Flood and Spot Luminaires | Standard | FALSE | [9 empty] | 41688 |  |  | NotYetVerified | XAL*X12E-*H_ | 3 | 14160.386 | 108.9261 | 130 | 20 | 0.9 | 5700 | 70
P00000P55 | Cree Inc. | Cree | FLD-EDR-70-xx-12-E-xx-xx-350-xxxx | Outdoor Luminaires | High Output | Architectural Flood and Spot Luminaires | Standard | FALSE | [9 empty] | 41688 |  |  | NotYetVerified | XAR*Z12E-*H_ | 3 | 13989.779 | 107.6137 | 130 | 20 | 0.9 | 5700 | 70
P00000OZT | Cree Inc. | Cree | FLD-EDG-70-xx-12-E-xx-xx-350-xxxx | Outdoor Luminaires | High Output | Architectural Flood and Spot Luminaires | Standard | FALSE | [9 empty] | 41688 |  |  | NotYetVerified | XAL*Z12E-*H_ | 3 | 13989.779 | 107.6137 | 130 | 20 | 0.9 | 5700 | 70
P00000P6B | Cree Inc. | Cree | FLD-EDR-SN-xx-08-E-xx-xx-525-xxxx | Outdoor Luminaires | High Output | Architectural Flood and Spot Luminaires | Standard | FALSE | [9 empty] | 41688 |  |  | NotYetVerified | XAR*X08E-*C_ | 3 | 13248.11 | 99.6099 | 133 | 20 | 0.9 | 5700 | 70
P00000P1Z | Cree Inc. | Cree | FLD-EDG-SN-xx-08-E-xx-xx-525-xxxx | Outdoor Luminaires | High Output | Architectural Flood and Spot Luminaires | Standard | FALSE | [9 empty] | 41688 |  |  | NotYetVerified | XAL*X08E-*C_ | 3 | 13248.11 | 99.6099 | 133 | 20 | 0.9 | 5700 | 70
P00000P47 | Cree Inc. | Cree | FLD-EDR-40-xx-06-E-xx-xx-700-xxxx | Outdoor Luminaires | High Output | Architectural Flood and Spot Luminaires | Standard | FALSE | [9 empty] | 41688 |  |  | NotYetVerified | XAR*D06E-*D_ | 3 | 13159.752 | 98.2071 | 134 | 20 | 0.9 | 5700 | 70
P00000OYF | Cree Inc. | Cree | FLD-EDG-40-xx-06-E-xx-xx-700-xxxx | Outdoor Luminaires | High Output | Architectural Flood and Spot Luminaires | Standard | FALSE | [9 empty] | 41688 |  |  | NotYetVerified | XAL*D06E-*D_ | 3 | 13159.752 | 98.2071 | 134 | 20 | 0.9 | 5700 | 70
P00000P4Z | Cree Inc. | Cree | FLD-EDR-70-xx-08-E-xx-xx-525-xxxx | Outdoor Luminaires | High Output | Architectural Flood and Spot Luminaires | Standard | FALSE | [9 empty] | 41688 |  |  | NotYetVerified | XAR*Z08E-*C_ | 3 | 13088.495 | 98.4097 | 133 | 20 | 0.9 | 5700 | 70
P00000OZN | Cree Inc. | Cree | FLD-EDG-70-xx-08-E-xx-xx-525-xxxx | Outdoor Luminaires | High Output | Architectural Flood and Spot Luminaires | Standard | FALSE | [9 empty] | 41688 |  |  | NotYetVerified | XAL*Z08E-*C_ | 3 | 13088.495 | 98.4097 | 133 | 20 | 0.9 | 5700 | 70
P00000P4D | Cree Inc. | Cree | FLD-EDR-40-xx-10-E-xx-xx-350-xxxx | Outdoor Luminaires | High Output | Architectural Flood and Spot Luminaires | Standard | FALSE | [9 empty] | 41688 |  |  | NotYetVerified | XAR*D10E-*H_ | 3 | 12795.529 | 116.8542 | 109.5 | 20 | 0.9 | 5700 | 70
P00000OYL | Cree Inc. | Cree | FLD-EDG-40-xx-10-E-xx-xx-350-xxxx | Outdoor Luminaires | High Output | Architectural Flood and Spot Luminaires | Standard | FALSE | [9 empty] | 41688 |  |  | NotYetVerified | XAL*D10E-*H_ | 3 | 12795.529 | 116.8542 | 109.5 | 20 | 0.9 | 5700 | 70
P00000P67 | Cree Inc. | Cree | FLD-EDR-SN-xx-06-E-xx-xx-700-xxxx | Outdoor Luminaires | High Output | Architectural Flood and Spot Luminaires | Standard | FALSE | [9 empty] | 41688 |  |  | NotYetVerified | XAR*X06E-*D_ | 3 | 12136.216 | 90.5688 | 134 | 20 | 0.9 | 5700 | 70
P00000P1V | Cree Inc. | Cree | FLD-EDG-SN-xx-06-E-xx-xx-700-xxxx | Outdoor Luminaires | High Output | Architectural Flood and Spot Luminaires | Standard | FALSE | [9 empty] | 41688 |  |  | NotYetVerified | XAL*X06E-*D_ | 3 | 12136.216 | 90.5688 | 134 | 20 | 0.9 | 5700 | 70
P00000P4V | Cree Inc. | Cree | FLD-EDR-70-xx-06-E-xx-xx-700-xxxx | Outdoor Luminaires | High Output | Architectural Flood and Spot Luminaires | Standard | FALSE | [9 empty] | 41688 |  |  | NotYetVerified | XAR*Z06E-*D_ | 3 | 11989.996 | 89.4776 | 134 | 20 | 0.9 | 5700 | 70
P00000OZJ | Cree Inc. | Cree | FLD-EDG-70-xx-06-E-xx-xx-700-xxxx | Outdoor Luminaires | High Output | Architectural Flood and Spot Luminaires | Standard | FALSE | [9 empty] | 41688 |  |  | NotYetVerified | XAL*Z06E-*D_ | 3 | 11989.996 | 89.4776 | 134 | 20 | 0.9 | 5700 | 70
P00000P6D | Cree Inc. | Cree | FLD-EDR-SN-xx-10-E-xx-xx-350-xxxx | Outdoor Luminaires | High Output | Architectural Flood and Spot Luminaires | Standard | FALSE | [9 empty] | 41688 |  |  | NotYetVerified | XAR*X10E-*H_ | 3 | 11800.321 | 107.7655 | 109.5 | 20 | 0.9 | 5700 | 70
P00000P21 | Cree Inc. | Cree | FLD-EDG-SN-xx-10-E-xx-xx-350-xxxx | Outdoor Luminaires | High Output | Architectural Flood and Spot Luminaires | Standard | FALSE | [9 empty] | 41688 |  |  | NotYetVerified | XAL*X10E-*H_ | 3 | 11800.321 | 107.7655 | 109.5 | 20 | 0.9 | 5700 | 70
P00000P51 | Cree Inc. | Cree | FLD-EDR-70-xx-10-E-xx-xx-350-xxxx | Outdoor Luminaires | High Output | Architectural Flood and Spot Luminaires | Standard | FALSE | [9 empty] | 41688 |  |  | NotYetVerified | XAR*Z10E-*H_ | 3 | 11658.149 | 106.4671 | 109.5 | 20 | 0.9 | 5700 | 70
P00000OZP | Cree Inc. | Cree | FLD-EDG-70-xx-10-E-xx-xx-350-xxxx | Outdoor Luminaires | High Output | Architectural Flood and Spot Luminaires | Standard | FALSE | [9 empty] | 41688 |  |  | NotYetVerified | XAL*Z10E-*H_ | 3 | 11658.149 | 106.4671 | 109.5 | 20 | 0.9 | 5700 | 70
P00000P45 | Cree Inc. | Cree | FLD-EDR-40-xx-06-E-xx-xx-525-xxxx | Outdoor Luminaires | High Output | Architectural Flood and Spot Luminaires | Standard | FALSE | [9 empty] | 41688 |  |  | NotYetVerified | XAR*D06E-*C_ | 3 | 10774.066 | 106.6739 | 101 | 20 | 0.9 | 5700 | 70
P00000OYD | Cree Inc. | Cree | FLD-EDG-40-xx-06-E-xx-xx-525-xxxx | Outdoor Luminaires | High Output | Architectural Flood and Spot Luminaires | Standard | FALSE | [9 empty] | 41688 |  |  | NotYetVerified | XAL*D06E-*C_ | 3 | 10774.066 | 106.6739 | 101 | 20 | 0.9 | 5700 | 70
P00000P49 | Cree Inc. | Cree | FLD-EDR-40-xx-08-E-xx-xx-350-xxxx | Outdoor Luminaires | High Output | Architectural Flood and Spot Luminaires | Standard | FALSE | [9 empty] | 41688 |  |  | NotYetVerified | XAR*D08E-*H_ | 3 | 10261.016 | 114.6482 | 89.5 | 20 | 0.9 | 5700 | 70
P00000OYH | Cree Inc. | Cree | FLD-EDG-40-xx-08-E-xx-xx-350-xxxx | Outdoor Luminaires | High Output | Architectural Flood and Spot Luminaires | Standard | FALSE | [9 empty] | 41688 |  |  | NotYetVerified | XAL*D08E-*H_ | 3 | 10261.016 | 114.6482 | 89.5 | 20 | 0.9 | 5700 | 70
P00000P3D | Cree Inc. | Cree | FLD-EDR-25-xx-04-E-xx-xx-700-xxxx | Outdoor Luminaires | Mid Output | Architectural Flood and Spot Luminaires | Standard | FALSE | [9 empty] | 41688 |  |  | NotYetVerified | XAR*C04E-*D_ | 3 | 9071.685 | 98.6053 | 92 | 20 | 0.9 | 5700 | 70
P00000OX3 | Cree Inc. | Cree | FLD-EDG-25-xx-04-E-xx-xx-700-xxxx | Outdoor Luminaires | Mid Output | Architectural Flood and Spot Luminaires | Standard | FALSE | [9 empty] | 41688 |  |  | NotYetVerified | XAL*C04E-*D_ | 3 | 9071.685 | 98.6053 | 92 | 20 | 0.9 | 5700 | 70
P00000P3F | Cree Inc. | Cree | FLD-EDR-25-xx-06-E-xx-xx-350-xxxx | Outdoor Luminaires | Mid Output | Architectural Flood and Spot Luminaires | Standard | FALSE | [9 empty] | 41688 |  |  | NotYetVerified | XAR*C06E-*H_ | 3 | 7866.7783 | 120.1035 | 65.5 | 20 | 0.9 | 5700 | 70
P00000OX5 | Cree Inc. | Cree | FLD-EDG-25-xx-06-E-xx-xx-350-xxxx | Outdoor Luminaires | Mid Output | Architectural Flood and Spot Luminaires | Standard | FALSE | [9 empty] | 41688 |  |  | NotYetVerified | XAL*C06E-*H_ | 3 | 7866.7783 | 120.1035 | 65.5 | 20 | 0.9 | 5700 | 70
P00000P3B | Cree Inc. | Cree | FLD-EDR-25-xx-04-E-xx-xx-525-xxxx | Outdoor Luminaires | Mid Output | Architectural Flood and Spot Luminaires | Standard | FALSE | [9 empty] | 41688 |  |  | NotYetVerified | XAR*C04E-*C_ | 3 | 7427.1104 | 106.8649 | 69.5 | 20 | 0.9 | 5700 | 70
P00000OX1 | Cree Inc. | Cree | FLD-EDG-25-xx-04-E-xx-xx-525-xxxx | Outdoor Luminaires | Mid Output | Architectural Flood and Spot Luminaires | Standard | FALSE | [9 empty] | 41688 |  |  | NotYetVerified | XAL*C04E-*C_ | 3 | 7427.1104 | 106.8649 | 69.5 | 20 | 0.9 | 5700 | 70
P00000P39 | Cree Inc. | Cree | FLD-EDR-25-xx-04-E-xx-xx-350-xxxx | Outdoor Luminaires | Mid Output | Architectural Flood and Spot Luminaires | Standard | FALSE | [9 empty] | 41688 |  |  | NotYetVerified | XAR*C04E-*H_ | 3 | 5305.0786 | 115.3278 | 46 | 20 | 0.9 | 5700 | 70
P00000OWZ | Cree Inc. | Cree | FLD-EDG-25-xx-04-E-xx-xx-350-xxxx | Outdoor Luminaires | Mid Output | Architectural Flood and Spot Luminaires | Standard | FALSE | [9 empty] | 41688 |  |  | NotYetVerified | XAL*C04E-*H_ | 3 | 5305.0786 | 115.3278 | 46 | 20 | 0.9 | 5700 | 70
P00000OWX | Cree Inc. | Cree | FLD-EDG-25-xx-02-E-xx-xx-700-xxxx | Outdoor Luminaires | Low Output | Architectural Flood and Spot Luminaires | Standard | FALSE | [9 empty] | 41688 |  |  | NotYetVerified | XAL*C02E-*D_ | 3 | 4535.8423 | 91.6332 | 49.5 | 20 | 0.9 | 5700 | 70
P00000OWV | Cree Inc. | Cree | FLD-EDG-25-xx-02-E-xx-xx-525-xxxx | Outdoor Luminaires | Low Output | Architectural Flood and Spot Luminaires | Standard | FALSE | [9 empty] | 41688 |  |  | NotYetVerified | XAL*C02E-*C_ | 3 | 3713.5552 | 99.0281 | 37.5 | 20 | 0.9 | 5700 | 70
P00000OWT | Cree Inc. | Cree | FLD-EDG-25-xx-02-E-xx-xx-350-xxxx | Outdoor Luminaires | Low Output | Architectural Flood and Spot Luminaires | Standard | FALSE | [9 empty] | 41688 |  |  | NotYetVerified | XAL*C02E-*H_ | 3 | 2652.5393 | 104.0212 | 25.5 | 20 | 0.9 | 5700 | 70
P00000OXT | Cree Inc. | Cree | FLD-EDG-25-xx-16-E-xx-xx-525-xxxx | Outdoor Luminaires | High Output | Architectural Flood and Spot Luminaires | Standard | FALSE | [9 empty] | 41688 |  |  | NotYetVerified | XAL*C16E-*C_ | 3 | 29113.354 | 110.908 | 262.5 | 20 | 0.9 | 5700 | 70
P00000OXV | Cree Inc. | Cree | FLD-EDG-25-xx-20-E-xx-xx-350-xxxx | Outdoor Luminaires | High Output | Architectural Flood and Spot Luminaires | Standard | FALSE | [9 empty] | 41688 |  |  | NotYetVerified | XAL*C20E-*H_ | 3 | 25994.066 | 118.424 | 219.5 | 20 | 0.9 | 5700 | 70
P00000OXP | Cree Inc. | Cree | FLD-EDG-25-xx-14-E-xx-xx-525-xxxx | Outdoor Luminaires | High Output | Architectural Flood and Spot Luminaires | Standard | FALSE | [9 empty] | 41688 |  |  | NotYetVerified | XAL*C14E-*C_ | 3 | 25474.186 | 110.0397 | 231.5 | 20 | 0.9 | 5700 | 70
P00000P3V | Cree Inc. | Cree | FLD-EDR-25-xx-12-E-xx-xx-525-xxxx | Outdoor Luminaires | High Output | Architectural Flood and Spot Luminaires | Standard | FALSE | [9 empty] | 41688 |  |  | NotYetVerified | XAR*C12E-*C_ | 3 | 21974.19 | 109.053 | 201.5 | 20 | 0.9 | 5700 | 70
P00000OXL | Cree Inc. | Cree | FLD-EDG-25-xx-12-E-xx-xx-525-xxxx | Outdoor Luminaires | High Output | Architectural Flood and Spot Luminaires | Standard | FALSE | [9 empty] | 41688 |  |  | NotYetVerified | XAL*C12E-*C_ | 3 | 21974.19 | 109.053 | 201.5 | 20 | 0.9 | 5700 | 70
P00000OXR | Cree Inc. | Cree | FLD-EDG-25-xx-16-E-xx-xx-350-xxxx | Outdoor Luminaires | High Output | Architectural Flood and Spot Luminaires | Standard | FALSE | [9 empty] | 41688 |  |  | NotYetVerified | XAL*C16E-*H_ | 3 | 20795.254 | 116.5 | 178.5 | 20 | 0.9 | 5700 | 70
P00000P3R | Cree Inc. | Cree | FLD-EDR-25-xx-10-E-xx-xx-525-xxxx | Outdoor Luminaires | High Output | Architectural Flood and Spot Luminaires | Standard | FALSE | [9 empty] | 41688 |  |  | NotYetVerified | XAR*C10E-*C_ | 3 | 18311.824 | 107.4007 | 170.5 | 20 | 0.9 | 5700 | 70
P00000OXH | Cree Inc. | Cree | FLD-EDG-25-xx-10-E-xx-xx-525-xxxx | Outdoor Luminaires | High Output | Architectural Flood and Spot Luminaires | Standard | FALSE | [9 empty] | 41688 |  |  | NotYetVerified | XAL*C10E-*C_ | 3 | 18311.824 | 107.4007 | 170.5 | 20 | 0.9 | 5700 | 70
P00000OXN | Cree Inc. | Cree | FLD-EDG-25-xx-14-E-xx-xx-350-xxxx | Outdoor Luminaires | High Output | Architectural Flood and Spot Luminaires | Standard | FALSE | [9 empty] | 41688 |  |  | NotYetVerified | XAL*C14E-*H_ | 3 | 18195.846 | 115.5292 | 157.5 | 20 | 0.9 | 5700 | 70
P00000P3T | Cree Inc. | Cree | FLD-EDR-25-xx-12-E-xx-xx-350-xxxx | Outdoor Luminaires | High Output | Architectural Flood and Spot Luminaires | Standard | FALSE | [9 empty] | 41688 |  |  | NotYetVerified | XAR*C12E-*H_ | 3 | 15695.85 | 120.7373 | 130 | 20 | 0.9 | 5700 | 70
P00000OXJ | Cree Inc. | Cree | FLD-EDG-25-xx-12-E-xx-xx-350-xxxx | Outdoor Luminaires | High Output | Architectural Flood and Spot Luminaires | Standard | FALSE | [9 empty] | 41688 |  |  | NotYetVerified | XAL*C12E-*H_ | 3 | 15695.85 | 120.7373 | 130 | 20 | 0.9 | 5700 | 70
P00000P3N | Cree Inc. | Cree | FLD-EDR-25-xx-08-E-xx-xx-525-xxxx | Outdoor Luminaires | High Output | Architectural Flood and Spot Luminaires | Standard | FALSE | [9 empty] | 41688 |  |  | NotYetVerified | XAR*C08E-*C_ | 3 | 14684.653 | 110.4109 | 133 | 20 | 0.9 | 5700 | 70
P00000OXD | Cree Inc. | Cree | FLD-EDG-25-xx-08-E-xx-xx-525-xxxx | Outdoor Luminaires | High Output | Architectural Flood and Spot Luminaires | Standard | FALSE | [9 empty] | 41688 |  |  | NotYetVerified | XAL*C08E-*C_ | 3 | 14684.653 | 110.4109 | 133 | 20 | 0.9 | 5700 | 70
P00000P3J | Cree Inc. | Cree | FLD-EDR-25-xx-06-E-xx-xx-700-xxxx | Outdoor Luminaires | High Output | Architectural Flood and Spot Luminaires | Standard | FALSE | [9 empty] | 41688 |  |  | NotYetVerified | XAR*C06E-*D_ | 3 | 13452.191 | 100.3895 | 134 | 20 | 0.9 | 5700 | 70
P00000OX9 | Cree Inc. | Cree | FLD-EDG-25-xx-06-E-xx-xx-700-xxxx | Outdoor Luminaires | High Output | Architectural Flood and Spot Luminaires | Standard | FALSE | [9 empty] | 41688 |  |  | NotYetVerified | XAL*C06E-*D_ | 3 | 13452.191 | 100.3895 | 134 | 20 | 0.9 | 5700 | 70
P00000P3P | Cree Inc. | Cree | FLD-EDR-25-xx-10-E-xx-xx-350-xxxx | Outdoor Luminaires | High Output | Architectural Flood and Spot Luminaires | Standard | FALSE | [9 empty] | 41688 |  |  | NotYetVerified | XAR*C10E-*H_ | 3 | 13079.875 | 119.4509 | 109.5 | 20 | 0.9 | 5700 | 70
P00000OXF | Cree Inc. | Cree | FLD-EDG-25-xx-10-E-xx-xx-350-xxxx | Outdoor Luminaires | High Output | Architectural Flood and Spot Luminaires | Standard | FALSE | [9 empty] | 41688 |  |  | NotYetVerified | XAL*C10E-*H_ | 3 | 13079.875 | 119.4509 | 109.5 | 20 | 0.9 | 5700 | 70
P00000P3H | Cree Inc. | Cree | FLD-EDR-25-xx-06-E-xx-xx-525-xxxx | Outdoor Luminaires | High Output | Architectural Flood and Spot Luminaires | Standard | FALSE | [9 empty] | 41688 |  |  | NotYetVerified | XAR*C06E-*C_ | 3 | 11013.489 | 109.0444 | 101 | 20 | 0.9 | 5700 | 70
P00000OX7 | Cree Inc. | Cree | FLD-EDG-25-xx-06-E-xx-xx-525-xxxx | Outdoor Luminaires | High Output | Architectural Flood and Spot Luminaires | Standard | FALSE | [9 empty] | 41688 |  |  | NotYetVerified | XAL*C06E-*C_ | 3 | 11013.489 | 109.0444 | 101 | 20 | 0.9 | 5700 | 70
P00000P3L | Cree Inc. | Cree | FLD-EDR-25-xx-08-E-xx-xx-350-xxxx | Outdoor Luminaires | High Output | Architectural Flood and Spot Luminaires | Standard | FALSE | [9 empty] | 41688 |  |  | NotYetVerified | XAR*C08E-*H_ | 3 | 10489.038 | 117.1959 | 89.5 | 20 | 0.9 | 5700 | 70
P00000OXB | Cree Inc. | Cree | FLD-EDG-25-xx-08-E-xx-xx-350-xxxx | Outdoor Luminaires | High Output | Architectural Flood and Spot Luminaires | Standard | FALSE | [9 empty] | 41688 |  |  | NotYetVerified | XAL*C08E-*H_ | 3 | 10489.038 | 117.1959 | 89.5 | 20 | 0.9 | 5700 | 70
P00000P2P | Cree Inc. | Cree | FLD-EDR-15-xx-04-E-xx-xx-700-xxxx | Outdoor Luminaires | Mid Output | Architectural Flood and Spot Luminaires | Standard | FALSE | [9 empty] | 41688 |  |  | NotYetVerified | XAR*B04E-*D_ | 3 | 9071.685 | 98.6053 | 92 | 20 | 0.9 | 5700 | 70
P00000OVX | Cree Inc. | Cree | FLD-EDG-15-xx-04-E-xx-xx-700-xxxx | Outdoor Luminaires | Mid Output | Architectural Flood and Spot Luminaires | Standard | FALSE | [9 empty] | 41688 |  |  | NotYetVerified | XAL*B04E-*D_ | 3 | 9071.685 | 98.6053 | 92 | 20 | 0.9 | 5700 | 70
P00000P2R | Cree Inc. | Cree | FLD-EDR-15-xx-06-E-xx-xx-350-xxxx | Outdoor Luminaires | Mid Output | Architectural Flood and Spot Luminaires | Standard | FALSE | [9 empty] | 41688 |  |  | NotYetVerified | XAR*B06E-*H_ | 3 | 7866.7783 | 120.1035 | 65.5 | 20 | 0.9 | 5700 | 70
P00000OVZ | Cree Inc. | Cree | FLD-EDG-15-xx-06-E-xx-xx-350-xxxx | Outdoor Luminaires | Mid Output | Architectural Flood and Spot Luminaires | Standard | FALSE | [9 empty] | 41688 |  |  | NotYetVerified | XAL*B06E-*H_ | 3 | 7866.7783 | 120.1035 | 65.5 | 20 | 0.9 | 5700 | 70
P00000P2N | Cree Inc. | Cree | FLD-EDR-15-xx-04-E-xx-xx-525-xxxx | Outdoor Luminaires | Mid Output | Architectural Flood and Spot Luminaires | Standard | FALSE | [9 empty] | 41688 |  |  | NotYetVerified | XAR*B04E-*C_ | 3 | 7427.1104 | 106.8649 | 69.5 | 20 | 0.9 | 5700 | 70
P00000OVV | Cree Inc. | Cree | FLD-EDG-15-xx-04-E-xx-xx-525-xxxx | Outdoor Luminaires | Mid Output | Architectural Flood and Spot Luminaires | Standard | FALSE | [9 empty] | 41688 |  |  | NotYetVerified | XAL*B04E-*C_ | 3 | 7427.1104 | 106.8649 | 69.5 | 20 | 0.9 | 5700 | 70
P00000P2L | Cree Inc. | Cree | FLD-EDR-15-xx-04-E-xx-xx-350-xxxx | Outdoor Luminaires | Mid Output | Architectural Flood and Spot Luminaires | Standard | FALSE | [9 empty] | 41688 |  |  | NotYetVerified | XAR*B04E-*H_ | 3 | 5305.0786 | 115.3278 | 46 | 20 | 0.9 | 5700 | 70
P00000OVT | Cree Inc. | Cree | FLD-EDG-15-xx-04-E-xx-xx-350-xxxx | Outdoor Luminaires | Mid Output | Architectural Flood and Spot Luminaires | Standard | FALSE | [9 empty] | 41688 |  |  | NotYetVerified | XAL*B04E-*H_ | 3 | 5305.0786 | 115.3278 | 46 | 20 | 0.9 | 5700 | 70
P00000OVR | Cree Inc. | Cree | FLD-EDG-15-xx-02-E-xx-xx-700-xxxx | Outdoor Luminaires | Low Output | Architectural Flood and Spot Luminaires | Standard | FALSE | [9 empty] | 41688 |  |  | NotYetVerified | XAL*B02E-*D_ | 3 | 4535.8423 | 91.6332 | 49.5 | 20 | 0.9 | 5700 | 70
P00000OVP | Cree Inc. | Cree | FLD-EDG-15-xx-02-E-xx-xx-525-xxxx | Outdoor Luminaires | Low Output | Architectural Flood and Spot Luminaires | Standard | FALSE | [9 empty] | 41688 |  |  | NotYetVerified | XAL*B02E-*C_ | 3 | 3713.5552 | 99.0281 | 37.5 | 20 | 0.9 | 5700 | 70
P00000OVN | Cree Inc. | Cree | FLD-EDG-15-xx-02-E-xx-xx-350-xxxx | Outdoor Luminaires | Low Output | Architectural Flood and Spot Luminaires | Standard | FALSE | [9 empty] | 41688 |  |  | NotYetVerified | XAL*B02E-*H_ | 3 | 2652.5393 | 104.0212 | 25.5 | 20 | 0.9 | 5700 | 70
P00000OWN | Cree Inc. | Cree | FLD-EDG-15-xx-16-E-xx-xx-525-xxxx | Outdoor Luminaires | High Output | Architectural Flood and Spot Luminaires | Standard | FALSE | [9 empty] | 41688 |  |  | NotYetVerified | XAL*B16E-*C_ | 3 | 29113.354 | 110.908 | 262.5 | 20 | 0.9 | 5700 | 70
P00000OWP | Cree Inc. | Cree | FLD-EDG-15-xx-20-E-xx-xx-350-xxxx | Outdoor Luminaires | High Output | Architectural Flood and Spot Luminaires | Standard | FALSE | [9 empty] | 41688 |  |  | NotYetVerified | XAL*B20E-*H_ | 3 | 25994.066 | 118.424 | 219.5 | 20 | 0.9 | 5700 | 70
P00000OWJ | Cree Inc. | Cree | FLD-EDG-15-xx-14-E-xx-xx-525-xxxx | Outdoor Luminaires | High Output | Architectural Flood and Spot Luminaires | Standard | FALSE | [9 empty] | 41688 |  |  | NotYetVerified | XAL*B14E-*C_ | 3 | 25474.186 | 110.0397 | 231.5 | 20 | 0.9 | 5700 | 70
P00000P37 | Cree Inc. | Cree | FLD-EDR-15-xx-12-E-xx-xx-525-xxxx | Outdoor Luminaires | High Output | Architectural Flood and Spot Luminaires | Standard | FALSE | [9 empty] | 41688 |  |  | NotYetVerified | XAR*B12E-*C_ | 3 | 21974.19 | 109.053 | 201.5 | 20 | 0.9 | 5700 | 70
P00000OWF | Cree Inc. | Cree | FLD-EDG-15-xx-12-E-xx-xx-525-xxxx | Outdoor Luminaires | High Output | Architectural Flood and Spot Luminaires | Standard | FALSE | [9 empty] | 41688 |  |  | NotYetVerified | XAL*B12E-*C_ | 3 | 21974.19 | 109.053 | 201.5 | 20 | 0.9 | 5700 | 70
P00000OWL | Cree Inc. | Cree | FLD-EDG-15-xx-16-E-xx-xx-350-xxxx | Outdoor Luminaires | High Output | Architectural Flood and Spot Luminaires | Standard | FALSE | [9 empty] | 41688 |  |  | NotYetVerified | XAL*B16E-*H_ | 3 | 20795.254 | 116.5 | 178.5 | 20 | 0.9 | 5700 | 70
P00000P33 | Cree Inc. | Cree | FLD-EDR-15-xx-10-E-xx-xx-525-xxxx | Outdoor Luminaires | High Output | Architectural Flood and Spot Luminaires | Standard | FALSE | [9 empty] | 41688 |  |  | NotYetVerified | XAR*B10E-*C_ | 3 | 18311.824 | 107.4007 | 170.5 | 20 | 0.9 | 5700 | 70
P00000OWB | Cree Inc. | Cree | FLD-EDG-15-xx-10-E-xx-xx-525-xxxx | Outdoor Luminaires | High Output | Architectural Flood and Spot Luminaires | Standard | FALSE | [9 empty] | 41688 |  |  | NotYetVerified | XAL*B10E-*C_ | 3 | 18311.824 | 107.4007 | 170.5 | 20 | 0.9 | 5700 | 70
P00000OWH | Cree Inc. | Cree | FLD-EDG-15-xx-14-E-xx-xx-350-xxxx | Outdoor Luminaires | High Output | Architectural Flood and Spot Luminaires | Standard | FALSE | [9 empty] | 41688 |  |  | NotYetVerified | XAL*B14E-*H_ | 3 | 18195.846 | 115.5292 | 157.5 | 20 | 0.9 | 5700 | 70
P00000P35 | Cree Inc. | Cree | FLD-EDR-15-xx-12-E-xx-xx-350-xxxx | Outdoor Luminaires | High Output | Architectural Flood and Spot Luminaires | Standard | FALSE | [9 empty] | 41688 |  |  | NotYetVerified | XAR*B12E-*H_ | 3 | 15695.85 | 120.7373 | 130 | 20 | 0.9 | 5700 | 70
P00000OWD | Cree Inc. | Cree | FLD-EDG-15-xx-12-E-xx-xx-350-xxxx | Outdoor Luminaires | High Output | Architectural Flood and Spot Luminaires | Standard | FALSE | [9 empty] | 41688 |  |  | NotYetVerified | XAL*B12E-*H_ | 3 | 15695.85 | 120.7373 | 130 | 20 | 0.9 | 5700 | 70
P00000P2Z | Cree Inc. | Cree | FLD-EDR-15-xx-08-E-xx-xx-525-xxxx | Outdoor Luminaires | High Output | Architectural Flood and Spot Luminaires | Standard | FALSE | [9 empty] | 41688 |  |  | NotYetVerified | XAR*B08E-*C_ | 3 | 14684.653 | 110.4109 | 133 | 20 | 0.9 | 5700 | 70
P00000OW7 | Cree Inc. | Cree | FLD-EDG-15-xx-08-E-xx-xx-525-xxxx | Outdoor Luminaires | High Output | Architectural Flood and Spot Luminaires | Standard | FALSE | [9 empty] | 41688 |  |  | NotYetVerified | XAL*B08E-*C_ | 3 | 14684.653 | 110.4109 | 133 | 20 | 0.9 | 5700 | 70
P00000P2V | Cree Inc. | Cree | FLD-EDR-15-xx-06-E-xx-xx-700-xxxx | Outdoor Luminaires | High Output | Architectural Flood and Spot Luminaires | Standard | FALSE | [9 empty] | 41688 |  |  | NotYetVerified | XAR*B06E-*D_ | 3 | 13452.191 | 100.3895 | 134 | 20 | 0.9 | 5700 | 70
P00000OW3 | Cree Inc. | Cree | FLD-EDG-15-xx-06-E-xx-xx-700-xxxx | Outdoor Luminaires | High Output | Architectural Flood and Spot Luminaires | Standard | FALSE | [9 empty] | 41688 |  |  | NotYetVerified | XAL*B06E-*D_ | 3 | 13452.191 | 100.3895 | 134 | 20 | 0.9 | 5700 | 70
P00000P31 | Cree Inc. | Cree | FLD-EDR-15-xx-10-E-xx-xx-350-xxxx | Outdoor Luminaires | High Output | Architectural Flood and Spot Luminaires | Standard | FALSE | [9 empty] | 41688 |  |  | NotYetVerified | XAR*B10E-*H_ | 3 | 13079.875 | 119.4509 | 109.5 | 20 | 0.9 | 5700 | 70
P00000OW9 | Cree Inc. | Cree | FLD-EDG-15-xx-10-E-xx-xx-350-xxxx | Outdoor Luminaires | High Output | Architectural Flood and Spot Luminaires | Standard | FALSE | [9 empty] | 41688 |  |  | NotYetVerified | XAL*B10E-*H_ | 3 | 13079.875 | 119.4509 | 109.5 | 20 | 0.9 | 5700 | 70
P00000P2T | Cree Inc. | Cree | FLD-EDR-15-xx-06-E-xx-xx-525-xxxx | Outdoor Luminaires | High Output | Architectural Flood and Spot Luminaires | Standard | FALSE | [9 empty] | 41688 |  |  | NotYetVerified | XAR*B06E-*C_ | 3 | 11013.489 | 109.0444 | 101 | 20 | 0.9 | 5700 | 70
P00000OW1 | Cree Inc. | Cree | FLD-EDG-15-xx-06-E-xx-xx-525-xxxx | Outdoor Luminaires | High Output | Architectural Flood and Spot Luminaires | Standard | FALSE | [9 empty] | 41688 |  |  | NotYetVerified | XAL*B06E-*C_ | 3 | 11013.489 | 109.0444 | 101 | 20 | 0.9 | 5700 | 70
P00000P2X | Cree Inc. | Cree | FLD-EDR-15-xx-08-E-xx-xx-350-xxxx | Outdoor Luminaires | High Output | Architectural Flood and Spot Luminaires | Standard | FALSE | [9 empty] | 41688 |  |  | NotYetVerified | XAR*B08E-*H_ | 3 | 10489.038 | 117.1959 | 89.5 | 20 | 0.9 | 5700 | 70
P00000OW5 | Cree Inc. | Cree | FLD-EDG-15-xx-08-E-xx-xx-350-xxxx | Outdoor Luminaires | High Output | Architectural Flood and Spot Luminaires | Standard | FALSE | [9 empty] | 41688 |  |  | NotYetVerified | XAL*B08E-*H_ | 3 | 10489.038 | 117.1959 | 89.5 | 20 | 0.9 | 5700 | 70
P00000P1D | Cree Inc. | Cree | FLD-EDG-N6-xx-24-E-xx-xx-350-xxxx | Outdoor Luminaires | Very High Output | Architectural Flood and Spot Luminaires | Standard | FALSE | [9 empty] | 41688 |  |  | NotYetVerified | XAL*A24E-*H_ | 3 | 31192.879 | 119.7423 | 260.5 | 20 | 0.9 | 5700 | 70
P00000OXX | Cree Inc. | Cree | FLD-EDG-25-xx-24-E-xx-xx-350-xxxx | Outdoor Luminaires | Very High Output | Architectural Flood and Spot Luminaires | Standard | FALSE | [9 empty] | 41688 |  |  | NotYetVerified | XAL*C24E-*H_ | 3 | 31192.879 | 119.7423 | 260.5 | 20 | 0.9 | 5700 | 70
P00000OWR | Cree Inc. | Cree | FLD-EDG-15-xx-24-E-xx-xx-350-xxxx | Outdoor Luminaires | Very High Output | Architectural Flood and Spot Luminaires | Standard | FALSE | [9 empty] | 41688 |  |  | NotYetVerified | XAL*B24E-*H_ | 3 | 31192.879 | 119.7423 | 260.5 | 20 | 0.9 | 5700 | 70
P00000OZ3 | Cree Inc. | Cree | FLD-EDG-40-xx-24-E-xx-xx-350-xxxx | Outdoor Luminaires | Very High Output | Architectural Flood and Spot Luminaires | Standard | FALSE | [9 empty] | 41688 |  |  | NotYetVerified | XAL*D24E-*H_ | 3 | 30514.773 | 117.1393 | 260.5 | 20 | 0.9 | 5700 | 70
P00000P5C | Cree Inc. | Cree | FLD-EDR-N6-xx-04-E-xx-xx-700-40K-xxxx | Outdoor Luminaires | Mid Output | Architectural Flood and Spot Luminaires | Standard | FALSE | [9 empty] | 41688 |  |  | NotYetVerified | XAR*A04E-*D7_ | 3 | 8735.696 | 94.9532 | 92 | 20 | 0.9 | 4000 | 70
P00000P0I | Cree Inc. | Cree | FLD-EDG-N6-xx-04-E-xx-xx-700-40K-xxxx | Outdoor Luminaires | Mid Output | Architectural Flood and Spot Luminaires | Standard | FALSE | [9 empty] | 41688 |  |  | NotYetVerified | XAL*A04E-*D7_ | 3 | 8735.696 | 94.9532 | 92 | 20 | 0.9 | 4000 | 70
P00000P5E | Cree Inc. | Cree | FLD-EDR-N6-xx-06-E-xx-xx-350-40K-xxxx | Outdoor Luminaires | Mid Output | Architectural Flood and Spot Luminaires | Standard | FALSE | [9 empty] | 41688 |  |  | NotYetVerified | XAR*A06E-*H7_ | 3 | 7575.416 | 115.6552 | 65.5 | 20 | 0.9 | 4000 | 70
P00000P0K | Cree Inc. | Cree | FLD-EDG-N6-xx-06-E-xx-xx-350-40K-xxxx | Outdoor Luminaires | Mid Output | Architectural Flood and Spot Luminaires | Standard | FALSE | [9 empty] | 41688 |  |  | NotYetVerified | XAL*A06E-*H7_ | 3 | 7575.416 | 115.6552 | 65.5 | 20 | 0.9 | 4000 | 70
P00000P5A | Cree Inc. | Cree | FLD-EDR-N6-xx-04-E-xx-xx-525-40K-xxxx | Outdoor Luminaires | Mid Output | Architectural Flood and Spot Luminaires | Standard | FALSE | [9 empty] | 41688 |  |  | NotYetVerified | XAR*A04E-*C7_ | 3 | 7152.032 | 102.9069 | 69.5 | 20 | 0.9 | 4000 | 70
P00000P0G | Cree Inc. | Cree | FLD-EDG-N6-xx-04-E-xx-xx-525-40K-xxxx | Outdoor Luminaires | Mid Output | Architectural Flood and Spot Luminaires | Standard | FALSE | [9 empty] | 41688 |  |  | NotYetVerified | XAL*A04E-*C7_ | 3 | 7152.032 | 102.9069 | 69.5 | 20 | 0.9 | 4000 | 70
P00000P58 | Cree Inc. | Cree | FLD-EDR-N6-xx-04-E-xx-xx-350-40K-xxxx | Outdoor Luminaires | Mid Output | Architectural Flood and Spot Luminaires | Standard | FALSE | [9 empty] | 41688 |  |  | NotYetVerified | XAR*A04E-*H7_ | 3 | 5108.594 | 111.0564 | 46 | 20 | 0.9 | 4000 | 70
P00000P0E | Cree Inc. | Cree | FLD-EDG-N6-xx-04-E-xx-xx-350-40K-xxxx | Outdoor Luminaires | Mid Output | Architectural Flood and Spot Luminaires | Standard | FALSE | [9 empty] | 41688 |  |  | NotYetVerified | XAL*A04E-*H7_ | 3 | 5108.594 | 111.0564 | 46 | 20 | 0.9 | 4000 | 70
P00000P0C | Cree Inc. | Cree | FLD-EDG-N6-xx-02-E-xx-xx-700-40K-xxxx | Outdoor Luminaires | Low Output | Architectural Flood and Spot Luminaires | Standard | FALSE | [9 empty] | 41688 |  |  | NotYetVerified | XAL*A02E-*D7_ | 3 | 4367.848 | 88.2394 | 49.5 | 20 | 0.9 | 4000 | 70
P00000P0A | Cree Inc. | Cree | FLD-EDG-N6-xx-02-E-xx-xx-525-40K-xxxx | Outdoor Luminaires | Low Output | Architectural Flood and Spot Luminaires | Standard | FALSE | [9 empty] | 41688 |  |  | NotYetVerified | XAL*A02E-*C7_ | 3 | 3576.016 | 95.3604 | 37.5 | 20 | 0.9 | 4000 | 70
P00000P08 | Cree Inc. | Cree | FLD-EDG-N6-xx-02-E-xx-xx-350-40K-xxxx | Outdoor Luminaires | Low Output | Architectural Flood and Spot Luminaires | Standard | FALSE | [9 empty] | 41688 |  |  | NotYetVerified | XAL*A02E-*H7_ | 3 | 2554.297 | 100.1685 | 25.5 | 20 | 0.9 | 4000 | 70
P00000P18 | Cree Inc. | Cree | FLD-EDG-N6-xx-16-E-xx-xx-525-40K-xxxx | Outdoor Luminaires | High Output | Architectural Flood and Spot Luminaires | Standard | FALSE | [9 empty] | 41688 |  |  | NotYetVerified | XAL*A16E-*C7_ | 3 | 28035.082 | 106.8003 | 262.5 | 20 | 0.9 | 4000 | 70
P00000P1A | Cree Inc. | Cree | FLD-EDG-N6-xx-20-E-xx-xx-350-40K-xxxx | Outdoor Luminaires | High Output | Architectural Flood and Spot Luminaires | Standard | FALSE | [9 empty] | 41688 |  |  | NotYetVerified | XAL*A20E-*H7_ | 3 | 25031.322 | 114.0379 | 219.5 | 20 | 0.9 | 4000 | 70
P00000P14 | Cree Inc. | Cree | FLD-EDG-N6-xx-14-E-xx-xx-525-40K-xxxx | Outdoor Luminaires | High Output | Architectural Flood and Spot Luminaires | Standard | FALSE | [9 empty] | 41688 |  |  | NotYetVerified | XAL*A14E-*C7_ | 3 | 24530.697 | 105.9641 | 231.5 | 20 | 0.9 | 4000 | 70
P00000P5U | Cree Inc. | Cree | FLD-EDR-N6-xx-12-E-xx-xx-525-40K-xxxx | Outdoor Luminaires | High Output | Architectural Flood and Spot Luminaires | Standard | FALSE | [9 empty] | 41688 |  |  | NotYetVerified | XAR*A12E-*C7_ | 3 | 21160.33 | 105.014 | 201.5 | 20 | 0.9 | 4000 | 70
P00000P10 | Cree Inc. | Cree | FLD-EDG-N6-xx-12-E-xx-xx-525-40K-xxxx | Outdoor Luminaires | High Output | Architectural Flood and Spot Luminaires | Standard | FALSE | [9 empty] | 41688 |  |  | NotYetVerified | XAL*A12E-*C7_ | 3 | 21160.33 | 105.014 | 201.5 | 20 | 0.9 | 4000 | 70
P00000P16 | Cree Inc. | Cree | FLD-EDG-N6-xx-16-E-xx-xx-350-40K-xxxx | Outdoor Luminaires | High Output | Architectural Flood and Spot Luminaires | Standard | FALSE | [9 empty] | 41688 |  |  | NotYetVerified | XAL*A16E-*H7_ | 3 | 20025.059 | 112.1852 | 178.5 | 20 | 0.9 | 4000 | 70
P00000P5Q | Cree Inc. | Cree | FLD-EDR-N6-xx-10-E-xx-xx-525-40K-xxxx | Outdoor Luminaires | High Output | Architectural Flood and Spot Luminaires | Standard | FALSE | [9 empty] | 41688 |  |  | NotYetVerified | XAR*A10E-*C7_ | 3 | 17633.61 | 103.4229 | 170.5 | 20 | 0.9 | 4000 | 70
P00000P0W | Cree Inc. | Cree | FLD-EDG-N6-xx-10-E-xx-xx-525-40K-xxxx | Outdoor Luminaires | High Output | Architectural Flood and Spot Luminaires | Standard | FALSE | [9 empty] | 41688 |  |  | NotYetVerified | XAL*A10E-*C7_ | 3 | 17633.61 | 103.4229 | 170.5 | 20 | 0.9 | 4000 | 70
P00000P12 | Cree Inc. | Cree | FLD-EDG-N6-xx-14-E-xx-xx-350-40K-xxxx | Outdoor Luminaires | High Output | Architectural Flood and Spot Luminaires | Standard | FALSE | [9 empty] | 41688 |  |  | NotYetVerified | XAL*A14E-*H7_ | 3 | 17521.926 | 111.2503 | 157.5 | 20 | 0.9 | 4000 | 70
P00000P5S | Cree Inc. | Cree | FLD-EDR-N6-xx-12-E-xx-xx-350-40K-xxxx | Outdoor Luminaires | High Output | Architectural Flood and Spot Luminaires | Standard | FALSE | [9 empty] | 41688 |  |  | NotYetVerified | XAR*A12E-*H7_ | 3 | 15114.521 | 116.2656 | 130 | 20 | 0.9 | 4000 | 70
P00000P0Y | Cree Inc. | Cree | FLD-EDG-N6-xx-12-E-xx-xx-350-40K-xxxx | Outdoor Luminaires | High Output | Architectural Flood and Spot Luminaires | Standard | FALSE | [9 empty] | 41688 |  |  | NotYetVerified | XAL*A12E-*H7_ | 3 | 15114.521 | 116.2656 | 130 | 20 | 0.9 | 4000 | 70
P00000P5M | Cree Inc. | Cree | FLD-EDR-N6-xx-08-E-xx-xx-525-40K-xxxx | Outdoor Luminaires | High Output | Architectural Flood and Spot Luminaires | Standard | FALSE | [9 empty] | 41688 |  |  | NotYetVerified | XAR*A08E-*C7_ | 3 | 14140.776 | 106.3216 | 133 | 20 | 0.9 | 4000 | 70
P00000P0S | Cree Inc. | Cree | FLD-EDG-N6-xx-08-E-xx-xx-525-40K-xxxx | Outdoor Luminaires | High Output | Architectural Flood and Spot Luminaires | Standard | FALSE | [9 empty] | 41688 |  |  | NotYetVerified | XAL*A08E-*C7_ | 3 | 14140.776 | 106.3216 | 133 | 20 | 0.9 | 4000 | 70
P00000P5I | Cree Inc. | Cree | FLD-EDR-N6-xx-06-E-xx-xx-700-40K-xxxx | Outdoor Luminaires | High Output | Architectural Flood and Spot Luminaires | Standard | FALSE | [9 empty] | 41688 |  |  | NotYetVerified | XAR*A06E-*D7_ | 3 | 12953.962 | 96.6714 | 134 | 20 | 0.9 | 4000 | 70
P00000P0O | Cree Inc. | Cree | FLD-EDG-N6-xx-06-E-xx-xx-700-40K-xxxx | Outdoor Luminaires | High Output | Architectural Flood and Spot Luminaires | Standard | FALSE | [9 empty] | 41688 |  |  | NotYetVerified | XAL*A06E-*D7_ | 3 | 12953.962 | 96.6714 | 134 | 20 | 0.9 | 4000 | 70
P00000P5O | Cree Inc. | Cree | FLD-EDR-N6-xx-10-E-xx-xx-350-40K-xxxx | Outdoor Luminaires | High Output | Architectural Flood and Spot Luminaires | Standard | FALSE | [9 empty] | 41688 |  |  | NotYetVerified | XAR*A10E-*H7_ | 3 | 12595.435 | 115.0268 | 109.5 | 20 | 0.9 | 4000 | 70
P00000P0U | Cree Inc. | Cree | FLD-EDG-N6-xx-10-E-xx-xx-350-40K-xxxx | Outdoor Luminaires | High Output | Architectural Flood and Spot Luminaires | Standard | FALSE | [9 empty] | 41688 |  |  | NotYetVerified | XAL*A10E-*H7_ | 3 | 12595.435 | 115.0268 | 109.5 | 20 | 0.9 | 4000 | 70
P00000P5G | Cree Inc. | Cree | FLD-EDR-N6-xx-06-E-xx-xx-525-40K-xxxx | Outdoor Luminaires | High Output | Architectural Flood and Spot Luminaires | Standard | FALSE | [9 empty] | 41688 |  |  | NotYetVerified | XAR*A06E-*C7_ | 3 | 10605.583 | 105.0058 | 101 | 20 | 0.9 | 4000 | 70
P00000P0M | Cree Inc. | Cree | FLD-EDG-N6-xx-06-E-xx-xx-525-40K-xxxx | Outdoor Luminaires | High Output | Architectural Flood and Spot Luminaires | Standard | FALSE | [9 empty] | 41688 |  |  | NotYetVerified | XAL*A06E-*C7_ | 3 | 10605.583 | 105.0058 | 101 | 20 | 0.9 | 4000 | 70
P00000P5K | Cree Inc. | Cree | FLD-EDR-N6-xx-08-E-xx-xx-350-40K-xxxx | Outdoor Luminaires | High Output | Architectural Flood and Spot Luminaires | Standard | FALSE | [9 empty] | 41688 |  |  | NotYetVerified | XAR*A08E-*H7_ | 3 | 10100.555 | 112.8554 | 89.5 | 20 | 0.9 | 4000 | 70
P00000P0Q | Cree Inc. | Cree | FLD-EDG-N6-xx-08-E-xx-xx-350-40K-xxxx | Outdoor Luminaires | High Output | Architectural Flood and Spot Luminaires | Standard | FALSE | [9 empty] | 41688 |  |  | NotYetVerified | XAL*A08E-*H7_ | 3 | 10100.555 | 112.8554 | 89.5 | 20 | 0.9 | 4000 | 70
P00000P48 | Cree Inc. | Cree | FLD-EDR-40-xx-08-E-xx-xx-350-40K-xxxx | Outdoor Luminaires | Mid Output | Architectural Flood and Spot Luminaires | Standard | FALSE | [9 empty] | 41688 |  |  | NotYetVerified | XAR*D08E-*H7_ | 3 | 9880.978 | 110.402 | 89.5 | 20 | 0.9 | 4000 | 70
P00000OYG | Cree Inc. | Cree | FLD-EDG-40-xx-08-E-xx-xx-350-40K-xxxx | Outdoor Luminaires | Mid Output | Architectural Flood and Spot Luminaires | Standard | FALSE | [9 empty] | 41688 |  |  | NotYetVerified | XAL*D08E-*H7_ | 3 | 9880.978 | 110.402 | 89.5 | 20 | 0.9 | 4000 | 70
P00000P64 | Cree Inc. | Cree | FLD-EDR-SN-xx-06-E-xx-xx-525-40K-xxxx | Outdoor Luminaires | Mid Output | Architectural Flood and Spot Luminaires | Standard | FALSE | [9 empty] | 41688 |  |  | NotYetVerified | XAR*X06E-*C7_ | 3 | 9568.08 | 94.7335 | 101 | 20 | 0.9 | 4000 | 70
P00000P1S | Cree Inc. | Cree | FLD-EDG-SN-xx-06-E-xx-xx-525-40K-xxxx | Outdoor Luminaires | Mid Output | Architectural Flood and Spot Luminaires | Standard | FALSE | [9 empty] | 41688 |  |  | NotYetVerified | XAL*X06E-*C7_ | 3 | 9568.08 | 94.7335 | 101 | 20 | 0.9 | 4000 | 70
P00000P4S | Cree Inc. | Cree | FLD-EDR-70-xx-06-E-xx-xx-525-40K-xxxx | Outdoor Luminaires | Mid Output | Architectural Flood and Spot Luminaires | Standard | FALSE | [9 empty] | 41688 |  |  | NotYetVerified | XAR*Z06E-*C7_ | 3 | 9452.802 | 93.5921 | 101 | 20 | 0.9 | 4000 | 70
P00000OZG | Cree Inc. | Cree | FLD-EDG-70-xx-06-E-xx-xx-525-40K-xxxx | Outdoor Luminaires | Mid Output | Architectural Flood and Spot Luminaires | Standard | FALSE | [9 empty] | 41688 |  |  | NotYetVerified | XAL*Z06E-*C7_ | 3 | 9452.802 | 93.5921 | 101 | 20 | 0.9 | 4000 | 70
P00000P68 | Cree Inc. | Cree | FLD-EDR-SN-xx-08-E-xx-xx-350-40K-xxxx | Outdoor Luminaires | Mid Output | Architectural Flood and Spot Luminaires | Standard | FALSE | [9 empty] | 41688 |  |  | NotYetVerified | XAR*X08E-*H7_ | 3 | 9112.457 | 101.8152 | 89.5 | 20 | 0.9 | 4000 | 70
P00000P1W | Cree Inc. | Cree | FLD-EDG-SN-xx-08-E-xx-xx-350-40K-xxxx | Outdoor Luminaires | Mid Output | Architectural Flood and Spot Luminaires | Standard | FALSE | [9 empty] | 41688 |  |  | NotYetVerified | XAL*X08E-*H7_ | 3 | 9112.457 | 101.8152 | 89.5 | 20 | 0.9 | 4000 | 70
P00000P4W | Cree Inc. | Cree | FLD-EDR-70-xx-08-E-xx-xx-350-40K-xxxx | Outdoor Luminaires | Mid Output | Architectural Flood and Spot Luminaires | Standard | FALSE | [9 empty] | 41688 |  |  | NotYetVerified | XAR*Z08E-*H7_ | 3 | 9002.669 | 100.5885 | 89.5 | 20 | 0.9 | 4000 | 70
P00000OZK | Cree Inc. | Cree | FLD-EDG-70-xx-08-E-xx-xx-350-40K-xxxx | Outdoor Luminaires | Mid Output | Architectural Flood and Spot Luminaires | Standard | FALSE | [9 empty] | 41688 |  |  | NotYetVerified | XAL*Z08E-*H7_ | 3 | 9002.669 | 100.5885 | 89.5 | 20 | 0.9 | 4000 | 70
P00000P40 | Cree Inc. | Cree | FLD-EDR-40-xx-04-E-xx-xx-700-40K-xxxx | Outdoor Luminaires | Mid Output | Architectural Flood and Spot Luminaires | Standard | FALSE | [9 empty] | 41688 |  |  | NotYetVerified | XAR*D04E-*D7_ | 3 | 8545.79 | 92.889 | 92 | 20 | 0.9 | 4000 | 70
P00000OY8 | Cree Inc. | Cree | FLD-EDG-40-xx-04-E-xx-xx-700-40K-xxxx | Outdoor Luminaires | Mid Output | Architectural Flood and Spot Luminaires | Standard | FALSE | [9 empty] | 41688 |  |  | NotYetVerified | XAL*D04E-*D7_ | 3 | 8545.79 | 92.889 | 92 | 20 | 0.9 | 4000 | 70
P00000P60 | Cree Inc. | Cree | FLD-EDR-SN-xx-04-E-xx-xx-700-40K-xxxx | Outdoor Luminaires | Mid Output | Architectural Flood and Spot Luminaires | Standard | FALSE | [9 empty] | 41688 |  |  | NotYetVerified | XAR*X04E-*D7_ | 3 | 7881.1177 | 85.6643 | 92 | 20 | 0.9 | 4000 | 70
P00000P1O | Cree Inc. | Cree | FLD-EDG-SN-xx-04-E-xx-xx-700-40K-xxxx | Outdoor Luminaires | Mid Output | Architectural Flood and Spot Luminaires | Standard | FALSE | [9 empty] | 41688 |  |  | NotYetVerified | XAL*X04E-*D7_ | 3 | 7881.1177 | 85.6643 | 92 | 20 | 0.9 | 4000 | 70
P00000P4O | Cree Inc. | Cree | FLD-EDR-70-xx-04-E-xx-xx-700-40K-xxxx | Outdoor Luminaires | Mid Output | Architectural Flood and Spot Luminaires | Standard | FALSE | [9 empty] | 41688 |  |  | NotYetVerified | XAR*Z04E-*D7_ | 3 | 7786.164 | 84.6322 | 92 | 20 | 0.9 | 4000 | 70
P00000OZC | Cree Inc. | Cree | FLD-EDG-70-xx-04-E-xx-xx-700-40K-xxxx | Outdoor Luminaires | Mid Output | Architectural Flood and Spot Luminaires | Standard | FALSE | [9 empty] | 41688 |  |  | NotYetVerified | XAL*Z04E-*D7_ | 3 | 7786.164 | 84.6322 | 92 | 20 | 0.9 | 4000 | 70
P00000P42 | Cree Inc. | Cree | FLD-EDR-40-xx-06-E-xx-xx-350-40K-xxxx | Outdoor Luminaires | Mid Output | Architectural Flood and Spot Luminaires | Standard | FALSE | [9 empty] | 41688 |  |  | NotYetVerified | XAR*D06E-*H7_ | 3 | 7410.7334 | 113.141 | 65.5 | 20 | 0.9 | 4000 | 70
P00000OYA | Cree Inc. | Cree | FLD-EDG-40-xx-06-E-xx-xx-350-40K-xxxx | Outdoor Luminaires | Mid Output | Architectural Flood and Spot Luminaires | Standard | FALSE | [9 empty] | 41688 |  |  | NotYetVerified | XAL*D06E-*H7_ | 3 | 7410.7334 | 113.141 | 65.5 | 20 | 0.9 | 4000 | 70
P00000P3Y | Cree Inc. | Cree | FLD-EDR-40-xx-04-E-xx-xx-525-40K-xxxx | Outdoor Luminaires | Mid Output | Architectural Flood and Spot Luminaires | Standard | FALSE | [9 empty] | 41688 |  |  | NotYetVerified | XAR*D04E-*C7_ | 3 | 6996.553 | 100.6698 | 69.5 | 20 | 0.9 | 4000 | 70
P00000OY6 | Cree Inc. | Cree | FLD-EDG-40-xx-04-E-xx-xx-525-40K-xxxx | Outdoor Luminaires | Mid Output | Architectural Flood and Spot Luminaires | Standard | FALSE | [9 empty] | 41688 |  |  | NotYetVerified | XAL*D04E-*C7_ | 3 | 6996.553 | 100.6698 | 69.5 | 20 | 0.9 | 4000 | 70
P00000P62 | Cree Inc. | Cree | FLD-EDR-SN-xx-06-E-xx-xx-350-40K-xxxx | Outdoor Luminaires | Mid Output | Architectural Flood and Spot Luminaires | Standard | FALSE | [9 empty] | 41688 |  |  | NotYetVerified | XAR*X06E-*H7_ | 3 | 6834.343 | 104.3411 | 65.5 | 20 | 0.9 | 4000 | 70
P00000P1Q | Cree Inc. | Cree | FLD-EDG-SN-xx-06-E-xx-xx-350-40K-xxxx | Outdoor Luminaires | Mid Output | Architectural Flood and Spot Luminaires | Standard | FALSE | [9 empty] | 41688 |  |  | NotYetVerified | XAL*X06E-*H7_ | 3 | 6834.343 | 104.3411 | 65.5 | 20 | 0.9 | 4000 | 70
P00000P4Q | Cree Inc. | Cree | FLD-EDR-70-xx-06-E-xx-xx-350-40K-xxxx | Outdoor Luminaires | Mid Output | Architectural Flood and Spot Luminaires | Standard | FALSE | [9 empty] | 41688 |  |  | NotYetVerified | XAR*Z06E-*H7_ | 3 | 6752.0015 | 103.084 | 65.5 | 20 | 0.9 | 4000 | 70
P00000OZE | Cree Inc. | Cree | FLD-EDG-70-xx-06-E-xx-xx-350-40K-xxxx | Outdoor Luminaires | Mid Output | Architectural Flood and Spot Luminaires | Standard | FALSE | [9 empty] | 41688 |  |  | NotYetVerified | XAL*Z06E-*H7_ | 3 | 6752.0015 | 103.084 | 65.5 | 20 | 0.9 | 4000 | 70
P00000P5Y | Cree Inc. | Cree | FLD-EDR-SN-xx-04-E-xx-xx-525-40K-xxxx | Outdoor Luminaires | Mid Output | Architectural Flood and Spot Luminaires | Standard | FALSE | [9 empty] | 41688 |  |  | NotYetVerified | XAR*X04E-*C7_ | 3 | 6452.377 | 92.84 | 69.5 | 20 | 0.9 | 4000 | 70
P00000P1M | Cree Inc. | Cree | FLD-EDG-SN-xx-04-E-xx-xx-525-40K-xxxx | Outdoor Luminaires | Mid Output | Architectural Flood and Spot Luminaires | Standard | FALSE | [9 empty] | 41688 |  |  | NotYetVerified | XAL*X04E-*C7_ | 3 | 6452.377 | 92.84 | 69.5 | 20 | 0.9 | 4000 | 70
P00000P4M | Cree Inc. | Cree | FLD-EDR-70-xx-04-E-xx-xx-525-40K-xxxx | Outdoor Luminaires | Mid Output | Architectural Flood and Spot Luminaires | Standard | FALSE | [9 empty] | 41688 |  |  | NotYetVerified | XAR*Z04E-*C7_ | 3 | 6374.637 | 91.7214 | 69.5 | 20 | 0.9 | 4000 | 70
P00000OZA | Cree Inc. | Cree | FLD-EDG-70-xx-04-E-xx-xx-525-40K-xxxx | Outdoor Luminaires | Mid Output | Architectural Flood and Spot Luminaires | Standard | FALSE | [9 empty] | 41688 |  |  | NotYetVerified | XAL*Z04E-*C7_ | 3 | 6374.637 | 91.7214 | 69.5 | 20 | 0.9 | 4000 | 70
P00000P3W | Cree Inc. | Cree | FLD-EDR-40-xx-04-E-xx-xx-350-40K-xxxx | Outdoor Luminaires | Low Output | Architectural Flood and Spot Luminaires | Standard | FALSE | [9 empty] | 41688 |  |  | NotYetVerified | XAR*D04E-*H7_ | 3 | 4997.538 | 108.6421 | 46 | 20 | 0.9 | 4000 | 70
P00000OY4 | Cree Inc. | Cree | FLD-EDG-40-xx-04-E-xx-xx-350-40K-xxxx | Outdoor Luminaires | Low Output | Architectural Flood and Spot Luminaires | Standard | FALSE | [9 empty] | 41688 |  |  | NotYetVerified | XAL*D04E-*H7_ | 3 | 4997.538 | 108.6421 | 46 | 20 | 0.9 | 4000 | 70
P00000P5W | Cree Inc. | Cree | FLD-EDR-SN-xx-04-E-xx-xx-350-40K-xxxx | Outdoor Luminaires | Low Output | Architectural Flood and Spot Luminaires | Standard | FALSE | [9 empty] | 41688 |  |  | NotYetVerified | XAR*X04E-*H7_ | 3 | 4608.841 | 100.1922 | 46 | 20 | 0.9 | 4000 | 70
P00000P1K | Cree Inc. | Cree | FLD-EDG-SN-xx-04-E-xx-xx-350-40K-xxxx | Outdoor Luminaires | Low Output | Architectural Flood and Spot Luminaires | Standard | FALSE | [9 empty] | 41688 |  |  | NotYetVerified | XAL*X04E-*H7_ | 3 | 4608.841 | 100.1922 | 46 | 20 | 0.9 | 4000 | 70
P00000P4K | Cree Inc. | Cree | FLD-EDR-70-xx-04-E-xx-xx-350-40K-xxxx | Outdoor Luminaires | Low Output | Architectural Flood and Spot Luminaires | Standard | FALSE | [9 empty] | 41688 |  |  | NotYetVerified | XAR*Z04E-*H7_ | 3 | 4553.3125 | 98.9851 | 46 | 20 | 0.9 | 4000 | 70
P00000OZ8 | Cree Inc. | Cree | FLD-EDG-70-xx-04-E-xx-xx-350-40K-xxxx | Outdoor Luminaires | Low Output | Architectural Flood and Spot Luminaires | Standard | FALSE | [9 empty] | 41688 |  |  | NotYetVerified | XAL*Z04E-*H7_ | 3 | 4553.3125 | 98.9851 | 46 | 20 | 0.9 | 4000 | 70
P00000OY2 | Cree Inc. | Cree | FLD-EDG-40-xx-02-E-xx-xx-700-40K-xxxx | Outdoor Luminaires | Low Output | Architectural Flood and Spot Luminaires | Standard | FALSE | [9 empty] | 41688 |  |  | NotYetVerified | XAL*D02E-*D7_ | 3 | 4272.895 | 86.3211 | 49.5 | 20 | 0.9 | 4000 | 70
P00000P1I | Cree Inc. | Cree | FLD-EDG-SN-xx-02-E-xx-xx-700-40K-xxxx | Outdoor Luminaires | Low Output | Architectural Flood and Spot Luminaires | Standard | FALSE | [9 empty] | 41688 |  |  | NotYetVerified | XAL*X02E-*D7_ | 3 | 3940.5588 | 79.6072 | 49.5 | 20 | 0.9 | 4000 | 70
P00000OY0 | Cree Inc. | Cree | FLD-EDG-40-xx-02-E-xx-xx-525-40K-xxxx | Outdoor Luminaires | Low Output | Architectural Flood and Spot Luminaires | Standard | FALSE | [9 empty] | 41688 |  |  | NotYetVerified | XAL*D02E-*C7_ | 3 | 3498.2766 | 93.2874 | 37.5 | 20 | 0.9 | 4000 | 70
P00000P1G | Cree Inc. | Cree | FLD-EDG-SN-xx-02-E-xx-xx-525-40K-xxxx | Outdoor Luminaires | Low Output | Architectural Flood and Spot Luminaires | Standard | FALSE | [9 empty] | 41688 |  |  | NotYetVerified | XAL*X02E-*C7_ | 3 | 3226.1885 | 86.0317 | 37.5 | 20 | 0.9 | 4000 | 70
P00000OZ5 | Cree Inc. | Cree | FLD-EDG-70-xx-02-E-xx-xx-525-40K-xxxx | Outdoor Luminaires | Low Output | Architectural Flood and Spot Luminaires | Standard | FALSE | [9 empty] | 41688 |  |  | NotYetVerified | XAL*Z02E-*C7_ | 3 | 3187.3186 | 84.9952 | 37.5 | 20 | 0.9 | 4000 | 70
P00000OXY | Cree Inc. | Cree | FLD-EDG-40-xx-02-E-xx-xx-350-40K-xxxx | Outdoor Luminaires | Low Output | Architectural Flood and Spot Luminaires | Standard | FALSE | [9 empty] | 41688 |  |  | NotYetVerified | XAL*D02E-*H7_ | 3 | 2498.769 | 97.9909 | 25.5 | 20 | 0.9 | 4000 | 70
P00000P1E | Cree Inc. | Cree | FLD-EDG-SN-xx-02-E-xx-xx-350-40K-xxxx | Outdoor Luminaires | Low Output | Architectural Flood and Spot Luminaires | Standard | FALSE | [9 empty] | 41688 |  |  | NotYetVerified | XAL*X02E-*H7_ | 3 | 2304.4204 | 90.3694 | 25.5 | 20 | 0.9 | 4000 | 70
P00000OZ2 | Cree Inc. | Cree | FLD-EDG-40-xx-24-E-xx-xx-350-40K-xxxx | Outdoor Luminaires | High Output | Architectural Flood and Spot Luminaires | Standard | FALSE | [9 empty] | 41688 |  |  | NotYetVerified | XAL*D24E-*H7_ | 3 | 29384.598 | 112.8008 | 260.5 | 20 | 0.9 | 4000 | 70
P00000OYY | Cree Inc. | Cree | FLD-EDG-40-xx-16-E-xx-xx-525-40K-xxxx | Outdoor Luminaires | High Output | Architectural Flood and Spot Luminaires | Standard | FALSE | [9 empty] | 41688 |  |  | NotYetVerified | XAL*D16E-*C7_ | 3 | 27425.623 | 104.4786 | 262.5 | 20 | 0.9 | 4000 | 70
P00000P2I | Cree Inc. | Cree | FLD-EDG-SN-xx-24-E-xx-xx-350-40K-xxxx | Outdoor Luminaires | High Output | Architectural Flood and Spot Luminaires | Standard | FALSE | [9 empty] | 41688 |  |  | NotYetVerified | XAL*X24E-*H7_ | 3 | 27099.129 | 104.0274 | 260.5 | 20 | 0.9 | 4000 | 70
P00000P06 | Cree Inc. | Cree | FLD-EDG-70-xx-24-E-xx-xx-350-40K-xxxx | Outdoor Luminaires | High Output | Architectural Flood and Spot Luminaires | Standard | FALSE | [9 empty] | 41688 |  |  | NotYetVerified | XAL*Z24E-*H7_ | 3 | 26772.633 | 102.774 | 260.5 | 20 | 0.9 | 4000 | 70
P00000P2E | Cree Inc. | Cree | FLD-EDG-SN-xx-16-E-xx-xx-525-40K-xxxx | Outdoor Luminaires | High Output | Architectural Flood and Spot Luminaires | Standard | FALSE | [9 empty] | 41688 |  |  | NotYetVerified | XAL*X16E-*C7_ | 3 | 25292.52 | 96.3525 | 262.5 | 20 | 0.9 | 4000 | 70
P00000P02 | Cree Inc. | Cree | FLD-EDG-70-xx-16-E-xx-xx-525-40K-xxxx | Outdoor Luminaires | High Output | Architectural Flood and Spot Luminaires | Standard | FALSE | [9 empty] | 41688 |  |  | NotYetVerified | XAL*Z16E-*C7_ | 3 | 24987.791 | 95.1916 | 262.5 | 20 | 0.9 | 4000 | 70
P00000OZ0 | Cree Inc. | Cree | FLD-EDG-40-xx-20-E-xx-xx-350-40K-xxxx | Outdoor Luminaires | High Output | Architectural Flood and Spot Luminaires | Standard | FALSE | [9 empty] | 41688 |  |  | NotYetVerified | XAL*D20E-*H7_ | 3 | 24487.164 | 111.5588 | 219.5 | 20 | 0.9 | 4000 | 70
P00000OYU | Cree Inc. | Cree | FLD-EDG-40-xx-14-E-xx-xx-525-40K-xxxx | Outdoor Luminaires | High Output | Architectural Flood and Spot Luminaires | Standard | FALSE | [9 empty] | 41688 |  |  | NotYetVerified | XAL*D14E-*C7_ | 3 | 23997.42 | 103.6606 | 231.5 | 20 | 0.9 | 4000 | 70
P00000P2G | Cree Inc. | Cree | FLD-EDG-SN-xx-20-E-xx-xx-350-40K-xxxx | Outdoor Luminaires | High Output | Architectural Flood and Spot Luminaires | Standard | FALSE | [9 empty] | 41688 |  |  | NotYetVerified | XAL*X20E-*H7_ | 3 | 22582.607 | 102.882 | 219.5 | 20 | 0.9 | 4000 | 70
P00000P04 | Cree Inc. | Cree | FLD-EDG-70-xx-20-E-xx-xx-350-40K-xxxx | Outdoor Luminaires | High Output | Architectural Flood and Spot Luminaires | Standard | FALSE | [9 empty] | 41688 |  |  | NotYetVerified | XAL*Z20E-*H7_ | 3 | 22310.527 | 101.6425 | 219.5 | 20 | 0.9 | 4000 | 70
P00000P2A | Cree Inc. | Cree | FLD-EDG-SN-xx-14-E-xx-xx-525-40K-xxxx | Outdoor Luminaires | High Output | Architectural Flood and Spot Luminaires | Standard | FALSE | [9 empty] | 41688 |  |  | NotYetVerified | XAL*X14E-*C7_ | 3 | 22130.955 | 95.5981 | 231.5 | 20 | 0.9 | 4000 | 70
P00000OZY | Cree Inc. | Cree | FLD-EDG-70-xx-14-E-xx-xx-525-40K-xxxx | Outdoor Luminaires | High Output | Architectural Flood and Spot Luminaires | Standard | FALSE | [9 empty] | 41688 |  |  | NotYetVerified | XAL*Z14E-*C7_ | 3 | 21864.316 | 94.4463 | 231.5 | 20 | 0.9 | 4000 | 70
P00000P4I | Cree Inc. | Cree | FLD-EDR-40-xx-12-E-xx-xx-525-40K-xxxx | Outdoor Luminaires | High Output | Architectural Flood and Spot Luminaires | Standard | FALSE | [9 empty] | 41688 |  |  | NotYetVerified | XAR*D12E-*C7_ | 3 | 20700.324 | 102.7311 | 201.5 | 20 | 0.9 | 4000 | 70
P00000OYQ | Cree Inc. | Cree | FLD-EDG-40-xx-12-E-xx-xx-525-40K-xxxx | Outdoor Luminaires | High Output | Architectural Flood and Spot Luminaires | Standard | FALSE | [9 empty] | 41688 |  |  | NotYetVerified | XAL*D12E-*C7_ | 3 | 20700.324 | 102.7311 | 201.5 | 20 | 0.9 | 4000 | 70
P00000OYW | Cree Inc. | Cree | FLD-EDG-40-xx-16-E-xx-xx-350-40K-xxxx | Outdoor Luminaires | High Output | Architectural Flood and Spot Luminaires | Standard | FALSE | [9 empty] | 41688 |  |  | NotYetVerified | XAL*D16E-*H7_ | 3 | 19589.73 | 109.7464 | 178.5 | 20 | 0.9 | 4000 | 70
P00000P6I | Cree Inc. | Cree | FLD-EDR-SN-xx-12-E-xx-xx-525-40K-xxxx | Outdoor Luminaires | High Output | Architectural Flood and Spot Luminaires | Standard | FALSE | [9 empty] | 41688 |  |  | NotYetVerified | XAR*X12E-*C7_ | 3 | 19090.299 | 94.7409 | 201.5 | 20 | 0.9 | 4000 | 70
P00000P26 | Cree Inc. | Cree | FLD-EDG-SN-xx-12-E-xx-xx-525-40K-xxxx | Outdoor Luminaires | High Output | Architectural Flood and Spot Luminaires | Standard | FALSE | [9 empty] | 41688 |  |  | NotYetVerified | XAL*X12E-*C7_ | 3 | 19090.299 | 94.7409 | 201.5 | 20 | 0.9 | 4000 | 70
P00000P56 | Cree Inc. | Cree | FLD-EDR-70-xx-12-E-xx-xx-525-40K-xxxx | Outdoor Luminaires | High Output | Architectural Flood and Spot Luminaires | Standard | FALSE | [9 empty] | 41688 |  |  | NotYetVerified | XAR*Z12E-*C7_ | 3 | 18860.295 | 93.5995 | 201.5 | 20 | 0.9 | 4000 | 70
P00000OZU | Cree Inc. | Cree | FLD-EDG-70-xx-12-E-xx-xx-525-40K-xxxx | Outdoor Luminaires | High Output | Architectural Flood and Spot Luminaires | Standard | FALSE | [9 empty] | 41688 |  |  | NotYetVerified | XAL*Z12E-*C7_ | 3 | 18860.295 | 93.5995 | 201.5 | 20 | 0.9 | 4000 | 70
P00000P2C | Cree Inc. | Cree | FLD-EDG-SN-xx-16-E-xx-xx-350-40K-xxxx | Outdoor Luminaires | High Output | Architectural Flood and Spot Luminaires | Standard | FALSE | [9 empty] | 41688 |  |  | NotYetVerified | XAL*X16E-*H7_ | 3 | 18066.086 | 101.2106 | 178.5 | 20 | 0.9 | 4000 | 70
P00000P00 | Cree Inc. | Cree | FLD-EDG-70-xx-16-E-xx-xx-350-40K-xxxx | Outdoor Luminaires | High Output | Architectural Flood and Spot Luminaires | Standard | FALSE | [9 empty] | 41688 |  |  | NotYetVerified | XAL*Z16E-*H7_ | 3 | 17848.422 | 99.9912 | 178.5 | 20 | 0.9 | 4000 | 70
P00000P4E | Cree Inc. | Cree | FLD-EDR-40-xx-10-E-xx-xx-525-40K-xxxx | Outdoor Luminaires | High Output | Architectural Flood and Spot Luminaires | Standard | FALSE | [9 empty] | 41688 |  |  | NotYetVerified | XAR*D10E-*C7_ | 3 | 17250.27 | 101.1746 | 170.5 | 20 | 0.9 | 4000 | 70
P00000OYM | Cree Inc. | Cree | FLD-EDG-40-xx-10-E-xx-xx-525-40K-xxxx | Outdoor Luminaires | High Output | Architectural Flood and Spot Luminaires | Standard | FALSE | [9 empty] | 41688 |  |  | NotYetVerified | XAL*D10E-*C7_ | 3 | 17250.27 | 101.1746 | 170.5 | 20 | 0.9 | 4000 | 70
P00000OYS | Cree Inc. | Cree | FLD-EDG-40-xx-14-E-xx-xx-350-40K-xxxx | Outdoor Luminaires | High Output | Architectural Flood and Spot Luminaires | Standard | FALSE | [9 empty] | 41688 |  |  | NotYetVerified | XAL*D14E-*H7_ | 3 | 17141.016 | 108.8318 | 157.5 | 20 | 0.9 | 4000 | 70
P00000P6E | Cree Inc. | Cree | FLD-EDR-SN-xx-10-E-xx-xx-525-40K-xxxx | Outdoor Luminaires | High Output | Architectural Flood and Spot Luminaires | Standard | FALSE | [9 empty] | 41688 |  |  | NotYetVerified | XAR*X10E-*C7_ | 3 | 15908.582 | 93.3055 | 170.5 | 20 | 0.9 | 4000 | 70
P00000P22 | Cree Inc. | Cree | FLD-EDG-SN-xx-10-E-xx-xx-525-40K-xxxx | Outdoor Luminaires | High Output | Architectural Flood and Spot Luminaires | Standard | FALSE | [9 empty] | 41688 |  |  | NotYetVerified | XAL*X10E-*C7_ | 3 | 15908.582 | 93.3055 | 170.5 | 20 | 0.9 | 4000 | 70
P00000P28 | Cree Inc. | Cree | FLD-EDG-SN-xx-14-E-xx-xx-350-40K-xxxx | Outdoor Luminaires | High Output | Architectural Flood and Spot Luminaires | Standard | FALSE | [9 empty] | 41688 |  |  | NotYetVerified | XAL*X14E-*H7_ | 3 | 15807.825 | 100.3671 | 157.5 | 20 | 0.9 | 4000 | 70
P00000P52 | Cree Inc. | Cree | FLD-EDR-70-xx-10-E-xx-xx-525-40K-xxxx | Outdoor Luminaires | High Output | Architectural Flood and Spot Luminaires | Standard | FALSE | [9 empty] | 41688 |  |  | NotYetVerified | XAR*Z10E-*C7_ | 3 | 15716.912 | 92.1813 | 170.5 | 20 | 0.9 | 4000 | 70
P00000OZQ | Cree Inc. | Cree | FLD-EDG-70-xx-10-E-xx-xx-525-40K-xxxx | Outdoor Luminaires | High Output | Architectural Flood and Spot Luminaires | Standard | FALSE | [9 empty] | 41688 |  |  | NotYetVerified | XAL*Z10E-*C7_ | 3 | 15716.912 | 92.1813 | 170.5 | 20 | 0.9 | 4000 | 70
P00000OZW | Cree Inc. | Cree | FLD-EDG-70-xx-14-E-xx-xx-350-40K-xxxx | Outdoor Luminaires | High Output | Architectural Flood and Spot Luminaires | Standard | FALSE | [9 empty] | 41688 |  |  | NotYetVerified | XAL*Z14E-*H7_ | 3 | 15617.369 | 99.1579 | 157.5 | 20 | 0.9 | 4000 | 70
P00000P4G | Cree Inc. | Cree | FLD-EDR-40-xx-12-E-xx-xx-350-40K-xxxx | Outdoor Luminaires | High Output | Architectural Flood and Spot Luminaires | Standard | FALSE | [9 empty] | 41688 |  |  | NotYetVerified | XAR*D12E-*H7_ | 3 | 14785.945 | 113.738 | 130 | 20 | 0.9 | 4000 | 70
P00000OYO | Cree Inc. | Cree | FLD-EDG-40-xx-12-E-xx-xx-350-40K-xxxx | Outdoor Luminaires | High Output | Architectural Flood and Spot Luminaires | Standard | FALSE | [9 empty] | 41688 |  |  | NotYetVerified | XAL*D12E-*H7_ | 3 | 14785.945 | 113.738 | 130 | 20 | 0.9 | 4000 | 70
P00000P4A | Cree Inc. | Cree | FLD-EDR-40-xx-08-E-xx-xx-525-40K-xxxx | Outdoor Luminaires | High Output | Architectural Flood and Spot Luminaires | Standard | FALSE | [9 empty] | 41688 |  |  | NotYetVerified | XAR*D08E-*C7_ | 3 | 13833.368 | 104.0103 | 133 | 20 | 0.9 | 4000 | 70
P00000OYI | Cree Inc. | Cree | FLD-EDG-40-xx-08-E-xx-xx-525-40K-xxxx | Outdoor Luminaires | High Output | Architectural Flood and Spot Luminaires | Standard | FALSE | [9 empty] | 41688 |  |  | NotYetVerified | XAL*D08E-*C7_ | 3 | 13833.368 | 104.0103 | 133 | 20 | 0.9 | 4000 | 70
P00000P6G | Cree Inc. | Cree | FLD-EDR-SN-xx-12-E-xx-xx-350-40K-xxxx | Outdoor Luminaires | High Output | Architectural Flood and Spot Luminaires | Standard | FALSE | [9 empty] | 41688 |  |  | NotYetVerified | XAR*X12E-*H7_ | 3 | 13635.927 | 104.8918 | 130 | 20 | 0.9 | 4000 | 70
P00000P24 | Cree Inc. | Cree | FLD-EDG-SN-xx-12-E-xx-xx-350-40K-xxxx | Outdoor Luminaires | High Output | Architectural Flood and Spot Luminaires | Standard | FALSE | [9 empty] | 41688 |  |  | NotYetVerified | XAL*X12E-*H7_ | 3 | 13635.927 | 104.8918 | 130 | 20 | 0.9 | 4000 | 70
P00000P54 | Cree Inc. | Cree | FLD-EDR-70-xx-12-E-xx-xx-350-40K-xxxx | Outdoor Luminaires | High Output | Architectural Flood and Spot Luminaires | Standard | FALSE | [9 empty] | 41688 |  |  | NotYetVerified | XAR*Z12E-*H7_ | 3 | 13471.639 | 103.628 | 130 | 20 | 0.9 | 4000 | 70
P00000OZS | Cree Inc. | Cree | FLD-EDG-70-xx-12-E-xx-xx-350-40K-xxxx | Outdoor Luminaires | High Output | Architectural Flood and Spot Luminaires | Standard | FALSE | [9 empty] | 41688 |  |  | NotYetVerified | XAL*Z12E-*H7_ | 3 | 13471.639 | 103.628 | 130 | 20 | 0.9 | 4000 | 70
P00000P6A | Cree Inc. | Cree | FLD-EDR-SN-xx-08-E-xx-xx-525-40K-xxxx | Outdoor Luminaires | High Output | Architectural Flood and Spot Luminaires | Standard | FALSE | [9 empty] | 41688 |  |  | NotYetVerified | XAR*X08E-*C7_ | 3 | 12757.44 | 95.9206 | 133 | 20 | 0.9 | 4000 | 70
P00000P1Y | Cree Inc. | Cree | FLD-EDG-SN-xx-08-E-xx-xx-525-40K-xxxx | Outdoor Luminaires | High Output | Architectural Flood and Spot Luminaires | Standard | FALSE | [9 empty] | 41688 |  |  | NotYetVerified | XAL*X08E-*C7_ | 3 | 12757.44 | 95.9206 | 133 | 20 | 0.9 | 4000 | 70
P00000P46 | Cree Inc. | Cree | FLD-EDR-40-xx-06-E-xx-xx-700-40K-xxxx | Outdoor Luminaires | High Output | Architectural Flood and Spot Luminaires | Standard | FALSE | [9 empty] | 41688 |  |  | NotYetVerified | XAR*D06E-*D7_ | 3 | 12672.354 | 94.5698 | 134 | 20 | 0.9 | 4000 | 70
P00000OYE | Cree Inc. | Cree | FLD-EDG-40-xx-06-E-xx-xx-700-40K-xxxx | Outdoor Luminaires | High Output | Architectural Flood and Spot Luminaires | Standard | FALSE | [9 empty] | 41688 |  |  | NotYetVerified | XAL*D06E-*D7_ | 3 | 12672.354 | 94.5698 | 134 | 20 | 0.9 | 4000 | 70
P00000P4Y | Cree Inc. | Cree | FLD-EDR-70-xx-08-E-xx-xx-525-40K-xxxx | Outdoor Luminaires | High Output | Architectural Flood and Spot Luminaires | Standard | FALSE | [9 empty] | 41688 |  |  | NotYetVerified | XAR*Z08E-*C7_ | 3 | 12603.736 | 94.7649 | 133 | 20 | 0.9 | 4000 | 70
P00000OZM | Cree Inc. | Cree | FLD-EDG-70-xx-08-E-xx-xx-525-40K-xxxx | Outdoor Luminaires | High Output | Architectural Flood and Spot Luminaires | Standard | FALSE | [9 empty] | 41688 |  |  | NotYetVerified | XAL*Z08E-*C7_ | 3 | 12603.736 | 94.7649 | 133 | 20 | 0.9 | 4000 | 70
P00000P4C | Cree Inc. | Cree | FLD-EDR-40-xx-10-E-xx-xx-350-40K-xxxx | Outdoor Luminaires | High Output | Architectural Flood and Spot Luminaires | Standard | FALSE | [9 empty] | 41688 |  |  | NotYetVerified | XAR*D10E-*H7_ | 3 | 12321.621 | 112.5262 | 109.5 | 20 | 0.9 | 4000 | 70
P00000OYK | Cree Inc. | Cree | FLD-EDG-40-xx-10-E-xx-xx-350-40K-xxxx | Outdoor Luminaires | High Output | Architectural Flood and Spot Luminaires | Standard | FALSE | [9 empty] | 41688 |  |  | NotYetVerified | XAL*D10E-*H7_ | 3 | 12321.621 | 112.5262 | 109.5 | 20 | 0.9 | 4000 | 70
P00000P66 | Cree Inc. | Cree | FLD-EDR-SN-xx-06-E-xx-xx-700-40K-xxxx | Outdoor Luminaires | High Output | Architectural Flood and Spot Luminaires | Standard | FALSE | [9 empty] | 41688 |  |  | NotYetVerified | XAR*X06E-*D7_ | 3 | 11686.727 | 87.2144 | 134 | 20 | 0.9 | 4000 | 70
P00000P1U | Cree Inc. | Cree | FLD-EDG-SN-xx-06-E-xx-xx-700-40K-xxxx | Outdoor Luminaires | High Output | Architectural Flood and Spot Luminaires | Standard | FALSE | [9 empty] | 41688 |  |  | NotYetVerified | XAL*X06E-*D7_ | 3 | 11686.727 | 87.2144 | 134 | 20 | 0.9 | 4000 | 70
P00000P4U | Cree Inc. | Cree | FLD-EDR-70-xx-06-E-xx-xx-700-40K-xxxx | Outdoor Luminaires | High Output | Architectural Flood and Spot Luminaires | Standard | FALSE | [9 empty] | 41688 |  |  | NotYetVerified | XAR*Z06E-*D7_ | 3 | 11545.922 | 86.1636 | 134 | 20 | 0.9 | 4000 | 70
P00000OZI | Cree Inc. | Cree | FLD-EDG-70-xx-06-E-xx-xx-700-40K-xxxx | Outdoor Luminaires | High Output | Architectural Flood and Spot Luminaires | Standard | FALSE | [9 empty] | 41688 |  |  | NotYetVerified | XAL*Z06E-*D7_ | 3 | 11545.922 | 86.1636 | 134 | 20 | 0.9 | 4000 | 70
P00000P6C | Cree Inc. | Cree | FLD-EDR-SN-xx-10-E-xx-xx-350-40K-xxxx | Outdoor Luminaires | High Output | Architectural Flood and Spot Luminaires | Standard | FALSE | [9 empty] | 41688 |  |  | NotYetVerified | XAR*X10E-*H7_ | 3 | 11363.272 | 103.7742 | 109.5 | 20 | 0.9 | 4000 | 70
P00000P20 | Cree Inc. | Cree | FLD-EDG-SN-xx-10-E-xx-xx-350-40K-xxxx | Outdoor Luminaires | High Output | Architectural Flood and Spot Luminaires | Standard | FALSE | [9 empty] | 41688 |  |  | NotYetVerified | XAL*X10E-*H7_ | 3 | 11363.272 | 103.7742 | 109.5 | 20 | 0.9 | 4000 | 70
P00000P50 | Cree Inc. | Cree | FLD-EDR-70-xx-10-E-xx-xx-350-40K-xxxx | Outdoor Luminaires | High Output | Architectural Flood and Spot Luminaires | Standard | FALSE | [9 empty] | 41688 |  |  | NotYetVerified | XAR*Z10E-*H7_ | 3 | 11226.366 | 102.5239 | 109.5 | 20 | 0.9 | 4000 | 70
P00000OZO | Cree Inc. | Cree | FLD-EDG-70-xx-10-E-xx-xx-350-40K-xxxx | Outdoor Luminaires | High Output | Architectural Flood and Spot Luminaires | Standard | FALSE | [9 empty] | 41688 |  |  | NotYetVerified | XAL*Z10E-*H7_ | 3 | 11226.366 | 102.5239 | 109.5 | 20 | 0.9 | 4000 | 70
P00000P44 | Cree Inc. | Cree | FLD-EDR-40-xx-06-E-xx-xx-525-40K-xxxx | Outdoor Luminaires | High Output | Architectural Flood and Spot Luminaires | Standard | FALSE | [9 empty] | 41688 |  |  | NotYetVerified | XAR*D06E-*C7_ | 3 | 10375.026 | 102.723 | 101 | 20 | 0.9 | 4000 | 70
P00000OYC | Cree Inc. | Cree | FLD-EDG-40-xx-06-E-xx-xx-525-40K-xxxx | Outdoor Luminaires | High Output | Architectural Flood and Spot Luminaires | Standard | FALSE | [9 empty] | 41688 |  |  | NotYetVerified | XAL*D06E-*C7_ | 3 | 10375.026 | 102.723 | 101 | 20 | 0.9 | 4000 | 70
P00000P3C | Cree Inc. | Cree | FLD-EDR-25-xx-04-E-xx-xx-700-40K-xxxx | Outdoor Luminaires | Mid Output | Architectural Flood and Spot Luminaires | Standard | FALSE | [9 empty] | 41688 |  |  | NotYetVerified | XAR*C04E-*D7_ | 3 | 8735.696 | 94.9532 | 92 | 20 | 0.9 | 4000 | 70
P00000OX2 | Cree Inc. | Cree | FLD-EDG-25-xx-04-E-xx-xx-700-40K-xxxx | Outdoor Luminaires | Mid Output | Architectural Flood and Spot Luminaires | Standard | FALSE | [9 empty] | 41688 |  |  | NotYetVerified | XAL*C04E-*D7_ | 3 | 8735.696 | 94.9532 | 92 | 20 | 0.9 | 4000 | 70
P00000P3E | Cree Inc. | Cree | FLD-EDR-25-xx-06-E-xx-xx-350-40K-xxxx | Outdoor Luminaires | Mid Output | Architectural Flood and Spot Luminaires | Standard | FALSE | [9 empty] | 41688 |  |  | NotYetVerified | XAR*C06E-*H7_ | 3 | 7575.416 | 115.6552 | 65.5 | 20 | 0.9 | 4000 | 70
P00000OX4 | Cree Inc. | Cree | FLD-EDG-25-xx-06-E-xx-xx-350-40K-xxxx | Outdoor Luminaires | Mid Output | Architectural Flood and Spot Luminaires | Standard | FALSE | [9 empty] | 41688 |  |  | NotYetVerified | XAL*C06E-*H7_ | 3 | 7575.416 | 115.6552 | 65.5 | 20 | 0.9 | 4000 | 70
P00000P3A | Cree Inc. | Cree | FLD-EDR-25-xx-04-E-xx-xx-525-40K-xxxx | Outdoor Luminaires | Mid Output | Architectural Flood and Spot Luminaires | Standard | FALSE | [9 empty] | 41688 |  |  | NotYetVerified | XAR*C04E-*C7_ | 3 | 7152.032 | 102.9069 | 69.5 | 20 | 0.9 | 4000 | 70
P00000OX0 | Cree Inc. | Cree | FLD-EDG-25-xx-04-E-xx-xx-525-40K-xxxx | Outdoor Luminaires | Mid Output | Architectural Flood and Spot Luminaires | Standard | FALSE | [9 empty] | 41688 |  |  | NotYetVerified | XAL*C04E-*C7_ | 3 | 7152.032 | 102.9069 | 69.5 | 20 | 0.9 | 4000 | 70
P00000P38 | Cree Inc. | Cree | FLD-EDR-25-xx-04-E-xx-xx-350-40K-xxxx | Outdoor Luminaires | Mid Output | Architectural Flood and Spot Luminaires | Standard | FALSE | [9 empty] | 41688 |  |  | NotYetVerified | XAR*C04E-*H7_ | 3 | 5108.594 | 111.0564 | 46 | 20 | 0.9 | 4000 | 70
P00000OWY | Cree Inc. | Cree | FLD-EDG-25-xx-04-E-xx-xx-350-40K-xxxx | Outdoor Luminaires | Mid Output | Architectural Flood and Spot Luminaires | Standard | FALSE | [9 empty] | 41688 |  |  | NotYetVerified | XAL*C04E-*H7_ | 3 | 5108.594 | 111.0564 | 46 | 20 | 0.9 | 4000 | 70
P00000OWW | Cree Inc. | Cree | FLD-EDG-25-xx-02-E-xx-xx-700-40K-xxxx | Outdoor Luminaires | Low Output | Architectural Flood and Spot Luminaires | Standard | FALSE | [9 empty] | 41688 |  |  | NotYetVerified | XAL*C02E-*D7_ | 3 | 4367.848 | 88.2394 | 49.5 | 20 | 0.9 | 4000 | 70
P00000OWU | Cree Inc. | Cree | FLD-EDG-25-xx-02-E-xx-xx-525-40K-xxxx | Outdoor Luminaires | Low Output | Architectural Flood and Spot Luminaires | Standard | FALSE | [9 empty] | 41688 |  |  | NotYetVerified | XAL*C02E-*C7_ | 3 | 3576.016 | 95.3604 | 37.5 | 20 | 0.9 | 4000 | 70
P00000OWS | Cree Inc. | Cree | FLD-EDG-25-xx-02-E-xx-xx-350-40K-xxxx | Outdoor Luminaires | Low Output | Architectural Flood and Spot Luminaires | Standard | FALSE | [9 empty] | 41688 |  |  | NotYetVerified | XAL*C02E-*H7_ | 3 | 2554.297 | 100.1685 | 25.5 | 20 | 0.9 | 4000 | 70
P00000OXS | Cree Inc. | Cree | FLD-EDG-25-xx-16-E-xx-xx-525-40K-xxxx | Outdoor Luminaires | High Output | Architectural Flood and Spot Luminaires | Standard | FALSE | [9 empty] | 41688 |  |  | NotYetVerified | XAL*C16E-*C7_ | 3 | 28035.082 | 106.8003 | 262.5 | 20 | 0.9 | 4000 | 70
P00000OXU | Cree Inc. | Cree | FLD-EDG-25-xx-20-E-xx-xx-350-40K-xxxx | Outdoor Luminaires | High Output | Architectural Flood and Spot Luminaires | Standard | FALSE | [9 empty] | 41688 |  |  | NotYetVerified | XAL*C20E-*H7_ | 3 | 25031.322 | 114.0379 | 219.5 | 20 | 0.9 | 4000 | 70
P00000OXO | Cree Inc. | Cree | FLD-EDG-25-xx-14-E-xx-xx-525-40K-xxxx | Outdoor Luminaires | High Output | Architectural Flood and Spot Luminaires | Standard | FALSE | [9 empty] | 41688 |  |  | NotYetVerified | XAL*C14E-*C7_ | 3 | 24530.697 | 105.9641 | 231.5 | 20 | 0.9 | 4000 | 70
P00000P3U | Cree Inc. | Cree | FLD-EDR-25-xx-12-E-xx-xx-525-40K-xxxx | Outdoor Luminaires | High Output | Architectural Flood and Spot Luminaires | Standard | FALSE | [9 empty] | 41688 |  |  | NotYetVerified | XAR*C12E-*C7_ | 3 | 21160.33 | 105.014 | 201.5 | 20 | 0.9 | 4000 | 70
P00000OXK | Cree Inc. | Cree | FLD-EDG-25-xx-12-E-xx-xx-525-40K-xxxx | Outdoor Luminaires | High Output | Architectural Flood and Spot Luminaires | Standard | FALSE | [9 empty] | 41688 |  |  | NotYetVerified | XAL*C12E-*C7_ | 3 | 21160.33 | 105.014 | 201.5 | 20 | 0.9 | 4000 | 70
P00000OXQ | Cree Inc. | Cree | FLD-EDG-25-xx-16-E-xx-xx-350-40K-xxxx | Outdoor Luminaires | High Output | Architectural Flood and Spot Luminaires | Standard | FALSE | [9 empty] | 41688 |  |  | NotYetVerified | XAL*C16E-*H7_ | 3 | 20025.059 | 112.1852 | 178.5 | 20 | 0.9 | 4000 | 70
P00000P3Q | Cree Inc. | Cree | FLD-EDR-25-xx-10-E-xx-xx-525-40K-xxxx | Outdoor Luminaires | High Output | Architectural Flood and Spot Luminaires | Standard | FALSE | [9 empty] | 41688 |  |  | NotYetVerified | XAR*C10E-*C7_ | 3 | 17633.61 | 103.4229 | 170.5 | 20 | 0.9 | 4000 | 70
P00000OXG | Cree Inc. | Cree | FLD-EDG-25-xx-10-E-xx-xx-525-40K-xxxx | Outdoor Luminaires | High Output | Architectural Flood and Spot Luminaires | Standard | FALSE | [9 empty] | 41688 |  |  | NotYetVerified | XAL*C10E-*C7_ | 3 | 17633.61 | 103.4229 | 170.5 | 20 | 0.9 | 4000 | 70
P00000OXM | Cree Inc. | Cree | FLD-EDG-25-xx-14-E-xx-xx-350-40K-xxxx | Outdoor Luminaires | High Output | Architectural Flood and Spot Luminaires | Standard | FALSE | [9 empty] | 41688 |  |  | NotYetVerified | XAL*C14E-*H7_ | 3 | 17521.926 | 111.2503 | 157.5 | 20 | 0.9 | 4000 | 70
P00000P3S | Cree Inc. | Cree | FLD-EDR-25-xx-12-E-xx-xx-350-40K-xxxx | Outdoor Luminaires | High Output | Architectural Flood and Spot Luminaires | Standard | FALSE | [9 empty] | 41688 |  |  | NotYetVerified | XAR*C12E-*H7_ | 3 | 15114.521 | 116.2656 | 130 | 20 | 0.9 | 4000 | 70
P00000OXI | Cree Inc. | Cree | FLD-EDG-25-xx-12-E-xx-xx-350-40K-xxxx | Outdoor Luminaires | High Output | Architectural Flood and Spot Luminaires | Standard | FALSE | [9 empty] | 41688 |  |  | NotYetVerified | XAL*C12E-*H7_ | 3 | 15114.521 | 116.2656 | 130 | 20 | 0.9 | 4000 | 70
P00000P3M | Cree Inc. | Cree | FLD-EDR-25-xx-08-E-xx-xx-525-40K-xxxx | Outdoor Luminaires | High Output | Architectural Flood and Spot Luminaires | Standard | FALSE | [9 empty] | 41688 |  |  | NotYetVerified | XAR*C08E-*C7_ | 3 | 14140.776 | 106.3216 | 133 | 20 | 0.9 | 4000 | 70
P00000OXC | Cree Inc. | Cree | FLD-EDG-25-xx-08-E-xx-xx-525-40K-xxxx | Outdoor Luminaires | High Output | Architectural Flood and Spot Luminaires | Standard | FALSE | [9 empty] | 41688 |  |  | NotYetVerified | XAL*C08E-*C7_ | 3 | 14140.776 | 106.3216 | 133 | 20 | 0.9 | 4000 | 70
P00000P3I | Cree Inc. | Cree | FLD-EDR-25-xx-06-E-xx-xx-700-40K-xxxx | Outdoor Luminaires | High Output | Architectural Flood and Spot Luminaires | Standard | FALSE | [9 empty] | 41688 |  |  | NotYetVerified | XAR*C06E-*D7_ | 3 | 12953.962 | 96.6714 | 134 | 20 | 0.9 | 4000 | 70
P00000OX8 | Cree Inc. | Cree | FLD-EDG-25-xx-06-E-xx-xx-700-40K-xxxx | Outdoor Luminaires | High Output | Architectural Flood and Spot Luminaires | Standard | FALSE | [9 empty] | 41688 |  |  | NotYetVerified | XAL*C06E-*D7_ | 3 | 12953.962 | 96.6714 | 134 | 20 | 0.9 | 4000 | 70
P00000P3O | Cree Inc. | Cree | FLD-EDR-25-xx-10-E-xx-xx-350-40K-xxxx | Outdoor Luminaires | High Output | Architectural Flood and Spot Luminaires | Standard | FALSE | [9 empty] | 41688 |  |  | NotYetVerified | XAR*C10E-*H7_ | 3 | 12595.435 | 115.0268 | 109.5 | 20 | 0.9 | 4000 | 70
P00000OXE | Cree Inc. | Cree | FLD-EDG-25-xx-10-E-xx-xx-350-40K-xxxx | Outdoor Luminaires | High Output | Architectural Flood and Spot Luminaires | Standard | FALSE | [9 empty] | 41688 |  |  | NotYetVerified | XAL*C10E-*H7_ | 3 | 12595.435 | 115.0268 | 109.5 | 20 | 0.9 | 4000 | 70
P00000P3G | Cree Inc. | Cree | FLD-EDR-25-xx-06-E-xx-xx-525-40K-xxxx | Outdoor Luminaires | High Output | Architectural Flood and Spot Luminaires | Standard | FALSE | [9 empty] | 41688 |  |  | NotYetVerified | XAR*C06E-*C7_ | 3 | 10605.583 | 105.0058 | 101 | 20 | 0.9 | 4000 | 70
P00000OX6 | Cree Inc. | Cree | FLD-EDG-25-xx-06-E-xx-xx-525-40K-xxxx | Outdoor Luminaires | High Output | Architectural Flood and Spot Luminaires | Standard | FALSE | [9 empty] | 41688 |  |  | NotYetVerified | XAL*C06E-*C7_ | 3 | 10605.583 | 105.0058 | 101 | 20 | 0.9 | 4000 | 70
P00000P3K | Cree Inc. | Cree | FLD-EDR-25-xx-08-E-xx-xx-350-40K-xxxx | Outdoor Luminaires | High Output | Architectural Flood and Spot Luminaires | Standard | FALSE | [9 empty] | 41688 |  |  | NotYetVerified | XAR*C08E-*H7_ | 3 | 10100.555 | 112.8554 | 89.5 | 20 | 0.9 | 4000 | 70
P00000OXA | Cree Inc. | Cree | FLD-EDG-25-xx-08-E-xx-xx-350-40K-xxxx | Outdoor Luminaires | High Output | Architectural Flood and Spot Luminaires | Standard | FALSE | [9 empty] | 41688 |  |  | NotYetVerified | XAL*C08E-*H7_ | 3 | 10100.555 | 112.8554 | 89.5 | 20 | 0.9 | 4000 | 70
P00000P2O | Cree Inc. | Cree | FLD-EDR-15-xx-04-E-xx-xx-700-40K-xxxx | Outdoor Luminaires | Mid Output | Architectural Flood and Spot Luminaires | Standard | FALSE | [9 empty] | 41688 |  |  | NotYetVerified | XAR*B04E-*D7_ | 3 | 8735.696 | 94.9532 | 92 | 20 | 0.9 | 4000 | 70
P00000OVW | Cree Inc. | Cree | FLD-EDG-15-xx-04-E-xx-xx-700-40K-xxxx | Outdoor Luminaires | Mid Output | Architectural Flood and Spot Luminaires | Standard | FALSE | [9 empty] | 41688 |  |  | NotYetVerified | XAL*B04E-*D7_ | 3 | 8735.696 | 94.9532 | 92 | 20 | 0.9 | 4000 | 70
P00000P2Q | Cree Inc. | Cree | FLD-EDR-15-xx-06-E-xx-xx-350-40K-xxxx | Outdoor Luminaires | Mid Output | Architectural Flood and Spot Luminaires | Standard | FALSE | [9 empty] | 41688 |  |  | NotYetVerified | XAR*B06E-*H7_ | 3 | 7575.416 | 115.6552 | 65.5 | 20 | 0.9 | 4000 | 70
P00000OVY | Cree Inc. | Cree | FLD-EDG-15-xx-06-E-xx-xx-350-40K-xxxx | Outdoor Luminaires | Mid Output | Architectural Flood and Spot Luminaires | Standard | FALSE | [9 empty] | 41688 |  |  | NotYetVerified | XAL*B06E-*H7_ | 3 | 7575.416 | 115.6552 | 65.5 | 20 | 0.9 | 4000 | 70
P00000P2M | Cree Inc. | Cree | FLD-EDR-15-xx-04-E-xx-xx-525-40K-xxxx | Outdoor Luminaires | Mid Output | Architectural Flood and Spot Luminaires | Standard | FALSE | [9 empty] | 41688 |  |  | NotYetVerified | XAR*B04E-*C7_ | 3 | 7152.032 | 102.9069 | 69.5 | 20 | 0.9 | 4000 | 70
P00000OVU | Cree Inc. | Cree | FLD-EDG-15-xx-04-E-xx-xx-525-40K-xxxx | Outdoor Luminaires | Mid Output | Architectural Flood and Spot Luminaires | Standard | FALSE | [9 empty] | 41688 |  |  | NotYetVerified | XAL*B04E-*C7_ | 3 | 7152.032 | 102.9069 | 69.5 | 20 | 0.9 | 4000 | 70
P00000P2K | Cree Inc. | Cree | FLD-EDR-15-xx-04-E-xx-xx-350-40K-xxxx | Outdoor Luminaires | Mid Output | Architectural Flood and Spot Luminaires | Standard | FALSE | [9 empty] | 41688 |  |  | NotYetVerified | XAR*B04E-*H7_ | 3 | 5108.594 | 111.0564 | 46 | 20 | 0.9 | 4000 | 70
P00000OVS | Cree Inc. | Cree | FLD-EDG-15-xx-04-E-xx-xx-350-40K-xxxx | Outdoor Luminaires | Mid Output | Architectural Flood and Spot Luminaires | Standard | FALSE | [9 empty] | 41688 |  |  | NotYetVerified | XAL*B04E-*H7_ | 3 | 5108.594 | 111.0564 | 46 | 20 | 0.9 | 4000 | 70
P00000OVQ | Cree Inc. | Cree | FLD-EDG-15-xx-02-E-xx-xx-700-40K-xxxx | Outdoor Luminaires | Low Output | Architectural Flood and Spot Luminaires | Standard | FALSE | [9 empty] | 41688 |  |  | NotYetVerified | XAL*B02E-*D7_ | 3 | 4367.848 | 88.2394 | 49.5 | 20 | 0.9 | 4000 | 70
P00000OVO | Cree Inc. | Cree | FLD-EDG-15-xx-02-E-xx-xx-525-40K-xxxx | Outdoor Luminaires | Low Output | Architectural Flood and Spot Luminaires | Standard | FALSE | [9 empty] | 41688 |  |  | NotYetVerified | XAL*B02E-*C7_ | 3 | 3576.016 | 95.3604 | 37.5 | 20 | 0.9 | 4000 | 70
P00000OVM | Cree Inc. | Cree | FLD-EDG-15-xx-02-E-xx-xx-350-40K-xxxx | Outdoor Luminaires | Low Output | Architectural Flood and Spot Luminaires | Standard | FALSE | [9 empty] | 41688 |  |  | NotYetVerified | XAL*B02E-*H7_ | 3 | 2554.297 | 100.1685 | 25.5 | 20 | 0.9 | 4000 | 70
P00000OWM | Cree Inc. | Cree | FLD-EDG-15-xx-16-E-xx-xx-525-40K-xxxx | Outdoor Luminaires | High Output | Architectural Flood and Spot Luminaires | Standard | FALSE | [9 empty] | 41688 |  |  | NotYetVerified | XAL*B16E-*C7_ | 3 | 28035.082 | 106.8003 | 262.5 | 20 | 0.9 | 4000 | 70
P00000OWO | Cree Inc. | Cree | FLD-EDG-15-xx-20-E-xx-xx-350-40K-xxxx | Outdoor Luminaires | High Output | Architectural Flood and Spot Luminaires | Standard | FALSE | [9 empty] | 41688 |  |  | NotYetVerified | XAL*B20E-*H7_ | 3 | 25031.322 | 114.0379 | 219.5 | 20 | 0.9 | 4000 | 70
P00000OWI | Cree Inc. | Cree | FLD-EDG-15-xx-14-E-xx-xx-525-40K-xxxx | Outdoor Luminaires | High Output | Architectural Flood and Spot Luminaires | Standard | FALSE | [9 empty] | 41688 |  |  | NotYetVerified | XAL*B14E-*C7_ | 3 | 24530.697 | 105.9641 | 231.5 | 20 | 0.9 | 4000 | 70
P00000P36 | Cree Inc. | Cree | FLD-EDR-15-xx-12-E-xx-xx-525-40K-xxxx | Outdoor Luminaires | High Output | Architectural Flood and Spot Luminaires | Standard | FALSE | [9 empty] | 41688 |  |  | NotYetVerified | XAR*B12E-*C7_ | 3 | 21160.33 | 105.014 | 201.5 | 20 | 0.9 | 4000 | 70
P00000OWE | Cree Inc. | Cree | FLD-EDG-15-xx-12-E-xx-xx-525-40K-xxxx | Outdoor Luminaires | High Output | Architectural Flood and Spot Luminaires | Standard | FALSE | [9 empty] | 41688 |  |  | NotYetVerified | XAL*B12E-*C7_ | 3 | 21160.33 | 105.014 | 201.5 | 20 | 0.9 | 4000 | 70
P00000OWK | Cree Inc. | Cree | FLD-EDG-15-xx-16-E-xx-xx-350-40K-xxxx | Outdoor Luminaires | High Output | Architectural Flood and Spot Luminaires | Standard | FALSE | [9 empty] | 41688 |  |  | NotYetVerified | XAL*B16E-*H7_ | 3 | 20025.059 | 112.1852 | 178.5 | 20 | 0.9 | 4000 | 70
P00000P32 | Cree Inc. | Cree | FLD-EDR-15-xx-10-E-xx-xx-525-40K-xxxx | Outdoor Luminaires | High Output | Architectural Flood and Spot Luminaires | Standard | FALSE | [9 empty] | 41688 |  |  | NotYetVerified | XAR*B10E-*C7_ | 3 | 17633.61 | 103.4229 | 170.5 | 20 | 0.9 | 4000 | 70
P00000OWA | Cree Inc. | Cree | FLD-EDG-15-xx-10-E-xx-xx-525-40K-xxxx | Outdoor Luminaires | High Output | Architectural Flood and Spot Luminaires | Standard | FALSE | [9 empty] | 41688 |  |  | NotYetVerified | XAL*B10E-*C7_ | 3 | 17633.61 | 103.4229 | 170.5 | 20 | 0.9 | 4000 | 70
P00000OWG | Cree Inc. | Cree | FLD-EDG-15-xx-14-E-xx-xx-350-40K-xxxx | Outdoor Luminaires | High Output | Architectural Flood and Spot Luminaires | Standard | FALSE | [9 empty] | 41688 |  |  | NotYetVerified | XAL*B14E-*H7_ | 3 | 17521.926 | 111.2503 | 157.5 | 20 | 0.9 | 4000 | 70
P00000P34 | Cree Inc. | Cree | FLD-EDR-15-xx-12-E-xx-xx-350-40K-xxxx | Outdoor Luminaires | High Output | Architectural Flood and Spot Luminaires | Standard | FALSE | [9 empty] | 41688 |  |  | NotYetVerified | XAR*B12E-*H7_ | 3 | 15114.521 | 116.2656 | 130 | 20 | 0.9 | 4000 | 70
P00000OWC | Cree Inc. | Cree | FLD-EDG-15-xx-12-E-xx-xx-350-40K-xxxx | Outdoor Luminaires | High Output | Architectural Flood and Spot Luminaires | Standard | FALSE | [9 empty] | 41688 |  |  | NotYetVerified | XAL*B12E-*H7_ | 3 | 15114.521 | 116.2656 | 130 | 20 | 0.9 | 4000 | 70
P00000P2Y | Cree Inc. | Cree | FLD-EDR-15-xx-08-E-xx-xx-525-40K-xxxx | Outdoor Luminaires | High Output | Architectural Flood and Spot Luminaires | Standard | FALSE | [9 empty] | 41688 |  |  | NotYetVerified | XAR*B08E-*C7_ | 3 | 14140.776 | 106.3216 | 133 | 20 | 0.9 | 4000 | 70
P00000OW6 | Cree Inc. | Cree | FLD-EDG-15-xx-08-E-xx-xx-525-40K-xxxx | Outdoor Luminaires | High Output | Architectural Flood and Spot Luminaires | Standard | FALSE | [9 empty] | 41688 |  |  | NotYetVerified | XAL*B08E-*C7_ | 3 | 14140.776 | 106.3216 | 133 | 20 | 0.9 | 4000 | 70
P00000P2U | Cree Inc. | Cree | FLD-EDR-15-xx-06-E-xx-xx-700-40K-xxxx | Outdoor Luminaires | High Output | Architectural Flood and Spot Luminaires | Standard | FALSE | [9 empty] | 41688 |  |  | NotYetVerified | XAR*B06E-*D7_ | 3 | 12953.962 | 96.6714 | 134 | 20 | 0.9 | 4000 | 70
P00000OW2 | Cree Inc. | Cree | FLD-EDG-15-xx-06-E-xx-xx-700-40K-xxxx | Outdoor Luminaires | High Output | Architectural Flood and Spot Luminaires | Standard | FALSE | [9 empty] | 41688 |  |  | NotYetVerified | XAL*B06E-*D7_ | 3 | 12953.962 | 96.6714 | 134 | 20 | 0.9 | 4000 | 70
P00000P30 | Cree Inc. | Cree | FLD-EDR-15-xx-10-E-xx-xx-350-40K-xxxx | Outdoor Luminaires | High Output | Architectural Flood and Spot Luminaires | Standard | FALSE | [9 empty] | 41688 |  |  | NotYetVerified | XAR*B10E-*H7_ | 3 | 12595.435 | 115.0268 | 109.5 | 20 | 0.9 | 4000 | 70
P00000OW8 | Cree Inc. | Cree | FLD-EDG-15-xx-10-E-xx-xx-350-40K-xxxx | Outdoor Luminaires | High Output | Architectural Flood and Spot Luminaires | Standard | FALSE | [9 empty] | 41688 |  |  | NotYetVerified | XAL*B10E-*H7_ | 3 | 12595.435 | 115.0268 | 109.5 | 20 | 0.9 | 4000 | 70
P00000P2S | Cree Inc. | Cree | FLD-EDR-15-xx-06-E-xx-xx-525-40K-xxxx | Outdoor Luminaires | High Output | Architectural Flood and Spot Luminaires | Standard | FALSE | [9 empty] | 41688 |  |  | NotYetVerified | XAR*B06E-*C7_ | 3 | 10605.583 | 105.0058 | 101 | 20 | 0.9 | 4000 | 70
P00000OW0 | Cree Inc. | Cree | FLD-EDG-15-xx-06-E-xx-xx-525-40K-xxxx | Outdoor Luminaires | High Output | Architectural Flood and Spot Luminaires | Standard | FALSE | [9 empty] | 41688 |  |  | NotYetVerified | XAL*B06E-*C7_ | 3 | 10605.583 | 105.0058 | 101 | 20 | 0.9 | 4000 | 70
P00000P2W | Cree Inc. | Cree | FLD-EDR-15-xx-08-E-xx-xx-350-40K-xxxx | Outdoor Luminaires | High Output | Architectural Flood and Spot Luminaires | Standard | FALSE | [9 empty] | 41688 |  |  | NotYetVerified | XAR*B08E-*H7_ | 3 | 10100.555 | 112.8554 | 89.5 | 20 | 0.9 | 4000 | 70
P00000OW4 | Cree Inc. | Cree | FLD-EDG-15-xx-08-E-xx-xx-350-40K-xxxx | Outdoor Luminaires | High Output | Architectural Flood and Spot Luminaires | Standard | FALSE | [9 empty] | 41688 |  |  | NotYetVerified | XAL*B08E-*H7_ | 3 | 10100.555 | 112.8554 | 89.5 | 20 | 0.9 | 4000 | 70
P00000OXW | Cree Inc. | Cree | FLD-EDG-25-xx-24-E-xx-xx-350-40K-xxxx | Outdoor Luminaires | Very High Output | Architectural Flood and Spot Luminaires | Standard | FALSE | [9 empty] | 41688 |  |  | NotYetVerified | XAL*C24E-*H7_ | 3 | 30038 | 115.309 | 260.5 | 20 | 0.9 | 4000 | 70
P00000OWQ | Cree Inc. | Cree | FLD-EDG-15-xx-24-E-xx-xx-350-40K-xxxx | Outdoor Luminaires | Very High Output | Architectural Flood and Spot Luminaires | Standard | FALSE | [9 empty] | 41688 |  |  | NotYetVerified | XAL*B24E-*H7_ | 3 | 30038 | 115.309 | 260.5 | 20 | 0.9 | 4000 | 70
P00000P1C | Cree Inc. | Cree | FLD-EDG-N6-xx-24-E-xx-xx-350-40K-xxxx | Outdoor Luminaires | Very High Output | Architectural Flood and Spot Luminaires | Standard | FALSE | [9 empty] | 41688 |  |  | NotYetVerified | XAL*A24E-*H7_ | 3 | 30037.588 | 115.3074 | 260.5 | 20 | 0.9 | 4000 | 70
P00000U32 | Grandlite International Corp | Grandlite | FLL560-80-P-N7 | Outdoor Luminaires | High Output | Architectural Flood and Spot Luminaires | Standard | FALSE | [9 empty] | 41684 |  |  | NotYetVerified |  | 3 | 14765 | 80 | 185.68 |  |  | 4700
P00000U31 | Grandlite International Corp | Grandlite | FLL560-80-P-N5 | Outdoor Luminaires | High Output | Architectural Flood and Spot Luminaires | Standard | FALSE | [9 empty] | 41684 |  |  | NotYetVerified |  | 3 | 15264 | 82 | 185.95 |  |  | 4700
P0000176D | RAB Lighting | RAB Lighting | FXLED125[TSF] [blank.W]/[PCT 7PRS 7PRS/PCT] LC] | Outdoor Luminaires | High Output | Architectural Flood and Spot Luminaires | Premium | TRUE | 16951 | 128.1 | 132.3 | 16.5 | 0.918 | 5027 | 72 | 5 | 50000 | 41682 |  |  | Yes |  | 4.1 | 16951 | 128.13 | 132.3 | 5.1 | 0.99 | 5027 | 72
P0000176P | RAB Lighting | RAB Lighting | FXLED125[TSF]N [blank.W]/[PCT 7PRS 7PRS/PCT] LC] | Outdoor Luminaires | High Output | Architectural Flood and Spot Luminaires | Premium | FALSE | [9 empty] | 41682 |  |  | Yes |  | 4.1 | 17368.62 | 130.27 | 133.33 | 5.1 | 0.99 | 4060 | 71
P0000176J | RAB Lighting | RAB Lighting Inc | FXLED105T | Outdoor Luminaires | High Output | Architectural Flood and Spot Luminaires | Standard | TRUE | 10908 | 101.7 | 107.3 | 15.8 | 0.879 | 4946 | 65 | 5 | 100000 | 41682 |  |  | NotYetVerified |  | 3 | 10908 | 102 | 105 |  | 0.99 | 5000 | 65
P0000176H | RAB Lighting | RAB Lighting | FXLED125[TSF] [blank.W]/BL/[PCT 7PRS 7PRS/PCT] | Outdoor Luminaires | High Output | Architectural Flood and Spot Luminaires | Premium | FALSE | [9 empty] | 41682 |  |  | Yes |  | 4.1 | 16951 | 128.13 | 132.3 | 5.1 | 0.99 | 5027 | 72
P0000176O | RAB Lighting | RAB Lighting Inc | FXLED105SFW/BL | Outdoor Luminaires | High Output | Architectural Flood and Spot Luminaires | Standard | FALSE | [9 empty] | 41682 |  |  | NotYetVerified |  | 3 | 10908 | 102 | 105 |  | 0.99 | 5000 | 65
P0000176N | RAB Lighting | RAB Lighting | FXLED105[TSF] [blank.W]/BL/[PCT 7PRS 7PRS/PCT] | Outdoor Luminaires | High Output | Architectural Flood and Spot Luminaires | Premium | FALSE | [9 empty] | 41682 |  |  | Yes |  | 4.1 | 13603.84 | 128.3 | 105.98 | 6.6 | 0.99 | 4956 | 71
P0000176M | RAB Lighting | RAB Lighting Inc | FXLED105SFW | Outdoor Luminaires | High Output | Architectural Flood and Spot Luminaires | Standard | FALSE | [9 empty] | 41682 |  |  | NotYetVerified |  | 3 | 10908 | 102 | 105 |  | 0.99 | 5000 | 65
P0000176L | RAB Lighting | RAB Lighting | FXLED105[TSF] [blank.W]/[PCT 7PRS 7PRS/PCT] LC] | Outdoor Luminaires | High Output | Architectural Flood and Spot Luminaires | Premium | FALSE | [9 empty] | 41682 |  |  | Yes |  | 4.1 | 13603.84 | 128.3 | 105.98 | 6.6 | 0.99 | 4956 | 71
P0000176K | RAB Lighting | RAB Lighting Inc | FXLED105TW | Outdoor Luminaires | High Output | Architectural Flood and Spot Luminaires | Standard | FALSE | [9 empty] | 41682 |  |  | NotYetVerified |  | 3 | 10908 | 102 | 105 |  | 0.99 | 5000 | 65
P0000176Z | RAB Lighting | RAB Lighting | FXLED125[TSF]N [blank.W]/BL/[PCT 7PRS 7PRS/PCT] | Outdoor Luminaires | High Output | Architectural Flood and Spot Luminaires | Premium | FALSE | [9 empty] | 41682 |  |  | Yes |  | 4.1 | 17368.62 | 130.27 | 133.33 | 5.1 | 0.99 | 4060 | 71
P0000176X | RAB Lighting | RAB Lighting | FXLED125[TSF]Y [blank.W]/BL/[PCT 7PRS 7PRS/PCT] | Outdoor Luminaires | High Output | Architectural Flood and Spot Luminaires | Premium | FALSE | [9 empty] | 41682 |  |  | Yes |  | 4.1 | 16507 | 125.42 | 131.61 | 5.1 | 0.99 | 3132 | 71
P0000176Q | RAB Lighting | RAB Lighting | FXLED125[TSF]Y [blank.W]/[PCT 7PRS 7PRS/PCT] LC] | Outdoor Luminaires | High Output | Architectural Flood and Spot Luminaires | Premium | FALSE | [9 empty] | 41682 |  |  | Yes |  | 4.1 | 16507 | 125.42 | 131.61 | 5.1 | 0.99 | 3132 | 71
P0000032D | Acuity Brands Lighting | American Electric Lighting | ACP1LED 610A XXXX 55 5K XX XX XX XX XXXX | Outdoor Luminaires | Very High Output | Architectural Flood and Spot Luminaires | Standard | TRUE | 32612 | 125.14 | 260.6 | 15.35 | 0.9312 | 5263 | 75.04 | 5 | 100000 | 41681 |  |  | Yes | Updated on 9/22/2016 | 3 | 32612 | 120.43 | 270.8 | 9.84 | 0.97 | 5263 | 75.04
P0000031U | Acuity Brands Lighting | ACP1 LED | ACP1LED 207A XXXX 55 4K XX XX XX XX XXXX | Outdoor Luminaires | Mid Output | Architectural Flood and Spot Luminaires | Standard | TRUE | 5387 | 97.7 | 55 | 13.9 | 0.91 | 4080 | 71.46 | 5 | 50000 | 41681 |  |  | NotYetVerified |  | 3 | 5387 | 97.7 | 55 | 14 | 0.9 | 4000 | 71.46
P0000033F | Acuity Brands Lighting | American Electric Lighting | ACP1LED 410A XXXX 66 5K XX XX XX XX XXXX | Outdoor Luminaires | High Output | Architectural Flood and Spot Luminaires | Standard | FALSE | [9 empty] | 41681 |  |  | Yes | Updated on 9/22/2016 | 3 | 21635 | 118.09 | 183.2 | 9.84 | 0.97 | 5263 | 75.04
P0000032B | Acuity Brands Lighting | American Electric Lighting | ACP1LED 410A XXXX 55 5K XX XX XX XX XXXX | Outdoor Luminaires | High Output | Architectural Flood and Spot Luminaires | Standard | FALSE | [9 empty] | 41681 |  |  | Yes | Updated on 9/22/2016 | 3 | 21622 | 118.02 | 183.2 | 9.84 | 0.97 | 5263 | 75.04
P0000033G | Acuity Brands Lighting | American Electric Lighting | ACP1LED 510A XXXX 66 5K XX XX XX XX XXXX | Outdoor Luminaires | High Output | Architectural Flood and Spot Luminaires | Standard | FALSE | [9 empty] | 41681 | Dimmable | Continuous Below 10 | Yes | Updated on 9/22/2016 | 3 | 26919 | 120.77 | 222.9 | 9.84 | 0.97 | 5263 | 75.04
P0000032W | Acuity Brands Lighting | American Electric Lighting | ACP1LED 510A XXXX 65 5K XX XX XX XX XXXX | Outdoor Luminaires | High Output | Architectural Flood and Spot Luminaires | Standard | FALSE | [9 empty] | 41681 | Dimmable | Continuous Below 10 | Yes | Updated on 9/22/2016 | 3 | 27250 | 122.25 | 222.9 | 9.84 | 0.97 | 5263 | 75.04
P0000032C | Acuity Brands Lighting | American Electric Lighting | ACP1LED 510A XXXX 55 5K XX XX XX XX XXXX | Outdoor Luminaires | High Output | Architectural Flood and Spot Luminaires | Standard | FALSE | [9 empty] | 41681 | Dimmable | Continuous Below 10 | Yes | Updated on 9/22/2016 | 3 | 26903 | 120.7 | 222.9 | 9.84 | 0.97 | 5263 | 75.04
P0000032V | Acuity Brands Lighting | American Electric Lighting | ACP1LED 410A XXXX 65 5K XX XX XX XX XXXX | Outdoor Luminaires | High Output | Architectural Flood and Spot Luminaires | Standard | FALSE | [9 empty] | 41681 | Dimmable | Continuous Below 10 | Yes | Updated on 9/22/2016 | 3 | 21903 | 119.56 | 183.2 | 9.84 | 0.97 | 5263 | 75.04
P0000032X | Acuity Brands Lighting | American Electric Lighting | ACP1LED 610A XXXX 65 5K XX XX XX XX XXXX | Outdoor Luminaires | Very High Output | Architectural Flood and Spot Luminaires | Standard | FALSE | [9 empty] | 41681 | Dimmable | Continuous Below 10 | Yes | Updated on 9/22/2016 | 3 | 32396 | 119.63 | 270.8 | 9.84 | 0.97 | 5263 | 75.04
P0000033H | Acuity Brands Lighting | American Electric Lighting | ACP1LED 610A XXXX 66 5K XX XX XX XX XXXX | Outdoor Luminaires | Very High Output | Architectural Flood and Spot Luminaires | Standard | FALSE | [9 empty] | 41681 | Dimmable | Continuous Below 10 | Yes | Updated on 9/22/2016 | 3 | 32003 | 118.18 | 270.8 | 9.84 | 0.97 | 5263 | 75.04
P0000032P | Acuity Brands Lighting | ACP1 LED | ACP1LED 307A XXXX 65 5K XX XX XX XX XXXX | Outdoor Luminaires | Mid Output | Architectural Flood and Spot Luminaires | Standard | FALSE | [9 empty] | 41681 | Not Yet Verified | Not Yet Verified | NotYetVerified |  | 3 | 8531 | 107 | 80 | 13.9 | 0.91 | 5155 | 74.9
P00000339 | Acuity Brands Lighting | ACP1 LED | ACP1LED 307A XXXX 66 5K XX XX XX XX XXXX | Outdoor Luminaires | Mid Output | Architectural Flood and Spot Luminaires | Standard | FALSE | [9 empty] | 41681 | Not Yet Verified | Not Yet Verified | NotYetVerified |  | 3 | 8429 | 105 | 80 | 13.9 | 0.91 | 5155 | 74.9
P0000032T | Acuity Brands Lighting | ACP1 LED | ACP1LED 210A XXXX 65 5K XX XX XX XX XXXX | Outdoor Luminaires | Mid Output | Architectural Flood and Spot Luminaires | Standard | FALSE | [9 empty] | 41681 | Not Yet Verified | Not Yet Verified | NotYetVerified |  | 3 | 7854 | 96 | 82 | 13.9 | 0.91 | 5155 | 74.9
P0000033D | Acuity Brands Lighting | ACP1 LED | ACP1LED 210A XXXX 66 5K XX XX XX XX XXXX | Outdoor Luminaires | Mid Output | Architectural Flood and Spot Luminaires | Standard | FALSE | [9 empty] | 41681 | Not Yet Verified | Not Yet Verified | NotYetVerified |  | 3 | 7760 | 95 | 82 | 13.9 | 0.91 | 5155 | 74.9
P0000032O | Acuity Brands Lighting | ACP1 LED | ACP1LED 207A XXXX 65 5K XX XX XX XX XXXX | Outdoor Luminaires | Mid Output | Architectural Flood and Spot Luminaires | Standard | FALSE | [9 empty] | 41681 | Not Yet Verified | Not Yet Verified | NotYetVerified |  | 3 | 5644 | 103 | 55 | 13.9 | 0.91 | 5155 | 74.9
P00000338 | Acuity Brands Lighting | ACP1 LED | ACP1LED 207A XXXX 66 5K XX XX XX XX XXXX | Outdoor Luminaires | Mid Output | Architectural Flood and Spot Luminaires | Standard | FALSE | [9 empty] | 41681 | Not Yet Verified | Not Yet Verified | NotYetVerified |  | 3 | 5576 | 101 | 55 | 13.9 | 0.91 | 5155 | 74.9
P0000032S | Acuity Brands Lighting | ACP1 LED | ACP1LED 607A XXXX 65 5K XX XX XX XX XXXX | Outdoor Luminaires | High Output | Architectural Flood and Spot Luminaires | Standard | FALSE | [9 empty] | 41681 | Not Yet Verified | Not Yet Verified | NotYetVerified |  | 3 | 16579 | 104 | 159 | 13.9 | 0.91 | 5155 | 74.9
P0000033C | Acuity Brands Lighting | ACP1 LED | ACP1LED 607A XXXX 66 5K XX XX XX XX XXXX | Outdoor Luminaires | High Output | Architectural Flood and Spot Luminaires | Standard | FALSE | [9 empty] | 41681 | Not Yet Verified | Not Yet Verified | NotYetVerified |  | 3 | 16381 | 103 | 159 | 13.9 | 0.91 | 5155 | 74.9
P0000032R | Acuity Brands Lighting | ACP1 LED | ACP1LED 507A XXXX 65 5K XX XX XX XX XXXX | Outdoor Luminaires | High Output | Architectural Flood and Spot Luminaires | Standard | FALSE | [9 empty] | 41681 | Not Yet Verified | Not Yet Verified | NotYetVerified |  | 3 | 13946 | 104 | 134 | 13.9 | 0.91 | 5155 | 74.9
P0000033B | Acuity Brands Lighting | ACP1 LED | ACP1LED 507A XXXX 66 5K XX XX XX XX XXXX | Outdoor Luminaires | High Output | Architectural Flood and Spot Luminaires | Standard | FALSE | [9 empty] | 41681 | Not Yet Verified | Not Yet Verified | NotYetVerified |  | 3 | 13779 | 103 | 134 | 13.9 | 0.91 | 5155 | 74.9
P0000032U | Acuity Brands Lighting | ACP1 LED | ACP1LED 310A XXXX 65 5K XX XX XX XX XXXX | Outdoor Luminaires | High Output | Architectural Flood and Spot Luminaires | Standard | FALSE | [9 empty] | 41681 | Not Yet Verified | Not Yet Verified | NotYetVerified |  | 3 | 11872 | 99 | 120 | 13.9 | 0.91 | 5155 | 74.9
P0000033E | Acuity Brands Lighting | ACP1 LED | ACP1LED 310A XXXX 66 5K XX XX XX XX XXXX | Outdoor Luminaires | High Output | Architectural Flood and Spot Luminaires | Standard | FALSE | [9 empty] | 41681 | Not Yet Verified | Not Yet Verified | NotYetVerified |  | 3 | 11730 | 98 | 120 | 13.9 | 0.91 | 5155 | 74.9
P0000032Q | Acuity Brands Lighting | ACP1 LED | ACP1LED 407A XXXX 65 5K XX XX XX XX XXXX | Outdoor Luminaires | High Output | Architectural Flood and Spot Luminaires | Standard | FALSE | [9 empty] | 41681 | Not Yet Verified | Not Yet Verified | NotYetVerified |  | 3 | 11209 | 103 | 109 | 13.9 | 0.91 | 5155 | 74.9
P0000033A | Acuity Brands Lighting | ACP1 LED | ACP1LED 407A XXXX 66 5K XX XX XX XX XXXX | Outdoor Luminaires | High Output | Architectural Flood and Spot Luminaires | Standard | FALSE | [9 empty] | 41681 | Not Yet Verified | Not Yet Verified | NotYetVerified |  | 3 | 11075 | 102 | 109 | 13.9 | 0.91 | 5155 | 74.9
P00000325 | Acuity Brands Lighting | ACP1 LED | ACP1LED 307A XXXX 55 5K XX XX XX XX XXXX | Outdoor Luminaires | Mid Output | Architectural Flood and Spot Luminaires | Standard | FALSE | [9 empty] | 41681 | Not Yet Verified | Not Yet Verified | NotYetVerified |  | 3 | 8421 | 105 | 80 | 13.9 | 0.91 | 5155 | 74.9
P00000329 | Acuity Brands Lighting | ACP1 LED | ACP1LED 210A XXXX 55 5K XX XX XX XX XXXX | Outdoor Luminaires | Mid Output | Architectural Flood and Spot Luminaires | Standard | FALSE | [9 empty] | 41681 | Not Yet Verified | Not Yet Verified | NotYetVerified |  | 3 | 7753 | 95 | 82 | 13.9 | 0.91 | 5155 | 74.9
P00000324 | Acuity Brands Lighting | ACP1 LED | ACP1LED 207A XXXX 55 5K XX XX XX XX XXXX | Outdoor Luminaires | Mid Output | Architectural Flood and Spot Luminaires | Standard | FALSE | [9 empty] | 41681 | Not Yet Verified | Not Yet Verified | NotYetVerified |  | 3 | 5571 | 101 | 55 | 13.9 | 0.91 | 5155 | 74.9
P00000328 | Acuity Brands Lighting | ACP1 LED | ACP1LED 607A XXXX 55 5K XX XX XX XX XXXX | Outdoor Luminaires | High Output | Architectural Flood and Spot Luminaires | Standard | FALSE | [9 empty] | 41681 | Not Yet Verified | Not Yet Verified | NotYetVerified |  | 3 | 16367 | 103 | 159 | 13.9 | 0.91 | 5155 | 74.9
P00000327 | Acuity Brands Lighting | ACP1 LED | ACP1LED 507A XXXX 55 5K XX XX XX XX XXXX | Outdoor Luminaires | High Output | Architectural Flood and Spot Luminaires | Standard | FALSE | [9 empty] | 41681 | Not Yet Verified | Not Yet Verified | NotYetVerified |  | 3 | 13767 | 103 | 134 | 13.9 | 0.91 | 5155 | 74.9
P0000032A | Acuity Brands Lighting | ACP1 LED | ACP1LED 310A XXXX 55 5K XX XX XX XX XXXX | Outdoor Luminaires | High Output | Architectural Flood and Spot Luminaires | Standard | FALSE | [9 empty] | 41681 | Not Yet Verified | Not Yet Verified | NotYetVerified |  | 3 | 11720 | 98 | 120 | 13.9 | 0.91 | 5155 | 74.9
P00000326 | Acuity Brands Lighting | ACP1 LED | ACP1LED 407A XXXX 55 5K XX XX XX XX XXXX | Outdoor Luminaires | High Output | Architectural Flood and Spot Luminaires | Standard | FALSE | [9 empty] | 41681 | Not Yet Verified | Not Yet Verified | NotYetVerified |  | 3 | 11065 | 102 | 109 | 13.9 | 0.91 | 5155 | 74.9
P0000032F | Acuity Brands Lighting | ACP1 LED | ACP1LED 307A XXXX 65 4K XX XX XX XX XXXX | Outdoor Luminaires | Mid Output | Architectural Flood and Spot Luminaires | Standard | FALSE | [9 empty] | 41681 | Not Yet Verified | Not Yet Verified | NotYetVerified |  | 3 | 8363 | 105 | 80 | 13.9 | 0.91 | 4080 | 71.46
P0000032Z | Acuity Brands Lighting | ACP1 LED | ACP1LED 307A XXXX 66 4K XX XX XX XX XXXX | Outdoor Luminaires | Mid Output | Architectural Flood and Spot Luminaires | Standard | FALSE | [9 empty] | 41681 | Not Yet Verified | Not Yet Verified | NotYetVerified |  | 3 | 8264 | 103 | 80 | 13.9 | 0.91 | 4080 | 71.46
P0000032J | Acuity Brands Lighting | ACP1 LED | ACP1LED 210A XXXX 65 4K XX XX XX XX XXXX | Outdoor Luminaires | Mid Output | Architectural Flood and Spot Luminaires | Standard | FALSE | [9 empty] | 41681 | Not Yet Verified | Not Yet Verified | NotYetVerified |  | 3 | 7700 | 94 | 82 | 13.9 | 0.91 | 4080 | 71.46
P00000333 | Acuity Brands Lighting | ACP1 LED | ACP1LED 210A XXXX 66 4K XX XX XX XX XXXX | Outdoor Luminaires | Mid Output | Architectural Flood and Spot Luminaires | Standard | FALSE | [9 empty] | 41681 | Not Yet Verified | Not Yet Verified | NotYetVerified |  | 3 | 7608 | 93 | 95 | 13.9 | 0.91 | 4080 | 71.46
P0000032E | Acuity Brands Lighting | ACP1 LED | ACP1LED 207A XXXX 65 4K XX XX XX XX XXXX | Outdoor Luminaires | Mid Output | Architectural Flood and Spot Luminaires | Standard | FALSE | [9 empty] | 41681 | Not Yet Verified | Not Yet Verified | NotYetVerified |  | 3 | 5533 | 101 | 55 | 13.9 | 0.91 | 4080 | 71.46
P0000032Y | Acuity Brands Lighting | ACP1 LED | ACP1LED 207A XXXX 66 4K XX XX XX XX XXXX | Outdoor Luminaires | Mid Output | Architectural Flood and Spot Luminaires | Standard | FALSE | [9 empty] | 41681 | Not Yet Verified | Not Yet Verified | NotYetVerified |  | 3 | 5467 | 99 | 55 | 13.9 | 0.91 | 4080 | 71.46
P0000032I | Acuity Brands Lighting | ACP1 LED | ACP1LED 607A XXXX 65 4K XX XX XX XX XXXX | Outdoor Luminaires | High Output | Architectural Flood and Spot Luminaires | Standard | FALSE | [9 empty] | 41681 | Not Yet Verified | Not Yet Verified | NotYetVerified |  | 3 | 16254 | 102 | 159 | 13.9 | 0.91 | 4080 | 71.46
P00000332 | Acuity Brands Lighting | ACP1 LED | ACP1LED 607A XXXX 66 4K XX XX XX XX XXXX | Outdoor Luminaires | High Output | Architectural Flood and Spot Luminaires | Standard | FALSE | [9 empty] | 41681 | Not Yet Verified | Not Yet Verified | NotYetVerified |  | 3 | 16060 | 101 | 159 | 13.9 | 0.91 | 4080 | 71.46
P0000032H | Acuity Brands Lighting | ACP1 LED | ACP1LED 507A XXXX 65 4K XX XX XX XX XXXX | Outdoor Luminaires | High Output | Architectural Flood and Spot Luminaires | Standard | FALSE | [9 empty] | 41681 | Not Yet Verified | Not Yet Verified | NotYetVerified |  | 3 | 13672 | 102 | 134 | 13.9 | 0.91 | 4080 | 71.46
P00000331 | Acuity Brands Lighting | ACP1 LED | ACP1LED 507A XXXX 66 4K XX XX XX XX XXXX | Outdoor Luminaires | High Output | Architectural Flood and Spot Luminaires | Standard | FALSE | [9 empty] | 41681 | Not Yet Verified | Not Yet Verified | NotYetVerified |  | 3 | 13509 | 101 | 134 | 13.9 | 0.91 | 4080 | 71.46
P0000032K | Acuity Brands Lighting | ACP1 LED | ACP1LED 310A XXXX 65 4K XX XX XX XX XXXX | Outdoor Luminaires | High Output | Architectural Flood and Spot Luminaires | Standard | FALSE | [9 empty] | 41681 | Not Yet Verified | Not Yet Verified | NotYetVerified |  | 3 | 11639 | 97 | 120 | 13.9 | 0.91 | 4080 | 71.46
P00000334 | Acuity Brands Lighting | ACP1 LED | ACP1LED 310A XXXX 66 4K XX XX XX XX XXXX | Outdoor Luminaires | High Output | Architectural Flood and Spot Luminaires | Standard | FALSE | [9 empty] | 41681 | Not Yet Verified | Not Yet Verified | NotYetVerified |  | 3 | 11500 | 96 | 120 | 13.9 | 0.91 | 4080 | 71.46
P0000032G | Acuity Brands Lighting | ACP1 LED | ACP1LED 407A XXXX 65 4K XX XX XX XX XXXX | Outdoor Luminaires | High Output | Architectural Flood and Spot Luminaires | Standard | FALSE | [9 empty] | 41681 | Not Yet Verified | Not Yet Verified | NotYetVerified |  | 3 | 10989 | 101 | 109 | 13.9 | 0.91 | 4080 | 71.46
P00000330 | Acuity Brands Lighting | ACP1 LED | ACP1LED 407A XXXX 66 4K XX XX XX XX XXXX | Outdoor Luminaires | High Output | Architectural Flood and Spot Luminaires | Standard | FALSE | [9 empty] | 41681 | Not Yet Verified | Not Yet Verified | NotYetVerified |  | 3 | 10858 | 100 | 109 | 13.9 | 0.91 | 4080 | 71.46
P0000031W | Acuity Brands Lighting | ACP1 LED | ACP1LED 307A XXXX 55 4K XX XX XX XX XXXX | Outdoor Luminaires | Mid Output | Architectural Flood and Spot Luminaires | Standard | FALSE | [9 empty] | 41681 | Not Yet Verified | Not Yet Verified | NotYetVerified |  | 3 | 8256 | 103 | 80 | 13.9 | 0.91 | 4080 | 71.46
P00000320 | Acuity Brands Lighting | ACP1 LED | ACP1LED 210A XXXX 55 4K XX XX XX XX XXXX | Outdoor Luminaires | Mid Output | Architectural Flood and Spot Luminaires | Standard | FALSE | [9 empty] | 41681 | Not Yet Verified | Not Yet Verified | NotYetVerified |  | 3 | 7601 | 93 | 82 | 13.9 | 0.91 | 4080 | 71.46
P0000031Z | Acuity Brands Lighting | ACP1 LED | ACP1LED 607A XXXX 55 4K XX XX XX XX XXXX | Outdoor Luminaires | High Output | Architectural Flood and Spot Luminaires | Standard | FALSE | [9 empty] | 41681 | Not Yet Verified | Not Yet Verified | NotYetVerified |  | 3 | 16046 | 93 | 159 | 13.9 | 0.91 | 4080 | 71.46
P0000031Y | Acuity Brands Lighting | ACP1 LED | ACP1LED 507A XXXX 55 4K XX XX XX XX XXXX | Outdoor Luminaires | High Output | Architectural Flood and Spot Luminaires | Standard | FALSE | [9 empty] | 41681 | Not Yet Verified | Not Yet Verified | NotYetVerified |  | 3 | 13497 | 101 | 134 | 13.9 | 0.91 | 4080 | 71.46
P00000321 | Acuity Brands Lighting | ACP1 LED | ACP1LED 310A XXXX 55 4K XX XX XX XX XXXX | Outdoor Luminaires | High Output | Architectural Flood and Spot Luminaires | Standard | FALSE | [9 empty] | 41681 | Not Yet Verified | Not Yet Verified | NotYetVerified |  | 3 | 11490 | 96 | 120 | 13.9 | 0.91 | 4080 | 71.46
P0000031X | Acuity Brands Lighting | ACP1 LED | ACP1LED 407A XXXX 55 4K XX XX XX XX XXXX | Outdoor Luminaires | High Output | Architectural Flood and Spot Luminaires | Standard | FALSE | [9 empty] | 41681 | Not Yet Verified | Not Yet Verified | NotYetVerified |  | 3 | 10848 | 100 | 109 | 13.9 | 0.91 | 4080 | 71.46
P00000336 | Acuity Brands Lighting | American Electric Lighting | ACP1LED 510A XXXX 66 4K XX XX XX XX XXXX | Outdoor Luminaires | High Output | Architectural Flood and Spot Luminaires | Standard | FALSE | [9 empty] | 41681 | Dimmable | Continuous Below 10 | Yes | Updated on 9/22/2016 | 3 | 26919 | 120.77 | 222.9 | 9.84 | 0.97 | 4059 | 71.68
P00000335 | Acuity Brands Lighting | American Electric Lighting | ACP1LED 410A XXXX 66 4K XX XX XX XX XXXX | Outdoor Luminaires | High Output | Architectural Flood and Spot Luminaires | Standard | FALSE | [9 empty] | 41681 | Dimmable | Continuous Below 10 | Yes | Updated on 9/22/2016 | 3 | 21635 | 118.09 | 183.2 | 9.84 | 0.97 | 4059 | 71.68
P0000032M | Acuity Brands Lighting | American Electric Lighting | ACP1LED 510A XXXX 65 4K XX XX XX XX XXXX | Outdoor Luminaires | High Output | Architectural Flood and Spot Luminaires | Standard | FALSE | [9 empty] | 41681 | Dimmable | Continuous Below 10 | Yes | Updated on 9/22/2016 | 3 | 27250 | 122.25 | 222.9 | 9.84 | 0.97 | 4059 | 71.68
P00000323 | Acuity Brands Lighting | American Electric Lighting | ACP1LED 510A XXXX 55 4K XX XX XX XX XXXX | Outdoor Luminaires | High Output | Architectural Flood and Spot Luminaires | Standard | FALSE | [9 empty] | 41681 | Dimmable | Continuous Below 10 | Yes | Updated on 9/22/2016 | 3 | 26903 | 120.7 | 222.9 | 9.84 | 0.97 | 4059 | 71.68
P0000032L | Acuity Brands Lighting | American Electric Lighting | ACP1LED 410A XXXX 65 4K XX XX XX XX XXXX | Outdoor Luminaires | High Output | Architectural Flood and Spot Luminaires | Standard | FALSE | [9 empty] | 41681 | Dimmable | Continuous Below 10 | Yes | Updated on 9/22/2016 | 3 | 21903 | 119.56 | 183.2 | 9.84 | 0.97 | 4059 | 71.68
P00000322 | Acuity Brands Lighting | American Electric Lighting | ACP1LED 410A XXXX 55 4K XX XX XX XX XXXX | Outdoor Luminaires | High Output | Architectural Flood and Spot Luminaires | Standard | FALSE | [9 empty] | 41681 | Dimmable | Continuous Below 10 | Yes | Updated on 9/22/2016 | 3 | 21622 | 118.02 | 183.2 | 9.84 | 0.97 | 4059 | 71.68
P0000032N | Acuity Brands Lighting | American Electric Lighting | ACP1LED 610A XXXX 65 4K XX XX XX XX XXXX | Outdoor Luminaires | Very High Output | Architectural Flood and Spot Luminaires | Standard | FALSE | [9 empty] | 41681 | Dimmable | Continuous Below 10 | Yes | Updated on 9/22/2016 | 3 | 32396 | 119.63 | 270.8 | 9.84 | 0.97 | 4059 | 71.68
P00000337 | Acuity Brands Lighting | American Electric Lighting | ACP1LED 610A XXXX 66 4K XX XX XX XX XXXX | Outdoor Luminaires | Very High Output | Architectural Flood and Spot Luminaires | Standard | FALSE | [9 empty] | 41681 | Dimmable | Continuous Below 10 | Yes | Updated on 9/22/2016 | 3 | 32003 | 118.18 | 270.8 | 9.84 | 0.97 | 4059 | 71.68
P0000031V | Acuity Brands Lighting | American Electric Lighting | ACP1LED 610A XXXX 55 4K XX XX XX XX XXXX | Outdoor Luminaires | Very High Output | Architectural Flood and Spot Luminaires | Standard | FALSE | [9 empty] | 41681 | Dimmable | Continuous Below 10 | Yes | Updated on 9/22/2016 | 3 | 31984 | 118.11 | 270.8 | 9.84 | 0.97 | 4059 | 71.68
P0000175Z | RAB Lighting | RAB Lighting | FXLED105[TSF]N [blank.W]/[PCT 7PRS 7PRS/PCT] LC] | Outdoor Luminaires | High Output | Architectural Flood and Spot Luminaires | Premium | FALSE | [9 empty] | 41680 |  |  | Yes |  | 4.1 | 13939 | 130.5 | 106.8 | 6.6 | 0.99 | 4060 | 71
P0000176A | RAB Lighting | RAB Lighting Inc | FXLED105SFNW/BL | Outdoor Luminaires | Mid Output | Architectural Flood and Spot Luminaires | Standard | FALSE | [9 empty] | 41680 |  |  | NotYetVerified |  | 3 | 9000 | 85 | 105 |  | 0.99 | 4000 | 82
P00001769 | RAB Lighting | RAB Lighting | FXLED105[TSF]N [blank.W]/BL/[PCT 7PRS 7PRS/PCT] | Outdoor Luminaires | High Output | Architectural Flood and Spot Luminaires | Premium | FALSE | [9 empty] | 41680 |  |  | Yes |  | 4.1 | 13939 | 130.5 | 106.8 | 6.6 | 0.99 | 4060 | 71
P00001766 | RAB Lighting | RAB Lighting Inc | FXLED105SFNW | Outdoor Luminaires | Mid Output | Architectural Flood and Spot Luminaires | Standard | FALSE | [9 empty] | 41680 |  |  | NotYetVerified |  | 3 | 9000 | 85 | 105 |  | 0.99 | 4000 | 82
P00001764 | RAB Lighting | RAB Lighting Inc | FXLED105TNW | Outdoor Luminaires | Mid Output | Architectural Flood and Spot Luminaires | Standard | FALSE | [9 empty] | 41680 |  |  | NotYetVerified |  | 3 | 9000 | 85 | 105 |  | 0.99 | 4000 | 82
P00001768 | RAB Lighting | RAB Lighting Inc | FXLED105SFYW/BL | Outdoor Luminaires | Mid Output | Architectural Flood and Spot Luminaires | Standard | FALSE | [9 empty] | 41680 |  |  | NotYetVerified |  | 3 | 9105 | 86 | 105 |  | 0.99 | 3000 | 81
P00001767 | RAB Lighting | RAB Lighting | FXLED105[TSF]Y [blank.W]/BL/[PCT 7PRS 7PRS/PCT] | Outdoor Luminaires | High Output | Architectural Flood and Spot Luminaires | Premium | FALSE | [9 empty] | 41680 |  |  | Yes |  | 4.1 | 13247.94 | 125.7 | 105.43 | 6.6 | 0.99 | 3132 | 71
P00001765 | RAB Lighting | RAB Lighting Inc | FXLED105TY | Outdoor Luminaires | Mid Output | Architectural Flood and Spot Luminaires | Standard | FALSE | [9 empty] | 41680 |  |  | NotYetVerified |  | 3 | 9105 | 86 | 105 |  | 0.99 | 3000 | 81
P00001762 | RAB Lighting | RAB Lighting Inc | FXLED105SFYW | Outdoor Luminaires | Mid Output | Architectural Flood and Spot Luminaires | Standard | FALSE | [9 empty] | 41680 |  |  | NotYetVerified |  | 3 | 9105 | 86 | 105 |  | 0.99 | 3000 | 81
P00001761 | RAB Lighting | RAB Lighting | FXLED105[TSF]Y [blank.W]/[PCT 7PRS 7PRS/PCT] LC] | Outdoor Luminaires | High Output | Architectural Flood and Spot Luminaires | Premium | FALSE | [9 empty] | 41680 |  |  | Yes |  | 4.1 | 13247.94 | 125.7 | 105.43 | 6.6 | 0.99 | 3132 | 71
P00001760 | RAB Lighting | RAB Lighting Inc | FXLED105TYW | Outdoor Luminaires | Mid Output | Architectural Flood and Spot Luminaires | Standard | FALSE | [9 empty] | 41680 |  |  | NotYetVerified |  | 3 | 9105 | 86 | 105 |  | 0.99 | 3000 | 81
P00001763 | RAB Lighting | RAB Lighting Inc | FXLED105TN | Outdoor Luminaires | Mid Output | Architectural Flood and Spot Luminaires | Standard | FALSE | [9 empty] | 41680 |  |  | NotYetVerified |  | 3 | 9000 | 85 | 105 |  | 0.99 | 3000 | 81
P00001IMQ | MAX LED Display LLC | MAX LED Display LLC | FLD-BL04-80DLC-52K | Outdoor Luminaires | Mid Output | Architectural Flood and Spot Luminaires | Standard | TRUE | 6119 | 75.16 | 81.41 | 11.9 | 0.977 | 5260 | 77 | 5 | 55000 | 41677 |  |  | NotYetVerified |  | 3 | 6000 | 75 | 80 |  | 0.95 | 5200 | 75
P0000175X | RAB Lighting | RAB Lighting | FXLED78[TSF]Y [blank.W]/[PCT 7PRS 7PRS/PCT] LC] | Outdoor Luminaires | Mid Output | Architectural Flood and Spot Luminaires | Premium | TRUE | 9516 | 124.9 | 76.2 | 13.8 | 0.936 | 3132 | 71 | 5 | 50000 | 41677 |  |  | Yes |  | 4.1 | 9516 | 124.9 | 76.17 | 5 | 1 | 3132 | 71
P00001IMO | MAX LED Display LLC | MAX LED Display LLC | FLD-BL04-35DLC-52K | Outdoor Luminaires | Low Output | Architectural Flood and Spot Luminaires | Standard | TRUE | 2593 | 75.66 | 34.26 | 18.8 | 0.928 | 5238 | 77 | 5 | 55000 | 41677 |  |  | NotYetVerified |  | 3 | 2600 | 80 | 35 |  | 0.95 | 5200 | 75
P00001IMP | MAX LED Display LLC | MAX LED Display LLC | FLD-BL04-50DLC-52K | Outdoor Luminaires | Low Output | Architectural Flood and Spot Luminaires | Standard | TRUE | 3906 | 76.84 | 50.83 | 17.4 | 0.928 | 5130 | 76 | 5 | 55000 | 41677 |  |  | NotYetVerified |  | 3 | 4000 | 80 | 50 |  | 0.9 | 5200 | 80
P00001IMR | MAX LED Display LLC | MAX LED Display LLC | FLD-BL04-120DLC-52K | Outdoor Luminaires | High Output | Architectural Flood and Spot Luminaires | Standard | TRUE | 11644 | 90.15 | 129.1 | 12.2 | 0.921 | 5408 | 78 | 5 | 55000 | 41677 |  |  | NotYetVerified |  | 3 | 10000 | 80 | 120 |  | 0.95 | 5200 | 75
P0000175Y | RAB Lighting | RAB Lighting | FXLED78[TSF]N [blank.W]/[PCT 7PRS 7PRS/PCT] LC] | Outdoor Luminaires | Mid Output | Architectural Flood and Spot Luminaires | Premium | FALSE | [9 empty] | 41677 |  |  | Yes |  | 4.1 | 9717 | 126.7 | 76.72 | 4.9 | 1 | 3964 | 71
P00001E98 | Singbee | Singbee | SP-2026-60W-20D (3000K) | Outdoor Luminaires | Mid Output | Architectural Flood and Spot Luminaires | Standard | TRUE | 5079 | 87.79 | 57.85 | 12.7 | 0.9631 | 3181 | 74 | 5 | 66000 | 41676 |  |  | NotYetVerified |  | 3 | 5078.6 | 87.79 | 57.85 | 12.7 | 0.9631 | 3000 | 73.5
PQP42F87 | EcoGEN a Division of ADH Supply Chain Solutions Inc. | EcoGen | EG-SP-2026-120W-30K-20D-MVOLT | Outdoor Luminaires | High Output | Architectural Flood and Spot Luminaires | Standard | TRUE | 10685 | 89.3 | 119.7 | 12.16 | 0.9477 | 3155 | 73.4 | 5 | 62000 | 41676 |  |  | NotYetVerified |  | 3 | 10685 | 89.3 | 119.7 | 12.16 | 0.9477 | 3000 | 73.4
P00001E94 | Singbee | Singbee | SP-2026-120W-20D (3000K) | Outdoor Luminaires | High Output | Architectural Flood and Spot Luminaires | Standard | TRUE | 10685 | 89.3 | 119.7 | 12.16 | 0.9477 | 3155 | 73.4 | 5 | 62000 | 41676 |  |  | NotYetVerified |  | 3 | 10685 | 89.3 | 119.7 | 12.16 | 0.9477 | 3000 | 73.4
PP8K8TSW | EcoGEN a Division of ADH Supply Chain Solutions Inc. | EcoGen | EG-SP-2026-120W-45K-20D-MVOLT | Outdoor Luminaires | High Output | Architectural Flood and Spot Luminaires | Standard | FALSE | [9 empty] | 41676 |  |  | NotYetVerified |  | 3 | 12996 | 110.54 | 117.6 | 12.42 | 0.935 | 4500 | 69.7
PG6VP4G6 | EcoGEN a Division of ADH Supply Chain Solutions Inc. | EcoGen | EG-SP-2026-120W-40K-20D-MVOLT | Outdoor Luminaires | High Output | Architectural Flood and Spot Luminaires | Standard | FALSE | [9 empty] | 41676 |  |  | NotYetVerified |  | 3 | 10685 | 89.3 | 119.7 | 12.16 | 0.9477 | 4000 | 73.4
PU5GJEAK | EcoGEN a Division of ADH Supply Chain Solutions Inc. | EcoGen | EG-SP-2026-120W-35K-20D-MVOLT | Outdoor Luminaires | High Output | Architectural Flood and Spot Luminaires | Standard | FALSE | [9 empty] | 41676 |  |  | NotYetVerified |  | 3 | 10685 | 89.3 | 119.7 | 12.16 | 0.9477 | 3500 | 73.4
P00001E9B | Singbee | Singbee | SP-2026-60W-20D (4500K) | Outdoor Luminaires | Mid Output | Architectural Flood and Spot Luminaires | Standard | FALSE | [9 empty] | 41676 | Not Yet Verified | Not Yet Verified | NotYetVerified |  | 3 | 6291.89 | 105.58 | 59.59 | 13.78 | 0.9662 | 4500 | 69.9
P00001E97 | Singbee | Singbee | SP-2026-120W-20D (4500K) | Outdoor Luminaires | High Output | Architectural Flood and Spot Luminaires | Standard | FALSE | [9 empty] | 41676 | Not Yet Verified | Not Yet Verified | NotYetVerified |  | 3 | 12996 | 110.54 | 117.6 | 12.42 | 0.935 | 4500 | 69.7
P00001E9A | Singbee | Singbee | SP-2026-60W-20D (4000K) | Outdoor Luminaires | Mid Output | Architectural Flood and Spot Luminaires | Standard | FALSE | [9 empty] | 41676 | Not Yet Verified | Not Yet Verified | NotYetVerified |  | 3 | 5078.6 | 87.79 | 57.85 | 12.7 | 0.9631 | 4000 | 73.5
P00001E96 | Singbee | Singbee | SP-2026-120W-20D (4000K) | Outdoor Luminaires | High Output | Architectural Flood and Spot Luminaires | Standard | FALSE | [9 empty] | 41676 | Not Yet Verified | Not Yet Verified | NotYetVerified |  | 3 | 10685 | 89.3 | 119.7 | 12.16 | 0.9477 | 4000 | 73.4
P00001E99 | Singbee | Singbee | SP-2026-60W-20D (3500K) | Outdoor Luminaires | Mid Output | Architectural Flood and Spot Luminaires | Standard | FALSE | [9 empty] | 41676 | Not Yet Verified | Not Yet Verified | NotYetVerified |  | 3 | 5078.6 | 87.79 | 57.85 | 12.7 | 0.9631 | 3500 | 73.5
P00001E95 | Singbee | Singbee | SP-2026-120W-20D (3500K) | Outdoor Luminaires | High Output | Architectural Flood and Spot Luminaires | Standard | FALSE | [9 empty] | 41676 | Not Yet Verified | Not Yet Verified | NotYetVerified |  | 3 | 10685 | 89.3 | 119.7 | 12.16 | 0.9477 | 3500 | 73.4
P00001EP1 | American Lighting Inc | American Lighting Inc | AF-[All Mounting Options]-20-47-YY | Outdoor Luminaires | Low Output | Architectural Flood and Spot Luminaires | Standard | TRUE | 3845.62 | 77.68 | 49.51 | 18.6 | 0.95 | 4810 | 72.4 | 5 |  | 41675 |  |  | NotYetVerified |  | 3 | 3632 | 78 | 46.6 |  |  | 4700 | 75
P000019GL | Stanpro Lighting Systems Inc. | Stanpro Lighting Systems Inc. | FMD-L0047 | Outdoor Luminaires | Low Output | Architectural Flood and Spot Luminaires | Standard | TRUE | 3845.62 | 77.68 | 49.51 | 18.6 | 0.95 | 4810 | 72.4 | 5 |  | 41674 |  |  | NotYetVerified |  | 3 | 3632 | 78 | 46.6 |  |  | 4700 | 75
P00001FUZ | Aimlite Lighting Products | Aimlite Lighting Products | F13D-L0047 | Outdoor Luminaires | Low Output | Architectural Flood and Spot Luminaires | Standard | TRUE | 3845.62 | 77.68 | 49.51 | 18.6 | 0.95 | 4810 | 72.4 | 5 |  | 41674 |  |  | NotYetVerified |  | 3 | 3632 | 78 | 46.6 |  |  | 4700 | 75
P00000VOM | Hubbell Lighting | Hubbell Outdoor Lighting | MHS-[YK]-30L[U1234]-5K-RM-[FINISH]-[PCPR]-[F] | Outdoor Luminaires | Mid Output | Architectural Flood and Spot Luminaires | Standard | FALSE | [9 empty] | 41674 |  |  | Yes | Product updated on 1/20/2017 | 3 | 7107.7 | 100.68 | 70.6 | 11.8 | 0.91 | 5000 | 70
P00000VOL | Hubbell Lighting | Hubbell Outdoor Lighting | MHS-[YK]-30L[U1234]-4K-RM-[FINISH]-[PCPR]-[F] | Outdoor Luminaires | Mid Output | Architectural Flood and Spot Luminaires | Standard | TRUE | 6701 | 94.9 | 70.6 | 11.8 | 0.909 | 4036 | 73 | 5 | 50000 | 41674 |  |  | Yes | Product updated on 1/20/2017 | 3 | 6701 | 94.92 | 70.6 | 11.8 | 0.91 | 4000 | 70
P00000VOS | Hubbell Lighting | Hubbell Outdoor Lighting | MHS-[YK]-30L[U1234]-5K-W-[FINISH]-[PCPR]-[F] | Outdoor Luminaires | Mid Output | Architectural Flood and Spot Luminaires | Standard | FALSE | [9 empty] | 41674 |  |  | Yes | Product updated on 1/20/2017 | 3 | 7858.63 | 111.31 | 70.6 | 11.8 | 0.91 | 5000 | 70
P00000VOR | Hubbell Lighting | Hubbell Outdoor Lighting | MHS-[YK]-30L[U1234]-5K-M-[FINISH]-[PCPR]-[F] | Outdoor Luminaires | Mid Output | Architectural Flood and Spot Luminaires | Standard | FALSE | [9 empty] | 41674 |  |  | Yes | Product updated on 1/20/2017 | 3 | 8016.72 | 113.55 | 70.6 | 11.8 | 0.91 | 5000 | 70
P00000VOQ | Hubbell Lighting | Hubbell Outdoor Lighting | MHS-[YK]-30L[U1234]-5K-N-[FINISH]-[PCPR]-[F] | Outdoor Luminaires | Mid Output | Architectural Flood and Spot Luminaires | Standard | FALSE | [9 empty] | 41674 |  |  | Yes | Product updated on 1/20/2017 | 3 | 7706.91 | 109.16 | 70.6 | 11.8 | 0.91 | 5000 | 70
P00000VOP | Hubbell Lighting | Hubbell Outdoor Lighting | MHS-[YK]-30L[U1234]-4K-W-[FINISH]-[PCPR]-[F] | Outdoor Luminaires | Mid Output | Architectural Flood and Spot Luminaires | Standard | FALSE | [9 empty] | 41674 |  |  | Yes | Product updated on 1/20/2017 | 3 | 7384 | 104.59 | 70.6 | 11.8 | 0.91 | 4000 | 70
P00000VOO | Hubbell Lighting | Hubbell Outdoor Lighting | MHS-[YK]-30L[U1234]-4K-M-[FINISH]-[PCPR]-[F] | Outdoor Luminaires | Mid Output | Architectural Flood and Spot Luminaires | Standard | FALSE | [9 empty] | 41674 |  |  | Yes | Product updated on 1/20/2017 | 3 | 7644.44 | 108.28 | 70.6 | 11.8 | 0.91 | 4000 | 70
P00000VON | Hubbell Lighting | Hubbell Outdoor Lighting | MHS-[YK]-30L[U1234]-4K-N-[FINISH]-[PCPR]-[F] | Outdoor Luminaires | Mid Output | Architectural Flood and Spot Luminaires | Standard | FALSE | [9 empty] | 41674 |  |  | Yes | Product updated on 1/20/2017 | 3 | 7050.33 | 99.86 | 70.6 | 11.8 | 0.91 | 4000 | 70
P00000U6I | Green Ray LED International LLC | Green Ray LED | GR-FL-050NI-55C-NWRV | Outdoor Luminaires | Mid Output | Architectural Flood and Spot Luminaires | Standard | TRUE | 5023 | 93.96 | 53.46 | 19.55 | 0.9 | 5968 | 72.2 | 5 | 50000 | 41669 |  |  | NotYetVerified |  | 3 | 5000 | 100 | 50 | 15 | 0.9 | 5500 | 70
P00000UHN | Helius Illumination | helius illumination | WP1 | Outdoor Luminaires | Low Output | Architectural Flood and Spot Luminaires | Standard | TRUE | 2551.15 | 94.6 | 26.97 | 17 | 0.926 | 4949 | 73.1 | 5 | 50000 | 41666 |  |  | NotYetVerified |  | 3 | 2550 | 94 | 27 | 20 | 0.95 | 5000 | 73
P00001I8O | All Green Lighting Inc. | All Green Lighting Inc. | FL-LED-L-600W | Outdoor Luminaires | Very High Output | Architectural Flood and Spot Luminaires | Standard | TRUE | 53887 | 87.79 | 613.8 | 7.8 | 0.981 | 5334 | 73.8 | 5 | 50000 | 41662 |  |  | NotYetVerified |  | 3 | 60000 | 110 | 600 |  |  | 5700
P00001HOD | Affinity LED Light LLC | Affinity LED Lighting | HL160-4000K | Outdoor Luminaires | High Output | Architectural Flood and Spot Luminaires | Standard | TRUE | 11807 | 74.3 | 158.89 | 13.69 | 0.974 | 4216 | 83 | 5 | 50000 | 41662 |  |  | NotYetVerified |  | 3 |  |  | 160 |  | 0.94 | 4000 | 70
P00001I8M | All Green Lighting Inc. | All Green Lighting Inc. | FL-LED-L-200W | Outdoor Luminaires | High Output | Architectural Flood and Spot Luminaires | Standard | TRUE | 20217 | 90.7 | 222.9 | 14.32 | 0.972 | 4932 | 70.9 | 5 | 50000 | 41662 |  |  | NotYetVerified |  | 3 | 20000 | 110 | 200 |  |  | 5000
P00001I8N | All Green Lighting Inc. | All Green Lighting Inc. | FL-LED-L-400W | Outdoor Luminaires | Very High Output | Architectural Flood and Spot Luminaires | Standard | TRUE | 39205 | 88.04 | 445.3 | 14.3 | 0.971 | 5263 | 71.5 | 5 | 50000 | 41662 |  |  | NotYetVerified |  | 3 | 40000 | 110 | 400 |  |  | 5000
P000017EO | RC Lighting | RC Lighting | FFLED39Y(All Mounting Options)(All Fixture Colors) RCL | Outdoor Luminaires | Low Output | Architectural Flood and Spot Luminaires | Standard | TRUE | 3644 | 90.4 | 40.3 | 7.2 | 0.97 | 3077 | 82 | 5 | 100000 | 41662 |  |  | NotYetVerified |  | 3 | 3644 | 90 | 39 | 7.6 | 0.965 | 3000 | 82
P00001I8S | Morris Products Inc. | Morris | 7131[2345] | Outdoor Luminaires | Low Output | Architectural Flood and Spot Luminaires | Standard | TRUE | 3845.62 | 77.68 | 49.51 | 18.6 | 0.95 | 4810 | 72.4 | 5 |  | 41662 |  |  | NotYetVerified |  | 3 | 3632 | 78 | 46.6 |  |  | 4700 | 75
P000017EP | RC Lighting | RC Lighting | FFLED39N(All Mounting Options)(All Fixture Colors) RCL | Outdoor Luminaires | Low Output | Architectural Flood and Spot Luminaires | Standard | FALSE | [9 empty] | 41662 |  |  | NotYetVerified |  | 3 | 3902 | 96 | 41 | 7.6 | 0.965 | 4010 | 83
P00001I7Z | On Time Lighting | Metro LED Lighting | FL200LR.28W.40K | Outdoor Luminaires | Low Output | Architectural Flood and Spot Luminaires | Standard | TRUE | 2326 | 86.12 | 27.01 | 11.29 | 0.912 | 4314 | 84 | 5 | 50000 | 41661 |  |  | NotYetVerified |  | 3 | 3200 | 114 | 28 |  | 0.98 | 4000 | 80
P00001ECM | Sharp Source Inc. | Sharp Source LED Highbay | SSL-FLB-600W | Outdoor Luminaires | Very High Output | Architectural Flood and Spot Luminaires | Standard | TRUE | 53887 | 87.79 | 613.8 | 7.8 | 0.981 | 5334 | 73.8 | 5 | 50000 | 41656 |  |  | NotYetVerified |  | 3 | 53000 | 90 | 640 |  | 0.9 | 5700 | 73
P00001ECI | Sharp Source Inc. | Sharp Source LED Highbay | SSL-FLB-200W | Outdoor Luminaires | High Output | Architectural Flood and Spot Luminaires | Standard | TRUE | 20217 | 90.7 | 222.9 | 14.32 | 0.972 | 4932 | 70.9 | 5 | 50000 | 41656 |  |  | NotYetVerified |  | 3 | 2100 | 90 | 220 |  | 0.9 | 5000 | 71
P00001ECJ | Sharp Source Inc. | Sharp Source LED Highbay | SSL-FLB-400W | Outdoor Luminaires | Very High Output | Architectural Flood and Spot Luminaires | Standard | TRUE | 39205 | 88.04 | 445.3 | 14.3 | 0.971 | 5263 | 71.5 | 5 | 50000 | 41656 |  |  | NotYetVerified |  | 3 | 39000 | 90 | 440 |  | 0.9 | 5000 | 74
P00001ECK | Sharp Source Inc. | Sharp Source LED Lighting | SSL-FLB-80W-30K | Outdoor Luminaires | Mid Output | Architectural Flood and Spot Luminaires | Standard | TRUE | 6792.1 | 78.13 | 86.93 | 13.5 | 0.953 | 3100 | 82.6 | 5 | 50000 | 41656 |  |  | NotYetVerified |  | 3 | 7000 | 77.8 | 90 |  |  | 3000 | 80
P00001ECL | Sharp Source Inc. | Sharp Source LED Highbay | SSL-FLB-80W-57K | Outdoor Luminaires | Mid Output | Architectural Flood and Spot Luminaires | Standard | FALSE | [9 empty] | 41656 |  |  | NotYetVerified |  | 3 | 7000 | 77.8 | 90 |  |  | 5700 | 80
P000017E8 | RC Lighting | RC Lighting | FXLED150TY RCL (All Fixture Colors) | Outdoor Luminaires | High Output | Architectural Flood and Spot Luminaires | Standard | TRUE | 11774 | 77.1 | 153.1 | 13.4 | 0.93 | 3111 | 80 | 5 | 100000 | 41655 |  |  | NotYetVerified |  | 3 | 11774 | 77 | 150 | 13.4 | 0.93 | 3000 | 80
P000017E6 | RC Lighting | RC Lighting | FXLED150T RCL (All Fixture Colors) | Outdoor Luminaires | High Output | Architectural Flood and Spot Luminaires | Standard | TRUE | 14440 | 93 | 155.7 | 13.1 | 0.93 | 4955 | 65 | 5 | 100000 | 41655 |  |  | NotYetVerified |  | 3 | 14440 | 93 | 150 | 13.1 | 0.93 | 5000 | 65
P000017E7 | RC Lighting | RC Lighting | FXLED150SF RCL (All Fixture Colors) | Outdoor Luminaires | High Output | Architectural Flood and Spot Luminaires | Standard | FALSE | [9 empty] | 41655 |  |  | NotYetVerified |  | 3 | 14440 | 93 | 150 | 13.1 | 0.93 | 5000 | 65
P000017EB | RC Lighting | RC Lighting | FXLED150SFN RCL (All Fixture Colors) | Outdoor Luminaires | High Output | Architectural Flood and Spot Luminaires | Standard | FALSE | [9 empty] | 41655 |  |  | NotYetVerified |  | 3 | 11597 | 75 | 150 | 13.4 | 0.93 | 4000 | 80
P000017EA | RC Lighting | RC Lighting | FXLED150TN RCL (All Fixture Colors) | Outdoor Luminaires | High Output | Architectural Flood and Spot Luminaires | Standard | FALSE | [9 empty] | 41655 |  |  | NotYetVerified |  | 3 | 11597 | 75 | 150 | 13.4 | 0.93 | 4000 | 80
P000017E9 | RC Lighting | RC Lighting | FXLED150SFY RCL (All Fixture Colors) | Outdoor Luminaires | High Output | Architectural Flood and Spot Luminaires | Standard | FALSE | [9 empty] | 41655 |  |  | NotYetVerified |  | 3 | 11774 | 77 | 150 | 13.4 | 0.93 | 3000 | 80
P00000VK0 | Hubbell Lighting | Spaulding Lighting | ARF2-K-20L5K-070-RM-X-X-X-X | Outdoor Luminaires | Low Output | Architectural Flood and Spot Luminaires | Standard | TRUE | 3918 | 75.78 | 51.7 | 15.6 | 0.92 | 4850 | 67.43 | 5 | 60000 | 41652 |  |  | NotYetVerified |  | 3 | 3918 | 75.78 | 51.7 | 20 | 0.9 | 5100 | 67
P00000VJW | Hubbell Lighting | Spaulding Lighting | ARF2-K-20L4K-070-RM-X-X-X-X | Outdoor Luminaires | Low Output | Architectural Flood and Spot Luminaires | Standard | TRUE | 3620 | 74.6 | 48.5 | 15.6 | 0.92 | 4031 | 73.82 | 5 | 60000 | 41652 |  |  | NotYetVerified |  | 3 | 3620 | 74.6 | 48.5 | 20 | 0.9 | 4200 | 70
P00000VJZ | Hubbell Lighting | Hubbell Outdoor Lighting | ARF2-K-20L4K-070-W-[U1234]-[FINISH]-[OPTIONS] | Outdoor Luminaires | Low Output | Architectural Flood and Spot Luminaires | Standard | TRUE | 4541 | 95.9 | 47.35 | 13.2 | 0.911 | 3968 | 74.4 | 5 | 50000 | 41652 |  |  | Yes | Product updated on 11/18/2016 | 3 | 4632 | 92.64 | 50 | 13.2 | 0.91 | 3968 | 74
P00000VJS | Hubbell Lighting | Spaulding Lighting | ARF1-K-10L5K-070-RM-X-X-X-X | Outdoor Luminaires | Low Output | Architectural Flood and Spot Luminaires | Standard | TRUE | 1871 | 73.95 | 25.3 | 12.9 | 0.91 | 4811 | 67.48 | 5 | 60000 | 41652 |  |  | NotYetVerified |  | 3 | 1871 | 73.95 | 25.3 | 20 | 0.9 | 5100 | 67
P00000VJO | Hubbell Lighting | Spaulding Lighting | ARF1-K-10L4K-070-RM-X-X-X-X | Outdoor Luminaires | Low Output | Architectural Flood and Spot Luminaires | Standard | TRUE | 1766 | 73.28 | 24.1 | 12.9 | 0.91 | 4044 | 73.85 | 5 | 60000 | 41652 |  |  | NotYetVerified |  | 3 | 1766 | 73.58 | 24 | 20 | 0.9 | 4200 | 70
P00000VJT | Hubbell Lighting | Hubbell Outdoor Lighting | ARF1-K-10L5K-070-N-[U1234]-[FINISH]-[OPTIONS] | Outdoor Luminaires | Low Output | Architectural Flood and Spot Luminaires | Standard | FALSE | [9 empty] | 41652 |  |  | Yes | Product updated on 11/18/2016 | 3 | 2595.32 | 108.14 | 24 | 13.6 | 0.91 | 5000 | 70
P00000VJU | Hubbell Lighting | Hubbell Outdoor Lighting | ARF1-K-10L5K-070-M-[U1234]-[FINISH]-[OPTIONS] | Outdoor Luminaires | Low Output | Architectural Flood and Spot Luminaires | Standard | FALSE | [9 empty] | 41652 |  |  | Yes | Product updated on 11/18/2016 | 3 | 2593.05 | 108.04 | 24 | 13.6 | 0.91 | 5000 | 70
P00000VJV | Hubbell Lighting | Hubbell Outdoor Lighting | ARF1-K-10L5K-070-W-[U1234]-[FINISH]-[OPTIONS] | Outdoor Luminaires | Low Output | Architectural Flood and Spot Luminaires | Standard | FALSE | [9 empty] | 41652 |  |  | Yes | Product updated on 11/18/2016 | 3 | 2499.75 | 104.16 | 24 | 13.6 | 0.91 | 5000 | 70
P00000VK1 | Hubbell Lighting | Hubbell Outdoor Lighting | ARF2-K-20L5K-070-N-[U1234]-[FINISH]-[OPTIONS] | Outdoor Luminaires | Mid Output | Architectural Flood and Spot Luminaires | Standard | FALSE | [9 empty] | 41652 |  |  | Yes | Product updated on 11/18/2016 | 3 | 5349.95 | 107 | 50 | 13.2 | 0.91 | 5000 | 70
P00000VK2 | Hubbell Lighting | Hubbell Outdoor Lighting | ARF2-K-20L5K-070-M-[U1234]-[FINISH]-[OPTIONS] | Outdoor Luminaires | Mid Output | Architectural Flood and Spot Luminaires | Standard | FALSE | [9 empty] | 41652 |  |  | Yes | Product updated on 11/18/2016 | 3 | 5220.24 | 104.4 | 50 | 13.2 | 0.91 | 5000 | 70
P00000VK3 | Hubbell Lighting | Hubbell Outdoor Lighting | ARF2-K-20L5K-070-W-[U1234]-[FINISH]-[OPTIONS] | Outdoor Luminaires | Low Output | Architectural Flood and Spot Luminaires | Standard | FALSE | [9 empty] | 41652 |  |  | Yes | Product updated on 11/18/2016 | 3 | 4632 | 92.64 | 50 | 13.2 | 0.91 | 5000 | 70
P00000VJP | Hubbell Lighting | Hubbell Outdoor Lighting | ARF1-K-10L4K-070-N-[U1234]-[FINISH]-[OPTIONS] | Outdoor Luminaires | Low Output | Architectural Flood and Spot Luminaires | Standard | FALSE | [9 empty] | 41652 |  |  | Yes | Product updated on 11/18/2016 | 3 | 2454.23 | 102.26 | 24 | 13.6 | 0.91 | 4000 | 70
P00000VJQ | Hubbell Lighting | Hubbell Outdoor Lighting | ARF1-K-10L4K-070-M-[U1234]-[FINISH]-[OPTIONS] | Outdoor Luminaires | Low Output | Architectural Flood and Spot Luminaires | Standard | FALSE | [9 empty] | 41652 |  |  | Yes | Product updated on 11/18/2016 | 3 | 2373.45 | 98.89 | 24 | 13.6 | 0.91 | 4000 | 70
P00000VJR | Hubbell Lighting | Hubbell Outdoor Lighting | ARF1-K-10L4K-070-W-[U1234]-[FINISH]-[OPTIONS] | Outdoor Luminaires | Low Output | Architectural Flood and Spot Luminaires | Standard | FALSE | [9 empty] | 41652 |  |  | Yes | Product updated on 11/18/2016 | 3 | 2310.87 | 96.29 | 24 | 13.6 | 0.91 | 4000 | 70
P00000VJY | Hubbell Lighting | Hubbell Outdoor Lighting | ARF2-K-20L4K-070-M-[U1234]-[FINISH]-[OPTIONS] | Outdoor Luminaires | Low Output | Architectural Flood and Spot Luminaires | Standard | FALSE | [9 empty] | 41652 |  |  | Yes | Product updated on 11/18/2016 | 3 | 4827.7 | 96.55 | 50 | 13.2 | 0.91 | 4000 | 70
P00000VJX | Hubbell Lighting | Hubbell Outdoor Lighting | ARF2-K-20L4K-070-N-[U1234]-[FINISH]-[OPTIONS] | Outdoor Luminaires | Low Output | Architectural Flood and Spot Luminaires | Standard | FALSE | [9 empty] | 41652 |  |  | Yes | Product updated on 11/18/2016 | 3 | 4799.26 | 95.99 | 50 | 13.2 | 0.91 | 4000 | 70
P0000173O | RAB Lighting | RAB Lighting | FXLED150[TSF]Y [blank.W]/[PCT 7PRS 7PRS/PCT] LC] | Outdoor Luminaires | High Output | Architectural Flood and Spot Luminaires | Premium | TRUE | 18264 | 119.1 | 153.4 | 13.9 | 0.937 | 3148 | 71 | 5 | 50000 | 41647 |  |  | Yes |  | 4.1 | 18264 | 119.1 | 153.4 | 4.9 | 1 | 3148 | 71
P0000173K | RAB Lighting | RAB Lighting | FXLED150[TSF] [blank.W]/[PCT 7PRS 7PRS/PCT] LC] | Outdoor Luminaires | High Output | Architectural Flood and Spot Luminaires | Premium | FALSE | [9 empty] | 41647 |  |  | Yes |  | 4.1 | 18754.65 | 121.63 | 154.2 | 4.9 | 1 | 5027 | 72
P00000U2W | Grandlite International Corp | Grandlite | LED-1800-[-SFS -SFB -TR]-L40 | Outdoor Luminaires | Low Output | Architectural Flood and Spot Luminaires | Standard | TRUE | 3292.98 | 81 | 40.49 | 21 | 0.87 | 5020 | 75 | 5 |  | 41647 |  |  | NotYetVerified |  | 3 |  |  | 40 |  |  | 5000
P0000173S | RAB Lighting | RAB Lighting | FXLED150[TSF]N [blank.W]/[PCT 7PRS 7PRS/PCT] LC] | Outdoor Luminaires | High Output | Architectural Flood and Spot Luminaires | Premium | FALSE | [9 empty] | 41647 |  |  | Yes |  | 4.1 | 19216.71 | 123.66 | 155.4 | 4.9 | 1 | 4060 | 71
P00000WO6 | Industrial Lighting Products |  | FDL-120WLED-UNIV-4000K | Outdoor Luminaires | High Output | Architectural Flood and Spot Luminaires | Standard | TRUE | 10210 | 86.5 | 118 | 20.1 | 0.88 | 4040 | 81.2 | 5 | 50000 | 41646 |  |  | NotYetVerified |  | 3 | [5 empty] | 4000 | 80
P00000WO5 | Industrial Lighting Products | Industrial Lighting Products | FDL-100WLED-UNIV-4000K | Outdoor Luminaires | Mid Output | Architectural Flood and Spot Luminaires | Standard | TRUE | 9117 | 90.4 | 100.8 | 20.1 | 0.88 | 4029 | 81.1 | 5 | 50000 | 41646 |  |  | NotYetVerified |  | 3 | [5 empty] | 4000 | 80
P0000173I | RAB Lighting | RAB Lightng | FFLED39Y [blank SF T] [blank W] / [PC PC2 PCS PCS2] | Outdoor Luminaires | Mid Output | Architectural Flood and Spot Luminaires | Premium | FALSE | [9 empty] | 41645 |  |  | Yes | Updated on 3/22/2017 | 4.1 | 5509 | 130.5 | 42.2 | 6.3 | 0.99 | 3130 | 70
P00001FSA | Lighting Group of America | Lighting Group of America | FL1571UL20M | Outdoor Luminaires | Low Output | Architectural Flood and Spot Luminaires | Standard | TRUE | 3845.62 | 77.68 | 49.51 | 18.6 | 0.95 | 4810 | 72.4 | 5 |  | 41645 |  |  | NotYetVerified |  | 3 | 3632 | 78 | 46.6 |  |  | 4700 | 75
P00001FS9 | Lighting Group of America | Lighting Group of America | FL-560TRL80M | Outdoor Luminaires | High Output | Architectural Flood and Spot Luminaires | Standard | TRUE | 13880 | 74 | 187.56 | 12.1365 | 0.911 | 4889 | 80 | 5 |  | 41645 |  |  | NotYetVerified |  | 3 |  |  | 196 |  |  | 4700
P0000173J | RAB Lighting | RAB Lightng | FFLED39N [blank SF T] [blank W] / [PC PC2 PCS PCS2] | Outdoor Luminaires | Mid Output | Architectural Flood and Spot Luminaires | Premium | FALSE | [9 empty] | 41645 |  |  | Yes | Updated on 3/22/2017 | 4.1 | 5651.16 | 133.82 | 42.28 | 6.45 | 0.99 | 3950 | 71
P00001G5M | Louvers International Inc | LouversLEd | LHB160-4000K | Outdoor Luminaires | High Output | Architectural Flood and Spot Luminaires | Standard | TRUE | 11807 | 74.3 | 158.89 | 13.69 | 0.974 | 4216 | 83 | 5 |  | 41642 |  |  | NotYetVerified |  | 3 | 11807 | 74.3 | 160 | 20 | 0.9 | 4000 | 70
P00000WO3 | Industrial Lighting Products | Industrial Lighting Products | FLL-60WLED-UNIV-4000K | Outdoor Luminaires | Mid Output | Architectural Flood and Spot Luminaires | Standard | TRUE | 5212 | 83.5 | 62.42 | 16.2 | 0.97 | 4077 | 81.3 | 5 | 73000 | 41642 |  |  | NotYetVerified |  | 3 | 4680 | 78 | 60 |  |  | 4000 | 80
P00000WO4 | Industrial Lighting Products | Industrial Lighting Products | FDL-140WLED-UNIV-4000K | Outdoor Luminaires | High Output | Architectural Flood and Spot Luminaires | Standard | TRUE | 13760 | 100 | 137.4 | 12.9 | 0.93 | 4037 | 80.8 | 5 | 60000 | 41642 |  |  | NotYetVerified |  | 3 | 12160 | 92.7 | 131.2 |  |  | 4000 | 80
P00001G5O | Louvers International Inc | LouversLEd | LHB160-5700K | Outdoor Luminaires | High Output | Architectural Flood and Spot Luminaires | Standard | FALSE | [9 empty] | 41642 |  |  | NotYetVerified |  | 3 | 12025 | 75 | 160 | 20 | 0.9 | 5700 | 70
P00001G5N | Louvers International Inc | LouversLEd | LHB160-5000K | Outdoor Luminaires | High Output | Architectural Flood and Spot Luminaires | Standard | FALSE | [9 empty] | 41642 |  |  | NotYetVerified |  | 3 | 12000 | 75 | 160 | 20 | 0.9 | 5000 | 70
P00000X4N | J&D Manufacturing | J&D Manufacturing | LEDHB160-A | Outdoor Luminaires | High Output | Architectural Flood and Spot Luminaires | Standard | TRUE | 11807 | 74.3 | 158.89 | 13.69 | 0.974 | 4216 | 83 | 5 | 50000 | 41635 |  |  | NotYetVerified |  | 3 |  |  | 160 |  | 0.94 | 4000 | 70
P00000X4Q | J&D Manufacturing | J&D Manufacturing | LEDHB160-NL-A | Outdoor Luminaires | High Output | Architectural Flood and Spot Luminaires | Standard | TRUE | 11776 | 73.1 | 161.19 | 14.05 | 0.967 | 4183 | 83 | 5 | 50000 | 41635 |  |  | NotYetVerified |  | 3 |  |  | 160 |  | 0.94 | 4000 | 70
P0000113P | Mobern Lighting Co | Mobern Lighting Co | MPLLED190MVT347 | Outdoor Luminaires | High Output | Architectural Flood and Spot Luminaires | Standard | TRUE | 13880 | 74 | 187.56 | 12.1365 | 0.911 | 4889 | 80 | 5 |  | 41635 |  |  | NotYetVerified |  | 3 |  |  | 196 |  |  | 4700
P00001HKJ | Acuity Brands Lighting | Holophane | MGLED 9 5K XX A X X X XX XXXX | Outdoor Luminaires | Very High Output | Architectural Flood and Spot Luminaires | Standard | TRUE | 35059.74 | 96.19 | 364.5 | 7.31 | 0.956 | 5008 | 75 | 5 | 100000 | 41631 |  |  | NotYetVerified |  | 3 | 36698 | 101 | 363 |  |  | 5000 | 70
P00001HKI | Acuity Brands Lighting | Holophane | MGLED 7 4K XX F X X X XX XXXX | Outdoor Luminaires | High Output | Architectural Flood and Spot Luminaires | Standard | TRUE | 26742.15 | 93.07 | 287.34 | 7.31 | 0.956 | 3951 | 71.8 | 5 | 100000 | 41631 |  |  | NotYetVerified |  | 3 | 25014 | 87 | 288 |  |  | 4000 | 70
P00001HKH | Acuity Brands Lighting | Holophane | MGLED 4 4K XX F X X X XX XXXX | Outdoor Luminaires | High Output | Architectural Flood and Spot Luminaires | Standard | TRUE | 15617.63 | 93.46 | 167.1 | 7.31 | 0.956 | 3949 | 71.7 | 5 | 100000 | 41631 |  |  | NotYetVerified |  | 3 | 14508 | 86 | 168 |  |  | 4000 | 70
P00001HLV | Acuity Brands Lighting | Holophane | MGLED 7 5K XX A X X X XX XXXX | Outdoor Luminaires | High Output | Architectural Flood and Spot Luminaires | Standard | FALSE | [9 empty] | 41631 | Not Yet Verified | Not Yet Verified | NotYetVerified |  | 3 | 28859 | 100 | 288 |  |  | 5000 | 70
P00001HLQ | Acuity Brands Lighting | Holophane | MGLED 6 5K XX A X X X XX XXXX | Outdoor Luminaires | High Output | Architectural Flood and Spot Luminaires | Standard | FALSE | [9 empty] | 41631 | Not Yet Verified | Not Yet Verified | NotYetVerified |  | 3 | 24627 | 99 | 249 |  |  | 5000 | 70
P00001HLL | Acuity Brands Lighting | Holophane | MGLED 5 5K XX A X X X XX XXXX | Outdoor Luminaires | High Output | Architectural Flood and Spot Luminaires | Standard | FALSE | [9 empty] | 41631 | Not Yet Verified | Not Yet Verified | NotYetVerified |  | 3 | 20676 | 100 | 206 |  |  | 5000 | 70
P00001HLG | Acuity Brands Lighting | Holophane | MGLED 4 5K XX A X X X XX XXXX | Outdoor Luminaires | High Output | Architectural Flood and Spot Luminaires | Standard | FALSE | [9 empty] | 41631 | Not Yet Verified | Not Yet Verified | NotYetVerified |  | 3 | 16667 | 99 | 168 |  |  | 5000 | 70
P00001HLZ | Acuity Brands Lighting | Holophane | MGLED 8 5K XX F X X X XX XXXX | Outdoor Luminaires | High Output | Architectural Flood and Spot Luminaires | Standard | FALSE | [9 empty] | 41631 | Not Yet Verified | Not Yet Verified | NotYetVerified |  | 3 | 28518 | 87 | 326 |  |  | 5000 | 70
P00001HLT | Acuity Brands Lighting | Holophane | MGLED 7 5K XX W X X X XX XXXX | Outdoor Luminaires | High Output | Architectural Flood and Spot Luminaires | Standard | FALSE | [9 empty] | 41631 | Not Yet Verified | Not Yet Verified | NotYetVerified |  | 3 | 27021 | 94 | 288 |  |  | 5000 | 70
P00001HLS | Acuity Brands Lighting | Holophane | MGLED 7 5K XX M X X X XX XXXX | Outdoor Luminaires | High Output | Architectural Flood and Spot Luminaires | Standard | FALSE | [9 empty] | 41631 | Not Yet Verified | Not Yet Verified | NotYetVerified |  | 3 | 26752 | 93 | 288 |  |  | 5000 | 70
P00001HLU | Acuity Brands Lighting | Holophane | MGLED 7 5K XX F X X X XX XXXX | Outdoor Luminaires | High Output | Architectural Flood and Spot Luminaires | Standard | FALSE | [9 empty] | 41631 | Not Yet Verified | Not Yet Verified | NotYetVerified |  | 3 | 25014 | 87 | 288 |  |  | 5000 | 70
P00001HLO | Acuity Brands Lighting | Holophane | MGLED 6 5K XX W X X X XX XXXX | Outdoor Luminaires | High Output | Architectural Flood and Spot Luminaires | Standard | FALSE | [9 empty] | 41631 | Not Yet Verified | Not Yet Verified | NotYetVerified |  | 3 | 23149 | 93 | 249 |  |  | 5000 | 70
P00001HLN | Acuity Brands Lighting | Holophane | MGLED 6 5K XX M X X X XX XXXX | Outdoor Luminaires | High Output | Architectural Flood and Spot Luminaires | Standard | FALSE | [9 empty] | 41631 | Not Yet Verified | Not Yet Verified | NotYetVerified |  | 3 | 23022 | 92 | 249 |  |  | 5000 | 70
P00001HLP | Acuity Brands Lighting | Holophane | MGLED 6 5K XX F X X X XX XXXX | Outdoor Luminaires | High Output | Architectural Flood and Spot Luminaires | Standard | FALSE | [9 empty] | 41631 | Not Yet Verified | Not Yet Verified | NotYetVerified |  | 3 | 21557 | 87 | 249 |  |  | 5000 | 70
P00001HLJ | Acuity Brands Lighting | Holophane | MGLED 5 5K XX W X X X XX XXXX | Outdoor Luminaires | High Output | Architectural Flood and Spot Luminaires | Standard | FALSE | [9 empty] | 41631 | Not Yet Verified | Not Yet Verified | NotYetVerified |  | 3 | 19419 | 94 | 206 |  |  | 5000 | 70
P00001HLI | Acuity Brands Lighting | Holophane | MGLED 5 5K XX M X X X XX XXXX | Outdoor Luminaires | High Output | Architectural Flood and Spot Luminaires | Standard | FALSE | [9 empty] | 41631 | Not Yet Verified | Not Yet Verified | NotYetVerified |  | 3 | 19199 | 93 | 206 |  |  | 5000 | 70
P00001HLK | Acuity Brands Lighting | Holophane | MGLED 5 5K XX F X X X XX XXXX | Outdoor Luminaires | High Output | Architectural Flood and Spot Luminaires | Standard | FALSE | [9 empty] | 41631 | Not Yet Verified | Not Yet Verified | NotYetVerified |  | 3 | 17983 | 87 | 206 |  |  | 5000 | 70
P00001HLE | Acuity Brands Lighting | Holophane | MGLED 4 5K XX W X X X XX XXXX | Outdoor Luminaires | High Output | Architectural Flood and Spot Luminaires | Standard | FALSE | [9 empty] | 41631 | Not Yet Verified | Not Yet Verified | NotYetVerified |  | 3 | 15533 | 92 | 168 |  |  | 5000 | 70
P00001HLD | Acuity Brands Lighting | Holophane | MGLED 4 5K XX M X X X XX XXXX | Outdoor Luminaires | High Output | Architectural Flood and Spot Luminaires | Standard | FALSE | [9 empty] | 41631 | Not Yet Verified | Not Yet Verified | NotYetVerified |  | 3 | 15443 | 92 | 168 |  |  | 5000 | 70
P00001HLF | Acuity Brands Lighting | Holophane | MGLED 4 5K XX F X X X XX XXXX | Outdoor Luminaires | High Output | Architectural Flood and Spot Luminaires | Standard | FALSE | [9 empty] | 41631 | Not Yet Verified | Not Yet Verified | NotYetVerified |  | 3 | 14508 | 86 | 168 |  |  | 5000 | 70
P00001HLR | Acuity Brands Lighting | Holophane | MGLED 7 5K XX N X X X XX XXXX | Outdoor Luminaires | High Output | Architectural Flood and Spot Luminaires | Standard | FALSE | [9 empty] | 41631 | Not Yet Verified | Not Yet Verified | NotYetVerified |  | 3 | 27134 | 94 | 288 |  |  | 5000 | 70
P00001HLM | Acuity Brands Lighting | Holophane | MGLED 6 5K XX N X X X XX XXXX | Outdoor Luminaires | High Output | Architectural Flood and Spot Luminaires | Standard | FALSE | [9 empty] | 41631 | Not Yet Verified | Not Yet Verified | NotYetVerified |  | 3 | 23284 | 94 | 249 |  |  | 5000 | 70
P00001HLH | Acuity Brands Lighting | Holophane | MGLED 5 5K XX N X X X XX XXXX | Outdoor Luminaires | High Output | Architectural Flood and Spot Luminaires | Standard | FALSE | [9 empty] | 41631 | Not Yet Verified | Not Yet Verified | NotYetVerified |  | 3 | 19510 | 95 | 206 |  |  | 5000 | 70
P00001HLC | Acuity Brands Lighting | Holophane | MGLED 4 5K XX N X X X XX XXXX | Outdoor Luminaires | High Output | Architectural Flood and Spot Luminaires | Standard | FALSE | [9 empty] | 41631 | Not Yet Verified | Not Yet Verified | NotYetVerified |  | 3 | 15617 | 93 | 168 |  |  | 5000 | 70
P00001HM1 | Acuity Brands Lighting | Holophane | MGLED 9 5K XX N X X X XX XXXX | Outdoor Luminaires | Very High Output | Architectural Flood and Spot Luminaires | Standard | FALSE | [9 empty] | 41631 | Not Yet Verified | Not Yet Verified | NotYetVerified |  | 3 | 33980 | 94 | 363 |  |  | 5000 | 70
P00001HM2 | Acuity Brands Lighting | Holophane | MGLED 9 5K XX M X X X XX XXXX | Outdoor Luminaires | Very High Output | Architectural Flood and Spot Luminaires | Standard | FALSE | [9 empty] | 41631 | Not Yet Verified | Not Yet Verified | NotYetVerified |  | 3 | 33816 | 93 | 363 |  |  | 5000 | 70
P00001HM3 | Acuity Brands Lighting | Holophane | MGLED 9 5K XX W X X X XX XXXX | Outdoor Luminaires | Very High Output | Architectural Flood and Spot Luminaires | Standard | FALSE | [9 empty] | 41631 | Not Yet Verified | Not Yet Verified | NotYetVerified |  | 3 | 33386 | 92 | 363 |  |  | 5000 | 70
P00001HM0 | Acuity Brands Lighting | Holophane | MGLED 8 5K XX A X X X XX XXXX | Outdoor Luminaires | Very High Output | Architectural Flood and Spot Luminaires | Standard | FALSE | [9 empty] | 41631 | Not Yet Verified | Not Yet Verified | NotYetVerified |  | 3 | 32751 | 100 | 326 |  |  | 5000 | 70
P00001HM4 | Acuity Brands Lighting | Holophane | MGLED 9 5K XX F X X X XX XXXX | Outdoor Luminaires | Very High Output | Architectural Flood and Spot Luminaires | Standard | FALSE | [9 empty] | 41631 | Not Yet Verified | Not Yet Verified | NotYetVerified |  | 3 | 32309 | 89 | 363 |  |  | 5000 | 70
P00001HLW | Acuity Brands Lighting | Holophane | MGLED 8 5K XX N X X X XX XXXX | Outdoor Luminaires | Very High Output | Architectural Flood and Spot Luminaires | Standard | FALSE | [9 empty] | 41631 | Not Yet Verified | Not Yet Verified | NotYetVerified |  | 3 | 30905 | 95 | 326 |  |  | 5000 | 70
P00001HLY | Acuity Brands Lighting | Holophane | MGLED 8 5K XX W X X X XX XXXX | Outdoor Luminaires | Very High Output | Architectural Flood and Spot Luminaires | Standard | FALSE | [9 empty] | 41631 | Not Yet Verified | Not Yet Verified | NotYetVerified |  | 3 | 30799 | 94 | 326 |  |  | 5000 | 70
P00001HLX | Acuity Brands Lighting | Holophane | MGLED 8 5K XX M X X X XX XXXX | Outdoor Luminaires | Very High Output | Architectural Flood and Spot Luminaires | Standard | FALSE | [9 empty] | 41631 | Not Yet Verified | Not Yet Verified | NotYetVerified |  | 3 | 30529 | 94 | 326 |  |  | 5000 | 70
P00001HL1 | Acuity Brands Lighting | Holophane | MGLED 7 4K XX A X X X XX XXXX | Outdoor Luminaires | High Output | Architectural Flood and Spot Luminaires | Standard | FALSE | [9 empty] | 41631 | Not Yet Verified | Not Yet Verified | NotYetVerified |  | 3 | 28859 | 100 | 288 |  |  | 4000 | 70
P00001HKX | Acuity Brands Lighting | Holophane | MGLED 6 4K XX A X X X XX XXXX | Outdoor Luminaires | High Output | Architectural Flood and Spot Luminaires | Standard | FALSE | [9 empty] | 41631 | Not Yet Verified | Not Yet Verified | NotYetVerified |  | 3 | 24627 | 99 | 249 |  |  | 4000 | 70
P00001HKS | Acuity Brands Lighting | Holophane | MGLED 5 4K XX A X X X XX XXXX | Outdoor Luminaires | High Output | Architectural Flood and Spot Luminaires | Standard | FALSE | [9 empty] | 41631 | Not Yet Verified | Not Yet Verified | NotYetVerified |  | 3 | 20676 | 100 | 206 |  |  | 4000 | 70
P00001HKN | Acuity Brands Lighting | Holophane | MGLED 4 4K XX A X X X XX XXXX | Outdoor Luminaires | High Output | Architectural Flood and Spot Luminaires | Standard | FALSE | [9 empty] | 41631 | Not Yet Verified | Not Yet Verified | NotYetVerified |  | 3 | 16667 | 99 | 168 |  |  | 4000 | 70
P00001HL5 | Acuity Brands Lighting | Holophane | MGLED 8 4K XX F X X X XX XXXX | Outdoor Luminaires | High Output | Architectural Flood and Spot Luminaires | Standard | FALSE | [9 empty] | 41631 | Not Yet Verified | Not Yet Verified | NotYetVerified |  | 3 | 28518 | 87 | 326 |  |  | 4000 | 70
P00001HL0 | Acuity Brands Lighting | Holophane | MGLED 7 4K XX W X X X XX XXXX | Outdoor Luminaires | High Output | Architectural Flood and Spot Luminaires | Standard | FALSE | [9 empty] | 41631 | Not Yet Verified | Not Yet Verified | NotYetVerified |  | 3 | 27021 | 94 | 288 |  |  | 4000 | 70
P00001HKZ | Acuity Brands Lighting | Holophane | MGLED 7 4K XX M X X X XX XXXX | Outdoor Luminaires | High Output | Architectural Flood and Spot Luminaires | Standard | FALSE | [9 empty] | 41631 | Not Yet Verified | Not Yet Verified | NotYetVerified |  | 3 | 26752 | 93 | 288 |  |  | 4000 | 70
P00001HKV | Acuity Brands Lighting | Holophane | MGLED 6 4K XX W X X X XX XXXX | Outdoor Luminaires | High Output | Architectural Flood and Spot Luminaires | Standard | FALSE | [9 empty] | 41631 | Not Yet Verified | Not Yet Verified | NotYetVerified |  | 3 | 23149 | 93 | 249 |  |  | 4000 | 70
P00001HKU | Acuity Brands Lighting | Holophane | MGLED 6 4K XX M X X X XX XXXX | Outdoor Luminaires | High Output | Architectural Flood and Spot Luminaires | Standard | FALSE | [9 empty] | 41631 | Not Yet Verified | Not Yet Verified | NotYetVerified |  | 3 | 23022 | 92 | 249 |  |  | 4000 | 70
P00001HKW | Acuity Brands Lighting | Holophane | MGLED 6 4K XX F X X X XX XXXX | Outdoor Luminaires | High Output | Architectural Flood and Spot Luminaires | Standard | FALSE | [9 empty] | 41631 | Not Yet Verified | Not Yet Verified | NotYetVerified |  | 3 | 21557 | 87 | 249 |  |  | 4000 | 70
P00001HKQ | Acuity Brands Lighting | Holophane | MGLED 5 4K XX W X X X XX XXXX | Outdoor Luminaires | High Output | Architectural Flood and Spot Luminaires | Standard | FALSE | [9 empty] | 41631 | Not Yet Verified | Not Yet Verified | NotYetVerified |  | 3 | 19419 | 94 | 206 |  |  | 4000 | 70
P00001HKP | Acuity Brands Lighting | Holophane | MGLED 5 4K XX M X X X XX XXXX | Outdoor Luminaires | High Output | Architectural Flood and Spot Luminaires | Standard | FALSE | [9 empty] | 41631 | Not Yet Verified | Not Yet Verified | NotYetVerified |  | 3 | 19199 | 93 | 206 |  |  | 4000 | 70
P00001HKR | Acuity Brands Lighting | Holophane | MGLED 5 4K XX F X X X XX XXXX | Outdoor Luminaires | High Output | Architectural Flood and Spot Luminaires | Standard | FALSE | [9 empty] | 41631 | Not Yet Verified | Not Yet Verified | NotYetVerified |  | 3 | 17983 | 87 | 206 |  |  | 4000 | 70
P00001HKM | Acuity Brands Lighting | Holophane | MGLED 4 4K XX W X X X XX XXXX | Outdoor Luminaires | High Output | Architectural Flood and Spot Luminaires | Standard | FALSE | [9 empty] | 41631 | Not Yet Verified | Not Yet Verified | NotYetVerified |  | 3 | 15533 | 92 | 168 |  |  | 4000 | 70
P00001HKL | Acuity Brands Lighting | Holophane | MGLED 4 4K XX M X X X XX XXXX | Outdoor Luminaires | High Output | Architectural Flood and Spot Luminaires | Standard | FALSE | [9 empty] | 41631 | Not Yet Verified | Not Yet Verified | NotYetVerified |  | 3 | 15443 | 92 | 168 |  |  | 4000 | 70
P00001HKY | Acuity Brands Lighting | Holophane | MGLED 7 4K XX N X X X XX XXXX | Outdoor Luminaires | High Output | Architectural Flood and Spot Luminaires | Standard | FALSE | [9 empty] | 41631 | Not Yet Verified | Not Yet Verified | NotYetVerified |  | 3 | 27134 | 94 | 288 |  |  | 4000 | 70
P00001HKT | Acuity Brands Lighting | Holophane | MGLED 6 4K XX N X X X XX XXXX | Outdoor Luminaires | High Output | Architectural Flood and Spot Luminaires | Standard | FALSE | [9 empty] | 41631 | Not Yet Verified | Not Yet Verified | NotYetVerified |  | 3 | 23284 | 94 | 249 |  |  | 4000 | 70
P00001HKO | Acuity Brands Lighting | Holophane | MGLED 5 4K XX N X X X XX XXXX | Outdoor Luminaires | High Output | Architectural Flood and Spot Luminaires | Standard | FALSE | [9 empty] | 41631 | Not Yet Verified | Not Yet Verified | NotYetVerified |  | 3 | 19510 | 95 | 206 |  |  | 4000 | 70
P00001HKK | Acuity Brands Lighting | Holophane | MGLED 4 4K XX N X X X XX XXXX | Outdoor Luminaires | High Output | Architectural Flood and Spot Luminaires | Standard | FALSE | [9 empty] | 41631 | Not Yet Verified | Not Yet Verified | NotYetVerified |  | 3 | 15617 | 93 | 168 |  |  | 4000 | 70
P00001HLB | Acuity Brands Lighting | Holophane | MGLED 9 4K XX A X X X XX XXXX | Outdoor Luminaires | Very High Output | Architectural Flood and Spot Luminaires | Standard | FALSE | [9 empty] | 41631 | Not Yet Verified | Not Yet Verified | NotYetVerified |  | 3 | 36698 | 101 | 363 |  |  | 4000 | 70
P00001HL7 | Acuity Brands Lighting | Holophane | MGLED 9 4K XX N X X X XX XXXX | Outdoor Luminaires | Very High Output | Architectural Flood and Spot Luminaires | Standard | FALSE | [9 empty] | 41631 | Not Yet Verified | Not Yet Verified | NotYetVerified |  | 3 | 33980 | 94 | 363 |  |  | 4000 | 70
P00001HL8 | Acuity Brands Lighting | Holophane | MGLED 9 4K XX M X X X XX XXXX | Outdoor Luminaires | Very High Output | Architectural Flood and Spot Luminaires | Standard | FALSE | [9 empty] | 41631 | Not Yet Verified | Not Yet Verified | NotYetVerified |  | 3 | 33816 | 93 | 363 |  |  | 4000 | 70
P00001HL9 | Acuity Brands Lighting | Holophane | MGLED 9 4K XX W X X X XX XXXX | Outdoor Luminaires | Very High Output | Architectural Flood and Spot Luminaires | Standard | FALSE | [9 empty] | 41631 | Not Yet Verified | Not Yet Verified | NotYetVerified |  | 3 | 33386 | 92 | 363 |  |  | 4000 | 70
P00001HL6 | Acuity Brands Lighting | Holophane | MGLED 8 4K XX A X X X XX XXXX | Outdoor Luminaires | Very High Output | Architectural Flood and Spot Luminaires | Standard | FALSE | [9 empty] | 41631 | Not Yet Verified | Not Yet Verified | NotYetVerified |  | 3 | 32751 | 100 | 326 |  |  | 4000 | 70
P00001HLA | Acuity Brands Lighting | Holophane | MGLED 9 4K XX F X X X XX XXXX | Outdoor Luminaires | Very High Output | Architectural Flood and Spot Luminaires | Standard | FALSE | [9 empty] | 41631 | Not Yet Verified | Not Yet Verified | NotYetVerified |  | 3 | 32309 | 89 | 363 |  |  | 4000 | 70
P00001HL2 | Acuity Brands Lighting | Holophane | MGLED 8 4K XX N X X X XX XXXX | Outdoor Luminaires | Very High Output | Architectural Flood and Spot Luminaires | Standard | FALSE | [9 empty] | 41631 | Not Yet Verified | Not Yet Verified | NotYetVerified |  | 3 | 30905 | 95 | 326 |  |  | 4000 | 70
P00001HL4 | Acuity Brands Lighting | Holophane | MGLED 8 4K XX W X X X XX XXXX | Outdoor Luminaires | Very High Output | Architectural Flood and Spot Luminaires | Standard | FALSE | [9 empty] | 41631 | Not Yet Verified | Not Yet Verified | NotYetVerified |  | 3 | 30799 | 94 | 326 |  |  | 4000 | 70
P00001HL3 | Acuity Brands Lighting | Holophane | MGLED 8 4K XX M X X X XX XXXX | Outdoor Luminaires | Very High Output | Architectural Flood and Spot Luminaires | Standard | FALSE | [9 empty] | 41631 | Not Yet Verified | Not Yet Verified | NotYetVerified |  | 3 | 30529 | 94 | 326 |  |  | 4000 | 70
P00001HGV | Carolina high mast | carolina high mast | DSF640XL57015X | Outdoor Luminaires | Very High Output | Architectural Flood and Spot Luminaires | Standard | TRUE | 74765 | 113.3 | 660.1 | 8.5 | 0.964 | 5426 | 70 | 5 | 50000 | 41626 |  |  | NotYetVerified |  | 3 | 74765 | 113.3 | 660.1 | 8.5 | 0.964 | 5700 | 70
P000018MK | SCS Lighting Solutions Inc. | SCS Lighting Solutions Inc. | SCS-FL030-0120 | Outdoor Luminaires | Low Output | Architectural Flood and Spot Luminaires | Standard | TRUE | 2411.62 | 80.64 | 29.9 | 9.9 | 0.94 | 5107 | 67.72 | 5 | 50000 | 41626 |  |  | NotYetVerified |  | 3 | 2300 |  | 30 |  | 0.99 | 5000 | 65
P00001HGZ | Carolina high mast | carolina high mast | DSF640XL57060X | Outdoor Luminaires | Very High Output | Architectural Flood and Spot Luminaires | Standard | FALSE | [9 empty] | 41626 | Not Yet Verified | Not Yet Verified | NotYetVerified |  | 3 | 75814 | 114.9 | 660.1 |  | 0.964 | 5700 | 70
P00001HGW | Carolina high mast | carolina high mast | DSF640XL57020X | Outdoor Luminaires | Very High Output | Architectural Flood and Spot Luminaires | Standard | FALSE | [9 empty] | 41626 | Not Yet Verified | Not Yet Verified | NotYetVerified |  | 3 | 75430 | 114.3 | 660.1 |  | 0.964 | 5700 | 70
P00001HGY | Carolina high mast | carolina high mast | DSF640XL57045X | Outdoor Luminaires | Very High Output | Architectural Flood and Spot Luminaires | Standard | FALSE | [9 empty] | 41626 | Not Yet Verified | Not Yet Verified | NotYetVerified |  | 3 | 75425 | 114.2 | 660.2 |  | 0.964 | 5700 | 70
P00001HGX | Carolina high mast | carolina high mast | DSF640XL57030X | Outdoor Luminaires | Very High Output | Architectural Flood and Spot Luminaires | Standard | FALSE | [9 empty] | 41626 | Not Yet Verified | Not Yet Verified | NotYetVerified |  | 3 | 75333 | 114 | 660.9 |  | 0.964 | 5700 | 70
P00001709 | RAB Lighting | RAB Lightng | FFLED39 [blank SF T] [blank W] / [PC PC2 PCS PCS2] | Outdoor Luminaires | Mid Output | Architectural Flood and Spot Luminaires | Premium | FALSE | [9 empty] | 41625 |  |  | Yes | Updated on 3/22/2017 | 4.1 | 5665.86 | 135.51 | 41.82 | 6 | 0.99 | 4975 | 71
P0000170A | RAB Lighting | RAB Lighting | FXLED78[TSF] [blank.W]/[PCT 7PRS 7PRS/PCT] LC] | Outdoor Luminaires | Mid Output | Architectural Flood and Spot Luminaires | Premium | FALSE | [9 empty] | 41625 |  |  | Yes |  | 4.1 | 9559 | 126.3 | 75.66 | 5 | 1 | 4956 | 71
P000005GT | Hubbell Lighting | Beacon Products | CDT/24NB-55/5K/6X6/UNV/XX/HV/XXX | Outdoor Luminaires | Low Output | Architectural Flood and Spot Luminaires | Standard | TRUE | 4304 | 76 | 56.65 | 7.7 | 0.934 | 5366 | 71.7 | 5 | 50000 | 41625 |  |  | NotYetVerified |  | 3 |  |  | 55 |  | 0.92 | 5000
P0000113N | Mobern Lighting Co | Mobern Lighting Co | MIRBFLTLED28MV40 | Outdoor Luminaires | Low Output | Architectural Flood and Spot Luminaires | Standard | TRUE | 2326 | 86.12 | 27.01 | 11.29 | 0.912 | 4314 | 84 | 5 | 50000 | 41625 |  |  | NotYetVerified |  | 3 | 3200 | 114 | 28 |  | 0.98 | 4000 | 80
P0000112C | Mercury Lighting Products Co. Inc. | MERCURY LIGHTING | MER-DC560L*28W-4000K | Outdoor Luminaires | Low Output | Architectural Flood and Spot Luminaires | Standard | TRUE | 2326 | 86.12 | 27.01 | 11.29 | 0.912 | 4314 | 84 | 5 | 50000 | 41625 |  |  | NotYetVerified |  | 3 | 3200 | 114 | 28 |  | 0.98 | 4000 | 80
P000005H1 | Hubbell Lighting | Beacon Products | CDT/24NB-55/5K/6X6/UNV/XX/XXX | Outdoor Luminaires | Low Output | Architectural Flood and Spot Luminaires | Standard | FALSE | [9 empty] | 41625 |  |  | NotYetVerified |  | 3 | 5229.1 | 91 | 55 | 12.8 | 0.92 | 4753 | 64
P000005H0 | Hubbell Lighting | Beacon Products | CDT/24NB-55/5K/5X5/UNV/XX/XXX | Outdoor Luminaires | Low Output | Architectural Flood and Spot Luminaires | Standard | FALSE | [9 empty] | 41625 |  |  | NotYetVerified |  | 3 | 5095.4 | 88 | 55 | 12.1 | 0.92 | 4718 | 64
P000005GY | Hubbell Lighting | Beacon Products | CDT/24NB-55/5K/2X2/UNV/XX/XXX | Outdoor Luminaires | Low Output | Architectural Flood and Spot Luminaires | Standard | FALSE | [9 empty] | 41625 |  |  | NotYetVerified |  | 3 | 5485.3 | 96 | 55 | 12.7 | 0.92 | 4686 | 64
P000005GZ | Hubbell Lighting | Beacon Products | CDT/24NB-55/5K/4X4/UNV/XX/XXX | Outdoor Luminaires | Low Output | Architectural Flood and Spot Luminaires | Standard | FALSE | [9 empty] | 41625 |  |  | NotYetVerified |  | 3 | 5505.1 | 95 | 55 | 12.6 | 0.92 | 4673 | 64
P000005GX | Hubbell Lighting | Beacon Products | CDT/24NB-55/4K/6X6/UNV/XX/XXX | Outdoor Luminaires | Low Output | Architectural Flood and Spot Luminaires | Standard | FALSE | [9 empty] | 41625 |  |  | NotYetVerified |  | 3 | 5199.9 | 92 | 55 | 13.6 | 0.92 | 4118 | 72
P000005GW | Hubbell Lighting | Beacon Products | CDT/24NB-55/4K/5X5/UNV/XX/XXX | Outdoor Luminaires | Low Output | Architectural Flood and Spot Luminaires | Standard | FALSE | [9 empty] | 41625 |  |  | NotYetVerified |  | 3 | 5074.6 | 89 | 55 | 13.4 | 0.92 | 4073 | 72
P000005GU | Hubbell Lighting | Beacon Products | CDT/24NB-55/4K/2X2/UNV/XX/XXX | Outdoor Luminaires | Low Output | Architectural Flood and Spot Luminaires | Standard | FALSE | [9 empty] | 41625 |  |  | NotYetVerified |  | 3 | 5430.2 | 95 | 55 | 13.4 | 0.92 | 4023 | 71
P000005GV | Hubbell Lighting | Beacon Products | CDT/24NB-55/4K/4X4/UNV/XX/XXX | Outdoor Luminaires | Low Output | Architectural Flood and Spot Luminaires | Standard | FALSE | [9 empty] | 41625 |  |  | NotYetVerified |  | 3 | 5495.8 | 97 | 55 | 13.6 | 0.92 | 4013 | 71
P00001HDZ | Jeco Power Developments Inc. | JP LED | JPFL160W-CM-4000K | Outdoor Luminaires | High Output | Architectural Flood and Spot Luminaires | Standard | TRUE | 11807 | 74.3 | 158.89 | 13.69 | 0.974 | 4216 | 83 | 5 |  | 41621 |  |  | NotYetVerified |  | 3 |  |  | 160 | 20 | 0.9 | 4000 | 70
P00001034 | Lighting Solutions Group LLc D.B.A.SpecGradeLED | Lighting Solutions | AFL-200-NW-XX-90-305V-XX | Outdoor Luminaires | High Output | Architectural Flood and Spot Luminaires | Standard | TRUE | 20217 | 90.7 | 222.9 | 14.32 | 0.972 | 4932 | 70.9 | 5 | 50000 | 41620 |  |  | NotYetVerified |  | 3 | 19000 | 95 | 200 |  | 0.95 | 5000 | 80
P00000OIU | Cree Inc. | Cree EDGE HO FLOOD True White Series | FLD-EHO-SN-xx-12-E-xx-xx-700-50K-xxxx | Outdoor Luminaires | High Output | Architectural Flood and Spot Luminaires | Standard | TRUE | 20073 | 75 | 267.6 | 8.6 | 0.96 | 5037 | 92 | 10 | 50000 | 41619 |  |  | NotYetVerified | XAK*X12E-*D9_ | 3 | 19497 | 73 | 267 | 20 | 0.9 | 5000 | 90
P00000OJ2 | Cree Inc. | Cree EDGE HO FLOOD True White Series | FLD-EHO-N6-xx-24-E-xx-xx-700-50K-xxxx | Outdoor Luminaires | Very High Output | Architectural Flood and Spot Luminaires | Standard | FALSE | [9 empty] | 41619 |  |  | NotYetVerified | XAK*A24E-*D9_ | 3 | 43250 | 81.1445 | 533 | 20 | 0.9 | 5000 | 90
P00000OIY | Cree Inc. | Cree EDGE HO FLOOD True White Series | FLD-EHO-25-xx-24-E-xx-xx-700-50K-xxxx | Outdoor Luminaires | Very High Output | Architectural Flood and Spot Luminaires | Standard | FALSE | [9 empty] | 41619 |  |  | NotYetVerified | XAK*C24E-*D9_ | 3 | 43250 | 81.1445 | 533 | 20 | 0.9 | 5000 | 90
P00000OIW | Cree Inc. | Cree EDGE HO FLOOD True White Series | FLD-EHO-15-xx-24-E-xx-xx-700-50K-xxxx | Outdoor Luminaires | Very High Output | Architectural Flood and Spot Luminaires | Standard | FALSE | [9 empty] | 41619 |  |  | NotYetVerified | XAK*B24E-*D9_ | 3 | 43250 | 81.1445 | 533 | 20 | 0.9 | 5000 | 90
P00000OJ0 | Cree Inc. | Cree EDGE HO FLOOD True White Series | FLD-EHO-40-xx-24-E-xx-xx-700-50K-xxxx | Outdoor Luminaires | Very High Output | Architectural Flood and Spot Luminaires | Standard | FALSE | [9 empty] | 41619 |  |  | NotYetVerified | XAK*D24E-*D9_ | 3 | 42310 | 79.3809 | 533 | 20 | 0.9 | 5000 | 90
P00000OJ3 | Cree Inc. | Cree EDGE HO FLOOD True White Series | FLD-EHO-SN-xx-24-E-xx-xx-700-50K-xxxx | Outdoor Luminaires | Very High Output | Architectural Flood and Spot Luminaires | Standard | FALSE | [9 empty] | 41619 |  |  | NotYetVerified | XAK*X24E-*D9_ | 3 | 39019 | 73.2064 | 533 | 20 | 0.9 | 5000 | 90
P00000OJ1 | Cree Inc. | Cree EDGE HO FLOOD True White Series | FLD-EHO-N6-xx-12-E-xx-xx-700-50K-xxxx | Outdoor Luminaires | High Output | Architectural Flood and Spot Luminaires | Standard | FALSE | [9 empty] | 41619 |  |  | NotYetVerified | XAK*A12E-*D9_ | 3 | 21611 | 80.9401 | 267 | 20 | 0.9 | 5000 | 90
P00000OIX | Cree Inc. | Cree EDGE HO FLOOD True White Series | FLD-EHO-25-xx-12-E-xx-xx-700-50K-xxxx | Outdoor Luminaires | High Output | Architectural Flood and Spot Luminaires | Standard | FALSE | [9 empty] | 41619 |  |  | NotYetVerified | XAK*C12E-*D9_ | 3 | 21611 | 80.9401 | 267 | 20 | 0.9 | 5000 | 90
P00000OIV | Cree Inc. | Cree EDGE HO FLOOD True White Series | FLD-EHO-15-xx-12-E-xx-xx-700-50K-xxxx | Outdoor Luminaires | High Output | Architectural Flood and Spot Luminaires | Standard | FALSE | [9 empty] | 41619 |  |  | NotYetVerified | XAK*B12E-*D9_ | 3 | 21611 | 80.9401 | 267 | 20 | 0.9 | 5000 | 90
P00000OIZ | Cree Inc. | Cree EDGE HO FLOOD True White Series | FLD-EHO-40-xx-12-E-xx-xx-700-50K-xxxx | Outdoor Luminaires | High Output | Architectural Flood and Spot Luminaires | Standard | FALSE | [9 empty] | 41619 |  |  | NotYetVerified | XAK*D12E-*D9_ | 3 | 21142 | 79.1835 | 267 | 20 | 0.9 | 5000 | 90
P00001H8V | Shenzhen Botanica Lighting Co | Botanica Lighting | BL-FL-600-57K | Outdoor Luminaires | Very High Output | Architectural Flood and Spot Luminaires | Standard | TRUE | 53887 | 87.79 | 613.8 | 7.8 | 0.981 | 5334 | 73.8 | 5 | 50000 | 41618 |  |  | NotYetVerified |  | 3 | 53000 | 90 | 640 |  | 0.9 | 5700 | 73
P00001G46 | Louvers International Inc | LouversLEd | LHL600-57K | Outdoor Luminaires | Very High Output | Architectural Flood and Spot Luminaires | Standard | TRUE | 53887 | 87.79 | 613.8 | 7.8 | 0.981 | 5334 | 73.8 | 5 | 50000 | 41618 |  |  | NotYetVerified |  | 3 | 53000 | 90 | 640 |  | 0.9 | 5700 | 73
P00001H8X | Shenzhen Botanica Lighting Co | Botanica Lighting | BL-FL-200-50K | Outdoor Luminaires | High Output | Architectural Flood and Spot Luminaires | Standard | TRUE | 20217 | 90.7 | 222.9 | 14.32 | 0.972 | 4932 | 70.9 | 5 | 50000 | 41618 |  |  | NotYetVerified |  | 3 | 2100 | 90 | 220 |  | 0.9 | 5000 | 71
P00001G44 | Louvers International Inc | LouversLEd | LHL200-5K | Outdoor Luminaires | High Output | Architectural Flood and Spot Luminaires | Standard | TRUE | 20217 | 90.7 | 222.9 | 14.32 | 0.972 | 4932 | 70.9 | 5 | 50000 | 41618 |  |  | NotYetVerified |  | 3 | 2100 | 90 | 220 |  | 0.9 | 5000 | 71
P00001H8W | Shenzhen Botanica Lighting Co | Botanica Lighting | BL-FL-400-50K | Outdoor Luminaires | Very High Output | Architectural Flood and Spot Luminaires | Standard | TRUE | 39205 | 88.04 | 445.3 | 14.3 | 0.971 | 5263 | 71.5 | 5 | 50000 | 41618 |  |  | NotYetVerified |  | 3 | 39000 | 90 | 440 |  | 0.9 | 5000 | 74
P00001G45 | Louvers International Inc | LouversLEd | LHL400-5K | Outdoor Luminaires | Very High Output | Architectural Flood and Spot Luminaires | Standard | TRUE | 39205 | 88.04 | 445.3 | 14.3 | 0.971 | 5263 | 71.5 | 5 | 50000 | 41618 |  |  | NotYetVerified |  | 3 | 39000 | 90 | 440 |  | 0.9 | 5000 | 74
P00000WO1 | Industrial Lighting Products | Industrial Lighting Products | FLL-80WLED-UNIV-4000K | Outdoor Luminaires | Mid Output | Architectural Flood and Spot Luminaires | Standard | TRUE | 6197 | 81.8 | 75.79 | 15.3 | 0.97 | 4069 | 81.1 | 5 | 73000 | 41618 |  |  | NotYetVerified |  | 3 | 6197 | 81.8 | 76.5 |  |  | 4000 | 80
P00001H8Y | Shenzhen Botanica Lighting Co | Botanica Lighting | BL-FL-80-30K | Outdoor Luminaires | Mid Output | Architectural Flood and Spot Luminaires | Standard | TRUE | 6792.1 | 78.13 | 86.93 | 13.5 | 0.953 | 3100 | 82.6 | 5 | 50000 | 41618 |  |  | NotYetVerified |  | 3 | 7000 | 77.8 | 90 |  |  | 3000 | 80
P00001G47 | Louvers International Inc | LouversLEd | LHL080-3K | Outdoor Luminaires | Mid Output | Architectural Flood and Spot Luminaires | Standard | TRUE | 6792.1 | 78.13 | 86.93 | 13.5 | 0.953 | 3100 | 82.6 | 5 | 50000 | 41618 |  |  | NotYetVerified |  | 3 | 7000 | 77.8 | 90 |  |  | 3000 | 80
P00000WO0 | Industrial Lighting Products | Industrial Lighting Products | FDL-160WLED-UNIV-4000K | Outdoor Luminaires | High Output | Architectural Flood and Spot Luminaires | Standard | TRUE | 14110 | 87.3 | 161.5 | 12.6 | 0.941 | 4109 | 81.5 | 5 | 60000 | 41618 |  |  | NotYetVerified |  | 3 | 14110 | 87.3 | 161.8 |  |  | 4000 | 80
P00000WO2 | Industrial Lighting Products | Industrial Lighting Products | FMS-20WLED-UNIV-4000K | Outdoor Luminaires | Low Output | Architectural Flood and Spot Luminaires | Standard | TRUE | 1475 | 78.2 | 18.85 | 14 | 0.89 | 3976 | 81.3 | 5 | 83000 | 41618 |  |  | NotYetVerified |  | 3 | 1475 | 78.2 | 18.9 |  |  | 4000 | 80
P00001H8Z | Shenzhen Botanica Lighting Co | Botancia LIghting | BL-FL-80-57K | Outdoor Luminaires | Mid Output | Architectural Flood and Spot Luminaires | Standard | FALSE | [9 empty] | 41618 |  |  | NotYetVerified |  | 3 | 7000 | 77.8 | 90 |  |  | 5700 | 80
P00001G48 | Louvers International Inc | LouversLEd | LHL080-57K | Outdoor Luminaires | Mid Output | Architectural Flood and Spot Luminaires | Standard | FALSE | [9 empty] | 41618 |  |  | NotYetVerified |  | 3 | 7000 | 77.8 | 90 |  |  | 5700 | 80
P00001HA4 | Hubbell Killark | Hubbell killark | KFL12530-DLC | Outdoor Luminaires | High Output | Architectural Flood and Spot Luminaires | Standard | TRUE | 15340 | 118.38 | 129.58 | 13.47 | 0.95 | 4896 | 74.22 | 5 | 80000 | 41614 |  |  | NotYetVerified |  | 3 | 15347 | 118 | 125 |  |  | 5000 | 70
P00000VFH | Hubbell Lighting | Hubbell Outdoor Lighting | MLED-80L-U-5K-N-**-*** | Outdoor Luminaires | High Output | Architectural Flood and Spot Luminaires | Standard | TRUE | 13880 | 74 | 187.56 | 12.1365 | 0.911 | 4889 | 80 | 5 |  | 41614 |  |  | NotYetVerified |  | 3 |  |  | 196 |  |  | 4700
P00001031 | Lighting Solutions Group LLc D.B.A.SpecGradeLED | Lighting Solutions | FLD-80-XX-120-XX-GR | Outdoor Luminaires | Mid Output | Architectural Flood and Spot Luminaires | Standard | TRUE | 6119 | 75.16 | 81.41 | 11.9 | 0.977 | 5260 | 77 | 5 | 55000 | 41605 |  |  | NotYetVerified |  | 3 | 6000 | 75 | 80 |  | 0.95 | 5200 | 75
P00001H73 | Optimal LED | Optimal LED | OFD1NX3510W55BGC-47 | Outdoor Luminaires | Low Output | Architectural Flood and Spot Luminaires | Standard | TRUE | 2593 | 75.66 | 34.26 | 18.8 | 0.928 | 5238 | 77 | 5 | 55000 | 41605 |  |  | NotYetVerified |  | 3 | 2600 | 80 | 35 |  | 0.95 | 5200 | 75
P00001H72 | Optimal LED | Optimal LED | OFD1NX5010W55BGC-47 | Outdoor Luminaires | Low Output | Architectural Flood and Spot Luminaires | Standard | TRUE | 3906 | 76.84 | 50.83 | 17.4 | 0.928 | 5130 | 76 | 5 | 55000 | 41605 |  |  | NotYetVerified |  | 3 | 4000 | 80 | 50 |  | 0.9 | 5200 | 80
P00001033 | Lighting Solutions Group LLc D.B.A.SpecGradeLED | Lighting Solutions | FLD-35-XX-120-XX-GR | Outdoor Luminaires | Low Output | Architectural Flood and Spot Luminaires | Standard | TRUE | 2593 | 75.66 | 34.26 | 18.8 | 0.928 | 5238 | 77 | 5 | 55000 | 41605 |  |  | NotYetVerified |  | 3 | 2600 | 80 | 35 |  | 0.95 | 5200 | 75
P00001032 | Lighting Solutions Group LLc D.B.A.SpecGradeLED | Lighting Solutions | FLD-50-XX-120-XX-GR | Outdoor Luminaires | Low Output | Architectural Flood and Spot Luminaires | Standard | TRUE | 3906 | 76.84 | 50.83 | 17.4 | 0.928 | 5130 | 76 | 5 | 55000 | 41605 |  |  | NotYetVerified |  | 3 | 4000 | 80 | 50 |  | 0.9 | 5200 | 80
P00001030 | Lighting Solutions Group LLc D.B.A.SpecGradeLED | Lighting Solutions | FLD-120-XX-120-XX-GR | Outdoor Luminaires | High Output | Architectural Flood and Spot Luminaires | Standard | TRUE | 11644 | 90.15 | 129.1 | 12.2 | 0.921 | 5408 | 78 | 5 | 55000 | 41605 |  |  | NotYetVerified |  | 3 | 10000 | 80 | 120 |  | 0.95 | 5200 | 75
P00001B3V | Texas Fluorescents | Texas Fluorescents | TXFSAL16L188W11000L50KBZ | Outdoor Luminaires | High Output | Architectural Flood and Spot Luminaires | Standard | TRUE | 13880 | 74 | 187.56 | 12.1365 | 0.911 | 4889 | 80 | 5 |  | 41604 |  |  | NotYetVerified |  | 3 |  |  | 196 |  |  | 4700
P00001AQM | Taizhou JiaoGuang Lighting Co. Ltd. | LIGHT THE FUTURE | CL506-4000K | Outdoor Luminaires | High Output | Architectural Flood and Spot Luminaires | Standard | TRUE | 11807 | 74.3 | 158.89 | 13.69 | 0.974 | 4216 | 83 | 5 |  | 41596 |  |  | NotYetVerified |  | 3 | 11807 | 74.3 | 160 | 20 | 0.9 | 4000 | 70
P00001AQN | Taizhou JiaoGuang Lighting Co. Ltd. | LIGHT THE FUTURE | CL706-4000K | Outdoor Luminaires | High Output | Architectural Flood and Spot Luminaires | Standard | TRUE | 11776 | 73.1 | 161.19 | 14.05 | 0.967 | 4183 | 83 | 5 |  | 41596 |  |  | NotYetVerified |  | 3 |  |  | 160 | 20 | 0.9 | 4000 | 70
P00001AQP | Taizhou JiaoGuang Lighting Co. Ltd. | LIGHT THE FUTURE | CL506-5700K | Outdoor Luminaires | High Output | Architectural Flood and Spot Luminaires | Standard | FALSE | [9 empty] | 41596 |  |  | NotYetVerified |  | 3 | 12025 | 75 | 160 | 20 | 0.9 | 5700 | 70
P00001AQR | Taizhou JiaoGuang Lighting Co. Ltd. | LIGHT THE FUTURE | CL706-5700K | Outdoor Luminaires | High Output | Architectural Flood and Spot Luminaires | Standard | FALSE | [9 empty] | 41596 |  |  | NotYetVerified |  | 3 | 12000 | 75 | 160 | 20 | 0.9 | 5700 | 70
P00001AQQ | Taizhou JiaoGuang Lighting Co. Ltd. | LIGHT THE FUTURE | CL706-5000K | Outdoor Luminaires | High Output | Architectural Flood and Spot Luminaires | Standard | FALSE | [9 empty] | 41596 |  |  | NotYetVerified |  | 3 | 12000 | 75 | 160 | 20 | 0.9 | 5000 | 70
P00001AQO | Taizhou JiaoGuang Lighting Co. Ltd. | LIGHT THE FUTURE | CL506-5000K | Outdoor Luminaires | High Output | Architectural Flood and Spot Luminaires | Standard | FALSE | [9 empty] | 41596 |  |  | NotYetVerified |  | 3 | 12000 | 75 | 160 | 20 | 0.9 | 5000 | 70
P00000U2S | Grandlite International Corp | Grandlite | LED-1571-[ALL MOUNTING OPTIONS] | Outdoor Luminaires | Low Output | Architectural Flood and Spot Luminaires | Standard | TRUE | 3845.62 | 77.68 | 49.51 | 18.6 | 0.95 | 4810 | 72.4 | 5 |  | 41586 |  |  | NotYetVerified |  | 3 | 3632 | 78 | 46.6 |  |  | 4700 | 75
P00000OFJ | Cree Inc. | Cree EDGE HO Series | FLD-EHO-70-xx-12-E-xx-xx-1000-40K-xxxx | Outdoor Luminaires | Very High Output | Architectural Flood and Spot Luminaires | Standard | TRUE | 33030 | 76.6 | 420.1 | 8.7 | 0.942 | 4165 | 73 | 10 | 50000 | 41581 |  |  | NotYetVerified | [XAK*Z12E-*X7_] | 3 | 32647 | 77.5 | 421 | 20 | 0.9 | 4000 | 70
P00000OFF | Cree Inc. | Cree EDGE HO Series | FLD-EHO-70-xx-12-E-xx-xx-700-40K-xxxx | Outdoor Luminaires | High Output | Architectural Flood and Spot Luminaires | Standard | TRUE | 24129 | 89.1 | 270.8 | 8.7 | 0.94 | 4165 | 73 | 10 | 50000 | 41581 |  |  | NotYetVerified | [XAK*Z12E-*D7_] | 3 | 24312 | 91.1 | 267 | 20 | 0.9 | 4000 | 70
P00000OFQ | Cree Inc. | Cree EDGE HO Series | FLD-EHO-N6-xx-12-E-xx-xx-700-xxxx | Outdoor Luminaires | High Output | Architectural Flood and Spot Luminaires | Standard | FALSE | [9 empty] | 41581 |  |  | NotYetVerified | [XAK*A12E-*D_] | 3 | 28326 | 106.1 | 267 | 20 | 0.9 | 5700 | 70
P00000OFO | Cree Inc. | Cree EDGE HO Series | FLD-EHO-40-xx-12-E-xx-xx-700-xxxx | Outdoor Luminaires | High Output | Architectural Flood and Spot Luminaires | Standard | FALSE | [9 empty] | 41581 |  |  | NotYetVerified | [XAK*D12E-*D_] | 3 | 27710 | 103.8 | 267 | 20 | 0.9 | 5700 | 70
P00000OFR | Cree Inc. | Cree EDGE HO Series | FLD-EHO-SN-xx-12-E-xx-xx-700-xxxx | Outdoor Luminaires | High Output | Architectural Flood and Spot Luminaires | Standard | FALSE | [9 empty] | 41581 |  |  | NotYetVerified | [XAK*X12E-*D_] | 3 | 25555 | 95.7 | 267 | 20 | 0.9 | 5700 | 70
P00000OFP | Cree Inc. | Cree EDGE HO Series | FLD-EHO-70-xx-12-E-xx-xx-700-xxxx | Outdoor Luminaires | High Output | Architectural Flood and Spot Luminaires | Standard | FALSE | [9 empty] | 41581 |  |  | NotYetVerified | [XAK*Z12E-*D_] | 3 | 25247 | 94.6 | 267 | 20 | 0.9 | 5700 | 70
P00000OFN | Cree Inc. | Cree EDGE HO Series | FLD-EHO-25-xx-12-E-xx-xx-700-xxxx | Outdoor Luminaires | High Output | Architectural Flood and Spot Luminaires | Standard | FALSE | [9 empty] | 41581 |  |  | NotYetVerified | XAK*C12E-*D_ | 3 | 28326 | 106.1 | 267 | 20 | 0.9 | 5700 | 70
P00000OFM | Cree Inc. | Cree EDGE HO Series | FLD-EHO-15-xx-12-E-xx-xx-700-xxxx | Outdoor Luminaires | High Output | Architectural Flood and Spot Luminaires | Standard | FALSE | [9 empty] | 41581 |  |  | NotYetVerified | XAK*B12E-*D_ | 3 | 28326 | 106.1 | 267 | 20 | 0.9 | 5700 | 70
P00000OGE | Cree Inc. | Cree EDGE HO Series | FLD-EHO-25-xx-24-E-xx-xx-1000-xxxx | Outdoor Luminaires | Very High Output | Architectural Flood and Spot Luminaires | Standard | FALSE | [9 empty] | 41581 |  |  | NotYetVerified | XAK*C24E-*X_ | 3 | 76123 | 91.6 | 831 | 20 | 0.9 | 5700 | 70
P00000OGD | Cree Inc. | Cree EDGE HO Series | FLD-EHO-15-xx-24-E-xx-xx-1000-xxxx | Outdoor Luminaires | Very High Output | Architectural Flood and Spot Luminaires | Standard | FALSE | [9 empty] | 41581 |  |  | NotYetVerified | XAK*B24E-*X_ | 3 | 76123 | 91.6 | 831 | 20 | 0.9 | 5700 | 70
P00000OGF | Cree Inc. | Cree EDGE HO Series | FLD-EHO-40-xx-24-E-xx-xx-1000-xxxx | Outdoor Luminaires | Very High Output | Architectural Flood and Spot Luminaires | Standard | FALSE | [9 empty] | 41581 |  |  | NotYetVerified | [XAK*D24E-*X_] | 3 | 74468 | 89.6 | 831 | 20 | 0.9 | 5700 | 70
P00000OGI | Cree Inc. | Cree EDGE HO Series | FLD-EHO-SN-xx-24-E-xx-xx-1000-xxxx | Outdoor Luminaires | Very High Output | Architectural Flood and Spot Luminaires | Standard | FALSE | [9 empty] | 41581 |  |  | NotYetVerified | [XAK*X24E-*X_] | 3 | 68676 | 82.6 | 831 | 20 | 0.9 | 5700 | 70
P00000OGG | Cree Inc. | Cree EDGE HO Series | FLD-EHO-70-xx-24-E-xx-xx-1000-xxxx | Outdoor Luminaires | Very High Output | Architectural Flood and Spot Luminaires | Standard | FALSE | [9 empty] | 41581 |  |  | NotYetVerified | [XAK*Z24E-*X_] | 3 | 67849 | 81.6 | 831 | 20 | 0.9 | 5700 | 70
P00000OGB | Cree Inc. | Cree EDGE HO Series | FLD-EHO-N6-xx-24-E-xx-xx-700-xxxx | Outdoor Luminaires | Very High Output | Architectural Flood and Spot Luminaires | Standard | FALSE | [9 empty] | 41581 |  |  | NotYetVerified | [XAK*A24E-*D_] | 3 | 56687 | 106.4 | 533 | 20 | 0.9 | 5700 | 70
P00000OG8 | Cree Inc. | Cree EDGE HO Series | FLD-EHO-25-xx-24-E-xx-xx-700-xxxx | Outdoor Luminaires | Very High Output | Architectural Flood and Spot Luminaires | Standard | FALSE | [9 empty] | 41581 |  |  | NotYetVerified | XAK*C24E-*D_ | 3 | 56687 | 106.4 | 533 | 20 | 0.9 | 5700 | 70
P00000OG7 | Cree Inc. | Cree EDGE HO Series | FLD-EHO-15-xx-24-E-xx-xx-700-xxxx | Outdoor Luminaires | Very High Output | Architectural Flood and Spot Luminaires | Standard | FALSE | [9 empty] | 41581 |  |  | NotYetVerified | XAK*B24E-*D_ | 3 | 56687 | 106.4 | 533 | 20 | 0.9 | 5700 | 70
P00000OG9 | Cree Inc. | Cree EDGE HO Series | FLD-EHO-40-xx-24-E-xx-xx-700-xxxx | Outdoor Luminaires | Very High Output | Architectural Flood and Spot Luminaires | Standard | FALSE | [9 empty] | 41581 |  |  | NotYetVerified | [XAK*D24E-*D_] | 3 | 55455 | 104 | 533 | 20 | 0.9 | 5700 | 70
P00000OGC | Cree Inc. | Cree EDGE HO Series | FLD-EHO-SN-xx-24-E-xx-xx-700-xxxx | Outdoor Luminaires | Very High Output | Architectural Flood and Spot Luminaires | Standard | FALSE | [9 empty] | 41581 |  |  | NotYetVerified | [XAK*X24E-*D_] | 3 | 51142 | 96 | 533 | 20 | 0.9 | 5700 | 70
P00000OGA | Cree Inc. | Cree EDGE HO Series | FLD-EHO-70-xx-24-E-xx-xx-700-xxxx | Outdoor Luminaires | Very High Output | Architectural Flood and Spot Luminaires | Standard | FALSE | [9 empty] | 41581 |  |  | NotYetVerified | [XAK*Z24E-*D_] | 3 | 50525 | 94.8 | 533 | 20 | 0.9 | 5700 | 70
P00000OFW | Cree Inc. | Cree EDGE HO Series | FLD-EHO-N6-xx-12-E-xx-xx-1000-xxxx | Outdoor Luminaires | Very High Output | Architectural Flood and Spot Luminaires | Standard | FALSE | [9 empty] | 41581 |  |  | NotYetVerified | [XAK*A12E-*X_] | 3 | 38037 | 90.3 | 421 | 20 | 0.9 | 5700 | 70
P00000OFT | Cree Inc. | Cree EDGE HO Series | FLD-EHO-25-xx-12-E-xx-xx-1000-xxxx | Outdoor Luminaires | Very High Output | Architectural Flood and Spot Luminaires | Standard | FALSE | [9 empty] | 41581 |  |  | NotYetVerified | XAK*C12E-*X_ | 3 | 38037 | 90.3 | 421 | 20 | 0.9 | 5700 | 70
P00000OFS | Cree Inc. | Cree EDGE HO Series | FLD-EHO-15-xx-12-E-xx-xx-1000-xxxx | Outdoor Luminaires | Very High Output | Architectural Flood and Spot Luminaires | Standard | FALSE | [9 empty] | 41581 |  |  | NotYetVerified | XAK*B12E-*X_ | 3 | 38037 | 90.3 | 421 | 20 | 0.9 | 5700 | 70
P00000OFU | Cree Inc. | Cree EDGE HO Series | FLD-EHO-40-xx-12-E-xx-xx-1000-xxxx | Outdoor Luminaires | Very High Output | Architectural Flood and Spot Luminaires | Standard | FALSE | [9 empty] | 41581 |  |  | NotYetVerified | [XAK*D12E-*X_] | 3 | 37210 | 88.4 | 421 | 20 | 0.9 | 5700 | 70
P00000OFX | Cree Inc. | Cree EDGE HO Series | FLD-EHO-SN-xx-12-E-xx-xx-1000-xxxx | Outdoor Luminaires | Very High Output | Architectural Flood and Spot Luminaires | Standard | FALSE | [9 empty] | 41581 |  |  | NotYetVerified | [XAK*X12E-*X_] | 3 | 34316 | 81.5 | 421 | 20 | 0.9 | 5700 | 70
P00000OFV | Cree Inc. | Cree EDGE HO Series | FLD-EHO-70-xx-12-E-xx-xx-1000-xxxx | Outdoor Luminaires | Very High Output | Architectural Flood and Spot Luminaires | Standard | FALSE | [9 empty] | 41581 |  |  | NotYetVerified | [XAK*Z12E-*X_] | 3 | 33903 | 80.5 | 421 | 20 | 0.9 | 5700 | 70
P00000OFG | Cree Inc. | Cree EDGE HO Series | FLD-EHO-N6-xx-12-E-xx-xx-700-40K-xxxx | Outdoor Luminaires | High Output | Architectural Flood and Spot Luminaires | Standard | FALSE | [9 empty] | 41581 |  |  | NotYetVerified | [XAK*A12E-*D7_] | 3 | 27276 | 102.2 | 267 | 20 | 0.9 | 4000 | 70
P00000OFE | Cree Inc. | Cree EDGE HO Series | FLD-EHO-40-xx-12-E-xx-xx-700-40K-xxxx | Outdoor Luminaires | High Output | Architectural Flood and Spot Luminaires | Standard | FALSE | [9 empty] | 41581 |  |  | NotYetVerified | [XAK*D12E-*D7_] | 3 | 26684 | 99.9 | 267 | 20 | 0.9 | 4000 | 70
P00000OFH | Cree Inc. | Cree EDGE HO Series | FLD-EHO-SN-xx-12-E-xx-xx-700-40K-xxxx | Outdoor Luminaires | High Output | Architectural Flood and Spot Luminaires | Standard | FALSE | [9 empty] | 41581 |  |  | NotYetVerified | [XAK*X12E-*D7_] | 3 | 24608 | 92.2 | 267 | 20 | 0.9 | 4000 | 70
P00000OVE | Cree Inc. | Cree EDGE HO Series | FLD-EHO-25-xx-12-E-xx-xx-700-40K-xxxx | Outdoor Luminaires | High Output | Architectural Flood and Spot Luminaires | Standard | FALSE | [9 empty] | 41581 |  |  | NotYetVerified | XAK*C12E-*D7_ | 3 | 27276 | 102.2 | 267 | 20 | 0.9 | 4000 | 70
P00000OFD | Cree Inc. | Cree EDGE HO Series | FLD-EHO-15-xx-12-E-xx-xx-700-40K-xxxx | Outdoor Luminaires | High Output | Architectural Flood and Spot Luminaires | Standard | FALSE | [9 empty] | 41581 |  |  | NotYetVerified | XAK*B12E-*D7_ | 3 | 27276 | 102.2 | 267 | 20 | 0.9 | 4000 | 70
P00000OVG | Cree Inc. | Cree EDGE HO Series | FLD-EHO-25-xx-24-E-xx-xx-1000-40K-xxxx | Outdoor Luminaires | Very High Output | Architectural Flood and Spot Luminaires | Standard | FALSE | [9 empty] | 41581 |  |  | NotYetVerified | XAK*C24E-*X7_ | 3 | 73303 | 88.2 | 831 | 20 | 0.9 | 4000 | 70
P00000OV8 | Cree Inc. | Cree EDGE HO Series | FLD-EHO-15-xx-24-E-xx-xx-1000-40K-xxxx | Outdoor Luminaires | Very High Output | Architectural Flood and Spot Luminaires | Standard | FALSE | [9 empty] | 41581 |  |  | NotYetVerified | XAK*B24E-*X7_ | 3 | 73303 | 88.2 | 831 | 20 | 0.9 | 4000 | 70
P00000OG5 | Cree Inc. | Cree EDGE HO Series | FLD-EHO-N6-xx-24-E-xx-xx-1000-40K-xxxx | Outdoor Luminaires | Very High Output | Architectural Flood and Spot Luminaires | Standard | FALSE | [9 empty] | 41581 |  |  | NotYetVerified | [XAK*A24E-*X7_] | 3 | 73303 | 88.2 | 831 | 20 | 0.9 | 4000 | 70
P00000OG3 | Cree Inc. | Cree EDGE HO Series | FLD-EHO-40-xx-24-E-xx-xx-1000-40K-xxxx | Outdoor Luminaires | Very High Output | Architectural Flood and Spot Luminaires | Standard | FALSE | [9 empty] | 41581 |  |  | NotYetVerified | [XAK*D24E-*X7_] | 3 | 71710 | 86.3 | 831 | 20 | 0.9 | 4000 | 70
P00000OG6 | Cree Inc. | Cree EDGE HO Series | FLD-EHO-SN-xx-24-E-xx-xx-1000-40K-xxxx | Outdoor Luminaires | Very High Output | Architectural Flood and Spot Luminaires | Standard | FALSE | [9 empty] | 41581 |  |  | NotYetVerified | [XAK*X24E-*X7_] | 3 | 66132 | 79.6 | 831 | 20 | 0.9 | 4000 | 70
P00000OG4 | Cree Inc. | Cree EDGE HO Series | FLD-EHO-70-xx-24-E-xx-xx-1000-40K-xxxx | Outdoor Luminaires | Very High Output | Architectural Flood and Spot Luminaires | Standard | FALSE | [9 empty] | 41581 |  |  | NotYetVerified | [XAK*Z24E-*X7_] | 3 | 65336 | 78.6 | 831 | 20 | 0.9 | 4000 | 70
P00000OVA | Cree Inc. | Cree EDGE HO Series | FLD-EHO-15-xx-24-E-xx-xx-700-40K-xxxx | Outdoor Luminaires | Very High Output | Architectural Flood and Spot Luminaires | Standard | FALSE | [9 empty] | 41581 |  |  | NotYetVerified | XAK*B24E-*D7_ | 3 | 54588 | 102.4 | 533 | 20 | 0.9 | 4000 | 70
P00000OG1 | Cree Inc. | Cree EDGE HO Series | FLD-EHO-N6-xx-24-E-xx-xx-700-40K-xxxx | Outdoor Luminaires | Very High Output | Architectural Flood and Spot Luminaires | Standard | FALSE | [9 empty] | 41581 |  |  | NotYetVerified | [XAK*A24E-*D7_] | 3 | 54588 | 102.4 | 533 | 20 | 0.9 | 4000 | 70
P00000OFY | Cree Inc. | Cree EDGE HO Series | FLD-EHO-25-xx-24-E-xx-xx-700-40K-xxxx | Outdoor Luminaires | Very High Output | Architectural Flood and Spot Luminaires | Standard | FALSE | [9 empty] | 41581 |  |  | NotYetVerified | XAK*C24E-*D7_ | 3 | 54588 | 102.4 | 533 | 20 | 0.9 | 4000 | 70
P00000OFZ | Cree Inc. | Cree EDGE HO Series | FLD-EHO-40-xx-24-E-xx-xx-700-40K-xxxx | Outdoor Luminaires | Very High Output | Architectural Flood and Spot Luminaires | Standard | FALSE | [9 empty] | 41581 |  |  | NotYetVerified | [XAK*D24E-*D7_] | 3 | 53401 | 100.2 | 533 | 20 | 0.9 | 4000 | 70
P00000OG2 | Cree Inc. | Cree EDGE HO Series | FLD-EHO-SN-xx-24-E-xx-xx-700-40K-xxxx | Outdoor Luminaires | Very High Output | Architectural Flood and Spot Luminaires | Standard | FALSE | [9 empty] | 41581 |  |  | NotYetVerified | [XAK*X24E-*D7_] | 3 | 49248 | 92.4 | 533 | 20 | 0.9 | 4000 | 70
P00000OG0 | Cree Inc. | Cree EDGE HO Series | FLD-EHO-70-xx-24-E-xx-xx-700-40K-xxxx | Outdoor Luminaires | Very High Output | Architectural Flood and Spot Luminaires | Standard | FALSE | [9 empty] | 41581 |  |  | NotYetVerified | [XAK*Z24E-*D7_] | 3 | 48654 | 91.3 | 533 | 20 | 0.9 | 4000 | 70
PAX7YBGRX | Cree Inc. | Cree EDGE HO Series | FLD-EHO-15-xx-12-E-xx-xx-1000-40K-xxxx | Outdoor Luminaires | Very High Output | Architectural Flood and Spot Luminaires | Standard | FALSE | [9 empty] | 41581 |  |  | NotYetVerified | XAK*B12E-*X7_ | 3 | 36628 | 87 | 421 | 20 | 0.9 | 4000 | 70
P00000OVC | Cree Inc. | Cree EDGE HO Series | FLD-EHO-25-xx-12-E-xx-xx-1000-40K-xxxx | Outdoor Luminaires | Very High Output | Architectural Flood and Spot Luminaires | Standard | FALSE | [9 empty] | 41581 |  |  | NotYetVerified | XAK*C12E-*X7_ | 3 | 36628 | 87 | 421 | 20 | 0.9 | 4000 | 70
P00000OFK | Cree Inc. | Cree EDGE HO Series | FLD-EHO-N6-xx-12-E-xx-xx-1000-40K-xxxx | Outdoor Luminaires | Very High Output | Architectural Flood and Spot Luminaires | Standard | FALSE | [9 empty] | 41581 |  |  | NotYetVerified | [XAK*A12E-*X7_] | 3 | 36628 | 87 | 421 | 20 | 0.9 | 4000 | 70
P00000OFI | Cree Inc. | Cree EDGE HO Series | FLD-EHO-40-xx-12-E-xx-xx-1000-40K-xxxx | Outdoor Luminaires | Very High Output | Architectural Flood and Spot Luminaires | Standard | FALSE | [9 empty] | 41581 |  |  | NotYetVerified | [XAK*D12E-*X7_] | 3 | 35832 | 85.1 | 421 | 20 | 0.9 | 4000 | 70
P00000OFL | Cree Inc. | Cree EDGE HO Series | FLD-EHO-SN-xx-12-E-xx-xx-1000-40K-xxxx | Outdoor Luminaires | Very High Output | Architectural Flood and Spot Luminaires | Standard | FALSE | [9 empty] | 41581 |  |  | NotYetVerified | [XAK*X12E-*X7_] | 3 | 33045 | 78.5 | 421 | 20 | 0.9 | 4000 | 70
P00000OGH | Cree Inc. | Cree EDGE HO Series | FLD-EHO-N6-xx-24-E-xx-xx-1000-xxxx | Outdoor Luminaires | Very High Output | Architectural Flood and Spot Luminaires | Standard | FALSE | [9 empty] | 41580 |  |  | NotYetVerified | [XAK*A24E-*X_] | 3 | 76123 | 91.6 | 831 | 20 | 0.9 | 5700 | 70
P00000VDC | Hubbell Lighting | Hubbell Outdoor Lighting | FML-14 | Outdoor Luminaires | Low Output | Architectural Flood and Spot Luminaires | Standard | TRUE | 4654 | 96 | 48.5 | 10.7 | 0.945 | 4014 | 72 | 5 | 50000 | 41579 |  |  | No | Product updated on 10/19/2016 | 3 | 4736 | 94.9 | 49.9 | 16.2 | 0.9 | 5151 | 75
P00001FZJ | Appleton Group | Areamaster LED | AMLED67YBU1D | Outdoor Luminaires | Mid Output | Architectural Flood and Spot Luminaires | Standard | TRUE | 7018 | 82.6 | 84.96 | 15.9 | 0.891 | 5392 | 66 | 5 |  | 41579 |  |  | NotYetVerified |  | 3 |  |  | 76 |  | 0.98
P00000VDD | Hubbell Lighting | Hubbell Outdoor Lighting | FML-14-PCU | Outdoor Luminaires | Low Output | Architectural Flood and Spot Luminaires | Standard | FALSE | [9 empty] | 41579 |  |  | Yes | Product updated on 10/19/2016 | 3 | 4736 | 94.9 | 49.9 | 16.2 | 0.9 | 5151 | 75
P00000VDB | Hubbell Lighting | Hubbell Outdoor Lighting | FSL-7-PCU | Outdoor Luminaires | Low Output | Architectural Flood and Spot Luminaires | Standard | FALSE | [9 empty] | 41579 |  |  | Yes | Product updated on 10/19/2016 | 4 | 2448 | 94.2 | 26 | 10.7 | 0.94 | 5000 | 70
P00000VDA | Hubbell Lighting | Hubbell Outdoor Lighting | FSL-7 | Outdoor Luminaires | Low Output | Architectural Flood and Spot Luminaires | Standard | FALSE | [9 empty] | 41579 |  |  | No | Product updated on 10/19/2016 | 4 | 2448 | 94.2 | 26 | 10.7 | 0.94 | 5000 | 70
P000018MH | SCS Lighting Solutions Inc. | SCS Lighting Solutions Inc. | SCS-FL100-0120 | Outdoor Luminaires | Mid Output | Architectural Flood and Spot Luminaires | Standard | TRUE | 8622.71 | 86.39 | 99.8 | 8.9 | 0.94 | 5228 | 67.08 | 5 | 50000 | 41571 |  |  | NotYetVerified |  | 3 | 8600 |  | 100 |  | 0.99 | 5200 | 65
P00001GID | WAYTOGO LED LIGHTING COMPANY LTD | WTGLED | WTG-FL80W277 5.2K | Outdoor Luminaires | Mid Output | Architectural Flood and Spot Luminaires | Standard | TRUE | 6119 | 75.16 | 81.41 | 11.9 | 0.977 | 5260 | 77 | 5 | 55000 | 41570 |  |  | NotYetVerified |  | 3 | 6000 | 75 | 80 |  | 0.95 | 5200 | 75
P00001GIF | WAYTOGO LED LIGHTING COMPANY LTD | WTGLED | WTG-FL30W277 5.2K | Outdoor Luminaires | Low Output | Architectural Flood and Spot Luminaires | Standard | TRUE | 2593 | 75.66 | 34.26 | 18.8 | 0.928 | 5238 | 77 | 5 | 55000 | 41570 |  |  | NotYetVerified |  | 3 | 2600 | 80 | 35 |  | 0.95 | 5200 | 75
P00001GIE | WAYTOGO LED LIGHTING COMPANY LTD | WTGLED | WTG-FL50W277 5.2K | Outdoor Luminaires | Low Output | Architectural Flood and Spot Luminaires | Standard | TRUE | 3906 | 76.84 | 50.83 | 17.4 | 0.928 | 5130 | 76 | 5 | 55000 | 41570 |  |  | NotYetVerified |  | 3 | 4000 | 80 | 50 |  | 0.9 | 5200 | 80
P00001GIC | WAYTOGO LED LIGHTING COMPANY LTD | WTGLED | WTG-FL120W277 5.2K | Outdoor Luminaires | High Output | Architectural Flood and Spot Luminaires | Standard | TRUE | 11644 | 90.15 | 129.1 | 12.2 | 0.921 | 5408 | 78 | 5 | 55000 | 41570 |  |  | NotYetVerified |  | 3 | 10000 | 80 | 120 |  | 0.95 | 5200 | 75
P00001GCT | Metro LED Lighting | Metro LED Lighting | MET-FL-560-28-40K | Outdoor Luminaires | Low Output | Architectural Flood and Spot Luminaires | Standard | TRUE | 2326 | 86.12 | 27.01 | 11.29 | 0.912 | 4314 | 84 | 5 | 50000 | 41564 |  |  | NotYetVerified |  | 3 | 3200 | 114 | 28 |  | 0.98 | 4000 | 80
P00001ERV | Twice The Light Inc / DBA ENVLED | ENVLED | ENV-45W-LED-RBF-UNV-PS | Outdoor Luminaires | Low Output | Architectural Flood and Spot Luminaires | Standard | TRUE | 4730 | 96.5 | 49 | 14.4 | 0.959 | 5751 | 74.5 | 5 | 50000 | 41562 |  |  | NotYetVerified |  | 3 |  |  | 48.1 |  |  | 5751 | 74.5
P000018MD | SCS Lighting Solutions Inc. | SCS Lighting Solutions Inc. | SCS-FL050-0120 | Outdoor Luminaires | Low Output | Architectural Flood and Spot Luminaires | Standard | TRUE | 3989.28 | 78 | 51.19 | 14 | 0.94 | 3073 | 65 | 5 | 50000 | 41558 |  |  | NotYetVerified |  | 3 |  |  | 50 |  | 0.995 | 3000 | 65
P000018MJ | SCS Lighting Solutions Inc. | SCS Lighting Solutions Inc. | SCS-FL080-0120 | Outdoor Luminaires | Mid Output | Architectural Flood and Spot Luminaires | Standard | TRUE | 6116.6 | 77 | 79.39 | 18 | 0.88 | 5500 | 73.3 | 5 | 50000 | 41558 |  |  | NotYetVerified |  | 3 |  | 80 |  |  | 0.995 | 5500 | 70
P000019G6 | Stanpro Lighting Systems Inc. | Stanpro | FUN29MAI | Outdoor Luminaires | Low Output | Architectural Flood and Spot Luminaires | Standard | TRUE | 2602 | 90.01 | 28.91 | 11.45 | 0.994 | 5935 | 79 | 5 | 50000 | 41555 |  |  | NotYetVerified |  | 3 | 1345 | 112 | 12 |  | 0.9 | 5700 | 80
P00001FUK | Aimlite Lighting Products | AimLite | F21N29M4I | Outdoor Luminaires | Low Output | Architectural Flood and Spot Luminaires | Standard | TRUE | 2602 | 90.01 | 28.91 | 11.45 | 0.994 | 5935 | 79 | 5 | 50000 | 41555 |  |  | NotYetVerified |  | 3 | 1345 | 112 | 12 |  | 0.9 | 5700 | 80
P000019G8 | Stanpro Lighting Systems Inc. | Stanpro | IFN88MWI | Outdoor Luminaires | Mid Output | Architectural Flood and Spot Luminaires | Standard | TRUE | 8035 | 91.04 | 88.26 | 21.24 | 0.924 | 5989 | 79 | 5 | 50000 | 41555 |  |  | NotYetVerified |  | 3 |  |  |  |  | 0.9 | 5700 | 80
P00001FUM | Aimlite Lighting Products | AimLite | I6N88M2I | Outdoor Luminaires | Mid Output | Architectural Flood and Spot Luminaires | Standard | TRUE | 8035 | 91.04 | 88.26 | 21.24 | 0.924 | 5989 | 79 | 5 | 50000 | 41555 |  |  | NotYetVerified |  | 3 |  |  |  |  | 0.9 | 5700 | 80
P000019G7 | Stanpro Lighting Systems Inc. | Stanpro | FUO59MWI | Outdoor Luminaires | Low Output | Architectural Flood and Spot Luminaires | Standard | TRUE | 4951 | 84.28 | 58.75 | 22.61 | 0.91 | 6014 | 79 | 5 | 50000 | 41555 |  |  | NotYetVerified |  | 3 |  |  |  |  | 0.9 | 5700 | 80
P00001FUL | Aimlite Lighting Products | AimLite | F21O59M2I | Outdoor Luminaires | Low Output | Architectural Flood and Spot Luminaires | Standard | TRUE | 4951 | 84.28 | 58.75 | 22.61 | 0.91 | 6014 | 79 | 5 | 50000 | 41555 |  |  | NotYetVerified |  | 3 |  |  |  |  | 0.9 | 5700 | 80
P000019G9 | Stanpro Lighting Systems Inc. | Stanpro | FUP46M-W/57K | Outdoor Luminaires | Low Output | Architectural Flood and Spot Luminaires | Standard | TRUE | 3950 | 86.6 | 45.61 | 23.95 | 0.88 | 5952 | 79 | 5 | 50000 | 41555 |  |  | NotYetVerified |  | 3 | 3950 | 86.6 | 45.61 |  | 0.9 | 5700 | 80
P00001FUN | Aimlite Lighting Products | AimLite | F21P46M-2/57K | Outdoor Luminaires | Low Output | Architectural Flood and Spot Luminaires | Standard | TRUE | 3950 | 86.6 | 45.61 | 23.95 | 0.88 | 5952 | 79 | 5 | 50000 | 41555 |  |  | NotYetVerified |  | 3 | 3950 | 86.6 | 45.61 |  | 0.9 | 5700 | 80
P000019GA | Stanpro Lighting Systems Inc. | Stanpro | FUP44S-W/57K | Outdoor Luminaires | Low Output | Architectural Flood and Spot Luminaires | Standard | FALSE | [9 empty] | 41555 |  |  | NotYetVerified |  | 3 | 4121 | 94.39 | 43.66 |  | 0.9 | 5700 | 80
P00001FUO | Aimlite Lighting Products | AimLite | F21P44S-2/57K | Outdoor Luminaires | Low Output | Architectural Flood and Spot Luminaires | Standard | FALSE | [9 empty] | 41555 | Not Yet Verified | Not Yet Verified | NotYetVerified |  | 3 | 4121 | 94.39 | 43.66 |  | 0.9 | 5700 | 80
P0000053I | Atlas Lighting Products | Atlas Lighting Products | FL22LED | Outdoor Luminaires | Low Output | Architectural Flood and Spot Luminaires | Standard | TRUE | 1780 | 84 | 21.19 | 11.2 | 0.886 | 3991 | 71 | 5 | 100000 | 41554 |  |  | NotYetVerified |  | 3 |  |  | 22 |  |  | 4100
P0000053J | Atlas Lighting Products | Atlas Lighting Products | FLDX84LED | Outdoor Luminaires | Mid Output | Architectural Flood and Spot Luminaires | Standard | TRUE | 6767 | 82.5 | 82.07 | 7.64 | 0.967 | 3929 | 71 | 5 | 100000 | 41550 |  |  | NotYetVerified |  | 3 |  |  | 84 |  |  | 4100
P0000053K | Atlas Lighting Products | Atlas Lighting Products | FLM43LED | Outdoor Luminaires | Low Output | Architectural Flood and Spot Luminaires | Standard | TRUE | 3448 | 83.9 | 41.09 | 8.14 | 0.964 | 3978 | 71 | 5 | 100000 | 41550 |  |  | NotYetVerified |  | 3 |  |  | 43 |  |  | 4100
P00000V97 | Hubbell Lighting | Hubbell Industrial | KXL-24L-U-5K-5M-X-X-X-X | Outdoor Luminaires | Mid Output | Architectural Flood and Spot Luminaires | Standard | TRUE | 5701 | 97.7 | 58.35 | 13.51 | 0.875 | 5000 | 66.9 | 5 |  | 41550 |  |  | NotYetVerified |  | 3 | 5701 | 97.7 | 58.35 |  | 0.875 | 5000 | 66.9
P00000V9C | Hubbell Lighting | Hubbell Industrial | KXL-36L-X-5K-N-X-X-X-X | Outdoor Luminaires | Mid Output | Architectural Flood and Spot Luminaires | Standard | FALSE | [9 empty] | 41550 |  |  | NotYetVerified |  | 3 | 9000 | 105.4 | 85.4 |  | 0.9 | 5000 | 67
P00000V9B | Hubbell Lighting | Hubbell Industrial | KXL-36L-X-5K-5R-X-X-X-X | Outdoor Luminaires | Mid Output | Architectural Flood and Spot Luminaires | Standard | FALSE | [9 empty] | 41550 |  |  | NotYetVerified |  | 3 | 8700 | 102.5 | 85.3 |  | 0.9 | 5000 | 67
P00000V9A | Hubbell Lighting | Hubbell Industrial | KXL-36L-X-5K-5M-X-X-X-X | Outdoor Luminaires | Mid Output | Architectural Flood and Spot Luminaires | Standard | FALSE | [9 empty] | 41550 |  |  | NotYetVerified |  | 3 | 8400 | 99.3 | 85.3 |  | 0.9 | 5000 | 67
P00000V99 | Hubbell Lighting | Hubbell Industrial | KXL-24L-X-5K-N-X-X-X-X | Outdoor Luminaires | Mid Output | Architectural Flood and Spot Luminaires | Standard | FALSE | [9 empty] | 41550 |  |  | NotYetVerified |  | 3 | 5900 | 104.3 | 57.4 |  | 0.9 | 5000 | 67
P00000V98 | Hubbell Lighting | Hubbell Industrial | KXL-24L-X-5K-5R-X-X-X-X | Outdoor Luminaires | Mid Output | Architectural Flood and Spot Luminaires | Standard | FALSE | [9 empty] | 41550 |  |  | NotYetVerified |  | 3 | 5800 | 104 | 56.7 |  | 0.9 | 5000 | 67
P000010NT | Lumecon LLC | Lumecon | LF-LG-HO-DB-2-NW-XX-X-X-X-X-X-X-X | Outdoor Luminaires | Mid Output | Architectural Flood and Spot Luminaires | Standard | TRUE | 9037 | 80.9 | 111.7 | 10.81 | 0.948 | 4665 | 70.4 | 10 | 90000 | 41548 |  |  | NotYetVerified |  | 3 |  | 81 | 111.5
P000010NW | Lumecon LLC | Lumecon | LF-LG-HO-C-1-NW-XX-X-X-X-X-X-X-X | Outdoor Luminaires | Mid Output | Architectural Flood and Spot Luminaires | Standard | FALSE | [9 empty] | 41548 |  |  | NotYetVerified |  | 3 | 9059 | 81 | 111.5
P000010NV | Lumecon LLC | Lumecon | LF-LG-HO-C-2-NW-XX-X-X-X-X-X-X-X | Outdoor Luminaires | Mid Output | Architectural Flood and Spot Luminaires | Standard | FALSE | [9 empty] | 41548 |  |  | NotYetVerified |  | 3 | 9059 | 81 | 111.5
P000010NU | Lumecon LLC | Lumecon | LF-LG-HO-DB-1-NW-XX-X-X-X-X-X-X-X | Outdoor Luminaires | Mid Output | Architectural Flood and Spot Luminaires | Standard | FALSE | [9 empty] | 41548 |  |  | NotYetVerified |  | 3 | 9059 | 81 | 111.5
P000005WB | Carolina Product Solutions LLC. | Carolina Product Solutions | CPS-HBFL-80W 5.2K | Outdoor Luminaires | Mid Output | Architectural Flood and Spot Luminaires | Standard | TRUE | 6119 | 75.16 | 81.41 | 11.9 | 0.977 | 5260 | 77 | 5 | 55000 | 41544 |  |  | NotYetVerified |  | 3 | 6000 | 75 | 80 |  | 0.95 | 5200 | 75
P000005WD | Carolina Product Solutions LLC. | Carolina Product Solutions | CPS-HBFL-30W 5.2K | Outdoor Luminaires | Low Output | Architectural Flood and Spot Luminaires | Standard | TRUE | 2593 | 75.66 | 34.26 | 18.8 | 0.928 | 5238 | 77 | 5 | 55000 | 41544 |  |  | NotYetVerified |  | 3 | 2600 | 80 | 35 |  | 0.95 | 5200 | 75
P000005WC | Carolina Product Solutions LLC. | Carolina Product Solutions | CPS-HBFL-50W 5.2K | Outdoor Luminaires | Low Output | Architectural Flood and Spot Luminaires | Standard | TRUE | 3906 | 76.84 | 50.83 | 17.4 | 0.928 | 5130 | 76 | 5 | 55000 | 41544 |  |  | NotYetVerified |  | 3 | 4000 | 80 | 50 |  | 0.9 | 5200 | 80
P000005WA | Carolina Product Solutions LLC. | Carolina Product Solutions | CPS-HBFL-120W 5.2K | Outdoor Luminaires | High Output | Architectural Flood and Spot Luminaires | Standard | TRUE | 11644 | 90.15 | 129.1 | 12.2 | 0.921 | 5408 | 78 | 5 | 55000 | 41544 |  |  | NotYetVerified |  | 3 | 10000 | 80 | 120 |  | 0.95 | 5200 | 75
P00001EI9 | Razr Lites | Razr Lites | RZR-560L.28W.40K | Outdoor Luminaires | Low Output | Architectural Flood and Spot Luminaires | Standard | TRUE | 2326 | 86.12 | 27.01 | 11.29 | 0.912 | 4314 | 84 | 5 | 50000 | 41543 |  |  | NotYetVerified |  | 3 | 3200 | 114 | 28 |  | 0.98 | 4000 | 80
P00001ETY | Luxtronik Technology (China) Company Limited | LUXTRONIK | LM-LUX-FL-600-57K | Outdoor Luminaires | Very High Output | Architectural Flood and Spot Luminaires | Standard | TRUE | 53887 | 87.79 | 613.8 | 7.8 | 0.981 | 5334 | 73.8 | 5 | 50000 | 41541 |  |  | NotYetVerified |  | 3 | 53000 | 90 | 640 |  | 0.9 | 5700 | 73
P00001036 | Lighting Solutions Group LLc D.B.A.SpecGradeLED | Lighting Solutions | AFL-600-NW-XX-90-305V-XX | Outdoor Luminaires | Very High Output | Architectural Flood and Spot Luminaires | Standard | TRUE | 53887 | 87.79 | 613.8 | 7.8 | 0.981 | 5334 | 73.8 | 5 | 50000 | 41541 |  |  | NotYetVerified |  | 3 | 57000 | 95 | 600 |  | 0.95 | 5000 | 80
P00001ETW | Luxtronik Technology (China) Company Limited | LUXTRONIK | LM-LUX-FL-200-50K | Outdoor Luminaires | High Output | Architectural Flood and Spot Luminaires | Standard | TRUE | 20217 | 90.7 | 222.9 | 14.32 | 0.972 | 4932 | 70.9 | 5 | 50000 | 41541 |  |  | NotYetVerified |  | 3 | 21000 | 90 | 220 |  | 0.9 | 5000 | 71
P00001ETX | Luxtronik Technology (China) Company Limited | LUXTRONIK | LM-LUX-FL-400-50K | Outdoor Luminaires | Very High Output | Architectural Flood and Spot Luminaires | Standard | TRUE | 39205 | 88.04 | 445.3 | 14.3 | 0.971 | 5263 | 71.5 | 5 | 50000 | 41541 |  |  | NotYetVerified |  | 3 | 39000 | 90 | 440 |  | 0.9 | 5000 | 74
P00001035 | Lighting Solutions Group LLc D.B.A.SpecGradeLED | Lighting Solutions | AFL-400-NW-XX-90-305V-XX | Outdoor Luminaires | Very High Output | Architectural Flood and Spot Luminaires | Standard | TRUE | 39205 | 88.04 | 445.3 | 14.3 | 0.971 | 5263 | 71.5 | 5 | 50000 | 41541 |  |  | NotYetVerified |  | 3 | 38000 | 95 | 400 |  | 0.95 | 5000 | 80
P00001FZC | Appleton Group | Mercmaster LED | MLEDN-X-15-X-P-5-BU-XX | Outdoor Luminaires | Low Output | Architectural Flood and Spot Luminaires | Standard | TRUE | 4230 | 74.3 | 56.9 | 6.6 | 0.916 | 5564 | 72 | 5 | 60000 | 41537 |  |  | NotYetVerified |  | 3 | 4850 | 80 | 61 |  |  | 5650 | 70
P00001FZH | Appleton Group | Areamaster LED | AMLED87YBU1 | Outdoor Luminaires | High Output | Architectural Flood and Spot Luminaires | Standard | TRUE | 17044 | 98.46 | 173.1 | 12.49 | 0.881 | 5083 | 76 | 5 |  | 41537 |  |  | NotYetVerified |  | 3 |  |  | 174 |  | 0.98
P00001FZI | Appleton Group | Areamaster LED | AMLED87YBU1D | Outdoor Luminaires | High Output | Architectural Flood and Spot Luminaires | Standard | TRUE | 14504 | 83.89 | 172.9 | 12.49 | 0.881 | 4917 | 76 | 5 |  | 41537 |  |  | NotYetVerified |  | 3 |  |  | 174 |  | 0.98
P00001EEJ | DuraGuard | Duraguard | RBFLI3X12U57K | Outdoor Luminaires | Low Output | Architectural Flood and Spot Luminaires | Standard | FALSE | [9 empty] | 41537 |  |  | NotYetVerified |  | 3 | 4121 | 94.39 | 43.66 |  | 0.9 | 5700 | 80
P00001FZG | Appleton Group | Mercmaster LED | MLEDN-X-25-X-P-5-BH-XX | Outdoor Luminaires | Mid Output | Architectural Flood and Spot Luminaires | Standard | FALSE | [9 empty] | 41537 | Not Yet Verified | Not Yet Verified | NotYetVerified |  | 3 | 9455 | 103 | 92 |  |  | 5650 | 70
P00001FZF | Appleton Group | Mercmaster LED | MLEDN-X-25-X-P-5-BU-XX | Outdoor Luminaires | Mid Output | Architectural Flood and Spot Luminaires | Standard | FALSE | [9 empty] | 41537 | Not Yet Verified | Not Yet Verified | NotYetVerified |  | 3 | 9455 | 99 | 95.5 |  |  | 5650 | 70
P00001FZE | Appleton Group | Mercmaster LED | MLEDN-X-17-X-P-5-BH-XX | Outdoor Luminaires | Mid Output | Architectural Flood and Spot Luminaires | Standard | FALSE | [9 empty] | 41537 | Not Yet Verified | Not Yet Verified | NotYetVerified |  | 3 | 6076 | 84 | 72 |  |  | 5650 | 70
P00001FZD | Appleton Group | Mercmaster LED | MLEDN-X-17-X-P-5-BU-XX | Outdoor Luminaires | Mid Output | Architectural Flood and Spot Luminaires | Standard | FALSE | [9 empty] | 41537 | Not Yet Verified | Not Yet Verified | NotYetVerified |  | 3 | 6076 | 82 | 74 |  |  | 5650 | 70
P00001ETU | Luxtronik Technology (China) Company Limited | LUXTRONIK | LM-LUX-FL-080-30K | Outdoor Luminaires | Mid Output | Architectural Flood and Spot Luminaires | Standard | TRUE | 6792.1 | 78.13 | 86.93 | 13.5 | 0.953 | 3100 | 82.6 | 5 | 50000 | 41528 |  |  | NotYetVerified |  | 3 | 7000 | 77.8 | 90 |  |  | 3000 | 80
P00001037 | Lighting Solutions Group LLc D.B.A.SpecGradeLED | Lighting Solutions | AFL80-WW-XX-90-305V-XX | Outdoor Luminaires | Mid Output | Architectural Flood and Spot Luminaires | Standard | TRUE | 6792.1 | 78.13 | 86.93 | 13.5 | 0.953 | 3100 | 82.6 | 5 | 50000 | 41528 |  |  | NotYetVerified |  | 3 |  | 90 | 80 |  |  | 3500 | 80
P00001ETV | Luxtronik Technology (China) Company Limited | LUXTRONIK | LM-LUX-FL-080-57K | Outdoor Luminaires | Mid Output | Architectural Flood and Spot Luminaires | Standard | FALSE | [9 empty] | 41528 |  |  | NotYetVerified |  | 3 | 7000 | 77.8 | 90 |  |  | 5700 | 80
P00001038 | Lighting Solutions Group LLc D.B.A.SpecGradeLED | Lighting Solutions | AFL80-CW-XX-90-305V-XX | Outdoor Luminaires | Mid Output | Architectural Flood and Spot Luminaires | Standard | FALSE | [9 empty] | 41528 |  |  | NotYetVerified |  | 3 | 7000 | 100 | 80 |  |  | 6000 | 80
P00000WJH | Illumitex Inc. | Illumitex | PF-05014GWXXXX | Outdoor Luminaires | Mid Output | Architectural Flood and Spot Luminaires | Standard | TRUE | 9704 | 76.71 | 126.5 | 9.54 | 0.955 | 5938 | 72.8 | 5 | 50000 | 41527 |  |  | NotYetVerified |  | 3 | [5 empty] | 5700
P0000131M | Paraflex Industries | FlexLED | DC560L.28W.40K | Outdoor Luminaires | Low Output | Architectural Flood and Spot Luminaires | Standard | TRUE | 2326 | 86.12 | 27.01 | 11.29 | 0.912 | 4314 | 84 | 5 | 50000 | 41512 |  |  | NotYetVerified |  | 3 | 3200 | 114 | 28 |  | 0.98 | 4000 | 80
P00000U2Y | Grandlite International Corp | Grandlite | FLL560-80-P-N3 | Outdoor Luminaires | High Output | Architectural Flood and Spot Luminaires | Standard | TRUE | 13880 | 74 | 187.56 | 12.14 | 0.911 | 4889 | 80 | 5 |  | 41512 |  |  | NotYetVerified |  | 3 |  |  | 196 |  |  | 4700
P000005SV | Bravoled Lighting Manufacturing Co. Ltd. | Bravoled | BL-FL04-80W 5.2K | Outdoor Luminaires | Mid Output | Architectural Flood and Spot Luminaires | Standard | TRUE | 6119 | 75.16 | 81.41 | 11.9 | 0.977 | 5260 | 77 | 5 | 55000 | 41506 |  |  | NotYetVerified |  | 3 | 6000 | 75 | 80 |  | 0.95 | 5200 | 75
P000005SX | Bravoled Lighting Manufacturing Co. Ltd. | Bravoled | BL-FL04-35W 5.2K | Outdoor Luminaires | Low Output | Architectural Flood and Spot Luminaires | Standard | TRUE | 2593 | 75.66 | 34.26 | 18.8 | 0.928 | 5238 | 77 | 5 | 55000 | 41506 |  |  | NotYetVerified |  | 3 | 2600 | 80 | 35 |  | 0.95 | 5200 | 75
P000005SW | Bravoled Lighting Manufacturing Co. Ltd. | Bravoled | BL-FL04-50W 5.2K | Outdoor Luminaires | Low Output | Architectural Flood and Spot Luminaires | Standard | TRUE | 3906 | 76.84 | 50.83 | 17.4 | 0.928 | 5130 | 76 | 5 | 55000 | 41506 |  |  | NotYetVerified |  | 3 | 4000 | 80 | 50 |  | 0.9 | 5200 | 80
P00001BST | US LED | QubeFlood | QF2-UNVL-5M-52-1000 [120-277V ONLY] | Outdoor Luminaires | Mid Output | Architectural Flood and Spot Luminaires | Standard | TRUE | 8074 | 76.2 | 106 | 12.82 | 0.923 | 5053 | 67.8 | 5 | 518000 | 41506 |  |  | NotYetVerified |  | 3 | 18000 | 94 | 192 |  |  | 5000 | 70
P000005SU | Bravoled Lighting Manufacturing Co. Ltd. | Bravoled | BL-FL04-120W 5.2K | Outdoor Luminaires | High Output | Architectural Flood and Spot Luminaires | Standard | TRUE | 11644 | 90.15 | 129.1 | 12.2 | 0.921 | 5408 | 78 | 5 | 55000 | 41506 |  |  | NotYetVerified |  | 3 | 10000 | 80 | 120 |  | 0.95 | 5200 | 75
P00001ENY | NANJING JISHAN LIGHTING TECHNOLOGY CO. LTD | Jishan | JS(O)-(5433TG200W) | Outdoor Luminaires | High Output | Architectural Flood and Spot Luminaires | Standard | TRUE | 21811 | 107.18 | 203.49 | 11.2 | 0.944 | 5836 | 73 | 5 | 50000 | 41505 |  |  | NotYetVerified |  | 3 | 22000 | 110 | 190 |  | 0.9 | 5700 | 70
P00001EO1 | NANJING JISHAN LIGHTING TECHNOLOGY CO. LTD | Jishan | JS(O)-(570TG160W) | Outdoor Luminaires | High Output | Architectural Flood and Spot Luminaires | Standard | TRUE | 15681 | 97.25 | 161.19 | 12.9 | 0.94 | 5756 | 71 | 5 | 50000 | 41505 |  |  | NotYetVerified |  | 3 | 17600 | 110 | 160 |  | 0.9 | 5700 | 70
P0000182S | Relume Technologies | Relume Technologies | P7FL04-FL-GL-CW-UL1-*-*-BR-*-* | Outdoor Luminaires | Low Output | Architectural Flood and Spot Luminaires | Standard | TRUE | 4220 | 73.5 | 57.45 | 10.3 | 0.93 | 5671 | 74.9 | 5 |  | 41499 |  |  | NotYetVerified |  | 3 | 4220 | 73 | 57.45 |  | 0.98 | 5500
P00001EFK | Xlite Lighting | Xlite Lighting | FL32LF2X12U[120VONLY]57K | Outdoor Luminaires | Low Output | Architectural Flood and Spot Luminaires | Standard | TRUE | 2602 | 90.01 | 28.91 | 11.45 | 0.994 | 5935 | 79 | 5 | 50000 | 41493 |  |  | NotYetVerified |  | 3 | 1345 | 112 | 12 |  | 0.9 | 5700 | 80
P00001EFW | Premiere Lighting Manufacturers | Premiere Lighting Manufacturers | FL32LF2X12U[120VONLY]57K | Outdoor Luminaires | Low Output | Architectural Flood and Spot Luminaires | Standard | TRUE | 2602 | 90.01 | 28.91 | 11.45 | 0.994 | 5935 | 79 | 5 | 50000 | 41493 |  |  | NotYetVerified |  | 3 | 1345 | 112 | 12 |  | 0.9 | 5700 | 80
P00001EF8 | Premiere Architectural Lighting | Premiere Architectural Lighting | DMFLF2X12U57K | Outdoor Luminaires | Low Output | Architectural Flood and Spot Luminaires | Standard | TRUE | 2602 | 90.01 | 28.91 | 11.45 | 0.994 | 5935 | 79 | 5 | 50000 | 41493 |  |  | NotYetVerified |  | 3 | 1345 | 112 | 12 |  | 0.9 | 5700 | 80
P00001EEE | DuraGuard | Duraguard | DSFLLF2X12U57K | Outdoor Luminaires | Low Output | Architectural Flood and Spot Luminaires | Standard | TRUE | 2602 | 90.01 | 28.91 | 11.45 | 0.994 | 5935 | 79 | 5 | 50000 | 41493 |  |  | NotYetVerified |  | 3 | 1345 | 112 | 12 |  | 0.9 | 5700 | 80
P00001EFM | Xlite Lighting | Xlite Lighting | FL65LF6X12U57K | Outdoor Luminaires | Mid Output | Architectural Flood and Spot Luminaires | Standard | TRUE | 8035 | 91.04 | 88.26 | 21.24 | 0.924 | 5989 | 79 | 5 | 50000 | 41493 |  |  | NotYetVerified |  | 3 |  |  |  |  | 0.9 | 5700 | 80
P00001EFY | Premiere Lighting Manufacturers | Premiere Lighting Manufacturers | FL65LF6X12U57K | Outdoor Luminaires | Mid Output | Architectural Flood and Spot Luminaires | Standard | TRUE | 8035 | 91.04 | 88.26 | 21.24 | 0.924 | 5989 | 79 | 5 | 50000 | 41493 |  |  | NotYetVerified |  | 3 |  |  |  |  | 0.9 | 5700 | 80
P00001EFA | Premiere Architectural Lighting | Premiere Architectural Lighting | LNLF6X12U57K | Outdoor Luminaires | Mid Output | Architectural Flood and Spot Luminaires | Standard | TRUE | 8035 | 91.04 | 88.26 | 21.24 | 0.924 | 5989 | 79 | 5 | 50000 | 41493 |  |  | NotYetVerified |  | 3 |  |  |  |  | 0.9 | 5700 | 80
P00001EEG | DuraGuard | Duraguard | HFLLF6X12U57K | Outdoor Luminaires | Mid Output | Architectural Flood and Spot Luminaires | Standard | TRUE | 8035 | 91.04 | 88.26 | 21.24 | 0.924 | 5989 | 79 | 5 | 50000 | 41493 |  |  | NotYetVerified |  | 3 |  |  |  |  | 0.9 | 5700 | 80
P00001EFL | Xlite Lighting | Xlite Lighting | FL45LF4X12U57K | Outdoor Luminaires | Low Output | Architectural Flood and Spot Luminaires | Standard | TRUE | 4951 | 84.28 | 58.75 | 22.61 | 0.91 | 6014 | 79 | 5 | 50000 | 41493 |  |  | NotYetVerified |  | 3 |  |  |  |  | 0.9 | 5700 | 80
P00001EFX | Premiere Lighting Manufacturers | Premiere Lighting Manufacturers | FL45LF4X12U57K | Outdoor Luminaires | Low Output | Architectural Flood and Spot Luminaires | Standard | TRUE | 4951 | 84.28 | 58.75 | 22.61 | 0.91 | 6014 | 79 | 5 | 50000 | 41493 |  |  | NotYetVerified |  | 3 |  |  |  |  | 0.9 | 5700 | 80
P00001EF9 | Premiere Architectural Lighting | Premiere Architectural Lighting | MEFMSLF4X12U57K | Outdoor Luminaires | Low Output | Architectural Flood and Spot Luminaires | Standard | TRUE | 4951 | 84.28 | 58.75 | 22.61 | 0.91 | 6014 | 79 | 5 | 50000 | 41493 |  |  | NotYetVerified |  | 3 |  |  |  |  | 0.9 | 5700 | 80
P00001EEF | DuraGuard | Duraguard | MFLLF4X12U57K | Outdoor Luminaires | Low Output | Architectural Flood and Spot Luminaires | Standard | TRUE | 4951 | 84.28 | 58.75 | 22.61 | 0.91 | 6014 | 79 | 5 | 50000 | 41493 |  |  | NotYetVerified |  | 3 |  |  |  |  | 0.9 | 5700 | 80
P00001EFO | Xlite Lighting | Xlite Lighting | FL61LF3X12U57K | Outdoor Luminaires | Low Output | Architectural Flood and Spot Luminaires | Standard | TRUE | 3950 | 86.6 | 45.61 | 23.95 | 0.88 | 5952 | 79 | 5 | 50000 | 41493 |  |  | NotYetVerified |  | 3 | 3950 | 86.6 | 45.61 |  | 0.9 | 5700 | 80
P00001EG0 | Premiere Lighting Manufacturers | Premiere Lighting Manufacturers | FL61LF3X12U57K | Outdoor Luminaires | Low Output | Architectural Flood and Spot Luminaires | Standard | TRUE | 3950 | 86.6 | 45.61 | 23.95 | 0.88 | 5952 | 79 | 5 | 50000 | 41493 |  |  | NotYetVerified |  | 3 | 3950 | 86.6 | 45.61 |  | 0.9 | 5700 | 80
P00001EFC | Premiere Architectural Lighting | Premiere Architectural Lighting | RBWSLF3X12U57K | Outdoor Luminaires | Low Output | Architectural Flood and Spot Luminaires | Standard | TRUE | 3950 | 86.6 | 45.61 | 23.95 | 0.88 | 5952 | 79 | 5 | 50000 | 41493 |  |  | NotYetVerified |  | 3 | 3950 | 86.6 | 45.61 |  | 0.9 | 5700 | 80
P00001EEI | DuraGuard | Duraguard | RBFLF3X12U57K | Outdoor Luminaires | Low Output | Architectural Flood and Spot Luminaires | Standard | TRUE | 3950 | 86.6 | 45.61 | 23.95 | 0.88 | 5952 | 79 | 5 | 50000 | 41493 |  |  | NotYetVerified |  | 3 | 3950 | 86.6 | 45.61 |  | 0.9 | 5700 | 80
P00000PLJ | Dalian Golden Sanwei Technology Co. Ltd. | Thermalway | SW-TG100RBC (3500K) | Outdoor Luminaires | Mid Output | Architectural Flood and Spot Luminaires | Standard | TRUE | 7752 | 82.5 | 93.98 | 19.72 | 0.897 | 3256 | 83 | 5 |  | 41477 |  |  | NotYetVerified |  | 3 |  |  |  |  | 0.9 | 3500 | 70
P00000PLN | Dalian Golden Sanwei Technology Co. Ltd. | Thermalway | SW-TG100RQC (5700K) | Outdoor Luminaires | Mid Output | Architectural Flood and Spot Luminaires | Standard | FALSE | [9 empty] | 41477 |  |  | NotYetVerified |  | 3 | 7800 | 80 | 100 |  | 0.9 | 5700 | 70
P00000PLM | Dalian Golden Sanwei Technology Co. Ltd. | Thermalway | SW-TG100RZC (5000K) | Outdoor Luminaires | Mid Output | Architectural Flood and Spot Luminaires | Standard | FALSE | [9 empty] | 41477 |  |  | NotYetVerified |  | 3 | 7800 | 80 | 100 |  | 0.9 | 5000 | 70
P00000PLL | Dalian Golden Sanwei Technology Co. Ltd. | Thermalway | SW-TG100RYC (4500K) | Outdoor Luminaires | Mid Output | Architectural Flood and Spot Luminaires | Standard | FALSE | [9 empty] | 41477 |  |  | NotYetVerified |  | 3 | 7600 | 78 | 100 |  | 0.9 | 4500 | 70
P00000PLK | Dalian Golden Sanwei Technology Co. Ltd. | Thermalway | SW-TG100RLC (4000K) | Outdoor Luminaires | Mid Output | Architectural Flood and Spot Luminaires | Standard | FALSE | [9 empty] | 41477 |  |  | NotYetVerified |  | 3 | 7600 | 78 | 100 |  | 0.9 | 4000 | 70
P0000103T | Lighting Technologies Inc. | Lighting Technologies | LTRM-3012-NTY-F | Outdoor Luminaires | Low Output | Architectural Flood and Spot Luminaires | Standard | TRUE | 3393 | 86.4 | 39.26 | 15.9 | 0.928 | 4003 | 73.3 | 5 | 50000 | 41474 |  |  | NotYetVerified |  | 3 | 3375 | 86 | 39 |  | 0.9 | 4000 | 73
P0000103S | Lighting Technologies Inc. | Lighting Technologies | LTRM-3012-NTU-F | Outdoor Luminaires | Low Output | Architectural Flood and Spot Luminaires | Standard | TRUE | 3392 | 86.4 | 39.27 | 16 | 0.927 | 4004 | 73.2 | 5 | 50000 | 41474 |  |  | NotYetVerified |  | 3 | 3375 | 86 | 39 |  | 0.9 | 4000 | 73
P00000QF0 | Eaton's Crouse-Hinds Business | Champ Pro PFM series | PFM50LCY/[UNV1 UNV34] 76 | Outdoor Luminaires | Very High Output | Architectural Flood and Spot Luminaires | Standard | TRUE | 53890 | 90.22 | 597.3 | 23.6 | 0.877 | 4907 | 67 | 5 | 60000 | 41470 |  |  | NotYetVerified |  | 3 | 50000 | 94 | 531 |  | 0.9 | 5000 | 67
P00000PL7 | Dalian Golden Sanwei Technology Co. Ltd. | Thermalway | SW-TG50RBC (3500K) | Outdoor Luminaires | Low Output | Architectural Flood and Spot Luminaires | Standard | TRUE | 3686 | 78.2 | 47.16 | 13.21 | 0.891 | 3230 | 84 | 5 |  | 41467 |  |  | NotYetVerified |  | 3 |  |  | 50 |  | 0.9 | 3500 | 70
P00000PLB | Dalian Golden Sanwei Technology Co. Ltd. | Thermalway | SW-TG50RQC (5700K) | Outdoor Luminaires | Low Output | Architectural Flood and Spot Luminaires | Standard | FALSE | [9 empty] | 41467 |  |  | NotYetVerified |  | 3 | 4000 | 80 | 50 |  | 0.9 | 5700 | 70
P00000PLA | Dalian Golden Sanwei Technology Co. Ltd. | Thermalway | SW-TG50RZC (5000K) | Outdoor Luminaires | Low Output | Architectural Flood and Spot Luminaires | Standard | FALSE | [9 empty] | 41467 |  |  | NotYetVerified |  | 3 | 4000 | 80 | 50 |  | 0.9 | 5000 | 70
P00000PL9 | Dalian Golden Sanwei Technology Co. Ltd. | Thermalway | SW-TG50RYC (4500K) | Outdoor Luminaires | Low Output | Architectural Flood and Spot Luminaires | Standard | FALSE | [9 empty] | 41467 |  |  | NotYetVerified |  | 3 | 3700 | 78 | 50 |  | 0.9 | 4500 | 70
P00000PL8 | Dalian Golden Sanwei Technology Co. Ltd. | Thermalway | SW-TG50RLC (4000K) | Outdoor Luminaires | Low Output | Architectural Flood and Spot Luminaires | Standard | FALSE | [9 empty] | 41467 |  |  | NotYetVerified |  | 3 | 3700 | 78 | 50 |  | 0.9 | 4000 | 70
P0000102Z | Lighting Solutions Group LLc D.B.A.SpecGradeLED | Lighting Solutions | HBXSL-S-400-CW-120-120-277V-AL | Outdoor Luminaires | Very High Output | Architectural Flood and Spot Luminaires | Standard | TRUE | 39022 | 88.17 | 442.6 | 13.5 | 0.945 | 5189 | 72 | 5 | 60000 | 41460 |  |  | NotYetVerified |  | 3 | 38252 | 95 | 400 |  | 0.95 | 6000
P000012JT | OSRAM | ProPoint | SFL-L-30-745-MF-[120V ONLY]-K-BL | Outdoor Luminaires | Low Output | Architectural Flood and Spot Luminaires | Standard | TRUE | 2511 | 88.4 | 28.4 | 11.84 | 0.9855 | 4517 | 72 | 5 | 70000 | 41452 |  |  | NotYetVerified |  | 3 | 2511 | 88 | 30 |  | 0.9 | 4500 | 70
P000012JW | OSRAM | ProPoint | SFL-L-15-745-NF-[120-240V]-K-BL | Outdoor Luminaires | Low Output | Architectural Flood and Spot Luminaires | Standard | TRUE | 1314 | 87.6 | 15 | 19.67 | 0.8893 | 4758 | 75 | 5 | 70000 | 41452 |  |  | NotYetVerified |  | 3 | 1314 | 88 | 15 |  | 0.9 | 4500 | 70
P000012JV | OSRAM | ProPoint | SFL-L-30-745-NF-[120V ONLY]-K-BL | Outdoor Luminaires | Low Output | Architectural Flood and Spot Luminaires | Standard | FALSE | [9 empty] | 41452 |  |  | NotYetVerified |  | 3 | 2566 | 90 | 30 |  | 0.9 | 4500 | 70
P000012JU | OSRAM | ProPoint | SFL-L-30-745-HF-[120V ONLY]-K-BL | Outdoor Luminaires | Low Output | Architectural Flood and Spot Luminaires | Standard | FALSE | [9 empty] | 41452 |  |  | NotYetVerified |  | 3 | 2560 | 90 | 30 |  | 0.9 | 4500 | 70
P000012JX | OSRAM | ProPoint | SFL-L-15-745-MF-[120-240V]-K-BL | Outdoor Luminaires | Low Output | Architectural Flood and Spot Luminaires | Standard | FALSE | [9 empty] | 41452 |  |  | NotYetVerified |  | 3 | 1342 | 88 | 15 |  | 0.9 | 4500 | 70
P000012JY | OSRAM | ProPoint | SFL-L-15-745-HF-[120-240V]-K-BL | Outdoor Luminaires | Low Output | Architectural Flood and Spot Luminaires | Standard | FALSE | [9 empty] | 41452 |  |  | NotYetVerified |  | 3 | 1301 | 89 | 15 |  | 0.9 | 4500 | 70
P00000R2O | Eran Industries | Eran Industries | FLL180-52W | Outdoor Luminaires | Low Output | Architectural Flood and Spot Luminaires | Standard | TRUE | 4335.5 | 75.46 | 57.45 | 7.41 | 0.9178 | 5178 | 66.8 | 5 | 50000 | 41442 |  |  | NotYetVerified |  | 3 | 4320 | 72 | 60 |  | 0.9 | 5314
P00000R2N | Eran Industries | Eran Industries | FLL180-26W | Outdoor Luminaires | Low Output | Architectural Flood and Spot Luminaires | Standard | TRUE | 2236.8 | 78.68 | 28.43 | 20.2 | 0.904 | 5256 | 67.1 | 5 | 50000 | 41442 |  |  | NotYetVerified |  | 3 | 2160 | 72 | 30 |  | 0.9 | 5296
P000010X1 | MaxLite Inc | MaxLite | ELLF405UC50 (Mixed Distributions) | Outdoor Luminaires | Very High Output | Architectural Flood and Spot Luminaires | Standard | FALSE | [9 empty] | 41432 |  |  | NotYetVerified |  | 3 | 35100 | 87 | 405 |  | 0.99 | 5000 | 75
P000010X0 | MaxLite Inc | MaxLite | ELLF405UW50 | Outdoor Luminaires | Very High Output | Architectural Flood and Spot Luminaires | Standard | FALSE | [9 empty] | 41432 |  |  | NotYetVerified |  | 3 | 35100 | 87 | 405 |  | 0.99 | 5000 | 75
P000010WZ | MaxLite Inc | MaxLite | ELLF405UM50 | Outdoor Luminaires | Very High Output | Architectural Flood and Spot Luminaires | Standard | FALSE | [9 empty] | 41432 |  |  | NotYetVerified |  | 3 | 35100 | 87 | 405 |  | 0.99 | 5000 | 75
P000010WY | MaxLite Inc | MaxLite | ELLF405UN50 | Outdoor Luminaires | Very High Output | Architectural Flood and Spot Luminaires | Standard | FALSE | [9 empty] | 41432 |  |  | NotYetVerified |  | 3 | 35100 | 87 | 405 |  | 0.99 | 5000 | 75
P000010WX | MaxLite Inc | MaxLite | ELLF270UC50 (Mixed Distributions) | Outdoor Luminaires | High Output | Architectural Flood and Spot Luminaires | Standard | FALSE | [9 empty] | 41432 |  |  | NotYetVerified |  | 3 | 23400 | 87 | 270 |  | 0.99 | 5000 | 75
P000010WW | MaxLite Inc | MaxLite | ELLF270UW50 | Outdoor Luminaires | High Output | Architectural Flood and Spot Luminaires | Standard | FALSE | [9 empty] | 41432 |  |  | NotYetVerified |  | 3 | 23400 | 87 | 270 |  | 0.99 | 5000 | 75
P000010WV | MaxLite Inc | MaxLite | ELLF270UM50 | Outdoor Luminaires | High Output | Architectural Flood and Spot Luminaires | Standard | FALSE | [9 empty] | 41432 |  |  | NotYetVerified |  | 3 | 23400 | 87 | 270 |  | 0.99 | 5000 | 75
P000010WU | MaxLite Inc | MaxLite | ELLF270UN50 | Outdoor Luminaires | High Output | Architectural Flood and Spot Luminaires | Standard | FALSE | [9 empty] | 41432 |  |  | NotYetVerified |  | 3 | 23400 | 87 | 270 |  | 0.99 | 5000 | 75
P000005ES | Hubbell Lighting | Beacon Products | AL-X/24NB-55/5K/2X2/UNV | Outdoor Luminaires | Low Output | Architectural Flood and Spot Luminaires | Standard | FALSE | [9 empty] | 41432 |  |  | NotYetVerified |  | 3 | 5191.8 | 87 | 55 | 14.34 | 0.89 | 5198 | 69
P000005EX | Hubbell Lighting | Beacon Products | AL-X/24NB-55/5K/4X4/UNV | Outdoor Luminaires | Low Output | Architectural Flood and Spot Luminaires | Standard | FALSE | [9 empty] | 41432 |  |  | NotYetVerified |  | 3 | 5165.7 | 86 | 55 | 14.34 | 0.89 | 5198 | 69
P000005F7 | Hubbell Lighting | Beacon Products | AL-X/24NB-55/5K/3X5/UNV | Outdoor Luminaires | Low Output | Architectural Flood and Spot Luminaires | Standard | FALSE | [9 empty] | 41432 |  |  | NotYetVerified |  | 3 | 4939.6 | 83 | 55 | 14.34 | 0.89 | 5198 | 69
P000005F2 | Hubbell Lighting | Beacon Products | AL-X/24NB-55/5K/5X3/UNV | Outdoor Luminaires | Low Output | Architectural Flood and Spot Luminaires | Standard | FALSE | [9 empty] | 41432 |  |  | NotYetVerified |  | 3 | 4939.6 | 83 | 55 | 14.34 | 0.89 | 5198 | 69
P000005EY | Hubbell Lighting | Beacon Products | AL-X/72NB-170/5K/4X4/UNV | Outdoor Luminaires | High Output | Architectural Flood and Spot Luminaires | Standard | FALSE | [9 empty] | 41432 |  |  | NotYetVerified |  | 3 | 13957.7 | 82 | 170 | 9.5 | 0.93 | 4903 | 69
P000005ET | Hubbell Lighting | Beacon Products | AL-X/72NB-170/5K/2X2/UNV | Outdoor Luminaires | High Output | Architectural Flood and Spot Luminaires | Standard | FALSE | [9 empty] | 41432 |  |  | NotYetVerified |  | 3 | 13949.7 | 82 | 170 | 9.5 | 0.93 | 4903 | 69
P000005F8 | Hubbell Lighting | Beacon Products | AL-X/72NB-170/5K/3X5/UNV | Outdoor Luminaires | High Output | Architectural Flood and Spot Luminaires | Standard | FALSE | [9 empty] | 41432 |  |  | NotYetVerified |  | 3 | 12394.2 | 73 | 170 | 9.5 | 0.93 | 4903 | 69
P000005F3 | Hubbell Lighting | Beacon Products | AL-X/72NB-170/5K/5X3/UNV | Outdoor Luminaires | High Output | Architectural Flood and Spot Luminaires | Standard | FALSE | [9 empty] | 41432 |  |  | NotYetVerified |  | 3 | 12394.2 | 73 | 170 | 9.5 | 0.93 | 4903 | 69
P000005EW | Hubbell Lighting | Beacon Products | AL-X/60NB-136/5K/2X2/UNV | Outdoor Luminaires | High Output | Architectural Flood and Spot Luminaires | Standard | FALSE | [9 empty] | 41432 |  |  | NotYetVerified |  | 3 | 12980.9 | 95 | 136 | 8 | 0.94 | 4903 | 69
P000005F1 | Hubbell Lighting | Beacon Products | AL-X/60NB-136/5K/4X4/UNV | Outdoor Luminaires | High Output | Architectural Flood and Spot Luminaires | Standard | FALSE | [9 empty] | 41432 |  |  | NotYetVerified |  | 3 | 12979.9 | 95 | 136 | 8 | 0.94 | 4903 | 69
P000005FB | Hubbell Lighting | Beacon Products | AL-X/60NB-136/5K/3X5/UNV | Outdoor Luminaires | High Output | Architectural Flood and Spot Luminaires | Standard | FALSE | [9 empty] | 41432 |  |  | NotYetVerified |  | 3 | 11523.4 | 85 | 136 | 8 | 0.94 | 4903 | 69
P000005F6 | Hubbell Lighting | Beacon Products | AL-X/60NB-136/5K/5X3/UNV | Outdoor Luminaires | High Output | Architectural Flood and Spot Luminaires | Standard | FALSE | [9 empty] | 41432 |  |  | NotYetVerified |  | 3 | 11523.4 | 85 | 136 | 8 | 0.94 | 4903 | 69
P000010X2 | MaxLite Inc | MaxLED | MLFL15LED50 - 120V | Outdoor Luminaires | Low Output | Architectural Flood and Spot Luminaires | Standard | TRUE | 1159 | 87 | 13 | 18 | 0.9597 | 5552 | 68 | 5 | 50000 | 41424 |  |  | NotYetVerified |  | 3 | 1160 | 77 | 15 |  | 0.97 | 5000 | 68
P000016WL | QSSI | QSSI | FL61LF3X12U57K | Outdoor Luminaires | Low Output | Architectural Flood and Spot Luminaires | Standard | TRUE | 3950 | 86.6 | 45.61 | 23.95 | 0.88 | 5952 | 79 | 5 | 50000 | 41417 |  |  | NotYetVerified |  | 3 | 3950 | 86.6 | 45.61 |  | 0.9 | 5700 | 80
P000016WM | QSSI | QSSI | FL61LI3X12U57K | Outdoor Luminaires | Low Output | Architectural Flood and Spot Luminaires | Standard | FALSE | [9 empty] | 41417 |  |  | NotYetVerified |  | 3 | 4121 | 94.39 | 43.66 |  | 0.9 | 5700 | 80
P000010WP | MaxLite Inc | MaxLED | MLFL25LED50 - 120V | Outdoor Luminaires | Low Output | Architectural Flood and Spot Luminaires | Standard | TRUE | 1665 | 78.44 | 21.23 | 12.4 | 0.982 | 5522 | 68 | 5 | 50000 | 41411 |  |  | NotYetVerified |  | 3 | 1670 | 67 | 25 |  | 0.97 | 5000 | 68
P000010WQ | MaxLite Inc | MaxLED | MLFL45LED50 | Outdoor Luminaires | Low Output | Architectural Flood and Spot Luminaires | Standard | TRUE | 3619 | 91.25 | 39.66 | 13.1 | 0.9423 | 5498 | 68 | 5 | 50000 | 41411 |  |  | NotYetVerified |  | 3 | 3620 | 80 | 45 |  | 0.97 | 5000 | 68
P000016WH | QSSI | QSSI | FL32LF2X12U[120VONLY]57K | Outdoor Luminaires | Low Output | Architectural Flood and Spot Luminaires | Standard | TRUE | 2602 | 90.01 | 28.91 | 11.45 | 0.994 | 5935 | 79 | 5 | 50000 | 41407 |  |  | NotYetVerified |  | 3 | 1345 | 112 | 12 |  | 0.9 | 5700 | 80
P000016WJ | QSSI | QSSI | FL65LF6X12U57K | Outdoor Luminaires | Mid Output | Architectural Flood and Spot Luminaires | Standard | TRUE | 8035 | 91.04 | 88.26 | 21.24 | 0.924 | 5989 | 79 | 5 | 50000 | 41407 |  |  | NotYetVerified |  | 3 |  |  |  |  | 0.9 | 5700 | 80
P000016WI | QSSI | QSSI | FL45LF4X12U57K | Outdoor Luminaires | Low Output | Architectural Flood and Spot Luminaires | Standard | TRUE | 4951 | 84.28 | 58.75 | 22.61 | 0.91 | 6014 | 79 | 5 | 50000 | 41407 |  |  | NotYetVerified |  | 3 |  |  |  |  | 0.9 | 5700 | 80
P00000NVL | Cree Inc. | Cree The EDGE High Output - Flood | FLD-EHO-70-XX-12-D-XX-XX-700-40K-XXXX | Outdoor Luminaires | High Output | Architectural Flood and Spot Luminaires | Standard | TRUE | 19896 | 74.35 | 267.59 | 9.3 | 0.963 | 4021 | 74 | 10 |  | 41393 |  |  | NotYetVerified | XAK_Z12D*_D7 | 3 | 20702 | 74.2007 | 279 |  | 0.9 | 4000 | 70
P000010WN | MaxLite Inc | MaxLED | MLFL140LED50 | Outdoor Luminaires | High Output | Architectural Flood and Spot Luminaires | Standard | TRUE | 11730 | 86.2 | 136.1 | 15.93 | 0.8972 | 5411 | 68 | 5 | 50000 | 41390 |  |  | NotYetVerified |  | 3 | 11730 | 86 | 136 | 15.9 | 0.89 | 5411 | 67
P000010WO | MaxLite Inc | MaxLED | MLFL140LED50-F | Outdoor Luminaires | High Output | Architectural Flood and Spot Luminaires | Standard | FALSE | [9 empty] | 41390 |  |  | NotYetVerified |  | 3 | 12136 | 89 | 135 | 15.8 | 0.89 | 5571 | 68
P000000J9 | Acuity Brands Lighting | Holophane | SVLED34K7XXXXXX | Outdoor Luminaires | Mid Output | Architectural Flood and Spot Luminaires | Standard | TRUE | 6059 | 75.51 | 80.24 | 12.09 | 0.94 | 3853 | 73 | 5 | 60000 | 41368 |  |  | NotYetVerified |  | 3 | 6145 | 76.7 | 80 |  |  | 4000 | 65
P000000JA | Acuity Brands Lighting | Holophane | SVLED35K7XXXXXX | Outdoor Luminaires | Mid Output | Architectural Flood and Spot Luminaires | Standard | FALSE | [9 empty] | 41368 | Not Yet Verified | Not Yet Verified | NotYetVerified |  | 3 | 6523 | 79.4 | 82 |  |  | 5000 | 65
P000010MZ | Lumecon LLC | Lumecon | LF-LG-70-[ALL HOUSING COLORS]-1/2-NW-[ALL MOUNTING OPTIONS]-X-X-X-X-X-X-X | Outdoor Luminaires | Mid Output | Architectural Flood and Spot Luminaires | Standard | TRUE | 5601 | 79.62 | 70.35 | 12.04 | 0.947 | 4863 | 71 | 5 | 100000 | 41367 |  |  | NotYetVerified |  | 3 | 5601 | 79 | 70.35 |  |  | 4700 | 71
P000010N0 | Lumecon LLC | Lumecon | LF-MD-[ALL HOUSING COLORS]-1/2-NW-[ALL MOUTING OPTIONS]-X-X-X-X-X | Outdoor Luminaires | Low Output | Architectural Flood and Spot Luminaires | Standard | TRUE | 1953 | 83.35 | 23.43 | 8.23 | 0.889 | 4656 | 71 | 5 | 100000 | 41367 |  |  | NotYetVerified |  | 3 | 1705 | 89 | 19.1 |  |  | 4700 | 71
P00000QDK | Eaton's Crouse-Hinds Business | Champ Pro PFM series | PFM25LCY/[UNV1 UNV34] 76 | Outdoor Luminaires | High Output | Architectural Flood and Spot Luminaires | Standard | TRUE | 26240 | 87.09 | 303.3 | 22.7 | 0.871 | 4967 | 68 | 5 |  | 41354 |  |  | NotYetVerified |  | 3 | 25000 | 83 | 300
P00000NB9 | Cree Inc. | Cree THE EDGE Flood Square Luminaire | FLD-EDG-N6-XX-08-D-UL-XX-525-57K-XXXX | Outdoor Luminaires | High Output | Architectural Flood and Spot Luminaires | Standard | TRUE | 13083 | 101 | 129.5 | 9 | 0.961 | 5671 | 72 | 10 | 60000 | 41341 |  |  | NotYetVerified |  | 3 | 12636 | 95.0075 | 133 |  | 0.9 | 5700 | 70
P00000QOG | Ecopower Inc. | ECOPOWER LED | EPFLBCW/200W[V3V4] | Outdoor Luminaires | High Output | Architectural Flood and Spot Luminaires | Standard | TRUE | 16440 | 81.35 | 202.1 | 18.07 | 0.915 | 3944 | 81 | 5 | 70000 | 41341 |  |  | NotYetVerified |  | 3 | 20670 | 102.3 | 202 |  | 0.993 |  | 81.4
P00000N6G | Cree Inc. | Cree THE EDGE Flood Square Luminaire | FLD-EDG-SN-XX-04-D-UL-XX-700-40K-XXXX | Outdoor Luminaires | Mid Output | Architectural Flood and Spot Luminaires | Standard | TRUE | 5494 | 80.68 | 68.1 | 11.4 | 0.895 | 4021 | 74 | 10 | 60000 | 41341 |  |  | NotYetVerified | XAL_X04D*_D7 | 3 | 6500 | 69.8925 | 93 |  | 0.9 | 4000 | 70
P00000N6F | Cree Inc. | Cree THE EDGE Flood Square Luminaire | FLD-EDG-SN-XX-02-D-UL-XX-700-40K-XXXX | Outdoor Luminaires | Low Output | Architectural Flood and Spot Luminaires | Standard | TRUE | 3520 | 73.79 | 47.7 | 10.09 | 0.878 | 4014 | 74 | 10 | 60000 | 41341 |  |  | NotYetVerified | XAL_X02D*_D7 | 3 | 3250 | 65 | 50 |  | 0.9 | 4000 | 70
P00000NEV | Cree Inc. | Cree THE EDGE Flood Round Luminaire | FLD-EDR-N6-XX-06-D-UL-XX-525-57K-XXXX | Outdoor Luminaires | Mid Output | Architectural Flood and Spot Luminaires | Standard | FALSE | [9 empty] | 41341 |  |  | NotYetVerified | XAR_A06D*_C_ | 3 | 9477 | 92.9118 | 102 |  | 0.9 | 5700 | 70
P00000NES | Cree Inc. | Cree THE EDGE Flood Round Luminaire | FLD-EDR-25-XX-06-D-UL-XX-525-57K-XXXX | Outdoor Luminaires | Mid Output | Architectural Flood and Spot Luminaires | Standard | FALSE | [9 empty] | 41341 |  |  | NotYetVerified | XAR_C06D*_C_ | 3 | 9477 | 92.9118 | 102 |  | 0.9 | 5700 | 70
P00000NER | Cree Inc. | Cree THE EDGE Flood Round Luminaire | FLD-EDR-15-XX-06-D-UL-XX-525-57K-XXXX | Outdoor Luminaires | Mid Output | Architectural Flood and Spot Luminaires | Standard | FALSE | [9 empty] | 41341 |  |  | NotYetVerified | XAR_B06D*_C_ | 3 | 9477 | 92.9118 | 102 |  | 0.9 | 5700 | 70
P00000NC2 | Cree Inc. | Cree THE EDGE Flood Square Luminaire | FLD-EDG-N6-XX-06-D-UL-XX-525-57K-XXXX | Outdoor Luminaires | Mid Output | Architectural Flood and Spot Luminaires | Standard | FALSE | [9 empty] | 41341 |  |  | NotYetVerified | XAL_A06D*_C | 3 | 9477 | 92.9118 | 102 |  | 0.9 | 5700 | 70
P00000NBZ | Cree Inc. | Cree THE EDGE Flood Square Luminaire | FLD-EDG-25-XX-06-D-UL-XX-525-57K-XXXX | Outdoor Luminaires | Mid Output | Architectural Flood and Spot Luminaires | Standard | FALSE | [9 empty] | 41341 |  |  | NotYetVerified | XAL_C06D*_C | 3 | 9477 | 92.9118 | 102 |  | 0.9 | 5700 | 70
P00000NBY | Cree Inc. | Cree THE EDGE Flood Square Luminaire | FLD-EDG-15-XX-06-D-UL-XX-525-57K-XXXX | Outdoor Luminaires | Mid Output | Architectural Flood and Spot Luminaires | Standard | FALSE | [9 empty] | 41341 |  |  | NotYetVerified | XAL_B06D*_C | 3 | 9477 | 92.9118 | 102 |  | 0.9 | 5700 | 70
P00000NET | Cree Inc. | Cree THE EDGE Flood Round Luminaire | FLD-EDR-40-XX-06-D-UL-XX-525-57K-XXXX | Outdoor Luminaires | Mid Output | Architectural Flood and Spot Luminaires | Standard | FALSE | [9 empty] | 41341 |  |  | NotYetVerified | XAR_D06D*_C_ | 3 | 9271 | 90.8922 | 102 |  | 0.9 | 5700 | 70
P00000NC0 | Cree Inc. | Cree THE EDGE Flood Square Luminaire | FLD-EDG-40-XX-06-D-UL-XX-525-57K-XXXX | Outdoor Luminaires | Mid Output | Architectural Flood and Spot Luminaires | Standard | FALSE | [9 empty] | 41341 |  |  | NotYetVerified | XAL_D06D*_C | 3 | 9271 | 90.8922 | 102 |  | 0.9 | 5700 | 70
P00000NF7 | Cree Inc. | Cree THE EDGE Flood Round Luminaire | FLD-EDR-N6-XX-08-D-UL-XX-350-57K-XXXX | Outdoor Luminaires | Mid Output | Architectural Flood and Spot Luminaires | Standard | FALSE | [9 empty] | 41341 |  |  | NotYetVerified | XAR_A08D*_H_ | 3 | 9025 | 100.2778 | 90 |  | 0.9 | 5700 | 70
P00000NF4 | Cree Inc. | Cree THE EDGE Flood Round Luminaire | FLD-EDR-25-XX-08-D-UL-XX-350-57K-XXXX | Outdoor Luminaires | Mid Output | Architectural Flood and Spot Luminaires | Standard | FALSE | [9 empty] | 41341 |  |  | NotYetVerified | XAR_C08D*_H_ | 3 | 9025 | 100.2778 | 90 |  | 0.9 | 5700 | 70
P00000NF3 | Cree Inc. | Cree THE EDGE Flood Round Luminaire | FLD-EDR-15-XX-08-D-UL-XX-350-57K-XXXX | Outdoor Luminaires | Mid Output | Architectural Flood and Spot Luminaires | Standard | FALSE | [9 empty] | 41341 |  |  | NotYetVerified | XAR_B08D*_H_ | 3 | 9025 | 100.2778 | 90 |  | 0.9 | 5700 | 70
P00000NCE | Cree Inc. | Cree THE EDGE Flood Square Luminaire | FLD-EDG-N6-XX-08-D-UL-XX-350-57K-XXXX | Outdoor Luminaires | Mid Output | Architectural Flood and Spot Luminaires | Standard | FALSE | [9 empty] | 41341 |  |  | NotYetVerified | XAL_A08D*_H | 3 | 9025 | 100.2778 | 90 |  | 0.9 | 5700 | 70
P00000NCB | Cree Inc. | Cree THE EDGE Flood Square Luminaire | FLD-EDG-25-XX-08-D-UL-XX-350-57K-XXXX | Outdoor Luminaires | Mid Output | Architectural Flood and Spot Luminaires | Standard | FALSE | [9 empty] | 41341 |  |  | NotYetVerified | XAL_C08D*_H | 3 | 9025 | 100.2778 | 90 |  | 0.9 | 5700 | 70
P00000NCA | Cree Inc. | Cree THE EDGE Flood Square Luminaire | FLD-EDG-15-XX-08-D-UL-XX-350-57K-XXXX | Outdoor Luminaires | Mid Output | Architectural Flood and Spot Luminaires | Standard | FALSE | [9 empty] | 41341 |  |  | NotYetVerified | XAL_B08D*_H | 3 | 9025 | 100.2778 | 90 |  | 0.9 | 5700 | 70
P00000NF5 | Cree Inc. | Cree THE EDGE Flood Round Luminaire | FLD-EDR-40-XX-08-D-UL-XX-350-57K-XXXX | Outdoor Luminaires | Mid Output | Architectural Flood and Spot Luminaires | Standard | FALSE | [9 empty] | 41341 |  |  | NotYetVerified | XAR_D08D*_H_ | 3 | 8829 | 98.1 | 90 |  | 0.9 | 5700 | 70
P00000NCC | Cree Inc. | Cree THE EDGE Flood Square Luminaire | FLD-EDG-40-XX-08-D-UL-XX-350-57K-XXXX | Outdoor Luminaires | Mid Output | Architectural Flood and Spot Luminaires | Standard | FALSE | [9 empty] | 41341 |  |  | NotYetVerified | XAL_D08D*_H | 3 | 8829 | 98.1 | 90 |  | 0.9 | 5700 | 70
P00000NEW | Cree Inc. | Cree THE EDGE Flood Round Luminaire | FLD-EDR-SN-XX-06-D-UL-XX-525-57K-XXXX | Outdoor Luminaires | Mid Output | Architectural Flood and Spot Luminaires | Standard | FALSE | [9 empty] | 41341 |  |  | NotYetVerified | XAR_X06D*_C_ | 3 | 8550 | 83.8235 | 102 |  | 0.9 | 5700 | 70
P00000NC3 | Cree Inc. | Cree THE EDGE Flood Square Luminaire | FLD-EDG-SN-XX-06-D-UL-XX-525-57K-XXXX | Outdoor Luminaires | Mid Output | Architectural Flood and Spot Luminaires | Standard | FALSE | [9 empty] | 41341 |  |  | NotYetVerified | XAL_X06D*_C | 3 | 8550 | 83.8235 | 102 |  | 0.9 | 5700 | 70
P00000NEU | Cree Inc. | Cree THE EDGE Flood Round Luminaire | FLD-EDR-70-XX-06-D-UL-XX-525-57K-XXXX | Outdoor Luminaires | Mid Output | Architectural Flood and Spot Luminaires | Standard | FALSE | [9 empty] | 41341 |  |  | NotYetVerified | XAR_Z06D*_C_ | 3 | 8447 | 82.8137 | 102 |  | 0.9 | 5700 | 70
P00000NC1 | Cree Inc. | Cree THE EDGE Flood Square Luminaire | FLD-EDG-70-XX-06-D-UL-XX-525-57K-XXXX | Outdoor Luminaires | Mid Output | Architectural Flood and Spot Luminaires | Standard | FALSE | [9 empty] | 41341 |  |  | NotYetVerified | XAL_Z06D*_C | 3 | 8447 | 82.8137 | 102 |  | 0.9 | 5700 | 70
P00000NF6 | Cree Inc. | Cree THE EDGE Flood Round Luminaire | FLD-EDR-70-XX-08-D-UL-XX-350-57K-XXXX | Outdoor Luminaires | Mid Output | Architectural Flood and Spot Luminaires | Standard | FALSE | [9 empty] | 41341 |  |  | NotYetVerified | XAR_Z08D*_H_ | 3 | 8044 | 89.3778 | 90 |  | 0.9 | 5700 | 70
P00000NCD | Cree Inc. | Cree THE EDGE Flood Square Luminaire | FLD-EDG-70-XX-08-D-UL-XX-350-57K-XXXX | Outdoor Luminaires | Mid Output | Architectural Flood and Spot Luminaires | Standard | FALSE | [9 empty] | 41341 |  |  | NotYetVerified | XAL_Z08D*_H | 3 | 8044 | 89.3778 | 90 |  | 0.9 | 5700 | 70
P00000NEJ | Cree Inc. | Cree THE EDGE Flood Round Luminaire | FLD-EDR-N6-XX-04-D-UL-XX-700-57K-XXXX | Outdoor Luminaires | Mid Output | Architectural Flood and Spot Luminaires | Standard | FALSE | [9 empty] | 41341 |  |  | NotYetVerified | XAR_A04D*_D_ | 3 | 7818 | 84.0645 | 93 |  | 0.9 | 5700 | 70
P00000NEG | Cree Inc. | Cree THE EDGE Flood Round Luminaire | FLD-EDR-25-XX-04-D-UL-XX-700-57K-XXXX | Outdoor Luminaires | Mid Output | Architectural Flood and Spot Luminaires | Standard | FALSE | [9 empty] | 41341 |  |  | NotYetVerified | XAR_C04D*_D_ | 3 | 7818 | 84.0645 | 93 |  | 0.9 | 5700 | 70
P00000NEF | Cree Inc. | Cree THE EDGE Flood Round Luminaire | FLD-EDR-15-XX-04-D-UL-XX-700-57K-XXXX | Outdoor Luminaires | Mid Output | Architectural Flood and Spot Luminaires | Standard | FALSE | [9 empty] | 41341 |  |  | NotYetVerified | XAR_B04D*_D_ | 3 | 7818 | 84.0645 | 93 |  | 0.9 | 5700 | 70
P00000NBQ | Cree Inc. | Cree THE EDGE Flood Square Luminaire | FLD-EDG-N6-XX-04-D-UL-XX-700-57K-XXXX | Outdoor Luminaires | Mid Output | Architectural Flood and Spot Luminaires | Standard | FALSE | [9 empty] | 41341 |  |  | NotYetVerified | XAL_A04D*_D | 3 | 7818 | 84.0645 | 93 |  | 0.9 | 5700 | 70
P00000NBN | Cree Inc. | Cree THE EDGE Flood Square Luminaire | FLD-EDG-25-XX-04-D-UL-XX-700-57K-XXXX | Outdoor Luminaires | Mid Output | Architectural Flood and Spot Luminaires | Standard | FALSE | [9 empty] | 41341 |  |  | NotYetVerified | XAL_C04D*_D | 3 | 7818 | 84.0645 | 93 |  | 0.9 | 5700 | 70
P00000NBM | Cree Inc. | Cree THE EDGE Flood Square Luminaire | FLD-EDG-15-XX-04-D-UL-XX-700-57K-XXXX | Outdoor Luminaires | Mid Output | Architectural Flood and Spot Luminaires | Standard | FALSE | [9 empty] | 41341 |  |  | NotYetVerified | XAL_B04D*_D | 3 | 7818 | 84.0645 | 93 |  | 0.9 | 5700 | 70
P00000NEH | Cree Inc. | Cree THE EDGE Flood Round Luminaire | FLD-EDR-40-XX-04-D-UL-XX-700-57K-XXXX | Outdoor Luminaires | Mid Output | Architectural Flood and Spot Luminaires | Standard | FALSE | [9 empty] | 41341 |  |  | NotYetVerified | XAR_D04D*_D_ | 3 | 7648 | 82.2366 | 93 |  | 0.9 | 5700 | 70
P00000NBO | Cree Inc. | Cree THE EDGE Flood Square Luminaire | FLD-EDG-40-XX-04-D-UL-XX-700-57K-XXXX | Outdoor Luminaires | Mid Output | Architectural Flood and Spot Luminaires | Standard | FALSE | [9 empty] | 41341 |  |  | NotYetVerified | XAL_D04D*_D | 3 | 7648 | 82.2366 | 93 |  | 0.9 | 5700 | 70
P00000NEK | Cree Inc. | Cree THE EDGE Flood Round Luminaire | FLD-EDR-SN-XX-04-D-UL-XX-700-57K-XXXX | Outdoor Luminaires | Mid Output | Architectural Flood and Spot Luminaires | Standard | FALSE | [9 empty] | 41341 |  |  | NotYetVerified | XAR_X04D*_D_ | 3 | 7053 | 75.8387 | 93 |  | 0.9 | 5700 | 70
P00000NBR | Cree Inc. | Cree THE EDGE Flood Square Luminaire | FLD-EDG-SN-XX-04-D-UL-XX-700-57K-XXXX | Outdoor Luminaires | Mid Output | Architectural Flood and Spot Luminaires | Standard | FALSE | [9 empty] | 41341 |  |  | NotYetVerified | XAL_X04D*_D | 3 | 7053 | 75.8387 | 93 |  | 0.9 | 5700 | 70
P00000NEI | Cree Inc. | Cree THE EDGE Flood Round Luminaire | FLD-EDR-70-XX-04-D-UL-XX-700-57K-XXXX | Outdoor Luminaires | Mid Output | Architectural Flood and Spot Luminaires | Standard | FALSE | [9 empty] | 41341 |  |  | NotYetVerified | XAR_Z04D*_D_ | 3 | 6968 | 74.9247 | 93 |  | 0.9 | 5700 | 70
P00000NBP | Cree Inc. | Cree THE EDGE Flood Square Luminaire | FLD-EDG-70-XX-04-D-UL-XX-700-57K-XXXX | Outdoor Luminaires | Mid Output | Architectural Flood and Spot Luminaires | Standard | FALSE | [9 empty] | 41341 |  |  | NotYetVerified | XAL_Z04D*_D | 3 | 6968 | 74.9247 | 93 |  | 0.9 | 5700 | 70
P00000NEP | Cree Inc. | Cree THE EDGE Flood Round Luminaire | FLD-EDR-N6-XX-06-D-UL-XX-350-57K-XXXX | Outdoor Luminaires | Mid Output | Architectural Flood and Spot Luminaires | Standard | FALSE | [9 empty] | 41341 |  |  | NotYetVerified | XAR_A06D*_H_ | 3 | 6769 | 99.5441 | 68 |  | 0.9 | 5700 | 70
P00000NEM | Cree Inc. | Cree THE EDGE Flood Round Luminaire | FLD-EDR-25-XX-06-D-UL-XX-350-57K-XXXX | Outdoor Luminaires | Mid Output | Architectural Flood and Spot Luminaires | Standard | FALSE | [9 empty] | 41341 |  |  | NotYetVerified | XAR_C06D*_H_ | 3 | 6769 | 99.5441 | 68 |  | 0.9 | 5700 | 70
P00000NEL | Cree Inc. | Cree THE EDGE Flood Round Luminaire | FLD-EDR-15-XX-06-D-UL-XX-350-57K-XXXX | Outdoor Luminaires | Mid Output | Architectural Flood and Spot Luminaires | Standard | FALSE | [9 empty] | 41341 |  |  | NotYetVerified | XAR_B06D*_H_ | 3 | 6769 | 99.5441 | 68 |  | 0.9 | 5700 | 70
P00000NBW | Cree Inc. | Cree THE EDGE Flood Square Luminaire | FLD-EDG-N6-XX-06-D-UL-XX-350-57K-XXXX | Outdoor Luminaires | Mid Output | Architectural Flood and Spot Luminaires | Standard | FALSE | [9 empty] | 41341 |  |  | NotYetVerified | XAL_A06D*_H | 3 | 6769 | 99.5441 | 68 |  | 0.9 | 5700 | 70
P00000NBT | Cree Inc. | Cree THE EDGE Flood Square Luminaire | FLD-EDG-25-XX-06-D-UL-XX-350-57K-XXXX | Outdoor Luminaires | Mid Output | Architectural Flood and Spot Luminaires | Standard | FALSE | [9 empty] | 41341 |  |  | NotYetVerified | XAL_C06D*_H | 3 | 6769 | 99.5441 | 68 |  | 0.9 | 5700 | 70
P00000NBS | Cree Inc. | Cree THE EDGE Flood Square Luminaire | FLD-EDG-15-XX-06-D-UL-XX-350-57K-XXXX | Outdoor Luminaires | Mid Output | Architectural Flood and Spot Luminaires | Standard | FALSE | [9 empty] | 41341 |  |  | NotYetVerified | XAL_B06D*_H | 3 | 6769 | 99.5441 | 68 |  | 0.9 | 5700 | 70
P00000NEN | Cree Inc. | Cree THE EDGE Flood Round Luminaire | FLD-EDR-40-XX-06-D-UL-XX-350-57K-XXXX | Outdoor Luminaires | Mid Output | Architectural Flood and Spot Luminaires | Standard | FALSE | [9 empty] | 41341 |  |  | NotYetVerified | XAR_D06D*_H_ | 3 | 6622 | 97.3824 | 68 |  | 0.9 | 5700 | 70
P00000NBU | Cree Inc. | Cree THE EDGE Flood Square Luminaire | FLD-EDG-40-XX-06-D-UL-XX-350-57K-XXXX | Outdoor Luminaires | Mid Output | Architectural Flood and Spot Luminaires | Standard | FALSE | [9 empty] | 41341 |  |  | NotYetVerified | XAL_D06D*_H | 3 | 6622 | 97.3824 | 68 |  | 0.9 | 5700 | 70
P00000NED | Cree Inc. | Cree THE EDGE Flood Round Luminaire | FLD-EDR-N6-XX-04-D-UL-XX-525-57K-XXXX | Outdoor Luminaires | Mid Output | Architectural Flood and Spot Luminaires | Standard | FALSE | [9 empty] | 41341 |  |  | NotYetVerified | XAR_A04D*_C_ | 3 | 6400 | 91.4286 | 70 |  | 0.9 | 5700 | 70
P00000NEA | Cree Inc. | Cree THE EDGE Flood Round Luminaire | FLD-EDR-25-XX-04-D-UL-XX-525-57K-XXXX | Outdoor Luminaires | Mid Output | Architectural Flood and Spot Luminaires | Standard | FALSE | [9 empty] | 41341 |  |  | NotYetVerified | XAR_C04D*_C_ | 3 | 6400 | 91.4286 | 70 |  | 0.9 | 5700 | 70
P00000NE9 | Cree Inc. | Cree THE EDGE Flood Round Luminaire | FLD-EDR-15-XX-04-D-UL-XX-525-57K-XXXX | Outdoor Luminaires | Mid Output | Architectural Flood and Spot Luminaires | Standard | FALSE | [9 empty] | 41341 |  |  | NotYetVerified | XAR_B04D*_C_ | 3 | 6400 | 91.4286 | 70 |  | 0.9 | 5700 | 70
P00000NBK | Cree Inc. | Cree THE EDGE Flood Square Luminaire | FLD-EDG-N6-XX-04-D-UL-XX-525-57K-XXXX | Outdoor Luminaires | Mid Output | Architectural Flood and Spot Luminaires | Standard | FALSE | [9 empty] | 41341 |  |  | NotYetVerified | XAL_A04D*_C | 3 | 6400 | 91.4286 | 70 |  | 0.9 | 5700 | 70
P00000NBH | Cree Inc. | Cree THE EDGE Flood Square Luminaire | FLD-EDG-25-XX-04-D-UL-XX-525-57K-XXXX | Outdoor Luminaires | Mid Output | Architectural Flood and Spot Luminaires | Standard | FALSE | [9 empty] | 41341 |  |  | NotYetVerified | XAL_C04D*_C | 3 | 6400 | 91.4286 | 70 |  | 0.9 | 5700 | 70
P00000NBG | Cree Inc. | Cree THE EDGE Flood Square Luminaire | FLD-EDG-15-XX-04-D-UL-XX-525-57K-XXXX | Outdoor Luminaires | Mid Output | Architectural Flood and Spot Luminaires | Standard | FALSE | [9 empty] | 41341 |  |  | NotYetVerified | XAL_B04D*_C | 3 | 6400 | 91.4286 | 70 |  | 0.9 | 5700 | 70
P00000NEB | Cree Inc. | Cree THE EDGE Flood Round Luminaire | FLD-EDR-40-XX-04-D-UL-XX-525-57K-XXXX | Outdoor Luminaires | Mid Output | Architectural Flood and Spot Luminaires | Standard | FALSE | [9 empty] | 41341 |  |  | NotYetVerified | XAR_D04D*_C_ | 3 | 6261 | 89.4429 | 70 |  | 0.9 | 5700 | 70
P00000NBI | Cree Inc. | Cree THE EDGE Flood Square Luminaire | FLD-EDG-40-XX-04-D-UL-XX-525-57K-XXXX | Outdoor Luminaires | Mid Output | Architectural Flood and Spot Luminaires | Standard | FALSE | [9 empty] | 41341 |  |  | NotYetVerified | XAL_D04D*_C | 3 | 6261 | 89.4429 | 70 |  | 0.9 | 5700 | 70
P00000NEQ | Cree Inc. | Cree THE EDGE Flood Round Luminaire | FLD-EDR-SN-XX-06-D-UL-XX-350-57K-XXXX | Outdoor Luminaires | Mid Output | Architectural Flood and Spot Luminaires | Standard | FALSE | [9 empty] | 41341 |  |  | NotYetVerified | XAR_X06D*_H_ | 3 | 6107 | 89.8088 | 68 |  | 0.9 | 5700 | 70
P00000NBX | Cree Inc. | Cree THE EDGE Flood Square Luminaire | FLD-EDG-SN-XX-06-D-UL-XX-350-57K-XXXX | Outdoor Luminaires | Mid Output | Architectural Flood and Spot Luminaires | Standard | FALSE | [9 empty] | 41341 |  |  | NotYetVerified | XAL_X06D*_H | 3 | 6107 | 89.8088 | 68 |  | 0.9 | 5700 | 70
P00000NEO | Cree Inc. | Cree THE EDGE Flood Round Luminaire | FLD-EDR-70-XX-06-D-UL-XX-350-57K-XXXX | Outdoor Luminaires | Mid Output | Architectural Flood and Spot Luminaires | Standard | FALSE | [9 empty] | 41341 |  |  | NotYetVerified | XAR_Z06D*_H_ | 3 | 6033 | 88.7206 | 68 |  | 0.9 | 5700 | 70
P00000NBV | Cree Inc. | Cree THE EDGE Flood Square Luminaire | FLD-EDG-70-XX-06-D-UL-XX-350-57K-XXXX | Outdoor Luminaires | Mid Output | Architectural Flood and Spot Luminaires | Standard | FALSE | [9 empty] | 41341 |  |  | NotYetVerified | XAL_Z06D*_H | 3 | 6033 | 88.7206 | 68 |  | 0.9 | 5700 | 70
P00000NEE | Cree Inc. | Cree THE EDGE Flood Round Luminaire | FLD-EDR-SN-XX-04-D-UL-XX-525-57K-XXXX | Outdoor Luminaires | Mid Output | Architectural Flood and Spot Luminaires | Standard | FALSE | [9 empty] | 41341 |  |  | NotYetVerified | XAR_X04D*_C_ | 3 | 5774 | 82.4857 | 70 |  | 0.9 | 5700 | 70
P00000NBL | Cree Inc. | Cree THE EDGE Flood Square Luminaire | FLD-EDG-SN-XX-04-D-UL-XX-525-57K-XXXX | Outdoor Luminaires | Mid Output | Architectural Flood and Spot Luminaires | Standard | FALSE | [9 empty] | 41341 |  |  | NotYetVerified | XAL_X04D*_C | 3 | 5774 | 82.4857 | 70 |  | 0.9 | 5700 | 70
P00000NEC | Cree Inc. | Cree THE EDGE Flood Round Luminaire | FLD-EDR-70-XX-04-D-UL-XX-525-57K-XXXX | Outdoor Luminaires | Mid Output | Architectural Flood and Spot Luminaires | Standard | FALSE | [9 empty] | 41341 |  |  | NotYetVerified | XAR_Z04D*_C_ | 3 | 5705 | 81.5 | 70 |  | 0.9 | 5700 | 70
P00000NBJ | Cree Inc. | Cree THE EDGE Flood Square Luminaire | FLD-EDG-70-XX-04-D-UL-XX-525-57K-XXXX | Outdoor Luminaires | Mid Output | Architectural Flood and Spot Luminaires | Standard | FALSE | [9 empty] | 41341 |  |  | NotYetVerified | XAL_Z04D*_C | 3 | 5705 | 81.5 | 70 |  | 0.9 | 5700 | 70
P00000NBE | Cree Inc. | Cree THE EDGE Flood Square Luminaire | FLD-EDG-N6-XX-02-D-UL-XX-700-57K-XXXX | Outdoor Luminaires | Low Output | Architectural Flood and Spot Luminaires | Standard | FALSE | [9 empty] | 41341 |  |  | NotYetVerified | XAL_A02D*_D | 3 | 3909 | 78.18 | 50 |  | 0.9 | 5700 | 70
P00000NBB | Cree Inc. | Cree THE EDGE Flood Square Luminaire | FLD-EDG-25-XX-02-D-UL-XX-700-57K-XXXX | Outdoor Luminaires | Low Output | Architectural Flood and Spot Luminaires | Standard | FALSE | [9 empty] | 41341 |  |  | NotYetVerified | XAL_C02D*_D | 3 | 3909 | 78.18 | 50 |  | 0.9 | 5700 | 70
P00000NBA | Cree Inc. | Cree THE EDGE Flood Square Luminaire | FLD-EDG-15-XX-02-D-UL-XX-700-57K-XXXX | Outdoor Luminaires | Low Output | Architectural Flood and Spot Luminaires | Standard | FALSE | [9 empty] | 41341 |  |  | NotYetVerified | XAL_B02D*_D | 3 | 3909 | 78.18 | 50 |  | 0.9 | 5700 | 70
P00000NBC | Cree Inc. | Cree THE EDGE Flood Square Luminaire | FLD-EDG-40-XX-02-D-UL-XX-700-57K-XXXX | Outdoor Luminaires | Low Output | Architectural Flood and Spot Luminaires | Standard | FALSE | [9 empty] | 41341 |  |  | NotYetVerified | XAL_D02D*_D | 3 | 3824 | 76.48 | 50 |  | 0.9 | 5700 | 70
P00000NBF | Cree Inc. | Cree THE EDGE Flood Square Luminaire | FLD-EDG-SN-XX-02-D-UL-XX-700-57K-XXXX | Outdoor Luminaires | Low Output | Architectural Flood and Spot Luminaires | Standard | FALSE | [9 empty] | 41341 |  |  | NotYetVerified | XAL_X02D*_D | 3 | 3526 | 70.52 | 50 |  | 0.9 | 5700 | 70
P00000NBD | Cree Inc. | Cree THE EDGE Flood Square Luminaire | FLD-EDG-70-XX-02-D-UL-XX-700-57K-XXXX | Outdoor Luminaires | Low Output | Architectural Flood and Spot Luminaires | Standard | FALSE | [9 empty] | 41341 |  |  | NotYetVerified | XAL_Z02D*_D | 3 | 3484 | 69.68 | 50 |  | 0.9 | 5700 | 70
P00000NE7 | Cree Inc. | Cree THE EDGE Flood Square Luminaire | FLD-EDG-N6-XX-24-D-UL-XX-350-57K-XXXX | Outdoor Luminaires | High Output | Architectural Flood and Spot Luminaires | Standard | FALSE | [9 empty] | 41341 |  |  | NotYetVerified | XAL_A24D*_H_ | 3 | 26886 | 101.8409 | 264 |  | 0.9 | 5700 | 70
P00000NE4 | Cree Inc. | Cree THE EDGE Flood Square Luminaire | FLD-EDG-25-XX-24-D-UL-XX-350-57K-XXXX | Outdoor Luminaires | High Output | Architectural Flood and Spot Luminaires | Standard | FALSE | [9 empty] | 41341 |  |  | NotYetVerified | XAL_C24D*_H_ | 3 | 26886 | 101.8409 | 264 |  | 0.9 | 5700 | 70
P00000NE3 | Cree Inc. | Cree THE EDGE Flood Square Luminaire | FLD-EDG-15-XX-24-D-UL-XX-350-57K-XXXX | Outdoor Luminaires | High Output | Architectural Flood and Spot Luminaires | Standard | FALSE | [9 empty] | 41341 |  |  | NotYetVerified | XAL_B24D*_H_ | 3 | 26886 | 101.8409 | 264 |  | 0.9 | 5700 | 70
P00000NE5 | Cree Inc. | Cree THE EDGE Flood Square Luminaire | FLD-EDG-40-XX-24-D-UL-XX-350-57K-XXXX | Outdoor Luminaires | High Output | Architectural Flood and Spot Luminaires | Standard | FALSE | [9 empty] | 41341 |  |  | NotYetVerified | XAL_D24D*_H_ | 3 | 26301 | 99.625 | 264 |  | 0.9 | 5700 | 70
P00000NDV | Cree Inc. | Cree THE EDGE Flood Square Luminaire | FLD-EDG-N6-XX-16-D-UL-XX-525-57K-XXXX | Outdoor Luminaires | High Output | Architectural Flood and Spot Luminaires | Standard | FALSE | [9 empty] | 41341 |  |  | NotYetVerified | XAL_A16D*_C_ | 3 | 25093 | 94.6906 | 265 |  | 0.9 | 5700 | 70
P00000NDS | Cree Inc. | Cree THE EDGE Flood Square Luminaire | FLD-EDG-25-XX-16-D-UL-XX-525-57K-XXXX | Outdoor Luminaires | High Output | Architectural Flood and Spot Luminaires | Standard | FALSE | [9 empty] | 41341 |  |  | NotYetVerified | XAL_C16D*_C_ | 3 | 25093 | 94.6906 | 265 |  | 0.9 | 5700 | 70
P00000NDR | Cree Inc. | Cree THE EDGE Flood Square Luminaire | FLD-EDG-15-XX-16-D-UL-XX-525-57K-XXXX | Outdoor Luminaires | High Output | Architectural Flood and Spot Luminaires | Standard | FALSE | [9 empty] | 41341 |  |  | NotYetVerified | XAL_B16D*_C_ | 3 | 25093 | 94.6906 | 265 |  | 0.9 | 5700 | 70
P00000NDT | Cree Inc. | Cree THE EDGE Flood Square Luminaire | FLD-EDG-40-XX-16-D-UL-XX-525-57K-XXXX | Outdoor Luminaires | High Output | Architectural Flood and Spot Luminaires | Standard | FALSE | [9 empty] | 41341 |  |  | NotYetVerified | XAL_D16D*_C_ | 3 | 24548 | 92.634 | 265 |  | 0.9 | 5700 | 70
P00000NE8 | Cree Inc. | Cree THE EDGE Flood Square Luminaire | FLD-EDG-SN-XX-24-D-UL-XX-350-57K-XXXX | Outdoor Luminaires | High Output | Architectural Flood and Spot Luminaires | Standard | FALSE | [9 empty] | 41341 |  |  | NotYetVerified | XAL_X24D*_H_ | 3 | 24255 | 91.875 | 264 |  | 0.9 | 5700 | 70
P00000NE6 | Cree Inc. | Cree THE EDGE Flood Square Luminaire | FLD-EDG-70-XX-24-D-UL-XX-350-57K-XXXX | Outdoor Luminaires | High Output | Architectural Flood and Spot Luminaires | Standard | FALSE | [9 empty] | 41341 |  |  | NotYetVerified | XAL_Z24D*_H_ | 3 | 23963 | 90.7689 | 264 |  | 0.9 | 5700 | 70
P00000NDW | Cree Inc. | Cree THE EDGE Flood Square Luminaire | FLD-EDG-SN-XX-16-D-UL-XX-525-57K-XXXX | Outdoor Luminaires | High Output | Architectural Flood and Spot Luminaires | Standard | FALSE | [9 empty] | 41341 |  |  | NotYetVerified | XAL_X16D*_C_ | 3 | 22638 | 85.4264 | 265 |  | 0.9 | 5700 | 70
P00000NE1 | Cree Inc. | Cree THE EDGE Flood Square Luminaire | FLD-EDG-N6-XX-20-D-UL-XX-350-57K-XXXX | Outdoor Luminaires | High Output | Architectural Flood and Spot Luminaires | Standard | FALSE | [9 empty] | 41341 |  |  | NotYetVerified | XAL_A20D*_H_ | 3 | 22405 | 101.3801 | 221 |  | 0.9 | 5700 | 70
P00000NDY | Cree Inc. | Cree THE EDGE Flood Square Luminaire | FLD-EDG-25-XX-20-D-UL-XX-350-57K-XXXX | Outdoor Luminaires | High Output | Architectural Flood and Spot Luminaires | Standard | FALSE | [9 empty] | 41341 |  |  | NotYetVerified | XAL_C20D*_H_ | 3 | 22405 | 101.3801 | 221 |  | 0.9 | 5700 | 70
P00000NDX | Cree Inc. | Cree THE EDGE Flood Square Luminaire | FLD-EDG-15-XX-20-D-UL-XX-350-57K-XXXX | Outdoor Luminaires | High Output | Architectural Flood and Spot Luminaires | Standard | FALSE | [9 empty] | 41341 |  |  | NotYetVerified | XAL_B20D*_H_ | 3 | 22405 | 101.3801 | 221 |  | 0.9 | 5700 | 70
P00000NDU | Cree Inc. | Cree THE EDGE Flood Square Luminaire | FLD-EDG-70-XX-16-D-UL-XX-525-57K-XXXX | Outdoor Luminaires | High Output | Architectural Flood and Spot Luminaires | Standard | FALSE | [9 empty] | 41341 |  |  | NotYetVerified | XAL_Z16D*_C_ | 3 | 22366 | 84.4 | 265 |  | 0.9 | 5700 | 70
P00000NDJ | Cree Inc. | Cree THE EDGE Flood Square Luminaire | FLD-EDG-N6-XX-14-D-UL-XX-525-57K-XXXX | Outdoor Luminaires | High Output | Architectural Flood and Spot Luminaires | Standard | FALSE | [9 empty] | 41341 |  |  | NotYetVerified | XAL_A14D*_C_ | 3 | 21957 | 94.2361 | 233 |  | 0.9 | 5700 | 70
P00000NDG | Cree Inc. | Cree THE EDGE Flood Square Luminaire | FLD-EDG-25-XX-14-D-UL-XX-525-57K-XXXX | Outdoor Luminaires | High Output | Architectural Flood and Spot Luminaires | Standard | FALSE | [9 empty] | 41341 |  |  | NotYetVerified | XAL_C14D*_C_ | 3 | 21957 | 94.2361 | 233 |  | 0.9 | 5700 | 70
P00000NDF | Cree Inc. | Cree THE EDGE Flood Square Luminaire | FLD-EDG-15-XX-14-D-UL-XX-525-57K-XXXX | Outdoor Luminaires | High Output | Architectural Flood and Spot Luminaires | Standard | FALSE | [9 empty] | 41341 |  |  | NotYetVerified | XAL_B14D*_C_ | 3 | 21957 | 94.2361 | 233 |  | 0.9 | 5700 | 70
P00000NDZ | Cree Inc. | Cree THE EDGE Flood Square Luminaire | FLD-EDG-40-XX-20-D-UL-XX-350-57K-XXXX | Outdoor Luminaires | High Output | Architectural Flood and Spot Luminaires | Standard | FALSE | [9 empty] | 41341 |  |  | NotYetVerified | XAL_D20D*_H_ | 3 | 21918 | 99.1765 | 221 |  | 0.9 | 5700 | 70
P00000NDH | Cree Inc. | Cree THE EDGE Flood Square Luminaire | FLD-EDG-40-XX-14-D-UL-XX-525-57K-XXXX | Outdoor Luminaires | High Output | Architectural Flood and Spot Luminaires | Standard | FALSE | [9 empty] | 41341 |  |  | NotYetVerified | XAL_D14D*_C_ | 3 | 21479 | 92.1846 | 233 |  | 0.9 | 5700 | 70
P00000NE2 | Cree Inc. | Cree THE EDGE Flood Square Luminaire | FLD-EDG-SN-XX-20-D-UL-XX-350-57K-XXXX | Outdoor Luminaires | High Output | Architectural Flood and Spot Luminaires | Standard | FALSE | [9 empty] | 41341 |  |  | NotYetVerified | XAL_X20D*_H_ | 3 | 20213 | 91.4615 | 221 |  | 0.9 | 5700 | 70
P00000NE0 | Cree Inc. | Cree THE EDGE Flood Square Luminaire | FLD-EDG-70-XX-20-D-UL-XX-350-57K-XXXX | Outdoor Luminaires | High Output | Architectural Flood and Spot Luminaires | Standard | FALSE | [9 empty] | 41341 |  |  | NotYetVerified | XAL_Z20D*_H_ | 3 | 19969 | 90.3575 | 221 |  | 0.9 | 5700 | 70
P00000NDK | Cree Inc. | Cree THE EDGE Flood Square Luminaire | FLD-EDG-SN-XX-14-D-UL-XX-525-57K-XXXX | Outdoor Luminaires | High Output | Architectural Flood and Spot Luminaires | Standard | FALSE | [9 empty] | 41341 |  |  | NotYetVerified | XAL_X14D*_C_ | 3 | 19809 | 85.0172 | 233 |  | 0.9 | 5700 | 70
P00000NDI | Cree Inc. | Cree THE EDGE Flood Square Luminaire | FLD-EDG-70-XX-14-D-UL-XX-525-57K-XXXX | Outdoor Luminaires | High Output | Architectural Flood and Spot Luminaires | Standard | FALSE | [9 empty] | 41341 |  |  | NotYetVerified | XAL_Z14D*_C_ | 3 | 19570 | 83.9914 | 233 |  | 0.9 | 5700 | 70
P00000NG1 | Cree Inc. | Cree THE EDGE Flood Round Luminaire | FLD-EDR-N6-XX-12-D-UL-XX-525-57K-XXXX | Outdoor Luminaires | High Output | Architectural Flood and Spot Luminaires | Standard | FALSE | [9 empty] | 41341 |  |  | NotYetVerified | XAR_A12D*_C_ | 3 | 18906 | 92.6765 | 204 |  | 0.9 | 5700 | 70
P00000NFY | Cree Inc. | Cree THE EDGE Flood Round Luminaire | FLD-EDR-25-XX-12-D-UL-XX-525-57K-XXXX | Outdoor Luminaires | High Output | Architectural Flood and Spot Luminaires | Standard | FALSE | [9 empty] | 41341 |  |  | NotYetVerified | XAR_C12D*_C_ | 3 | 18906 | 92.6765 | 204 |  | 0.9 | 5700 | 70
P00000NFX | Cree Inc. | Cree THE EDGE Flood Round Luminaire | FLD-EDR-15-XX-12-D-UL-XX-525-57K-XXXX | Outdoor Luminaires | High Output | Architectural Flood and Spot Luminaires | Standard | FALSE | [9 empty] | 41341 |  |  | NotYetVerified | XAR_B12D*_C_ | 3 | 18906 | 92.6765 | 204 |  | 0.9 | 5700 | 70
P00000ND7 | Cree Inc. | Cree THE EDGE Flood Square Luminaire | FLD-EDG-N6-XX-12-D-UL-XX-525-57K-XXXX | Outdoor Luminaires | High Output | Architectural Flood and Spot Luminaires | Standard | FALSE | [9 empty] | 41341 |  |  | NotYetVerified | XAL_A12D*_C_ | 3 | 18906 | 92.6765 | 204 |  | 0.9 | 5700 | 70
P00000ND4 | Cree Inc. | Cree THE EDGE Flood Square Luminaire | FLD-EDG-25-XX-12-D-UL-XX-525-57K-XXXX | Outdoor Luminaires | High Output | Architectural Flood and Spot Luminaires | Standard | FALSE | [9 empty] | 41341 |  |  | NotYetVerified | XAL_C12D*_C_ | 3 | 18906 | 92.6765 | 204 |  | 0.9 | 5700 | 70
P00000ND3 | Cree Inc. | Cree THE EDGE Flood Square Luminaire | FLD-EDG-15-XX-12-D-UL-XX-525-57K-XXXX | Outdoor Luminaires | High Output | Architectural Flood and Spot Luminaires | Standard | FALSE | [9 empty] | 41341 |  |  | NotYetVerified | XAL_X12D*_C | 3 | 18906 | 92.6765 | 204 |  | 0.9 | 5700 | 70
P00000NFZ | Cree Inc. | Cree THE EDGE Flood Round Luminaire | FLD-EDR-40-XX-12-D-UL-XX-525-57K-XXXX | Outdoor Luminaires | High Output | Architectural Flood and Spot Luminaires | Standard | FALSE | [9 empty] | 41341 |  |  | NotYetVerified | XAR_D12D*_C_ | 3 | 18495 | 90.6618 | 204 |  | 0.9 | 5700 | 70
P00000ND5 | Cree Inc. | Cree THE EDGE Flood Square Luminaire | FLD-EDG-40-XX-12-D-UL-XX-525-57K-XXXX | Outdoor Luminaires | High Output | Architectural Flood and Spot Luminaires | Standard | FALSE | [9 empty] | 41341 |  |  | NotYetVerified | XAL_D12D*_C_ | 3 | 18495 | 90.6618 | 204 |  | 0.9 | 5700 | 70
P00000NDP | Cree Inc. | Cree THE EDGE Flood Square Luminaire | FLD-EDG-N6-XX-16-D-UL-XX-350-57K-XXXX | Outdoor Luminaires | High Output | Architectural Flood and Spot Luminaires | Standard | FALSE | [9 empty] | 41341 |  |  | NotYetVerified | XAL_A16D*_H_ | 3 | 17924 | 100.1341 | 179 |  | 0.9 | 5700 | 70
P00000NDM | Cree Inc. | Cree THE EDGE Flood Square Luminaire | FLD-EDG-25-XX-16-D-UL-XX-350-57K-XXXX | Outdoor Luminaires | High Output | Architectural Flood and Spot Luminaires | Standard | FALSE | [9 empty] | 41341 |  |  | NotYetVerified | XAL_C16D*_H_ | 3 | 17924 | 100.1341 | 179 |  | 0.9 | 5700 | 70
P00000NDL | Cree Inc. | Cree THE EDGE Flood Square Luminaire | FLD-EDG-15-XX-16-D-UL-XX-350-57K-XXXX | Outdoor Luminaires | High Output | Architectural Flood and Spot Luminaires | Standard | FALSE | [9 empty] | 41341 |  |  | NotYetVerified | XAL_B16D*_H_ | 3 | 17924 | 100.1341 | 179 |  | 0.9 | 5700 | 70
P00000NDN | Cree Inc. | Cree THE EDGE Flood Square Luminaire | FLD-EDG-40-XX-16-D-UL-XX-350-57K-XXXX | Outdoor Luminaires | High Output | Architectural Flood and Spot Luminaires | Standard | FALSE | [9 empty] | 41341 |  |  | NotYetVerified | XAL_D16D*_H_ | 3 | 17534 | 97.9553 | 179 |  | 0.9 | 5700 | 70
P00000NG2 | Cree Inc. | Cree THE EDGE Flood Round Luminaire | FLD-EDR-SN-XX-12-D-UL-XX-525-57K-XXXX | Outdoor Luminaires | High Output | Architectural Flood and Spot Luminaires | Standard | FALSE | [9 empty] | 41341 |  |  | NotYetVerified | XAR_X12D*_C_ | 3 | 17056 | 83.6078 | 204 |  | 0.9 | 5700 | 70
P00000ND8 | Cree Inc. | Cree THE EDGE Flood Square Luminaire | FLD-EDG-SN-XX-12-D-UL-XX-525-57K-XXXX | Outdoor Luminaires | High Output | Architectural Flood and Spot Luminaires | Standard | FALSE | [9 empty] | 41341 |  |  | NotYetVerified | XAL_X12D*_C_ | 3 | 17056 | 83.6078 | 204 |  | 0.9 | 5700 | 70
P00000NG0 | Cree Inc. | Cree THE EDGE Flood Round Luminaire | FLD-EDR-70-XX-12-D-UL-XX-525-57K-XXXX | Outdoor Luminaires | High Output | Architectural Flood and Spot Luminaires | Standard | FALSE | [9 empty] | 41341 |  |  | NotYetVerified | XAR_Z12D*_C_ | 3 | 16851 | 82.6029 | 204 |  | 0.9 | 5700 | 70
P00000ND6 | Cree Inc. | Cree THE EDGE Flood Square Luminaire | FLD-EDG-70-XX-12-D-UL-XX-525-57K-XXXX | Outdoor Luminaires | High Output | Architectural Flood and Spot Luminaires | Standard | FALSE | [9 empty] | 41341 |  |  | NotYetVerified | XAL_Z12D*_C_ | 3 | 16851 | 82.6029 | 204 |  | 0.9 | 5700 | 70
P00000NDQ | Cree Inc. | Cree THE EDGE Flood Square Luminaire | FLD-EDG-SN-XX-16-D-UL-XX-350-57K-XXXX | Outdoor Luminaires | High Output | Architectural Flood and Spot Luminaires | Standard | FALSE | [9 empty] | 41341 |  |  | NotYetVerified | XAL_X16D*_H_ | 3 | 16170 | 90.3352 | 179 |  | 0.9 | 5700 | 70
P00000NDO | Cree Inc. | Cree THE EDGE Flood Square Luminaire | FLD-EDG-70-XX-16-D-UL-XX-350-57K-XXXX | Outdoor Luminaires | High Output | Architectural Flood and Spot Luminaires | Standard | FALSE | [9 empty] | 41341 |  |  | NotYetVerified | XAL_Z16D*_H_ | 3 | 15975 | 89.2458 | 179 |  | 0.9 | 5700 | 70
P00000NFP | Cree Inc. | Cree THE EDGE Flood Round Luminaire | FLD-EDR-N6-XX-10-D-UL-XX-525-57K-XXXX | Outdoor Luminaires | High Output | Architectural Flood and Spot Luminaires | Standard | FALSE | [9 empty] | 41341 |  |  | NotYetVerified | XAR_A10D*_C_ | 3 | 15755 | 91.5988 | 172 |  | 0.9 | 5700 | 70
P00000NFM | Cree Inc. | Cree THE EDGE Flood Round Luminaire | FLD-EDR-25-XX-10-D-UL-XX-525-57K-XXXX | Outdoor Luminaires | High Output | Architectural Flood and Spot Luminaires | Standard | FALSE | [9 empty] | 41341 |  |  | NotYetVerified | XAR_C10D*_C_ | 3 | 15755 | 91.5988 | 172 |  | 0.9 | 5700 | 70
P00000NFL | Cree Inc. | Cree THE EDGE Flood Round Luminaire | FLD-EDR-15-XX-10-D-UL-XX-525-57K-XXXX | Outdoor Luminaires | High Output | Architectural Flood and Spot Luminaires | Standard | FALSE | [9 empty] | 41341 |  |  | NotYetVerified | XAR_B10D*_C_ | 3 | 15755 | 91.5988 | 172 |  | 0.9 | 5700 | 70
P00000NCV | Cree Inc. | Cree THE EDGE Flood Square Luminaire | FLD-EDG-N6-XX-10-D-UL-XX-525-57K-XXXX | Outdoor Luminaires | High Output | Architectural Flood and Spot Luminaires | Standard | FALSE | [9 empty] | 41341 |  |  | NotYetVerified | XAL_A10D*_C | 3 | 15755 | 91.5988 | 172 |  | 0.9 | 5700 | 70
P00000NCS | Cree Inc. | Cree THE EDGE Flood Square Luminaire | FLD-EDG-25-XX-10-D-UL-XX-525-57K-XXXX | Outdoor Luminaires | High Output | Architectural Flood and Spot Luminaires | Standard | FALSE | [9 empty] | 41341 |  |  | NotYetVerified | XAL_C10D*_C | 3 | 15755 | 91.5988 | 172 |  | 0.9 | 5700 | 70
P00000NCR | Cree Inc. | Cree THE EDGE Flood Square Luminaire | FLD-EDG-15-XX-10-D-UL-XX-525-57K-XXXX | Outdoor Luminaires | High Output | Architectural Flood and Spot Luminaires | Standard | FALSE | [9 empty] | 41341 |  |  | NotYetVerified | XAL_B10D*_C | 3 | 15755 | 91.5988 | 172 |  | 0.9 | 5700 | 70
P00000NDD | Cree Inc. | Cree THE EDGE Flood Square Luminaire | FLD-EDG-N6-XX-14-D-UL-XX-350-57K-XXXX | Outdoor Luminaires | High Output | Architectural Flood and Spot Luminaires | Standard | FALSE | [9 empty] | 41341 |  |  | NotYetVerified | XAL_A14D*_H_ | 3 | 15683 | 99.8917 | 157 |  | 0.9 | 5700 | 70
P00000NDA | Cree Inc. | Cree THE EDGE Flood Square Luminaire | FLD-EDG-25-XX-14-D-UL-XX-350-57K-XXXX | Outdoor Luminaires | High Output | Architectural Flood and Spot Luminaires | Standard | FALSE | [9 empty] | 41341 |  |  | NotYetVerified | XAL_C14D*_H_ | 3 | 15683 | 99.8917 | 157 |  | 0.9 | 5700 | 70
P00000ND9 | Cree Inc. | Cree THE EDGE Flood Square Luminaire | FLD-EDG-15-XX-14-D-UL-XX-350-57K-XXXX | Outdoor Luminaires | High Output | Architectural Flood and Spot Luminaires | Standard | FALSE | [9 empty] | 41341 |  |  | NotYetVerified | XAL_B14D*_H_ | 3 | 15683 | 99.8917 | 157 |  | 0.9 | 5700 | 70
P00000NFN | Cree Inc. | Cree THE EDGE Flood Round Luminaire | FLD-EDR-40-XX-10-D-UL-XX-525-57K-XXXX | Outdoor Luminaires | High Output | Architectural Flood and Spot Luminaires | Standard | FALSE | [9 empty] | 41341 |  |  | NotYetVerified | XAR_D10D*_C_ | 3 | 15412 | 89.6047 | 172 |  | 0.9 | 5700 | 70
P00000NCT | Cree Inc. | Cree THE EDGE Flood Square Luminaire | FLD-EDG-40-XX-10-D-UL-XX-525-57K-XXXX | Outdoor Luminaires | High Output | Architectural Flood and Spot Luminaires | Standard | FALSE | [9 empty] | 41341 |  |  | NotYetVerified | XAL_D10D*_C | 3 | 15412 | 89.6047 | 172 |  | 0.9 | 5700 | 70
P00000NDB | Cree Inc. | Cree THE EDGE Flood Square Luminaire | FLD-EDG-40-XX-14-D-UL-XX-350-57K-XXXX | Outdoor Luminaires | High Output | Architectural Flood and Spot Luminaires | Standard | FALSE | [9 empty] | 41341 |  |  | NotYetVerified | XAL_D14D*_H_ | 3 | 15342 | 97.7197 | 157 |  | 0.9 | 5700 | 70
P00000NFQ | Cree Inc. | Cree THE EDGE Flood Round Luminaire | FLD-EDR-SN-XX-10-D-UL-XX-525-57K-XXXX | Outdoor Luminaires | High Output | Architectural Flood and Spot Luminaires | Standard | FALSE | [9 empty] | 41341 |  |  | NotYetVerified | XAR_X10D*_C_ | 3 | 14213 | 82.6337 | 172 |  | 0.9 | 5700 | 70
P00000NCW | Cree Inc. | Cree THE EDGE Flood Square Luminaire | FLD-EDG-SN-XX-10-D-UL-XX-525-57K-XXXX | Outdoor Luminaires | High Output | Architectural Flood and Spot Luminaires | Standard | FALSE | [9 empty] | 41341 |  |  | NotYetVerified | XAL_X10D*_C | 3 | 14213 | 82.6337 | 172 |  | 0.9 | 5700 | 70
P00000NDE | Cree Inc. | Cree THE EDGE Flood Square Luminaire | FLD-EDG-SN-XX-14-D-UL-XX-350-57K-XXXX | Outdoor Luminaires | High Output | Architectural Flood and Spot Luminaires | Standard | FALSE | [9 empty] | 41341 |  |  | NotYetVerified | XAL_X14D*_H_ | 3 | 14149 | 90.121 | 157 |  | 0.9 | 5700 | 70
P00000NFO | Cree Inc. | Cree THE EDGE Flood Round Luminaire | FLD-EDR-70-XX-10-D-UL-XX-525-57K-XXXX | Outdoor Luminaires | High Output | Architectural Flood and Spot Luminaires | Standard | FALSE | [9 empty] | 41341 |  |  | NotYetVerified | XAR_Z10D*_C_ | 3 | 14042 | 81.6395 | 172 |  | 0.9 | 5700 | 70
P00000NCU | Cree Inc. | Cree THE EDGE Flood Square Luminaire | FLD-EDG-70-XX-10-D-UL-XX-525-57K-XXXX | Outdoor Luminaires | High Output | Architectural Flood and Spot Luminaires | Standard | FALSE | [9 empty] | 41341 |  |  | NotYetVerified | XAL_Z10D*_C | 3 | 14042 | 81.6395 | 172 |  | 0.9 | 5700 | 70
P00000NDC | Cree Inc. | Cree THE EDGE Flood Square Luminaire | FLD-EDG-70-XX-14-D-UL-XX-350-57K-XXXX | Outdoor Luminaires | High Output | Architectural Flood and Spot Luminaires | Standard | FALSE | [9 empty] | 41341 |  |  | NotYetVerified | XAL_Z14D*_H_ | 3 | 13979 | 89.0382 | 157 |  | 0.9 | 5700 | 70
P00000NFV | Cree Inc. | Cree THE EDGE Flood Round Luminaire | FLD-EDR-N6-XX-12-D-UL-XX-350-57K-XXXX | Outdoor Luminaires | High Output | Architectural Flood and Spot Luminaires | Standard | FALSE | [9 empty] | 41341 |  |  | NotYetVerified | XAR_A12D*_H_ | 3 | 13504 | 102.303 | 132 |  | 0.9 | 5700 | 70
P00000NFS | Cree Inc. | Cree THE EDGE Flood Round Luminaire | FLD-EDR-25-XX-12-D-UL-XX-350-57K-XXXX | Outdoor Luminaires | High Output | Architectural Flood and Spot Luminaires | Standard | FALSE | [9 empty] | 41341 |  |  | NotYetVerified | XAR_C12D*_H_ | 3 | 13504 | 102.303 | 132 |  | 0.9 | 5700 | 70
P00000NFR | Cree Inc. | Cree THE EDGE Flood Round Luminaire | FLD-EDR-15-XX-12-D-UL-XX-350-57K-XXXX | Outdoor Luminaires | High Output | Architectural Flood and Spot Luminaires | Standard | FALSE | [9 empty] | 41341 |  |  | NotYetVerified | XAR_B12D*_H_ | 3 | 13504 | 102.303 | 132 |  | 0.9 | 5700 | 70
P00000ND1 | Cree Inc. | Cree THE EDGE Flood Square Luminaire | FLD-EDG-N6-XX-12-D-UL-XX-350-57K-XXXX | Outdoor Luminaires | High Output | Architectural Flood and Spot Luminaires | Standard | FALSE | [9 empty] | 41341 |  |  | NotYetVerified | XAL_A12D*_H | 3 | 13504 | 102.303 | 132 |  | 0.9 | 5700 | 70
P00000NCY | Cree Inc. | Cree THE EDGE Flood Square Luminaire | FLD-EDG-25-XX-12-D-UL-XX-350-57K-XXXX | Outdoor Luminaires | High Output | Architectural Flood and Spot Luminaires | Standard | FALSE | [9 empty] | 41341 |  |  | NotYetVerified | XAL_C12D*_H | 3 | 13504 | 102.303 | 132 |  | 0.9 | 5700 | 70
P00000NCX | Cree Inc. | Cree THE EDGE Flood Square Luminaire | FLD-EDG-15-XX-12-D-UL-XX-350-57K-XXXX | Outdoor Luminaires | High Output | Architectural Flood and Spot Luminaires | Standard | FALSE | [9 empty] | 41341 |  |  | NotYetVerified | XAL_B12D*_H | 3 | 13504 | 102.303 | 132 |  | 0.9 | 5700 | 70
P00000NFT | Cree Inc. | Cree THE EDGE Flood Round Luminaire | FLD-EDR-40-XX-12-D-UL-XX-350-57K-XXXX | Outdoor Luminaires | High Output | Architectural Flood and Spot Luminaires | Standard | FALSE | [9 empty] | 41341 |  |  | NotYetVerified | XAR_D12D*_H_ | 3 | 13210 | 100.0758 | 132 |  | 0.9 | 5700 | 70
P00000NCZ | Cree Inc. | Cree THE EDGE Flood Square Luminaire | FLD-EDG-40-XX-12-D-UL-XX-350-57K-XXXX | Outdoor Luminaires | High Output | Architectural Flood and Spot Luminaires | Standard | FALSE | [9 empty] | 41341 |  |  | NotYetVerified | XAL_D12D*_H | 3 | 13210 | 100.0758 | 132 |  | 0.9 | 5700 | 70
P00000NFD | Cree Inc. | Cree THE EDGE Flood Round Luminaire | FLD-EDR-N6-XX-08-D-UL-XX-525-57K-XXXX | Outdoor Luminaires | High Output | Architectural Flood and Spot Luminaires | Standard | FALSE | [9 empty] | 41341 |  |  | NotYetVerified | XAR_A08D*_C_ | 3 | 12636 | 95.0075 | 133 |  | 0.9 | 5700 | 70
P00000NFA | Cree Inc. | Cree THE EDGE Flood Round Luminaire | FLD-EDR-25-XX-08-D-UL-XX-525-57K-XXXX | Outdoor Luminaires | High Output | Architectural Flood and Spot Luminaires | Standard | FALSE | [9 empty] | 41341 |  |  | NotYetVerified | XAR_C08D*_C_ | 3 | 12636 | 95.0075 | 133 |  | 0.9 | 5700 | 70
P00000NF9 | Cree Inc. | Cree THE EDGE Flood Round Luminaire | FLD-EDR-15-XX-08-D-UL-XX-525-57K-XXXX | Outdoor Luminaires | High Output | Architectural Flood and Spot Luminaires | Standard | FALSE | [9 empty] | 41341 |  |  | NotYetVerified | XAR_B08D*_C_ | 3 | 12636 | 95.0075 | 133 |  | 0.9 | 5700 | 70
P00000NCH | Cree Inc. | Cree THE EDGE Flood Square Luminaire | FLD-EDG-25-XX-08-D-UL-XX-525-57K-XXXX | Outdoor Luminaires | High Output | Architectural Flood and Spot Luminaires | Standard | FALSE | [9 empty] | 41341 |  |  | NotYetVerified | XAL_C08D*_C | 3 | 12636 | 95.0075 | 133 |  | 0.9 | 5700 | 70
P00000NCG | Cree Inc. | Cree THE EDGE Flood Square Luminaire | FLD-EDG-15-XX-08-D-UL-XX-525-57K-XXXX | Outdoor Luminaires | High Output | Architectural Flood and Spot Luminaires | Standard | FALSE | [9 empty] | 41341 |  |  | NotYetVerified | XAL_B08D*_C | 3 | 12636 | 95.0075 | 133 |  | 0.9 | 5700 | 70
P00000NFB | Cree Inc. | Cree THE EDGE Flood Round Luminaire | FLD-EDR-40-XX-08-D-UL-XX-525-57K-XXXX | Outdoor Luminaires | High Output | Architectural Flood and Spot Luminaires | Standard | FALSE | [9 empty] | 41341 |  |  | NotYetVerified | XAR_D08D*_C_ | 3 | 12361 | 92.9399 | 133 |  | 0.9 | 5700 | 70
P00000NCI | Cree Inc. | Cree THE EDGE Flood Square Luminaire | FLD-EDG-40-XX-08-D-UL-XX-525-57K-XXXX | Outdoor Luminaires | High Output | Architectural Flood and Spot Luminaires | Standard | FALSE | [9 empty] | 41341 |  |  | NotYetVerified | XAL_D08D*_C | 3 | 12361 | 92.9399 | 133 |  | 0.9 | 5700 | 70
P00000NFW | Cree Inc. | Cree THE EDGE Flood Round Luminaire | FLD-EDR-SN-XX-12-D-UL-XX-350-57K-XXXX | Outdoor Luminaires | High Output | Architectural Flood and Spot Luminaires | Standard | FALSE | [9 empty] | 41341 |  |  | NotYetVerified | XAR_X12D*_H_ | 3 | 12183 | 92.2955 | 132 |  | 0.9 | 5700 | 70
P00000ND2 | Cree Inc. | Cree THE EDGE Flood Square Luminaire | FLD-EDG-SN-XX-12-D-UL-XX-350-57K-XXXX | Outdoor Luminaires | High Output | Architectural Flood and Spot Luminaires | Standard | FALSE | [9 empty] | 41341 |  |  | NotYetVerified | XAL_X12D*_H | 3 | 12183 | 92.2955 | 132 |  | 0.9 | 5700 | 70
P00000NFU | Cree Inc. | Cree THE EDGE Flood Round Luminaire | FLD-EDR-70-XX-12-D-UL-XX-350-57K-XXXX | Outdoor Luminaires | High Output | Architectural Flood and Spot Luminaires | Standard | FALSE | [9 empty] | 41341 |  |  | NotYetVerified | XAR_Z12D*_H_ | 3 | 12036 | 91.1818 | 132 |  | 0.9 | 5700 | 70
P00000ND0 | Cree Inc. | Cree THE EDGE Flood Square Luminaire | FLD-EDG-70-XX-12-D-UL-XX-350-57K-XXXX | Outdoor Luminaires | High Output | Architectural Flood and Spot Luminaires | Standard | FALSE | [9 empty] | 41341 |  |  | NotYetVerified | XAL_Z12D*_H | 3 | 12036 | 91.1818 | 132 |  | 0.9 | 5700 | 70
P00000NF1 | Cree Inc. | Cree THE EDGE Flood Round Luminaire | FLD-EDR-N6-XX-06-D-UL-XX-700-57K-XXXX | Outdoor Luminaires | High Output | Architectural Flood and Spot Luminaires | Standard | FALSE | [9 empty] | 41341 |  |  | NotYetVerified | XAR_A06D*_D_ | 3 | 11575 | 84.4891 | 137 |  | 0.9 | 5700 | 70
P00000NEY | Cree Inc. | Cree THE EDGE Flood Round Luminaire | FLD-EDR-25-XX-06-D-UL-XX-700-57K-XXXX | Outdoor Luminaires | High Output | Architectural Flood and Spot Luminaires | Standard | FALSE | [9 empty] | 41341 |  |  | NotYetVerified | XAR_C06D*_D_ | 3 | 11575 | 84.4891 | 137 |  | 0.9 | 5700 | 70
P00000NEX | Cree Inc. | Cree THE EDGE Flood Round Luminaire | FLD-EDR-15-XX-06-D-UL-XX-700-57K-XXXX | Outdoor Luminaires | High Output | Architectural Flood and Spot Luminaires | Standard | FALSE | [9 empty] | 41341 |  |  | NotYetVerified | XAR_B06D*_D_ | 3 | 11575 | 84.4891 | 137 |  | 0.9 | 5700 | 70
P00000NC8 | Cree Inc. | Cree THE EDGE Flood Square Luminaire | FLD-EDG-N6-XX-06-D-UL-XX-700-57K-XXXX | Outdoor Luminaires | High Output | Architectural Flood and Spot Luminaires | Standard | FALSE | [9 empty] | 41341 |  |  | NotYetVerified | XAL_A06D*_D | 3 | 11575 | 84.4891 | 137 |  | 0.9 | 5700 | 70
P00000NC5 | Cree Inc. | Cree THE EDGE Flood Square Luminaire | FLD-EDG-25-XX-06-D-UL-XX-700-57K-XXXX | Outdoor Luminaires | High Output | Architectural Flood and Spot Luminaires | Standard | FALSE | [9 empty] | 41341 |  |  | NotYetVerified | XAL_C06D*_D | 3 | 11575 | 84.4891 | 137 |  | 0.9 | 5700 | 70
P00000NC4 | Cree Inc. | Cree THE EDGE Flood Square Luminaire | FLD-EDG-15-XX-06-D-UL-XX-700-57K-XXXX | Outdoor Luminaires | High Output | Architectural Flood and Spot Luminaires | Standard | FALSE | [9 empty] | 41341 |  |  | NotYetVerified | XAL_B06D*_D | 3 | 11575 | 84.4891 | 137 |  | 0.9 | 5700 | 70
P00000NFE | Cree Inc. | Cree THE EDGE Flood Round Luminaire | FLD-EDR-SN-XX-08-D-UL-XX-525-57K-XXXX | Outdoor Luminaires | High Output | Architectural Flood and Spot Luminaires | Standard | FALSE | [9 empty] | 41341 |  |  | NotYetVerified | XAR_X08D*_C_ | 3 | 11399 | 85.7068 | 133 |  | 0.9 | 5700 | 70
P00000NCK | Cree Inc. | Cree THE EDGE Flood Square Luminaire | FLD-EDG-SN-XX-08-D-UL-XX-525-57K-XXXX | Outdoor Luminaires | High Output | Architectural Flood and Spot Luminaires | Standard | FALSE | [9 empty] | 41341 |  |  | NotYetVerified | XAL_X08D*_C | 3 | 11399 | 85.7068 | 133 |  | 0.9 | 5700 | 70
P00000NEZ | Cree Inc. | Cree THE EDGE Flood Round Luminaire | FLD-EDR-40-XX-06-D-UL-XX-700-57K-XXXX | Outdoor Luminaires | High Output | Architectural Flood and Spot Luminaires | Standard | FALSE | [9 empty] | 41341 |  |  | NotYetVerified | XAR_D06D*_D_ | 3 | 11323 | 82.6496 | 137 |  | 0.9 | 5700 | 70
P00000NC6 | Cree Inc. | Cree THE EDGE Flood Square Luminaire | FLD-EDG-40-XX-06-D-UL-XX-700-57K-XXXX | Outdoor Luminaires | High Output | Architectural Flood and Spot Luminaires | Standard | FALSE | [9 empty] | 41341 |  |  | NotYetVerified | XAL_D06D*_D | 3 | 11323 | 82.6496 | 137 |  | 0.9 | 5700 | 70
P00000NFC | Cree Inc. | Cree THE EDGE Flood Round Luminaire | FLD-EDR-70-XX-08-D-UL-XX-525-57K-XXXX | Outdoor Luminaires | High Output | Architectural Flood and Spot Luminaires | Standard | FALSE | [9 empty] | 41341 |  |  | NotYetVerified | XAR_Z08D*_C_ | 3 | 11262 | 84.6767 | 133 |  | 0.9 | 5700 | 70
P00000NCJ | Cree Inc. | Cree THE EDGE Flood Square Luminaire | FLD-EDG-70-XX-08-D-UL-XX-525-57K-XXXX | Outdoor Luminaires | High Output | Architectural Flood and Spot Luminaires | Standard | FALSE | [9 empty] | 41341 |  |  | NotYetVerified | XAL_Z08D*_C | 3 | 11262 | 84.6767 | 133 |  | 0.9 | 5700 | 70
P00000NFJ | Cree Inc. | Cree THE EDGE Flood Round Luminaire | FLD-EDR-N6-XX-10-D-UL-XX-350-57K-XXXX | Outdoor Luminaires | High Output | Architectural Flood and Spot Luminaires | Standard | FALSE | [9 empty] | 41341 |  |  | NotYetVerified | XAR_A10D*_H_ | 3 | 11253 | 101.3784 | 111 |  | 0.9 | 5700 | 70
P00000NFG | Cree Inc. | Cree THE EDGE Flood Round Luminaire | FLD-EDR-25-XX-10-D-UL-XX-350-57K-XXXX | Outdoor Luminaires | High Output | Architectural Flood and Spot Luminaires | Standard | FALSE | [9 empty] | 41341 |  |  | NotYetVerified | XAR_C10D*_H_ | 3 | 11253 | 101.3784 | 111 |  | 0.9 | 5700 | 70
P00000NFF | Cree Inc. | Cree THE EDGE Flood Round Luminaire | FLD-EDR-15-XX-10-D-UL-XX-350-57K-XXXX | Outdoor Luminaires | High Output | Architectural Flood and Spot Luminaires | Standard | FALSE | [9 empty] | 41341 |  |  | NotYetVerified | XAR_B10D*_H_ | 3 | 11253 | 101.3784 | 111 |  | 0.9 | 5700 | 70
P00000NCP | Cree Inc. | Cree THE EDGE Flood Square Luminaire | FLD-EDG-N6-XX-10-D-UL-XX-350-57K-XXXX | Outdoor Luminaires | High Output | Architectural Flood and Spot Luminaires | Standard | FALSE | [9 empty] | 41341 |  |  | NotYetVerified | XAL_A10D*_H | 3 | 11253 | 101.3784 | 111 |  | 0.9 | 5700 | 70
P00000NCM | Cree Inc. | Cree THE EDGE Flood Square Luminaire | FLD-EDG-25-XX-10-D-UL-XX-350-57K-XXXX | Outdoor Luminaires | High Output | Architectural Flood and Spot Luminaires | Standard | FALSE | [9 empty] | 41341 |  |  | NotYetVerified | XAL_C10D*_H | 3 | 11253 | 101.3784 | 111 |  | 0.9 | 5700 | 70
P00000NCL | Cree Inc. | Cree THE EDGE Flood Square Luminaire | FLD-EDG-15-XX-10-D-UL-XX-350-57K-XXXX | Outdoor Luminaires | High Output | Architectural Flood and Spot Luminaires | Standard | FALSE | [9 empty] | 41341 |  |  | NotYetVerified | XAL_B10D*_H | 3 | 11253 | 101.3784 | 111 |  | 0.9 | 5700 | 70
P00000NFH | Cree Inc. | Cree THE EDGE Flood Round Luminaire | FLD-EDR-40-XX-10-D-UL-XX-350-57K-XXXX | Outdoor Luminaires | High Output | Architectural Flood and Spot Luminaires | Standard | FALSE | [9 empty] | 41341 |  |  | NotYetVerified | XAR_D10D*_H_ | 3 | 11009 | 99.1802 | 111 |  | 0.9 | 5700 | 70
P00000NCN | Cree Inc. | Cree THE EDGE Flood Square Luminaire | FLD-EDG-40-XX-10-D-UL-XX-350-57K-XXXX | Outdoor Luminaires | High Output | Architectural Flood and Spot Luminaires | Standard | FALSE | [9 empty] | 41341 |  |  | NotYetVerified | XAL_D10D*_H | 3 | 11009 | 99.1802 | 111 |  | 0.9 | 5700 | 70
P00000NF2 | Cree Inc. | Cree THE EDGE Flood Round Luminaire | FLD-EDR-SN-XX-06-D-UL-XX-700-57K-XXXX | Outdoor Luminaires | High Output | Architectural Flood and Spot Luminaires | Standard | FALSE | [9 empty] | 41341 |  |  | NotYetVerified | XAR_X06D*_D_ | 3 | 10443 | 76.2263 | 137 |  | 0.9 | 5700 | 70
P00000NC9 | Cree Inc. | Cree THE EDGE Flood Square Luminaire | FLD-EDG-SN-XX-06-D-UL-XX-700-57K-XXXX | Outdoor Luminaires | High Output | Architectural Flood and Spot Luminaires | Standard | FALSE | [9 empty] | 41341 |  |  | NotYetVerified | XAL_X06D*_D | 3 | 10443 | 76.2263 | 137 |  | 0.9 | 5700 | 70
P00000NF0 | Cree Inc. | Cree THE EDGE Flood Round Luminaire | FLD-EDR-70-XX-06-D-UL-XX-700-57K-XXXX | Outdoor Luminaires | High Output | Architectural Flood and Spot Luminaires | Standard | FALSE | [9 empty] | 41341 |  |  | NotYetVerified | XAR_Z06D*_D_ | 3 | 10317 | 75.3066 | 137 |  | 0.9 | 5700 | 70
P00000NC7 | Cree Inc. | Cree THE EDGE Flood Square Luminaire | FLD-EDG-70-XX-06-D-UL-XX-700-57K-XXXX | Outdoor Luminaires | High Output | Architectural Flood and Spot Luminaires | Standard | FALSE | [9 empty] | 41341 |  |  | NotYetVerified | XAL_Z06D*_D | 3 | 10317 | 75.3066 | 137 |  | 0.9 | 5700 | 70
P00000NFK | Cree Inc. | Cree THE EDGE Flood Round Luminaire | FLD-EDR-SN-XX-10-D-UL-XX-350-57K-XXXX | Outdoor Luminaires | High Output | Architectural Flood and Spot Luminaires | Standard | FALSE | [9 empty] | 41341 |  |  | NotYetVerified | XAR_X10D*_H_ | 3 | 10152 | 91.4595 | 111 |  | 0.9 | 5700 | 70
P00000NCQ | Cree Inc. | Cree THE EDGE Flood Square Luminaire | FLD-EDG-SN-XX-10-D-UL-XX-350-57K-XXXX | Outdoor Luminaires | High Output | Architectural Flood and Spot Luminaires | Standard | FALSE | [9 empty] | 41341 |  |  | NotYetVerified | XAL_X10D*_H | 3 | 10152 | 91.4595 | 111 |  | 0.9 | 5700 | 70
P00000NFI | Cree Inc. | Cree THE EDGE Flood Round Luminaire | FLD-EDR-70-XX-10-D-UL-XX-350-57K-XXXX | Outdoor Luminaires | High Output | Architectural Flood and Spot Luminaires | Standard | FALSE | [9 empty] | 41341 |  |  | NotYetVerified | XAR_Z10D*_H_ | 3 | 10030 | 90.3604 | 111 |  | 0.9 | 5700 | 70
P00000NCO | Cree Inc. | Cree THE EDGE Flood Square Luminaire | FLD-EDG-70-XX-10-D-UL-XX-350-57K-XXXX | Outdoor Luminaires | High Output | Architectural Flood and Spot Luminaires | Standard | FALSE | [9 empty] | 41341 |  |  | NotYetVerified | XAL_Z10D*_H | 3 | 10030 | 90.3604 | 111 |  | 0.9 | 5700 | 70
P00000NA8 | Cree Inc. | Cree THE EDGE Flood Round Luminaire | FLD-EDR-SN-XX-06-D-UL-XX-700-40K-XXXX | Outdoor Luminaires | Mid Output | Architectural Flood and Spot Luminaires | Standard | FALSE | [9 empty] | 41341 |  |  | NotYetVerified | XAR_X06D*_D7 | 3 | 9624 | 70.2482 | 137 |  | 0.9 | 4000 | 70
P00000N7E | Cree Inc. | Cree THE EDGE Flood Square Luminaire | FLD-EDG-SN-XX-06-D-UL-XX-700-40K-XXXX | Outdoor Luminaires | Mid Output | Architectural Flood and Spot Luminaires | Standard | FALSE | [9 empty] | 41341 |  |  | NotYetVerified | XAL_X06D*_D7 | 3 | 9624 | 70.2482 | 137 |  | 0.9 | 4000 | 70
P00000NA6 | Cree Inc. | Cree THE EDGE Flood Round Luminaire | FLD-EDR-70-XX-06-D-UL-XX-700-40K-XXXX | Outdoor Luminaires | Mid Output | Architectural Flood and Spot Luminaires | Standard | FALSE | [9 empty] | 41341 |  |  | NotYetVerified | XAR_Z06D*_D7 | 3 | 9508 | 69.4015 | 137 |  | 0.9 | 4000 | 70
P00000N7C | Cree Inc. | Cree THE EDGE Flood Square Luminaire | FLD-EDG-70-XX-06-D-UL-XX-700-40K-XXXX | Outdoor Luminaires | Mid Output | Architectural Flood and Spot Luminaires | Standard | FALSE | [9 empty] | 41341 |  |  | NotYetVerified | XAL_Z06D*_D7 | 3 | 9508 | 69.4015 | 137 |  | 0.9 | 4000 | 70
P00000NAQ | Cree Inc. | Cree THE EDGE Flood Round Luminaire | FLD-EDR-SN-XX-10-D-UL-XX-350-40K-XXXX | Outdoor Luminaires | Mid Output | Architectural Flood and Spot Luminaires | Standard | FALSE | [9 empty] | 41341 |  |  | NotYetVerified | XAR_X10D*_H7 | 3 | 9357 | 84.2973 | 111 |  | 0.9 | 4000 | 70
P00000N7W | Cree Inc. | Cree THE EDGE Flood Square Luminaire | FLD-EDG-SN-XX-10-D-UL-XX-350-40K-XXXX | Outdoor Luminaires | Mid Output | Architectural Flood and Spot Luminaires | Standard | FALSE | [9 empty] | 41341 |  |  | NotYetVerified | XAL_X10D*_H7 | 3 | 9357 | 84.2973 | 111 |  | 0.9 | 4000 | 70
P00000NAO | Cree Inc. | Cree THE EDGE Flood Round Luminaire | FLD-EDR-70-XX-10-D-UL-XX-350-40K-XXXX | Outdoor Luminaires | Mid Output | Architectural Flood and Spot Luminaires | Standard | FALSE | [9 empty] | 41341 |  |  | NotYetVerified | XAR_Z10D*_H7 | 3 | 9244 | 83.2793 | 111 |  | 0.9 | 4000 | 70
P00000N7U | Cree Inc. | Cree THE EDGE Flood Square Luminaire | FLD-EDG-70-XX-10-D-UL-XX-350-40K-XXXX | Outdoor Luminaires | Mid Output | Architectural Flood and Spot Luminaires | Standard | FALSE | [9 empty] | 41341 |  |  | NotYetVerified | XAL_Z10D*_H7 | 3 | 9244 | 83.2793 | 111 |  | 0.9 | 4000 | 70
P00000NA1 | Cree Inc. | Cree THE EDGE Flood Round Luminaire | FLD-EDR-N6-XX-06-D-UL-XX-525-40K-XXXX | Outdoor Luminaires | Mid Output | Architectural Flood and Spot Luminaires | Standard | FALSE | [9 empty] | 41341 |  |  | NotYetVerified | XAR_A06D*_C7 | 3 | 8734 | 85.6274 | 102 |  | 0.9 | 4000 | 70
P00000N9Y | Cree Inc. | Cree THE EDGE Flood Round Luminaire | FLD-EDR-25-XX-06-D-UL-XX-525-40K-XXXX | Outdoor Luminaires | Mid Output | Architectural Flood and Spot Luminaires | Standard | FALSE | [9 empty] | 41341 |  |  | NotYetVerified | XAR_C06D*_C7 | 3 | 8734 | 85.6274 | 102 |  | 0.9 | 4000 | 70
P00000N9X | Cree Inc. | Cree THE EDGE Flood Round Luminaire | FLD-EDR-15-XX-06-D-UL-XX-525-40K-XXXX | Outdoor Luminaires | Mid Output | Architectural Flood and Spot Luminaires | Standard | FALSE | [9 empty] | 41341 |  |  | NotYetVerified | XAR_B06D*_C7 | 3 | 8734 | 85.6274 | 102 |  | 0.9 | 4000 | 70
P00000N77 | Cree Inc. | Cree THE EDGE Flood Square Luminaire | FLD-EDG-N6-XX-06-D-UL-XX-525-40K-XXXX | Outdoor Luminaires | Mid Output | Architectural Flood and Spot Luminaires | Standard | FALSE | [9 empty] | 41341 |  |  | NotYetVerified | XAL_A06D*_C7 | 3 | 8734 | 85.6274 | 102 |  | 0.9 | 4000 | 70
P00000N74 | Cree Inc. | Cree THE EDGE Flood Square Luminaire | FLD-EDG-25-XX-06-D-UL-XX-525-40K-XXXX | Outdoor Luminaires | Mid Output | Architectural Flood and Spot Luminaires | Standard | FALSE | [9 empty] | 41341 |  |  | NotYetVerified | XAL_C06D*_C7 | 3 | 8734 | 85.6274 | 102 |  | 0.9 | 4000 | 70
P00000N73 | Cree Inc. | Cree THE EDGE Flood Square Luminaire | FLD-EDG-15-XX-06-D-UL-XX-525-40K-XXXX | Outdoor Luminaires | Mid Output | Architectural Flood and Spot Luminaires | Standard | FALSE | [9 empty] | 41341 |  |  | NotYetVerified | XAL_B06D*_C7 | 3 | 8734 | 85.6274 | 102 |  | 0.9 | 4000 | 70
P00000N9Z | Cree Inc. | Cree THE EDGE Flood Round Luminaire | FLD-EDR-40-XX-06-D-UL-XX-525-40K-XXXX | Outdoor Luminaires | Mid Output | Architectural Flood and Spot Luminaires | Standard | FALSE | [9 empty] | 41341 |  |  | NotYetVerified | XAR_D06D*_C7 | 3 | 8544 | 83.7647 | 102 |  | 0.9 | 4000 | 70
P00000N75 | Cree Inc. | Cree THE EDGE Flood Square Luminaire | FLD-EDG-40-XX-06-D-UL-XX-525-40K-XXXX | Outdoor Luminaires | Mid Output | Architectural Flood and Spot Luminaires | Standard | FALSE | [9 empty] | 41341 |  |  | NotYetVerified | XAL_D06D*_C7 | 3 | 8544 | 83.7647 | 102 |  | 0.9 | 4000 | 70
P00000NAD | Cree Inc. | Cree THE EDGE Flood Round Luminaire | FLD-EDR-N6-XX-08-D-UL-XX-350-40K-XXXX | Outdoor Luminaires | Mid Output | Architectural Flood and Spot Luminaires | Standard | FALSE | [9 empty] | 41341 |  |  | NotYetVerified | XAR_A08D*_H7 | 3 | 8318 | 92.4222 | 90 |  | 0.9 | 4000 | 70
P00000NAA | Cree Inc. | Cree THE EDGE Flood Round Luminaire | FLD-EDR-25-XX-08-D-UL-XX-350-40K-XXXX | Outdoor Luminaires | Mid Output | Architectural Flood and Spot Luminaires | Standard | FALSE | [9 empty] | 41341 |  |  | NotYetVerified | XAR_C08D*_H7 | 3 | 8318 | 92.4222 | 90 |  | 0.9 | 4000 | 70
P00000NA9 | Cree Inc. | Cree THE EDGE Flood Round Luminaire | FLD-EDR-15-XX-08-D-UL-XX-350-40K-XXXX | Outdoor Luminaires | Mid Output | Architectural Flood and Spot Luminaires | Standard | FALSE | [9 empty] | 41341 |  |  | NotYetVerified | XAR_B08D*_H7 | 3 | 8318 | 92.4222 | 90 |  | 0.9 | 4000 | 70
P00000N7J | Cree Inc. | Cree THE EDGE Flood Square Luminaire | FLD-EDG-N6-XX-08-D-UL-XX-350-40K-XXXX | Outdoor Luminaires | Mid Output | Architectural Flood and Spot Luminaires | Standard | FALSE | [9 empty] | 41341 |  |  | NotYetVerified | XAL_A08D*_H7 | 3 | 8318 | 92.4222 | 90 |  | 0.9 | 4000 | 70
P00000N7G | Cree Inc. | Cree THE EDGE Flood Square Luminaire | FLD-EDG-25-XX-08-D-UL-XX-350-40K-XXXX | Outdoor Luminaires | Mid Output | Architectural Flood and Spot Luminaires | Standard | FALSE | [9 empty] | 41341 |  |  | NotYetVerified | XAL_C08D*_H7 | 3 | 8318 | 92.4222 | 90 |  | 0.9 | 4000 | 70
P00000N7F | Cree Inc. | Cree THE EDGE Flood Square Luminaire | FLD-EDG-15-XX-08-D-UL-XX-350-40K-XXXX | Outdoor Luminaires | Mid Output | Architectural Flood and Spot Luminaires | Standard | FALSE | [9 empty] | 41341 |  |  | NotYetVerified | XAL_B08D*_H7 | 3 | 8318 | 92.4222 | 90 |  | 0.9 | 4000 | 70
P00000NAB | Cree Inc. | Cree THE EDGE Flood Round Luminaire | FLD-EDR-40-XX-08-D-UL-XX-350-40K-XXXX | Outdoor Luminaires | Mid Output | Architectural Flood and Spot Luminaires | Standard | FALSE | [9 empty] | 41341 |  |  | NotYetVerified | XAR_D08D*_H7 | 3 | 8137 | 90.4111 | 90 |  | 0.9 | 4000 | 70
P00000N7H | Cree Inc. | Cree THE EDGE Flood Square Luminaire | FLD-EDG-40-XX-08-D-UL-XX-350-40K-XXXX | Outdoor Luminaires | Mid Output | Architectural Flood and Spot Luminaires | Standard | FALSE | [9 empty] | 41341 |  |  | NotYetVerified | XAL_D08D*_H7 | 3 | 8137 | 90.4111 | 90 |  | 0.9 | 4000 | 70
P00000NA2 | Cree Inc. | Cree THE EDGE Flood Round Luminaire | FLD-EDR-SN-XX-06-D-UL-XX-525-40K-XXXX | Outdoor Luminaires | Mid Output | Architectural Flood and Spot Luminaires | Standard | FALSE | [9 empty] | 41341 |  |  | NotYetVerified | XAR_X06D*_C7 | 3 | 7880 | 77.2549 | 102 |  | 0.9 | 4000 | 70
P00000N78 | Cree Inc. | Cree THE EDGE Flood Square Luminaire | FLD-EDG-SN-XX-06-D-UL-XX-525-40K-XXXX | Outdoor Luminaires | Mid Output | Architectural Flood and Spot Luminaires | Standard | FALSE | [9 empty] | 41341 |  |  | NotYetVerified | XAL_X06D*_C7 | 3 | 7880 | 77.2549 | 102 |  | 0.9 | 4000 | 70
P00000NA0 | Cree Inc. | Cree THE EDGE Flood Round Luminaire | FLD-EDR-70-XX-06-D-UL-XX-525-40K-XXXX | Outdoor Luminaires | Mid Output | Architectural Flood and Spot Luminaires | Standard | FALSE | [9 empty] | 41341 |  |  | NotYetVerified | XAR_Z06D*_C7 | 3 | 7785 | 76.3235 | 102 |  | 0.9 | 4000 | 70
P00000N76 | Cree Inc. | Cree THE EDGE Flood Square Luminaire | FLD-EDG-70-XX-06-D-UL-XX-525-40K-XXXX | Outdoor Luminaires | Mid Output | Architectural Flood and Spot Luminaires | Standard | FALSE | [9 empty] | 41341 |  |  | NotYetVerified | XAL_Z06D*_C7 | 3 | 7785 | 76.3235 | 102 |  | 0.9 | 4000 | 70
P00000NAE | Cree Inc. | Cree THE EDGE Flood Round Luminaire | FLD-EDR-SN-XX-08-D-UL-XX-350-40K-XXXX | Outdoor Luminaires | Mid Output | Architectural Flood and Spot Luminaires | Standard | FALSE | [9 empty] | 41341 |  |  | NotYetVerified | XAR_X08D*_H7 | 3 | 7504 | 83.3778 | 90 |  | 0.9 | 4000 | 70
P00000N7K | Cree Inc. | Cree THE EDGE Flood Square Luminaire | FLD-EDG-SN-XX-08-D-UL-XX-350-40K-XXXX | Outdoor Luminaires | Mid Output | Architectural Flood and Spot Luminaires | Standard | FALSE | [9 empty] | 41341 |  |  | NotYetVerified | XAL_X08D*_H7 | 3 | 7504 | 83.3778 | 90 |  | 0.9 | 4000 | 70
P00000NAC | Cree Inc. | Cree THE EDGE Flood Round Luminaire | FLD-EDR-70-XX-08-D-UL-XX-350-40K-XXXX | Outdoor Luminaires | Mid Output | Architectural Flood and Spot Luminaires | Standard | FALSE | [9 empty] | 41341 |  |  | NotYetVerified | XAR_Z08D*_H7 | 3 | 7414 | 82.3778 | 90 |  | 0.9 | 4000 | 70
P00000N7I | Cree Inc. | Cree THE EDGE Flood Square Luminaire | FLD-EDG-70-XX-08-D-UL-XX-350-40K-XXXX | Outdoor Luminaires | Mid Output | Architectural Flood and Spot Luminaires | Standard | FALSE | [9 empty] | 41341 |  |  | NotYetVerified | XAL_Z08D*_H7 | 3 | 7414 | 82.3778 | 90 |  | 0.9 | 4000 | 70
P00000N9P | Cree Inc. | Cree THE EDGE Flood Round Luminaire | FLD-EDR-N6-XX-04-D-UL-XX-700-40K-XXXX | Outdoor Luminaires | Mid Output | Architectural Flood and Spot Luminaires | Standard | FALSE | [9 empty] | 41341 |  |  | NotYetVerified | XAR_A04D*_D7 | 3 | 7205 | 77.4731 | 93 |  | 0.9 | 4000 | 70
P00000N9M | Cree Inc. | Cree THE EDGE Flood Round Luminaire | FLD-EDR-25-XX-04-D-UL-XX-700-40K-XXXX | Outdoor Luminaires | Mid Output | Architectural Flood and Spot Luminaires | Standard | FALSE | [9 empty] | 41341 |  |  | NotYetVerified | XAR_C04D*_D7 | 3 | 7205 | 77.4731 | 93 |  | 0.9 | 4000 | 70
P00000N9L | Cree Inc. | Cree THE EDGE Flood Round Luminaire | FLD-EDR-15-XX-04-D-UL-XX-700-40K-XXXX | Outdoor Luminaires | Mid Output | Architectural Flood and Spot Luminaires | Standard | FALSE | [9 empty] | 41341 |  |  | NotYetVerified | XAR_B04D*_D7 | 3 | 7205 | 77.4731 | 93 |  | 0.9 | 4000 | 70
P00000N6W | Cree Inc. | Cree THE EDGE Flood Square Luminaire | FLD-EDG-N6-XX-04-D-UL-XX-700-40K-XXXX | Outdoor Luminaires | Mid Output | Architectural Flood and Spot Luminaires | Standard | FALSE | [9 empty] | 41341 |  |  | NotYetVerified | XAL_A04D*_D7 | 3 | 7205 | 77.4731 | 93 |  | 0.9 | 4000 | 70
P00000N6T | Cree Inc. | Cree THE EDGE Flood Square Luminaire | FLD-EDG-25-XX-04-D-UL-XX-700-40K-XXXX | Outdoor Luminaires | Mid Output | Architectural Flood and Spot Luminaires | Standard | FALSE | [9 empty] | 41341 |  |  | NotYetVerified | XAL_C04D*_D7 | 3 | 7205 | 77.4731 | 93 |  | 0.9 | 4000 | 70
P00000N6S | Cree Inc. | Cree THE EDGE Flood Square Luminaire | FLD-EDG-15-XX-04-D-UL-XX-700-40K-XXXX | Outdoor Luminaires | Mid Output | Architectural Flood and Spot Luminaires | Standard | FALSE | [9 empty] | 41341 |  |  | NotYetVerified | XAL_B04D*_D7 | 3 | 7205 | 77.4731 | 93 |  | 0.9 | 4000 | 70
P00000N9N | Cree Inc. | Cree THE EDGE Flood Round Luminaire | FLD-EDR-40-XX-04-D-UL-XX-700-40K-XXXX | Outdoor Luminaires | Mid Output | Architectural Flood and Spot Luminaires | Standard | FALSE | [9 empty] | 41341 |  |  | NotYetVerified | XAR_D04D*_D7 | 3 | 7048 | 75.7849 | 93 |  | 0.9 | 4000 | 70
P00000N6U | Cree Inc. | Cree THE EDGE Flood Square Luminaire | FLD-EDG-40-XX-04-D-UL-XX-700-40K-XXXX | Outdoor Luminaires | Mid Output | Architectural Flood and Spot Luminaires | Standard | FALSE | [9 empty] | 41341 |  |  | NotYetVerified | XAL_D04D*_D7 | 3 | 7048 | 75.7849 | 93 |  | 0.9 | 4000 | 70
P00000N9Q | Cree Inc. | Cree THE EDGE Flood Round Luminaire | FLD-EDR-SN-XX-04-D-UL-XX-700-40K-XXXX | Outdoor Luminaires | Mid Output | Architectural Flood and Spot Luminaires | Standard | FALSE | [9 empty] | 41341 |  |  | NotYetVerified | XAR_X04D*_D7 | 3 | 6500 | 69.8925 | 93 |  | 0.9 | 4000 | 70
P00000N9O | Cree Inc. | Cree THE EDGE Flood Round Luminaire | FLD-EDR-70-XX-04-D-UL-XX-700-40K-XXXX | Outdoor Luminaires | Mid Output | Architectural Flood and Spot Luminaires | Standard | FALSE | [9 empty] | 41341 |  |  | NotYetVerified | XAR_Z04D*_D7 | 3 | 6422 | 69.0538 | 93 |  | 0.9 | 4000 | 70
P00000N6V | Cree Inc. | Cree THE EDGE Flood Square Luminaire | FLD-EDG-70-XX-04-D-UL-XX-700-40K-XXXX | Outdoor Luminaires | Mid Output | Architectural Flood and Spot Luminaires | Standard | FALSE | [9 empty] | 41341 |  |  | NotYetVerified | XAL_Z04D*_D7 | 3 | 6422 | 69.0538 | 93 |  | 0.9 | 4000 | 70
P00000N9V | Cree Inc. | Cree THE EDGE Flood Round Luminaire | FLD-EDR-N6-XX-06-D-UL-XX-350-40K-XXXX | Outdoor Luminaires | Mid Output | Architectural Flood and Spot Luminaires | Standard | FALSE | [9 empty] | 41341 |  |  | NotYetVerified | XAR_A06D*_H7 | 3 | 6239 | 91.75 | 68 |  | 0.9 | 4000 | 70
P00000N9S | Cree Inc. | Cree THE EDGE Flood Round Luminaire | FLD-EDR-25-XX-06-D-UL-XX-350-40K-XXXX | Outdoor Luminaires | Mid Output | Architectural Flood and Spot Luminaires | Standard | FALSE | [9 empty] | 41341 |  |  | NotYetVerified | XAR_C06D*_H7 | 3 | 6239 | 91.75 | 68 |  | 0.9 | 4000 | 70
P00000N9R | Cree Inc. | Cree THE EDGE Flood Round Luminaire | FLD-EDR-15-XX-06-D-UL-XX-350-40K-XXXX | Outdoor Luminaires | Mid Output | Architectural Flood and Spot Luminaires | Standard | FALSE | [9 empty] | 41341 |  |  | NotYetVerified | XAR_B06D*_H7 | 3 | 6239 | 91.75 | 68 |  | 0.9 | 4000 | 70
P00000N71 | Cree Inc. | Cree THE EDGE Flood Square Luminaire | FLD-EDG-N6-XX-06-D-UL-XX-350-40K-XXXX | Outdoor Luminaires | Mid Output | Architectural Flood and Spot Luminaires | Standard | FALSE | [9 empty] | 41341 |  |  | NotYetVerified | XAL_A06D*_H7 | 3 | 6239 | 91.75 | 68 |  | 0.9 | 4000 | 70
P00000N6Y | Cree Inc. | Cree THE EDGE Flood Square Luminaire | FLD-EDG-25-XX-06-D-UL-XX-350-40K-XXXX | Outdoor Luminaires | Mid Output | Architectural Flood and Spot Luminaires | Standard | FALSE | [9 empty] | 41341 |  |  | NotYetVerified | XAL_C06D*_H7 | 3 | 6239 | 91.75 | 68 |  | 0.9 | 4000 | 70
P00000N6X | Cree Inc. | Cree THE EDGE Flood Square Luminaire | FLD-EDG-15-XX-06-D-UL-XX-350-40K-XXXX | Outdoor Luminaires | Mid Output | Architectural Flood and Spot Luminaires | Standard | FALSE | [9 empty] | 41341 |  |  | NotYetVerified | XAL_B06D*_H7 | 3 | 6239 | 91.75 | 68 |  | 0.9 | 4000 | 70
P00000N9T | Cree Inc. | Cree THE EDGE Flood Round Luminaire | FLD-EDR-40-XX-06-D-UL-XX-350-40K-XXXX | Outdoor Luminaires | Mid Output | Architectural Flood and Spot Luminaires | Standard | FALSE | [9 empty] | 41341 |  |  | NotYetVerified | XAR_D06D*_H7 | 3 | 6103 | 89.75 | 68 |  | 0.9 | 4000 | 70
P00000N6Z | Cree Inc. | Cree THE EDGE Flood Square Luminaire | FLD-EDG-40-XX-06-D-UL-XX-350-40K-XXXX | Outdoor Luminaires | Mid Output | Architectural Flood and Spot Luminaires | Standard | FALSE | [9 empty] | 41341 |  |  | NotYetVerified | XAL_D06D*_H7 | 3 | 6103 | 89.75 | 68 |  | 0.9 | 4000 | 70
P00000N9J | Cree Inc. | Cree THE EDGE Flood Round Luminaire | FLD-EDR-N6-XX-04-D-UL-XX-525-40K-XXXX | Outdoor Luminaires | Mid Output | Architectural Flood and Spot Luminaires | Standard | FALSE | [9 empty] | 41341 |  |  | NotYetVerified | XAR_A04D*_C7 | 3 | 5899 | 84.2714 | 70 |  | 0.9 | 4000 | 70
P00000N9F | Cree Inc. | Cree THE EDGE Flood Round Luminaire | FLD-EDR-15-XX-04-D-UL-XX-525-40K-XXXX | Outdoor Luminaires | Mid Output | Architectural Flood and Spot Luminaires | Standard | FALSE | [9 empty] | 41341 |  |  | NotYetVerified | XAR_B04D*_C7 | 3 | 5899 | 84.2714 | 70 |  | 0.9 | 4000 | 70
P00000N6Q | Cree Inc. | Cree THE EDGE Flood Square Luminaire | FLD-EDG-N6-XX-04-D-UL-XX-525-40K-XXXX | Outdoor Luminaires | Mid Output | Architectural Flood and Spot Luminaires | Standard | FALSE | [9 empty] | 41341 |  |  | NotYetVerified | XAL_A04D*_C7 | 3 | 5899 | 84.2714 | 70 |  | 0.9 | 4000 | 70
P00000N6M | Cree Inc. | Cree THE EDGE Flood Square Luminaire | FLD-EDG-15-XX-04-D-UL-XX-525-40K-XXXX | Outdoor Luminaires | Mid Output | Architectural Flood and Spot Luminaires | Standard | FALSE | [9 empty] | 41341 |  |  | NotYetVerified | XAL_B04D*_C7 | 3 | 5899 | 84.2714 | 70 |  | 0.9 | 4000 | 70
P00000N9H | Cree Inc. | Cree THE EDGE Flood Round Luminaire | FLD-EDR-40-XX-04-D-UL-XX-525-40K-XXXX | Outdoor Luminaires | Mid Output | Architectural Flood and Spot Luminaires | Standard | FALSE | [9 empty] | 41341 |  |  | NotYetVerified | XAR_D04D*_C7 | 3 | 5771 | 82.4429 | 70 |  | 0.9 | 4000 | 70
P00000N6O | Cree Inc. | Cree THE EDGE Flood Square Luminaire | FLD-EDG-40-XX-04-D-UL-XX-525-40K-XXXX | Outdoor Luminaires | Mid Output | Architectural Flood and Spot Luminaires | Standard | FALSE | [9 empty] | 41341 |  |  | NotYetVerified | XAL_D04D*_C7 | 3 | 5771 | 82.4429 | 70 |  | 0.9 | 4000 | 70
P00000N9W | Cree Inc. | Cree THE EDGE Flood Round Luminaire | FLD-EDR-SN-XX-06-D-UL-XX-350-40K-XXXX | Outdoor Luminaires | Mid Output | Architectural Flood and Spot Luminaires | Standard | FALSE | [9 empty] | 41341 |  |  | NotYetVerified | XAR_X06D*_H7 | 3 | 5628 | 82.7647 | 68 |  | 0.9 | 4000 | 70
P00000N72 | Cree Inc. | Cree THE EDGE Flood Square Luminaire | FLD-EDG-SN-XX-06-D-UL-XX-350-40K-XXXX | Outdoor Luminaires | Mid Output | Architectural Flood and Spot Luminaires | Standard | FALSE | [9 empty] | 41341 |  |  | NotYetVerified | XAL_X06D*_H7 | 3 | 5628 | 82.7647 | 68 |  | 0.9 | 4000 | 70
P00000N9U | Cree Inc. | Cree THE EDGE Flood Round Luminaire | FLD-EDR-70-XX-06-D-UL-XX-350-40K-XXXX | Outdoor Luminaires | Mid Output | Architectural Flood and Spot Luminaires | Standard | FALSE | [9 empty] | 41341 |  |  | NotYetVerified | XAR_Z06D*_H7 | 3 | 5561 | 81.7794 | 68 |  | 0.9 | 4000 | 70
P00000N70 | Cree Inc. | Cree THE EDGE Flood Square Luminaire | FLD-EDG-70-XX-06-D-UL-XX-350-40K-XXXX | Outdoor Luminaires | Mid Output | Architectural Flood and Spot Luminaires | Standard | FALSE | [9 empty] | 41341 |  |  | NotYetVerified | XAL_Z06D*_H7 | 3 | 5561 | 81.7794 | 68 |  | 0.9 | 4000 | 70
P00000N9K | Cree Inc. | Cree THE EDGE Flood Round Luminaire | FLD-EDR-SN-XX-04-D-UL-XX-525-40K-XXXX | Outdoor Luminaires | Mid Output | Architectural Flood and Spot Luminaires | Standard | FALSE | [9 empty] | 41341 |  |  | NotYetVerified | XAR_X04D*_C7 | 3 | 5322 | 76.0286 | 70 |  | 0.9 | 4000 | 70
P00000N6R | Cree Inc. | Cree THE EDGE Flood Square Luminaire | FLD-EDG-SN-XX-04-D-UL-XX-525-40K-XXXX | Outdoor Luminaires | Mid Output | Architectural Flood and Spot Luminaires | Standard | FALSE | [9 empty] | 41341 |  |  | NotYetVerified | XAL_X04D*_C7 | 3 | 5322 | 76.0286 | 70 |  | 0.9 | 4000 | 70
P00000N9I | Cree Inc. | Cree THE EDGE Flood Round Luminaire | FLD-EDR-70-XX-04-D-UL-XX-525-40K-XXXX | Outdoor Luminaires | Mid Output | Architectural Flood and Spot Luminaires | Standard | FALSE | [9 empty] | 41341 |  |  | NotYetVerified | XAR_Z04D*_C7 | 3 | 5258 | 75.1143 | 70 |  | 0.9 | 4000 | 70
P00000N6P | Cree Inc. | Cree THE EDGE Flood Square Luminaire | FLD-EDG-70-XX-04-D-UL-XX-525-40K-XXXX | Outdoor Luminaires | Mid Output | Architectural Flood and Spot Luminaires | Standard | FALSE | [9 empty] | 41341 |  |  | NotYetVerified | XAL_Z04D*_C7 | 3 | 5258 | 75.1143 | 70 |  | 0.9 | 4000 | 70
P00000N6L | Cree Inc. | Cree THE EDGE Flood Square Luminaire | FLD-EDG-N6-XX-02-D-UL-XX-700-40K-XXXX | Outdoor Luminaires | Low Output | Architectural Flood and Spot Luminaires | Standard | FALSE | [9 empty] | 41341 |  |  | NotYetVerified | XAL_A02D*_D7 | 3 | 3602 | 72.04 | 50 |  | 0.9 | 4000 | 70
P00000N6I | Cree Inc. | Cree THE EDGE Flood Square Luminaire | FLD-EDG-25-XX-02-D-UL-XX-700-40K-XXXX | Outdoor Luminaires | Low Output | Architectural Flood and Spot Luminaires | Standard | FALSE | [9 empty] | 41341 |  |  | NotYetVerified | XAL_C02D*_D7 | 3 | 3602 | 72.04 | 50 |  | 0.9 | 4000 | 70
P00000N6H | Cree Inc. | Cree THE EDGE Flood Square Luminaire | FLD-EDG-15-XX-02-D-UL-XX-700-40K-XXXX | Outdoor Luminaires | Low Output | Architectural Flood and Spot Luminaires | Standard | FALSE | [9 empty] | 41341 |  |  | NotYetVerified | XAL_B02D*_D7 | 3 | 3602 | 72.04 | 50 |  | 0.9 | 4000 | 70
P00000N6J | Cree Inc. | Cree THE EDGE Flood Square Luminaire | FLD-EDG-40-XX-02-D-UL-XX-700-40K-XXXX | Outdoor Luminaires | Low Output | Architectural Flood and Spot Luminaires | Standard | FALSE | [9 empty] | 41341 |  |  | NotYetVerified | XAL_D02D*_D7 | 3 | 3524 | 70.48 | 50 |  | 0.9 | 4000 | 70
P00000N6K | Cree Inc. | Cree THE EDGE Flood Square Luminaire | FLD-EDG-70-XX-02-D-UL-XX-700-40K-XXXX | Outdoor Luminaires | Low Output | Architectural Flood and Spot Luminaires | Standard | FALSE | [9 empty] | 41341 |  |  | NotYetVerified | XAL_Z02D*_D7 | 3 | 3211 | 64.22 | 50 |  | 0.9 | 4000 | 70
P00000N9D | Cree Inc. | Cree THE EDGE Flood Square Luminaire | FLD-EDG-N6-XX-24-D-UL-XX-350-40K-XXXX | Outdoor Luminaires | High Output | Architectural Flood and Spot Luminaires | Standard | FALSE | [9 empty] | 41341 |  |  | NotYetVerified | XAL_A24D*_H7 | 3 | 24779 | 93.8598 | 264 |  | 0.9 | 4000 | 70
P00000N9A | Cree Inc. | Cree THE EDGE Flood Square Luminaire | FLD-EDG-25-XX-24-D-UL-XX-350-40K-XXXX | Outdoor Luminaires | High Output | Architectural Flood and Spot Luminaires | Standard | FALSE | [9 empty] | 41341 |  |  | NotYetVerified | XAL_C24D*_H7 | 3 | 24779 | 93.8598 | 264 |  | 0.9 | 4000 | 70
P00000N99 | Cree Inc. | Cree THE EDGE Flood Square Luminaire | FLD-EDG-15-XX-24-D-UL-XX-350-40K-XXXX | Outdoor Luminaires | High Output | Architectural Flood and Spot Luminaires | Standard | FALSE | [9 empty] | 41341 |  |  | NotYetVerified | XAL_B24D*_H7 | 3 | 24779 | 93.8598 | 264 |  | 0.9 | 4000 | 70
P00000N9B | Cree Inc. | Cree THE EDGE Flood Square Luminaire | FLD-EDG-40-XX-24-D-UL-XX-350-40K-XXXX | Outdoor Luminaires | High Output | Architectural Flood and Spot Luminaires | Standard | FALSE | [9 empty] | 41341 |  |  | NotYetVerified | XAL_D24D*_H7 | 3 | 24240 | 91.8182 | 264 |  | 0.9 | 4000 | 70
P00000N91 | Cree Inc. | Cree THE EDGE Flood Square Luminaire | FLD-EDG-N6-XX-16-D-UL-XX-525-40K-XXXX | Outdoor Luminaires | High Output | Architectural Flood and Spot Luminaires | Standard | FALSE | [9 empty] | 41341 |  |  | NotYetVerified | XAL_A16D*_C7 | 3 | 23127 | 87.2717 | 265 |  | 0.9 | 4000 | 70
P00000N8Y | Cree Inc. | Cree THE EDGE Flood Square Luminaire | FLD-EDG-25-XX-16-D-UL-XX-525-40K-XXXX | Outdoor Luminaires | High Output | Architectural Flood and Spot Luminaires | Standard | FALSE | [9 empty] | 41341 |  |  | NotYetVerified | XAL_C16D*_C7 | 3 | 23127 | 87.2717 | 265 |  | 0.9 | 4000 | 70
P00000N8X | Cree Inc. | Cree THE EDGE Flood Square Luminaire | FLD-EDG-15-XX-16-D-UL-XX-525-40K-XXXX | Outdoor Luminaires | High Output | Architectural Flood and Spot Luminaires | Standard | FALSE | [9 empty] | 41341 |  |  | NotYetVerified | XAL_B16D*_C7 | 3 | 23127 | 87.2717 | 265 |  | 0.9 | 4000 | 70
P00000N8Z | Cree Inc. | Cree THE EDGE Flood Square Luminaire | FLD-EDG-40-XX-16-D-UL-XX-525-40K-XXXX | Outdoor Luminaires | High Output | Architectural Flood and Spot Luminaires | Standard | FALSE | [9 empty] | 41341 |  |  | NotYetVerified | XAL_D16D*_C7 | 3 | 22624 | 85.3736 | 265 |  | 0.9 | 4000 | 70
P00000N9E | Cree Inc. | Cree THE EDGE Flood Square Luminaire | FLD-EDG-SN-XX-24-D-UL-XX-350-40K-XXXX | Outdoor Luminaires | High Output | Architectural Flood and Spot Luminaires | Standard | FALSE | [9 empty] | 41341 |  |  | NotYetVerified | XAL_X24D*_H7 | 3 | 22355 | 84.678 | 264 |  | 0.9 | 4000 | 70
P00000N9C | Cree Inc. | Cree THE EDGE Flood Square Luminaire | FLD-EDG-70-XX-24-D-UL-XX-350-40K-XXXX | Outdoor Luminaires | High Output | Architectural Flood and Spot Luminaires | Standard | FALSE | [9 empty] | 41341 |  |  | NotYetVerified | XAL_Z24D*_H7 | 3 | 22086 | 83.6591 | 264 |  | 0.9 | 4000 | 70
P00000N92 | Cree Inc. | Cree THE EDGE Flood Square Luminaire | FLD-EDG-SN-XX-16-D-UL-XX-525-40K-XXXX | Outdoor Luminaires | High Output | Architectural Flood and Spot Luminaires | Standard | FALSE | [9 empty] | 41341 |  |  | NotYetVerified | XAL_X16D*_C7 | 3 | 20856 | 78.7019 | 265 |  | 0.9 | 4000 | 70
P00000N97 | Cree Inc. | Cree THE EDGE Flood Square Luminaire | FLD-EDG-N6-XX-20-D-UL-XX-350-40K-XXXX | Outdoor Luminaires | High Output | Architectural Flood and Spot Luminaires | Standard | FALSE | [9 empty] | 41341 |  |  | NotYetVerified | XAL_A20D*_H7 | 3 | 20649 | 93.4344 | 221 |  | 0.9 | 4000 | 70
P00000N94 | Cree Inc. | Cree THE EDGE Flood Square Luminaire | FLD-EDG-25-XX-20-D-UL-XX-350-40K-XXXX | Outdoor Luminaires | High Output | Architectural Flood and Spot Luminaires | Standard | FALSE | [9 empty] | 41341 |  |  | NotYetVerified | XAL_C20D*_H7 | 3 | 20649 | 93.4344 | 221 |  | 0.9 | 4000 | 70
P00000N93 | Cree Inc. | Cree THE EDGE Flood Square Luminaire | FLD-EDG-15-XX-20-D-UL-XX-350-40K-XXXX | Outdoor Luminaires | High Output | Architectural Flood and Spot Luminaires | Standard | FALSE | [9 empty] | 41341 |  |  | NotYetVerified | XAL_B20D*_H7 | 3 | 20649 | 93.4344 | 221 |  | 0.9 | 4000 | 70
P00000N90 | Cree Inc. | Cree THE EDGE Flood Square Luminaire | FLD-EDG-70-XX-16-D-UL-XX-525-40K-XXXX | Outdoor Luminaires | High Output | Architectural Flood and Spot Luminaires | Standard | FALSE | [9 empty] | 41341 |  |  | NotYetVerified | XAL_Z16D*_C7 | 3 | 20613 | 77.7849 | 265 |  | 0.9 | 4000 | 70
P00000N8P | Cree Inc. | Cree THE EDGE Flood Square Luminaire | FLD-EDG-N6-XX-14-D-UL-XX-525-40K-XXXX | Outdoor Luminaires | High Output | Architectural Flood and Spot Luminaires | Standard | FALSE | [9 empty] | 41341 |  |  | NotYetVerified | XAL_A14D*_C7 | 3 | 20236 | 86.8498 | 233 |  | 0.9 | 4000 | 70
P00000N8M | Cree Inc. | Cree THE EDGE Flood Square Luminaire | FLD-EDG-25-XX-14-D-UL-XX-525-40K-XXXX | Outdoor Luminaires | High Output | Architectural Flood and Spot Luminaires | Standard | FALSE | [9 empty] | 41341 |  |  | NotYetVerified | XAL_C14D*_C7 | 3 | 20236 | 86.8498 | 233 |  | 0.9 | 4000 | 70
P00000N8L | Cree Inc. | Cree THE EDGE Flood Square Luminaire | FLD-EDG-15-XX-14-D-UL-XX-525-40K-XXXX | Outdoor Luminaires | High Output | Architectural Flood and Spot Luminaires | Standard | FALSE | [9 empty] | 41341 |  |  | NotYetVerified | XAL_B14D*_C7 | 3 | 20236 | 86.8498 | 233 |  | 0.9 | 4000 | 70
P00000N95 | Cree Inc. | Cree THE EDGE Flood Square Luminaire | FLD-EDG-40-XX-20-D-UL-XX-350-40K-XXXX | Outdoor Luminaires | High Output | Architectural Flood and Spot Luminaires | Standard | FALSE | [9 empty] | 41341 |  |  | NotYetVerified | XAL_D20D*_H7 | 3 | 20200 | 91.4027 | 221 |  | 0.9 | 4000 | 70
P00000N8N | Cree Inc. | Cree THE EDGE Flood Square Luminaire | FLD-EDG-40-XX-14-D-UL-XX-525-40K-XXXX | Outdoor Luminaires | High Output | Architectural Flood and Spot Luminaires | Standard | FALSE | [9 empty] | 41341 |  |  | NotYetVerified | XAL_D14D*_C7 | 3 | 19796 | 84.9614 | 233 |  | 0.9 | 4000 | 70
P00000N98 | Cree Inc. | Cree THE EDGE Flood Square Luminaire | FLD-EDG-SN-XX-20-D-UL-XX-350-40K-XXXX | Outdoor Luminaires | High Output | Architectural Flood and Spot Luminaires | Standard | FALSE | [9 empty] | 41341 |  |  | NotYetVerified | XAL_X20D*_H7 | 3 | 18629 | 84.2941 | 221 |  | 0.9 | 4000 | 70
P00000N96 | Cree Inc. | Cree THE EDGE Flood Square Luminaire | FLD-EDG-70-XX-20-D-UL-XX-350-40K-XXXX | Outdoor Luminaires | High Output | Architectural Flood and Spot Luminaires | Standard | FALSE | [9 empty] | 41341 |  |  | NotYetVerified | XAL_Z20D*_H7 | 3 | 18405 | 83.2805 | 221 |  | 0.9 | 4000 | 70
P00000N8Q | Cree Inc. | Cree THE EDGE Flood Square Luminaire | FLD-EDG-SN-XX-14-D-UL-XX-525-40K-XXXX | Outdoor Luminaires | High Output | Architectural Flood and Spot Luminaires | Standard | FALSE | [9 empty] | 41341 |  |  | NotYetVerified | XAL_X14D*_C7 | 3 | 18256 | 78.3519 | 233 |  | 0.9 | 4000 | 70
P00000N8O | Cree Inc. | Cree THE EDGE Flood Square Luminaire | FLD-EDG-70-XX-14-D-UL-XX-525-40K-XXXX | Outdoor Luminaires | High Output | Architectural Flood and Spot Luminaires | Standard | FALSE | [9 empty] | 41341 |  |  | NotYetVerified | XAL_Z14D*_C7 | 3 | 18037 | 77.412 | 233 |  | 0.9 | 4000 | 70
P00000NB7 | Cree Inc. | Cree THE EDGE Flood Round Luminaire | FLD-EDR-N6-XX-12-D-UL-XX-525-40K-XXXX | Outdoor Luminaires | High Output | Architectural Flood and Spot Luminaires | Standard | FALSE | [9 empty] | 41341 |  |  | NotYetVerified | XAR_A12D*_C7 | 3 | 17424 | 85.4118 | 204 |  | 0.9 | 4000 | 70
P00000NB4 | Cree Inc. | Cree THE EDGE Flood Round Luminaire | FLD-EDR-25-XX-12-D-UL-XX-525-40K-XXXX | Outdoor Luminaires | High Output | Architectural Flood and Spot Luminaires | Standard | FALSE | [9 empty] | 41341 |  |  | NotYetVerified | XAR_C12D*_C7 | 3 | 17424 | 85.4118 | 204 |  | 0.9 | 4000 | 70
P00000NB3 | Cree Inc. | Cree THE EDGE Flood Round Luminaire | FLD-EDR-15-XX-12-D-UL-XX-525-40K-XXXX | Outdoor Luminaires | High Output | Architectural Flood and Spot Luminaires | Standard | FALSE | [9 empty] | 41341 |  |  | NotYetVerified | XAR_B12D*_C7 | 3 | 17424 | 85.4118 | 204 |  | 0.9 | 4000 | 70
P00000N8D | Cree Inc. | Cree THE EDGE Flood Square Luminaire | FLD-EDG-N6-XX-12-D-UL-XX-525-40K-XXXX | Outdoor Luminaires | High Output | Architectural Flood and Spot Luminaires | Standard | FALSE | [9 empty] | 41341 |  |  | NotYetVerified | XAL_A12D*_C7 | 3 | 17424 | 85.4118 | 204 |  | 0.9 | 4000 | 70
P00000N8A | Cree Inc. | Cree THE EDGE Flood Square Luminaire | FLD-EDG-25-XX-12-D-UL-XX-525-40K-XXXX | Outdoor Luminaires | High Output | Architectural Flood and Spot Luminaires | Standard | FALSE | [9 empty] | 41341 |  |  | NotYetVerified | XAL_C12D*_C7 | 3 | 17424 | 85.4118 | 204 |  | 0.9 | 4000 | 70
P00000N89 | Cree Inc. | Cree THE EDGE Flood Square Luminaire | FLD-EDG-15-XX-12-D-UL-XX-525-40K-XXXX | Outdoor Luminaires | High Output | Architectural Flood and Spot Luminaires | Standard | FALSE | [9 empty] | 41341 |  |  | NotYetVerified | XAL_B12D*_C7 | 3 | 17424 | 85.4118 | 204 |  | 0.9 | 4000 | 70
P00000NB5 | Cree Inc. | Cree THE EDGE Flood Round Luminaire | FLD-EDR-40-XX-12-D-UL-XX-525-40K-XXXX | Outdoor Luminaires | High Output | Architectural Flood and Spot Luminaires | Standard | FALSE | [9 empty] | 41341 |  |  | NotYetVerified | XAR_D12D*_C7 | 3 | 17045 | 83.5539 | 204 |  | 0.9 | 4000 | 70
P00000N8B | Cree Inc. | Cree THE EDGE Flood Square Luminaire | FLD-EDG-40-XX-12-D-UL-XX-525-40K-XXXX | Outdoor Luminaires | High Output | Architectural Flood and Spot Luminaires | Standard | FALSE | [9 empty] | 41341 |  |  | NotYetVerified | XAL_D12D*_C7 | 3 | 17045 | 83.5539 | 204 |  | 0.9 | 4000 | 70
P00000N8V | Cree Inc. | Cree THE EDGE Flood Square Luminaire | FLD-EDG-N6-XX-16-D-UL-XX-350-40K-XXXX | Outdoor Luminaires | High Output | Architectural Flood and Spot Luminaires | Standard | FALSE | [9 empty] | 41341 |  |  | NotYetVerified | XAL_A16D*_H7 | 3 | 16519 | 92.2849 | 179 |  | 0.9 | 4000 | 70
P00000N8S | Cree Inc. | Cree THE EDGE Flood Square Luminaire | FLD-EDG-25-XX-16-D-UL-XX-350-40K-XXXX | Outdoor Luminaires | High Output | Architectural Flood and Spot Luminaires | Standard | FALSE | [9 empty] | 41341 |  |  | NotYetVerified | XAL_C16D*_H7 | 3 | 16519 | 92.2849 | 179 |  | 0.9 | 4000 | 70
P00000N8R | Cree Inc. | Cree THE EDGE Flood Square Luminaire | FLD-EDG-15-XX-16-D-UL-XX-350-40K-XXXX | Outdoor Luminaires | High Output | Architectural Flood and Spot Luminaires | Standard | FALSE | [9 empty] | 41341 |  |  | NotYetVerified | XAL_B16D*_H7 | 3 | 16519 | 92.2849 | 179 |  | 0.9 | 4000 | 70
P00000N8T | Cree Inc. | Cree THE EDGE Flood Square Luminaire | FLD-EDG-40-XX-16-D-UL-XX-350-40K-XXXX | Outdoor Luminaires | High Output | Architectural Flood and Spot Luminaires | Standard | FALSE | [9 empty] | 41341 |  |  | NotYetVerified | XAL_D16D*_H7 | 3 | 16160 | 90.2793 | 179 |  | 0.9 | 4000 | 70
P00000NB8 | Cree Inc. | Cree THE EDGE Flood Round Luminaire | FLD-EDR-SN-XX-12-D-UL-XX-525-40K-XXXX | Outdoor Luminaires | High Output | Architectural Flood and Spot Luminaires | Standard | FALSE | [9 empty] | 41341 |  |  | NotYetVerified | XAR_X12D*_C7 | 3 | 15720 | 77.0588 | 204 |  | 0.9 | 4000 | 70
P00000N8E | Cree Inc. | Cree THE EDGE Flood Square Luminaire | FLD-EDG-SN-XX-12-D-UL-XX-525-40K-XXXX | Outdoor Luminaires | High Output | Architectural Flood and Spot Luminaires | Standard | FALSE | [9 empty] | 41341 |  |  | NotYetVerified | XAL_X12D*_C7 | 3 | 15720 | 77.0588 | 204 |  | 0.9 | 4000 | 70
P00000NB6 | Cree Inc. | Cree THE EDGE Flood Round Luminaire | FLD-EDR-70-XX-12-D-UL-XX-525-40K-XXXX | Outdoor Luminaires | High Output | Architectural Flood and Spot Luminaires | Standard | FALSE | [9 empty] | 41341 |  |  | NotYetVerified | XAR_Z12D*_C7 | 3 | 15530 | 76.1274 | 204 |  | 0.9 | 4000 | 70
P00000N8C | Cree Inc. | Cree THE EDGE Flood Square Luminaire | FLD-EDG-70-XX-12-D-UL-XX-525-40K-XXXX | Outdoor Luminaires | High Output | Architectural Flood and Spot Luminaires | Standard | FALSE | [9 empty] | 41341 |  |  | NotYetVerified | XAL_Z12D*_C7 | 3 | 15530 | 76.1274 | 204 |  | 0.9 | 4000 | 70
P00000N8W | Cree Inc. | Cree THE EDGE Flood Square Luminaire | FLD-EDG-SN-XX-16-D-UL-XX-350-40K-XXXX | Outdoor Luminaires | High Output | Architectural Flood and Spot Luminaires | Standard | FALSE | [9 empty] | 41341 |  |  | NotYetVerified | XAL_X16D*_H7 | 3 | 14903 | 83.257 | 179 |  | 0.9 | 4000 | 70
P00000N8U | Cree Inc. | Cree THE EDGE Flood Square Luminaire | FLD-EDG-70-XX-16-D-UL-XX-350-40K-XXXX | Outdoor Luminaires | High Output | Architectural Flood and Spot Luminaires | Standard | FALSE | [9 empty] | 41341 |  |  | NotYetVerified | XAL_Z16D*_H7 | 3 | 14724 | 82.257 | 179 |  | 0.9 | 4000 | 70
P00000NAV | Cree Inc. | Cree THE EDGE Flood Round Luminaire | FLD-EDR-N6-XX-10-D-UL-XX-525-40K-XXXX | Outdoor Luminaires | High Output | Architectural Flood and Spot Luminaires | Standard | FALSE | [9 empty] | 41341 |  |  | NotYetVerified | XAR_A10D*_C7 | 3 | 14520 | 84.4186 | 172 |  | 0.9 | 4000 | 70
P00000NAS | Cree Inc. | Cree THE EDGE Flood Round Luminaire | FLD-EDR-25-XX-10-D-UL-XX-525-40K-XXXX | Outdoor Luminaires | High Output | Architectural Flood and Spot Luminaires | Standard | FALSE | [9 empty] | 41341 |  |  | NotYetVerified | XAR_C10D*_C7 | 3 | 14520 | 84.4186 | 172 |  | 0.9 | 4000 | 70
P00000NAR | Cree Inc. | Cree THE EDGE Flood Round Luminaire | FLD-EDR-15-XX-10-D-UL-XX-525-40K-XXXX | Outdoor Luminaires | High Output | Architectural Flood and Spot Luminaires | Standard | FALSE | [9 empty] | 41341 |  |  | NotYetVerified | XAR_B10D*_C7 | 3 | 14520 | 84.4186 | 172 |  | 0.9 | 4000 | 70
P00000N81 | Cree Inc. | Cree THE EDGE Flood Square Luminaire | FLD-EDG-N6-XX-10-D-UL-XX-525-40K-XXXX | Outdoor Luminaires | High Output | Architectural Flood and Spot Luminaires | Standard | FALSE | [9 empty] | 41341 |  |  | NotYetVerified | XAL_A10D*_C7 | 3 | 14520 | 84.4186 | 172 |  | 0.9 | 4000 | 70
P00000N7Y | Cree Inc. | Cree THE EDGE Flood Square Luminaire | FLD-EDG-25-XX-10-D-UL-XX-525-40K-XXXX | Outdoor Luminaires | High Output | Architectural Flood and Spot Luminaires | Standard | FALSE | [9 empty] | 41341 |  |  | NotYetVerified | XAL_C10D*_C7 | 3 | 14520 | 84.4186 | 172 |  | 0.9 | 4000 | 70
P00000N7X | Cree Inc. | Cree THE EDGE Flood Square Luminaire | FLD-EDG-15-XX-10-D-UL-XX-525-40K-XXXX | Outdoor Luminaires | High Output | Architectural Flood and Spot Luminaires | Standard | FALSE | [9 empty] | 41341 |  |  | NotYetVerified | XAL_B10D*_C7 | 3 | 14520 | 84.4186 | 172 |  | 0.9 | 4000 | 70
P00000N8J | Cree Inc. | Cree THE EDGE Flood Square Luminaire | FLD-EDG-N6-XX-14-D-UL-XX-350-40K-XXXX | Outdoor Luminaires | High Output | Architectural Flood and Spot Luminaires | Standard | FALSE | [9 empty] | 41341 |  |  | NotYetVerified | XAL_A14D*_H7 | 3 | 14454 | 92.0637 | 157 |  | 0.9 | 4000 | 70
P00000N8G | Cree Inc. | Cree THE EDGE Flood Square Luminaire | FLD-EDG-25-XX-14-D-UL-XX-350-40K-XXXX | Outdoor Luminaires | High Output | Architectural Flood and Spot Luminaires | Standard | FALSE | [9 empty] | 41341 |  |  | NotYetVerified | XAL_C14D*_H7 | 3 | 14454 | 92.0637 | 157 |  | 0.9 | 4000 | 70
P00000N8F | Cree Inc. | Cree THE EDGE Flood Square Luminaire | FLD-EDG-15-XX-14-D-UL-XX-350-40K-XXXX | Outdoor Luminaires | High Output | Architectural Flood and Spot Luminaires | Standard | FALSE | [9 empty] | 41341 |  |  | NotYetVerified | XAL_B14D*_H7 | 3 | 14454 | 92.0637 | 157 |  | 0.9 | 4000 | 70
P00000NAT | Cree Inc. | Cree THE EDGE Flood Round Luminaire | FLD-EDR-40-XX-10-D-UL-XX-525-40K-XXXX | Outdoor Luminaires | High Output | Architectural Flood and Spot Luminaires | Standard | FALSE | [9 empty] | 41341 |  |  | NotYetVerified | XAR_D10D*_C7 | 3 | 14205 | 82.5872 | 172 |  | 0.9 | 4000 | 70
P00000N7Z | Cree Inc. | Cree THE EDGE Flood Square Luminaire | FLD-EDG-40-XX-10-D-UL-XX-525-40K-XXXX | Outdoor Luminaires | High Output | Architectural Flood and Spot Luminaires | Standard | FALSE | [9 empty] | 41341 |  |  | NotYetVerified | XAL_D10D*_C7 | 3 | 14205 | 82.5872 | 172 |  | 0.9 | 4000 | 70
P00000N8H | Cree Inc. | Cree THE EDGE Flood Square Luminaire | FLD-EDG-40-XX-14-D-UL-XX-350-40K-XXXX | Outdoor Luminaires | High Output | Architectural Flood and Spot Luminaires | Standard | FALSE | [9 empty] | 41341 |  |  | NotYetVerified | XAL_D14D*_H7 | 3 | 14140 | 90.0637 | 157 |  | 0.9 | 4000 | 70
P00000NAW | Cree Inc. | Cree THE EDGE Flood Round Luminaire | FLD-EDR-SN-XX-10-D-UL-XX-525-40K-XXXX | Outdoor Luminaires | High Output | Architectural Flood and Spot Luminaires | Standard | FALSE | [9 empty] | 41341 |  |  | NotYetVerified | XAR_X10D*_C7 | 3 | 13100 | 76.1628 | 172 |  | 0.9 | 4000 | 70
P00000N82 | Cree Inc. | Cree THE EDGE Flood Square Luminaire | FLD-EDG-SN-XX-10-D-UL-XX-525-40K-XXXX | Outdoor Luminaires | High Output | Architectural Flood and Spot Luminaires | Standard | FALSE | [9 empty] | 41341 |  |  | NotYetVerified | XAL_X10D*_C7 | 3 | 13100 | 76.1628 | 172 |  | 0.9 | 4000 | 70
P00000N8K | Cree Inc. | Cree THE EDGE Flood Square Luminaire | FLD-EDG-SN-XX-14-D-UL-XX-350-40K-XXXX | Outdoor Luminaires | High Output | Architectural Flood and Spot Luminaires | Standard | FALSE | [9 empty] | 41341 |  |  | NotYetVerified | XAL_X14D*_H7 | 3 | 13040 | 83.0573 | 157 |  | 0.9 | 4000 | 70
P00000NAU | Cree Inc. | Cree THE EDGE Flood Round Luminaire | FLD-EDR-70-XX-10-D-UL-XX-525-40K-XXXX | Outdoor Luminaires | High Output | Architectural Flood and Spot Luminaires | Standard | FALSE | [9 empty] | 41341 |  |  | NotYetVerified | XAR_Z10D*_C7 | 3 | 12942 | 75.2442 | 172 |  | 0.9 | 4000 | 70
P00000N80 | Cree Inc. | Cree THE EDGE Flood Square Luminaire | FLD-EDG-70-XX-10-D-UL-XX-525-40K-XXXX | Outdoor Luminaires | High Output | Architectural Flood and Spot Luminaires | Standard | FALSE | [9 empty] | 41341 |  |  | NotYetVerified | XAL_Z10D*_C7 | 3 | 12942 | 75.2442 | 172 |  | 0.9 | 4000 | 70
P00000N8I | Cree Inc. | Cree THE EDGE Flood Square Luminaire | FLD-EDG-70-XX-14-D-UL-XX-350-40K-XXXX | Outdoor Luminaires | High Output | Architectural Flood and Spot Luminaires | Standard | FALSE | [9 empty] | 41341 |  |  | NotYetVerified | XAL_Z14D*_H7 | 3 | 12883 | 82.0573 | 157 |  | 0.9 | 4000 | 70
P00000NB1 | Cree Inc. | Cree THE EDGE Flood Round Luminaire | FLD-EDR-N6-XX-12-D-UL-XX-350-40K-XXXX | Outdoor Luminaires | High Output | Architectural Flood and Spot Luminaires | Standard | FALSE | [9 empty] | 41341 |  |  | NotYetVerified | XAR_A12D*_H7 | 3 | 12446 | 94.2879 | 132 |  | 0.9 | 4000 | 70
P00000NAY | Cree Inc. | Cree THE EDGE Flood Round Luminaire | FLD-EDR-25-XX-12-D-UL-XX-350-40K-XXXX | Outdoor Luminaires | High Output | Architectural Flood and Spot Luminaires | Standard | FALSE | [9 empty] | 41341 |  |  | NotYetVerified | XAR_C12D*_H7 | 3 | 12446 | 94.2879 | 132 |  | 0.9 | 4000 | 70
P00000NAX | Cree Inc. | Cree THE EDGE Flood Round Luminaire | FLD-EDR-15-XX-12-D-UL-XX-350-40K-XXXX | Outdoor Luminaires | High Output | Architectural Flood and Spot Luminaires | Standard | FALSE | [9 empty] | 41341 |  |  | NotYetVerified | XAR_B12D*_H7 | 3 | 12446 | 94.2879 | 132 |  | 0.9 | 4000 | 70
P00000N87 | Cree Inc. | Cree THE EDGE Flood Square Luminaire | FLD-EDG-N6-XX-12-D-UL-XX-350-40K-XXXX | Outdoor Luminaires | High Output | Architectural Flood and Spot Luminaires | Standard | FALSE | [9 empty] | 41341 |  |  | NotYetVerified | XAL_A12D*_H7 | 3 | 12446 | 94.2879 | 132 |  | 0.9 | 4000 | 70
P00000N84 | Cree Inc. | Cree THE EDGE Flood Square Luminaire | FLD-EDG-25-XX-12-D-UL-XX-350-40K-XXXX | Outdoor Luminaires | High Output | Architectural Flood and Spot Luminaires | Standard | FALSE | [9 empty] | 41341 |  |  | NotYetVerified | XAL_C12D*_H7 | 3 | 12446 | 94.2879 | 132 |  | 0.9 | 4000 | 70
P00000N83 | Cree Inc. | Cree THE EDGE Flood Square Luminaire | FLD-EDG-15-XX-12-D-UL-XX-350-40K-XXXX | Outdoor Luminaires | High Output | Architectural Flood and Spot Luminaires | Standard | FALSE | [9 empty] | 41341 |  |  | NotYetVerified | XAL_B12D*_H7 | 3 | 12446 | 94.2879 | 132 |  | 0.9 | 4000 | 70
P00000NAZ | Cree Inc. | Cree THE EDGE Flood Round Luminaire | FLD-EDR-40-XX-12-D-UL-XX-350-40K-XXXX | Outdoor Luminaires | High Output | Architectural Flood and Spot Luminaires | Standard | FALSE | [9 empty] | 41341 |  |  | NotYetVerified | XAR_D12D*_H7 | 3 | 12175 | 92.2348 | 132 |  | 0.9 | 4000 | 70
P00000N85 | Cree Inc. | Cree THE EDGE Flood Square Luminaire | FLD-EDG-40-XX-12-D-UL-XX-350-40K-XXXX | Outdoor Luminaires | High Output | Architectural Flood and Spot Luminaires | Standard | FALSE | [9 empty] | 41341 |  |  | NotYetVerified | XAL_D12D*_H7 | 3 | 12175 | 92.2348 | 132 |  | 0.9 | 4000 | 70
P00000NAJ | Cree Inc. | Cree THE EDGE Flood Round Luminaire | FLD-EDR-N6-XX-08-D-UL-XX-525-40K-XXXX | Outdoor Luminaires | High Output | Architectural Flood and Spot Luminaires | Standard | FALSE | [9 empty] | 41341 |  |  | NotYetVerified | XAR_A08D*_C7 | 3 | 11645 | 87.5564 | 133 |  | 0.9 | 4000 | 70
P00000NAG | Cree Inc. | Cree THE EDGE Flood Round Luminaire | FLD-EDR-25-XX-08-D-UL-XX-525-40K-XXXX | Outdoor Luminaires | High Output | Architectural Flood and Spot Luminaires | Standard | FALSE | [9 empty] | 41341 |  |  | NotYetVerified | XAR_C08D*_C7 | 3 | 11645 | 87.5564 | 133 |  | 0.9 | 4000 | 70
P00000NAF | Cree Inc. | Cree THE EDGE Flood Round Luminaire | FLD-EDR-15-XX-08-D-UL-XX-525-40K-XXXX | Outdoor Luminaires | High Output | Architectural Flood and Spot Luminaires | Standard | FALSE | [9 empty] | 41341 |  |  | NotYetVerified | XAR_B08D*_C7 | 3 | 11645 | 87.5564 | 133 |  | 0.9 | 4000 | 70
P00000N7P | Cree Inc. | Cree THE EDGE Flood Square Luminaire | FLD-EDG-N6-XX-08-D-UL-XX-525-40K-XXXX | Outdoor Luminaires | High Output | Architectural Flood and Spot Luminaires | Standard | FALSE | [9 empty] | 41341 |  |  | NotYetVerified | XAL_A08D*_C7 | 3 | 11645 | 87.5564 | 133 |  | 0.9 | 4000 | 70
P00000N7M | Cree Inc. | Cree THE EDGE Flood Square Luminaire | FLD-EDG-25-XX-08-D-UL-XX-525-40K-XXXX | Outdoor Luminaires | High Output | Architectural Flood and Spot Luminaires | Standard | FALSE | [9 empty] | 41341 |  |  | NotYetVerified | XAL_C08D*_C7 | 3 | 11645 | 87.5564 | 133 |  | 0.9 | 4000 | 70
P00000N7L | Cree Inc. | Cree THE EDGE Flood Square Luminaire | FLD-EDG-15-XX-08-D-UL-XX-525-40K-XXXX | Outdoor Luminaires | High Output | Architectural Flood and Spot Luminaires | Standard | FALSE | [9 empty] | 41341 |  |  | NotYetVerified | XAL_B08D*_C7 | 3 | 11645 | 87.5564 | 133 |  | 0.9 | 4000 | 70
P00000NAH | Cree Inc. | Cree THE EDGE Flood Round Luminaire | FLD-EDR-40-XX-08-D-UL-XX-525-40K-XXXX | Outdoor Luminaires | High Output | Architectural Flood and Spot Luminaires | Standard | FALSE | [9 empty] | 41341 |  |  | NotYetVerified | XAR_D08D*_C7 | 3 | 11392 | 85.6541 | 133 |  | 0.9 | 4000 | 70
P00000N7N | Cree Inc. | Cree THE EDGE Flood Square Luminaire | FLD-EDG-40-XX-08-D-UL-XX-525-40K-XXXX | Outdoor Luminaires | High Output | Architectural Flood and Spot Luminaires | Standard | FALSE | [9 empty] | 41341 |  |  | NotYetVerified | XAL_D08D*_C7 | 3 | 11392 | 85.6541 | 133 |  | 0.9 | 4000 | 70
P00000NB2 | Cree Inc. | Cree THE EDGE Flood Round Luminaire | FLD-EDR-SN-XX-12-D-UL-XX-350-40K-XXXX | Outdoor Luminaires | High Output | Architectural Flood and Spot Luminaires | Standard | FALSE | [9 empty] | 41341 |  |  | NotYetVerified | XAR_X12D*_H7 | 3 | 11228 | 85.0606 | 132 |  | 0.9 | 4000 | 70
P00000N88 | Cree Inc. | Cree THE EDGE Flood Square Luminaire | FLD-EDG-SN-XX-12-D-UL-XX-350-40K-XXXX | Outdoor Luminaires | High Output | Architectural Flood and Spot Luminaires | Standard | FALSE | [9 empty] | 41341 |  |  | NotYetVerified | XAL_X12D*_H7 | 3 | 11228 | 85.0606 | 132 |  | 0.9 | 4000 | 70
P00000NB0 | Cree Inc. | Cree THE EDGE Flood Round Luminaire | FLD-EDR-70-XX-12-D-UL-XX-350-40K-XXXX | Outdoor Luminaires | High Output | Architectural Flood and Spot Luminaires | Standard | FALSE | [9 empty] | 41341 |  |  | NotYetVerified | XAR_Z12D*_H7 | 3 | 11093 | 84.0379 | 132 |  | 0.9 | 4000 | 70
P00000N86 | Cree Inc. | Cree THE EDGE Flood Square Luminaire | FLD-EDG-70-XX-12-D-UL-XX-350-40K-XXXX | Outdoor Luminaires | High Output | Architectural Flood and Spot Luminaires | Standard | FALSE | [9 empty] | 41341 |  |  | NotYetVerified | XAL_Z12D*_H7 | 3 | 11093 | 84.0379 | 132 |  | 0.9 | 4000 | 70
P00000NA7 | Cree Inc. | Cree THE EDGE Flood Round Luminaire | FLD-EDR-N6-XX-06-D-UL-XX-700-40K-XXXX | Outdoor Luminaires | High Output | Architectural Flood and Spot Luminaires | Standard | FALSE | [9 empty] | 41341 |  |  | NotYetVerified | XAR_A06D*_D7 | 3 | 10668 | 77.8686 | 137 |  | 0.9 | 4000 | 70
P00000NA4 | Cree Inc. | Cree THE EDGE Flood Round Luminaire | FLD-EDR-25-XX-06-D-UL-XX-700-40K-XXXX | Outdoor Luminaires | High Output | Architectural Flood and Spot Luminaires | Standard | FALSE | [9 empty] | 41341 |  |  | NotYetVerified | XAR_C06D*_D7 | 3 | 10668 | 77.8686 | 137 |  | 0.9 | 4000 | 70
P00000NA3 | Cree Inc. | Cree THE EDGE Flood Round Luminaire | FLD-EDR-15-XX-06-D-UL-XX-700-40K-XXXX | Outdoor Luminaires | High Output | Architectural Flood and Spot Luminaires | Standard | FALSE | [9 empty] | 41341 |  |  | NotYetVerified | XAR_B06D*_D7 | 3 | 10668 | 77.8686 | 137 |  | 0.9 | 4000 | 70
P00000N7D | Cree Inc. | Cree THE EDGE Flood Square Luminaire | FLD-EDG-N6-XX-06-D-UL-XX-700-40K-XXXX | Outdoor Luminaires | High Output | Architectural Flood and Spot Luminaires | Standard | FALSE | [9 empty] | 41341 |  |  | NotYetVerified | XAL_A06D*_D7 | 3 | 10668 | 77.8686 | 137 |  | 0.9 | 4000 | 70
P00000N7A | Cree Inc. | Cree THE EDGE Flood Square Luminaire | FLD-EDG-25-XX-06-D-UL-XX-700-40K-XXXX | Outdoor Luminaires | High Output | Architectural Flood and Spot Luminaires | Standard | FALSE | [9 empty] | 41341 |  |  | NotYetVerified | XAL_C06D*_D7 | 3 | 10668 | 77.8686 | 137 |  | 0.9 | 4000 | 70
P00000N79 | Cree Inc. | Cree THE EDGE Flood Square Luminaire | FLD-EDG-15-XX-06-D-UL-XX-700-40K-XXXX | Outdoor Luminaires | High Output | Architectural Flood and Spot Luminaires | Standard | FALSE | [9 empty] | 41341 |  |  | NotYetVerified | XAL_B06D*_D7 | 3 | 10668 | 77.8686 | 137 |  | 0.9 | 4000 | 70
P00000NAK | Cree Inc. | Cree THE EDGE Flood Round Luminaire | FLD-EDR-SN-XX-08-D-UL-XX-525-40K-XXXX | Outdoor Luminaires | High Output | Architectural Flood and Spot Luminaires | Standard | FALSE | [9 empty] | 41341 |  |  | NotYetVerified | XAR_X08D*_C7 | 3 | 10506 | 78.9925 | 133 |  | 0.9 | 4000 | 70
P00000N7Q | Cree Inc. | Cree THE EDGE Flood Square Luminaire | FLD-EDG-SN-XX-08-D-UL-XX-525-40K-XXXX | Outdoor Luminaires | High Output | Architectural Flood and Spot Luminaires | Standard | FALSE | [9 empty] | 41341 |  |  | NotYetVerified | XAL_X08D*_C7 | 3 | 10506 | 78.9925 | 133 |  | 0.9 | 4000 | 70
P00000NA5 | Cree Inc. | Cree THE EDGE Flood Round Luminaire | FLD-EDR-40-XX-06-D-UL-XX-700-40K-XXXX | Outdoor Luminaires | High Output | Architectural Flood and Spot Luminaires | Standard | FALSE | [9 empty] | 41341 |  |  | NotYetVerified | XAR_D06D*_D7 | 3 | 10436 | 76.1752 | 137 |  | 0.9 | 4000 | 70
P00000N7B | Cree Inc. | Cree THE EDGE Flood Square Luminaire | FLD-EDG-40-XX-06-D-UL-XX-700-40K-XXXX | Outdoor Luminaires | High Output | Architectural Flood and Spot Luminaires | Standard | FALSE | [9 empty] | 41341 |  |  | NotYetVerified | XAL_D06D*_D7 | 3 | 10436 | 76.1752 | 137 |  | 0.9 | 4000 | 70
P00000NAI | Cree Inc. | Cree THE EDGE Flood Round Luminaire | FLD-EDR-70-XX-08-D-UL-XX-525-40K-XXXX | Outdoor Luminaires | High Output | Architectural Flood and Spot Luminaires | Standard | FALSE | [9 empty] | 41341 |  |  | NotYetVerified | XAR_Z08D*_C7 | 3 | 10380 | 78.0451 | 133 |  | 0.9 | 4000 | 70
P00000N7O | Cree Inc. | Cree THE EDGE Flood Square Luminaire | FLD-EDG-70-XX-08-D-UL-XX-525-40K-XXXX | Outdoor Luminaires | High Output | Architectural Flood and Spot Luminaires | Standard | FALSE | [9 empty] | 41341 |  |  | NotYetVerified | XAL_Z08D*_C7 | 3 | 10380 | 78.0451 | 133 |  | 0.9 | 4000 | 70
P00000NAP | Cree Inc. | Cree THE EDGE Flood Round Luminaire | FLD-EDR-N6-XX-10-D-UL-XX-350-40K-XXXX | Outdoor Luminaires | High Output | Architectural Flood and Spot Luminaires | Standard | FALSE | [9 empty] | 41341 |  |  | NotYetVerified | XAR_A10D*_H7 | 3 | 10372 | 93.4414 | 111 |  | 0.9 | 4000 | 70
P00000NAM | Cree Inc. | Cree THE EDGE Flood Round Luminaire | FLD-EDR-25-XX-10-D-UL-XX-350-40K-XXXX | Outdoor Luminaires | High Output | Architectural Flood and Spot Luminaires | Standard | FALSE | [9 empty] | 41341 |  |  | NotYetVerified | XAR_C10D*_H7 | 3 | 10372 | 93.4414 | 111 |  | 0.9 | 4000 | 70
P00000NAL | Cree Inc. | Cree THE EDGE Flood Round Luminaire | FLD-EDR-15-XX-10-D-UL-XX-350-40K-XXXX | Outdoor Luminaires | High Output | Architectural Flood and Spot Luminaires | Standard | FALSE | [9 empty] | 41341 |  |  | NotYetVerified | XAR_B10D*_H7 | 3 | 10372 | 93.4414 | 111 |  | 0.9 | 4000 | 70
P00000N7V | Cree Inc. | Cree THE EDGE Flood Square Luminaire | FLD-EDG-N6-XX-10-D-UL-XX-350-40K-XXXX | Outdoor Luminaires | High Output | Architectural Flood and Spot Luminaires | Standard | FALSE | [9 empty] | 41341 |  |  | NotYetVerified | XAL_A10D*_H7 | 3 | 10372 | 93.4414 | 111 |  | 0.9 | 4000 | 70
P00000N7S | Cree Inc. | Cree THE EDGE Flood Square Luminaire | FLD-EDG-25-XX-10-D-UL-XX-350-40K-XXXX | Outdoor Luminaires | High Output | Architectural Flood and Spot Luminaires | Standard | FALSE | [9 empty] | 41341 |  |  | NotYetVerified | XAL_C10D*_H7 | 3 | 10372 | 93.4414 | 111 |  | 0.9 | 4000 | 70
P00000N7R | Cree Inc. | Cree THE EDGE Flood Square Luminaire | FLD-EDG-15-XX-10-D-UL-XX-350-40K-XXXX | Outdoor Luminaires | High Output | Architectural Flood and Spot Luminaires | Standard | FALSE | [9 empty] | 41341 |  |  | NotYetVerified | XAL_B10D*_H7 | 3 | 10372 | 93.4414 | 111 |  | 0.9 | 4000 | 70
P00000NAN | Cree Inc. | Cree THE EDGE Flood Round Luminaire | FLD-EDR-40-XX-10-D-UL-XX-350-40K-XXXX | Outdoor Luminaires | High Output | Architectural Flood and Spot Luminaires | Standard | FALSE | [9 empty] | 41341 |  |  | NotYetVerified | XAR_D10D*_H7 | 3 | 10146 | 91.4054 | 111 |  | 0.9 | 4000 | 70
P00000N7T | Cree Inc. | Cree THE EDGE Flood Square Luminaire | FLD-EDG-40-XX-10-D-UL-XX-350-40K-XXXX | Outdoor Luminaires | High Output | Architectural Flood and Spot Luminaires | Standard | FALSE | [9 empty] | 41341 |  |  | NotYetVerified | XAL_D10D*_H7 | 3 | 10146 | 91.4054 | 111 |  | 0.9 | 4000 | 70
P000010WL | MaxLite Inc | MaxLED | MLFL100LED50 | Outdoor Luminaires | Mid Output | Architectural Flood and Spot Luminaires | Standard | TRUE | 9128 | 91.6 | 99.7 | 15.42 | 0.9732 | 5493 | 68 | 5 | 50000 | 41324 |  |  | NotYetVerified |  | 3 | 9128 | 92 | 99 | 15 | 0.97 | 5493 | 68
P000010WJ | MaxLite Inc | MaxLED | MLFL70LED50 | Outdoor Luminaires | Low Output | Architectural Flood and Spot Luminaires | Standard | TRUE | 4806 | 73.55 | 63.35 | 13 | 0.9134 | 5466 | 69 | 5 | 50000 | 41324 |  |  | NotYetVerified |  | 3 | 4140 | 68 | 61 |  | 0.9 | 5000 | 67
P000010WM | MaxLite Inc | MaxLED | MLFL100LED50-F | Outdoor Luminaires | Mid Output | Architectural Flood and Spot Luminaires | Standard | FALSE | [9 empty] | 41324 |  |  | NotYetVerified |  | 3 | 9161 | 91 | 99 | 15 | 0.97 | 5308 | 70
P000010WK | MaxLite Inc | MaxLED | MLFL70LED50/F | Outdoor Luminaires | Mid Output | Architectural Flood and Spot Luminaires | Standard | FALSE | [9 empty] | 41324 |  |  | NotYetVerified |  | 3 | 5070 | 76 | 66 |  | 0.9 | 5000 | 70
P00001708 | RAB Lighting | RAB Lighting | EZLED78B44(All Fixture Colors)(All Mounting Options)[120V ONLY] | Outdoor Luminaires | Mid Output | Architectural Flood and Spot Luminaires | Standard | TRUE | 6525 | 73.1 | 89.3 | 13.7 | 0.99 | 5044 | 68 | 5 | 100000 | 41305 |  |  | NotYetVerified |  | 3 | 6227 | 64 | 97.2 |  | 0.992 | 5000 | 66
P00000R2F | Eran Industries | Eran Industries | DCL-545 | Outdoor Luminaires | Low Output | Architectural Flood and Spot Luminaires | Standard | TRUE | 3187.9 | 78.93 | 40.39 | 14.82 | 0.935 | 4071 | 64.6 | 5 | 50000 | 41289 |  |  | NotYetVerified |  | 3 |  | 70 | 33 |  | 0.95 | 4200
P00000R2H | Eran Industries | Eran Industries | DCL-400 | Outdoor Luminaires | Low Output | Architectural Flood and Spot Luminaires | Standard | TRUE | 4854.4 | 76.47 | 63.48 | 8.01 | 0.927 | 4142 | 64.9 | 5 | 50000 | 41289 |  |  | NotYetVerified |  | 3 |  | 70 | 55.6 |  | 0.95 | 4000
P00000R2E | Eran Industries | Eran Industries | DCL-532 | Outdoor Luminaires | Low Output | Architectural Flood and Spot Luminaires | Standard | TRUE | 1646.5 | 75.63 | 21.77 | 8.39 | 0.911 | 4079 | 64.8 | 5 | 50000 | 41289 |  |  | NotYetVerified |  | 3 |  | 67 | 20 |  | 0.95 | 4000
P00000QE7 | Eaton's Crouse-Hinds Business | VaporGard | V2LC/UNV1 | Outdoor Luminaires | Low Output | Architectural Flood and Spot Luminaires | Standard | TRUE | 1641 | 73.4 | 22.35 | 17.4 | 0.919 | 5291 | 63 | 5 | 50000 | 41288 |  |  | NotYetVerified |  | 3 | 1600 | 64 | 25 |  |  | 5600 | 65
P00000QEA | Eaton's Crouse-Hinds Business | VaporGard Pro Series | P2LCH[RBF1BF2J4T2W2]/UNV1 | Outdoor Luminaires | Low Output | Architectural Flood and Spot Luminaires | Standard | FALSE | [9 empty] | 41288 |  |  | NotYetVerified |  | 3 | 1600 | 64 | 25 |  |  | 5600 | 65
P00000QE9 | Eaton's Crouse-Hinds Business | VaporGard Pro Series | P2LC/UNV1 | Outdoor Luminaires | Low Output | Architectural Flood and Spot Luminaires | Standard | FALSE | [9 empty] | 41288 |  |  | NotYetVerified |  | 3 | 1600 | 64 | 25 |  |  | 5600 | 65
P00000QE8 | Eaton's Crouse-Hinds Business | VaporGard | V2LCH[RBF1BF2J4T2W2]/UNV1 | Outdoor Luminaires | Low Output | Architectural Flood and Spot Luminaires | Standard | FALSE | [9 empty] | 41288 |  |  | NotYetVerified |  | 3 | 1600 | 64 | 25 |  |  | 5600 | 65
P000010WG | MaxLite Inc | MaxLite | ELLF135UN50 | Outdoor Luminaires | High Output | Architectural Flood and Spot Luminaires | Standard | TRUE | 12407 | 89.7 | 138.3 | 20.8 | 0.908 | 4967 | 74 | 5 | 50000 | 41277 |  |  | NotYetVerified |  | 3 | 11700 | 87 | 135 |  | 0.99 | 5000 | 75
P000010WI | MaxLite Inc | MaxLite | ELLF135UW50 | Outdoor Luminaires | High Output | Architectural Flood and Spot Luminaires | Standard | FALSE | [9 empty] | 41277 |  |  | NotYetVerified |  | 3 | 11700 | 87 | 135 |  | 0.99 | 5000 | 75
P000010WH | MaxLite Inc | MaxLite | ELLF135UM50 | Outdoor Luminaires | High Output | Architectural Flood and Spot Luminaires | Standard | FALSE | [9 empty] | 41277 |  |  | NotYetVerified |  | 3 | 11700 | 87 | 135 |  | 0.99 | 5000 | 75
P000001P7 | Acuity Brands Lighting | Lithonia Lighting | DSXF3 LED 6 A530/50K MFL XXXXX XXXXX XXX XXXXX | Outdoor Luminaires | Mid Output | Architectural Flood and Spot Luminaires | Standard | TRUE | 8660 | 76.43 | 113.3 | 12.51 | 0.98 | 5160 | 71 | 5 | 100000 | 41276 |  |  | NotYetVerified |  | 3 | 8920 | 78 | 115 |  | 0.9 | 5000 | 67
P000001OV | Acuity Brands Lighting | Lithonia Lighting | DSXF3 LED 6 A530/40K MFL XXXXX XXXXX XXX XXXXX | Outdoor Luminaires | Mid Output | Architectural Flood and Spot Luminaires | Standard | TRUE | 8837 | 77.18 | 114.5 | 12.51 | 0.98 | 4019 | 74 | 5 | 100000 | 41276 |  |  | NotYetVerified |  | 3 | 15104 | 78 | 115 |  | 0.9 | 4000 | 70
P000001PA | Acuity Brands Lighting | Lithonia Lighting | DSXF3 LED 6 A530/50K FL XXXXX XXXXX XXX XXXXX | Outdoor Luminaires | Mid Output | Architectural Flood and Spot Luminaires | Standard | FALSE | [9 empty] | 41276 | Not Yet Verified | Not Yet Verified | NotYetVerified |  | 3 | 9700 | 84 | 115 |  | 0.9 | 5000 | 67
P000001PI | Acuity Brands Lighting | Lithonia Lighting | DSXF3 LED 8 A530/50K WFR XXXXX XXXXX XXX XXXXX | Outdoor Luminaires | High Output | Architectural Flood and Spot Luminaires | Standard | FALSE | [9 empty] | 41276 | Not Yet Verified | Not Yet Verified | NotYetVerified |  | 3 | 13708 | 87 | 158 |  | 0.9 | 5000 | 67
P000001PH | Acuity Brands Lighting | Lithonia Lighting | DSXF3 LED 8 A530/50K WFL XXXXX XXXXX XXX XXXXX | Outdoor Luminaires | High Output | Architectural Flood and Spot Luminaires | Standard | FALSE | [9 empty] | 41276 | Not Yet Verified | Not Yet Verified | NotYetVerified |  | 3 | 13406 | 85 | 158 |  | 0.9 | 5000 | 67
P000001PG | Acuity Brands Lighting | Lithonia Lighting | DSXF3 LED 8 A530/50K FL XXXXX XXXXX XXX XXXXX | Outdoor Luminaires | High Output | Architectural Flood and Spot Luminaires | Standard | FALSE | [9 empty] | 41276 | Not Yet Verified | Not Yet Verified | NotYetVerified |  | 3 | 12750 | 81 | 158 |  | 0.9 | 5000 | 67
P000001PC | Acuity Brands Lighting | Lithonia Lighting | DSXF3 LED 6 A530/50K WFR XXXXX XXXXX XXX XXXXX | Outdoor Luminaires | High Output | Architectural Flood and Spot Luminaires | Standard | FALSE | [9 empty] | 41276 | Not Yet Verified | Not Yet Verified | NotYetVerified |  | 3 | 10429 | 91 | 115 |  | 0.9 | 5000 | 67
P000001PB | Acuity Brands Lighting | Lithonia Lighting | DSXF3 LED 6 A530/50K WFL XXXXX XXXXX XXX XXXXX | Outdoor Luminaires | High Output | Architectural Flood and Spot Luminaires | Standard | FALSE | [9 empty] | 41276 | Not Yet Verified | Not Yet Verified | NotYetVerified |  | 3 | 10199 | 89 | 115 |  | 0.9 | 5000 | 67
P000001OY | Acuity Brands Lighting | Lithonia Lighting | DSXF3 LED 6 A530/40K FL XXXXX XXXXX XXX XXXXX | Outdoor Luminaires | Mid Output | Architectural Flood and Spot Luminaires | Standard | FALSE | [9 empty] | 41276 | Not Yet Verified | Not Yet Verified | NotYetVerified |  | 3 | 9730 | 85 | 115 |  | 0.9 | 4000 | 70
P000001P6 | Acuity Brands Lighting | Lithonia Lighting | DSXF3 LED 8 A530/40K WFR XXXXX XXXXX XXX XXXXX | Outdoor Luminaires | High Output | Architectural Flood and Spot Luminaires | Standard | FALSE | [9 empty] | 41276 | Not Yet Verified | Not Yet Verified | NotYetVerified |  | 3 | 13751 | 87 | 158 |  | 0.9 | 4000 | 70
P000001P5 | Acuity Brands Lighting | Lithonia Lighting | DSXF3 LED 8 A530/40K WFL XXXXX XXXXX XXX XXXXX | Outdoor Luminaires | High Output | Architectural Flood and Spot Luminaires | Standard | FALSE | [9 empty] | 41276 | Not Yet Verified | Not Yet Verified | NotYetVerified |  | 3 | 13448 | 85 | 158 |  | 0.9 | 4000 | 70
P000001P4 | Acuity Brands Lighting | Lithonia Lighting | DSXF3 LED 8 A530/40K FL XXXXX XXXXX XXX XXXXX | Outdoor Luminaires | High Output | Architectural Flood and Spot Luminaires | Standard | FALSE | [9 empty] | 41276 | Not Yet Verified | Not Yet Verified | NotYetVerified |  | 3 | 12790 | 81 | 158 |  | 0.9 | 4000 | 70
P000001P0 | Acuity Brands Lighting | Lithonia Lighting | DSXF3 LED 6 A530/40K WFR XXXXX XXXXX XXX XXXXX | Outdoor Luminaires | High Output | Architectural Flood and Spot Luminaires | Standard | FALSE | [9 empty] | 41276 | Not Yet Verified | Not Yet Verified | NotYetVerified |  | 3 | 10461 | 91 | 115 |  | 0.9 | 4000 | 70
P000001OZ | Acuity Brands Lighting | Lithonia Lighting | DSXF3 LED 6 A530/40K WFL XXXXX XXXXX XXX XXXXX | Outdoor Luminaires | High Output | Architectural Flood and Spot Luminaires | Standard | FALSE | [9 empty] | 41276 | Not Yet Verified | Not Yet Verified | NotYetVerified |  | 3 | 10230 | 89 | 115 |  | 0.9 | 4000 | 70
P000001OQ | Acuity Brands Lighting | Lithonia Lighting | DSXF3 LED 6 A530/30K WFR XXXXX XXXXX XXX XXXXX | Outdoor Luminaires | Mid Output | Architectural Flood and Spot Luminaires | Standard | FALSE | [9 empty] | 41276 | Not Yet Verified | Not Yet Verified | NotYetVerified |  | 3 | 8671.53 | 76.18 | 115 |  | 0.9 | 3000
P000017C5 | RC Lighting | RC Lighting | FFLED18(All Fixture Colors) RCL-120V Only | Outdoor Luminaires | Low Output | Architectural Flood and Spot Luminaires | Standard | TRUE | 1681 | 76.1 | 22.1 | 10.9 | 0.995 | 5028 | 69 | 5 | 50000 | 41263 |  |  | NotYetVerified |  | 3 | 1624 | 73 | 22 |  |  | 5000 | 70
P000017C3 | RC Lighting | RC Lighting | FFLED39(All Fixture Colors)(All Mounting Options) RCL | Outdoor Luminaires | Low Output | Architectural Flood and Spot Luminaires | Standard | TRUE | 4596 | 112.1 | 41 | 6.8 | 0.968 | 4863 | 65 | 5 |  | 41260 |  |  | NotYetVerified |  | 3 | 2991 | 66 | 45 |  | 0.99 | 5100 | 68
P000017C4 | RC Lighting | RC Lighting | FXLED78(All Fixture Colors)(All Mounting Options) RCL | Outdoor Luminaires | Mid Output | Architectural Flood and Spot Luminaires | Standard | TRUE | 7597 | 96.5 | 78.6 | 13.1 | 0.94 | 5135 | 67 | 5 |  | 41260 |  |  | NotYetVerified |  | 3 | 5927 | 65 | 91 |  | 0.99 | 5100 | 65
P000016LD | Portland Habilitation Center | Beyond Limitations Lighting | FP-GGL-PA-0000-04-AL*** | Outdoor Luminaires | Mid Output | Architectural Flood and Spot Luminaires | Standard | TRUE | 5131 | 89 | 57.7 | 9.67 | 0.996 | 4612 | 76 | 5 | 50000 | 41257 |  |  | NotYetVerified |  | 3 | 5131 | 89 | 58 |  |  | 5296 | 74
P000016LC | Portland Habilitation Center | Beyond Limitations Lighting | FP-GGL-PA-0000-07-AL*** | Outdoor Luminaires | Mid Output | Architectural Flood and Spot Luminaires | Standard | TRUE | 7603 | 89 | 85.8 | 15.344 | 0.927 | 5296 | 74 | 5 | 50000 | 41255 |  |  | NotYetVerified |  | 3 | 7603 | 89 | 85.8 |  |  | 5296 | 74
P0000141X | Philips Gardco | Designer Flood LED | DFL7-XXX-XX-VFL-35LA-NW-[Only 120V or 347V]-XXX-XXX | Outdoor Luminaires | Low Output | Architectural Flood and Spot Luminaires | Standard | TRUE | 3094.5 | 85.5 | 36.18 | 13.3 | 0.983 | 4011 | 75.3 | 5 | 50000 | 41233 |  |  | NotYetVerified |  | 3 |  |  | 35 |  |  | 4000
P0000141R | Philips Gardco | Designer Flood LED | DFL7-XXX-XX-VFL-35LA-CW-[Only 120V or 347V]-XXX-XXX | Outdoor Luminaires | Low Output | Architectural Flood and Spot Luminaires | Standard | TRUE | 3011 | 83.2 | 36.19 | 13.2 | 0.983 | 5989 | 71.4 | 5 | 50000 | 41233 |  |  | NotYetVerified |  | 3 |  |  | 35 |  |  | 6000
P00001423 | Philips Gardco | Designer Flood LED | DFL7-XXX-XX-VFL-75LA-NW-[UNIV (120V- 277V) and HVU (347V-480V)]-XXX-XX | Outdoor Luminaires | Mid Output | Architectural Flood and Spot Luminaires | Standard | TRUE | 5572.5 | 76.2 | 73.07 | 10.1 | 0.93 | 4069 | 75.6 | 5 | 50000 | 41233 |  |  | NotYetVerified |  | 3 |  |  | 75 |  |  | 4000
P0000142B | Philips Gardco | Philips Gardco | DFL7-XXX-XX-HSP-75LA-CW-[UNIV (120V- 277V) and HVU (347V-480V)]-XXX-XX | Outdoor Luminaires | Mid Output | Architectural Flood and Spot Luminaires | Standard | FALSE | [9 empty] | 41233 |  |  | NotYetVerified |  | 3 | 7331 | 103.25 | 71 | 20 | 0.9 | 6000 | 70
P0000142E | Philips Gardco | Philips Gardco | DFL7-XXX-XX-WSP-75LA-CW-[UNIV (120V- 277V) and HVU (347V-480V)]-XXX-XX | Outdoor Luminaires | Mid Output | Architectural Flood and Spot Luminaires | Standard | FALSE | [9 empty] | 41233 |  |  | NotYetVerified |  | 3 | 7018 | 98.85 | 71 | 20 | 0.9 | 6000 | 70
P0000142D | Philips Gardco | Philips Gardco | DFL7-XXX-XX-MSP-75LA-CW-[UNIV (120V- 277V) and HVU (347V-480V)]-XXX-XX | Outdoor Luminaires | Mid Output | Architectural Flood and Spot Luminaires | Standard | FALSE | [9 empty] | 41233 |  |  | NotYetVerified |  | 3 | 6993 | 98.49 | 71 | 20 | 0.9 | 6000 | 70
P00001429 | Philips Gardco | Philips Gardco | DFL7-XXX-XX-HFL-75LA-CW-[UNIV (120V- 277V) and HVU (347V-480V)]-XXX-XX | Outdoor Luminaires | Mid Output | Architectural Flood and Spot Luminaires | Standard | FALSE | [9 empty] | 41233 |  |  | NotYetVerified |  | 3 | 6837 | 96.3 | 71 | 20 | 0.9 | 6000 | 70
P0000142C | Philips Gardco | Philips Gardco | DFL7-XXX-XX-NSP-75LA-CW-[UNIV (120V- 277V) and HVU (347V-480V)]-XXX-XX | Outdoor Luminaires | Mid Output | Architectural Flood and Spot Luminaires | Standard | FALSE | [9 empty] | 41233 |  |  | NotYetVerified |  | 3 | 6680 | 94.08 | 71 | 20 | 0.9 | 6000 | 70
P0000142A | Philips Gardco | Philips Gardco | DFL7-XXX-XX-VFL-75LA-CW-[UNIV (120V- 277V) and HVU (347V-480V)]-XXX-XX | Outdoor Luminaires | Mid Output | Architectural Flood and Spot Luminaires | Standard | FALSE | [9 empty] | 41233 |  |  | NotYetVerified |  | 3 | 6524 | 91.89 | 71 | 20 | 0.9 | 6000 | 70
P0000142P | Philips Gardco | Philips Gardco | DFL7-XXX-XX-MSP-55LA-CW-[UNIV (120V- 277V) and HVU (347V-480V)]-XXX-XX | Outdoor Luminaires | Mid Output | Architectural Flood and Spot Luminaires | Standard | FALSE | [9 empty] | 41233 |  |  | NotYetVerified |  | 3 | 5696 | 109.54 | 52 | 20 | 0.9 | 6000 | 70
P0000142Q | Philips Gardco | Philips Gardco | DFL7-XXX-XX-WSP-55LA-CW-[UNIV (120V- 277V) and HVU (347V-480V)]-XXX-XX | Outdoor Luminaires | Mid Output | Architectural Flood and Spot Luminaires | Standard | FALSE | [9 empty] | 41233 |  |  | NotYetVerified |  | 3 | 5659 | 108.83 | 52 | 20 | 0.9 | 6000 | 70
P0000142N | Philips Gardco | Philips Gardco | DFL7-XXX-XX-HSP-55LA-CW-[UNIV (120V- 277V) and HVU (347V-480V)]-XXX-XX | Outdoor Luminaires | Mid Output | Architectural Flood and Spot Luminaires | Standard | FALSE | [9 empty] | 41233 |  |  | NotYetVerified |  | 3 | 5656 | 108.77 | 52 | 20 | 0.9 | 6000 | 70
P0000142L | Philips Gardco | Philips Gardco | DFL7-XXX-XX-HFL-55LA-CW-[UNIV (120V- 277V) and HVU (347V-480V)]-XXX-XX | Outdoor Luminaires | Mid Output | Architectural Flood and Spot Luminaires | Standard | FALSE | [9 empty] | 41233 |  |  | NotYetVerified |  | 3 | 5348 | 102.85 | 52 | 20 | 0.9 | 6000 | 70
P0000142O | Philips Gardco | Philips Gardco | DFL7-XXX-XX-NSP-55LA-CW-[UNIV (120V- 277V) and HVU (347V-480V)]-XXX-XX | Outdoor Luminaires | Mid Output | Architectural Flood and Spot Luminaires | Standard | FALSE | [9 empty] | 41233 |  |  | NotYetVerified |  | 3 | 5298 | 101.88 | 52 | 20 | 0.9 | 6000 | 70
P0000142M | Philips Gardco | Philips Gardco | DFL7-XXX-XX-VFL-55LA-CW-[UNIV (120V- 277V) and HVU (347V-480V)]-XXX-XX | Outdoor Luminaires | Mid Output | Architectural Flood and Spot Luminaires | Standard | FALSE | [9 empty] | 41233 |  |  | NotYetVerified |  | 3 | 5260 | 101.15 | 52 | 20 | 0.9 | 6000 | 70
P0000141T | Philips Gardco | Philips Gardco | DFL7-XXX-XX-HSP-35LA-CW-[Only 120V or 347V]-XXX-XXX | Outdoor Luminaires | Low Output | Architectural Flood and Spot Luminaires | Standard | FALSE | [9 empty] | 41233 |  |  | NotYetVerified |  | 3 | 4016 | 114.74 | 35 | 20 | 0.9 | 6000 | 70
P0000141W | Philips Gardco | Philips Gardco | DFL7-XXX-XX-WSP-35LA-CW-[Only 120V or 347V]-XXX-XXX | Outdoor Luminaires | Low Output | Architectural Flood and Spot Luminaires | Standard | FALSE | [9 empty] | 41233 |  |  | NotYetVerified |  | 3 | 3990 | 114 | 35 | 20 | 0.9 | 6000 | 70
P0000141V | Philips Gardco | Philips Gardco | DFL7-XXX-XX-MSP-35LA-CW-[Only 120V or 347V]-XXX-XXX | Outdoor Luminaires | Low Output | Architectural Flood and Spot Luminaires | Standard | FALSE | [9 empty] | 41233 |  |  | NotYetVerified |  | 3 | 3982 | 113.77 | 35 | 20 | 0.9 | 6000 | 70
P0000141S | Philips Gardco | Philips Gardco | DFL7-XXX-XX-HFL-35LA-CW-[Only 120V or 347V]-XXX-XXX | Outdoor Luminaires | Low Output | Architectural Flood and Spot Luminaires | Standard | FALSE | [9 empty] | 41233 |  |  | NotYetVerified |  | 3 | 3800 | 108.57 | 35 | 20 | 0.9 | 6000 | 70
P0000141U | Philips Gardco | Philips Gardco | DFL7-XXX-XX-NSP-35LA-CW-[Only 120V or 347V]-XXX-XXX | Outdoor Luminaires | Low Output | Architectural Flood and Spot Luminaires | Standard | FALSE | [9 empty] | 41233 |  |  | NotYetVerified |  | 3 | 3744 | 106.97 | 35 | 20 | 0.9 | 6000 | 70
P00001425 | Philips Gardco | Philips Gardco | DFL7-XXX-XX-HSP-75LA-NW-[UNIV (120V- 277V) and HVU (347V-480V)]-XXX-XX | Outdoor Luminaires | Mid Output | Architectural Flood and Spot Luminaires | Standard | FALSE | [9 empty] | 41233 |  |  | NotYetVerified |  | 3 | 7331 | 103.25 | 71 | 20 | 0.9 | 4000 | 70
P00001428 | Philips Gardco | Philips Gardco | DFL7-XXX-XX-WSP-75LA-NW-[UNIV (120V- 277V) and HVU (347V-480V)]-XXX-XX | Outdoor Luminaires | Mid Output | Architectural Flood and Spot Luminaires | Standard | FALSE | [9 empty] | 41233 |  |  | NotYetVerified |  | 3 | 7018 | 98.85 | 71 | 20 | 0.9 | 4000 | 70
P00001427 | Philips Gardco | Philips Gardco | DFL7-XXX-XX-MSP-75LA-NW-[UNIV (120V- 277V) and HVU (347V-480V)]-XXX-XX | Outdoor Luminaires | Mid Output | Architectural Flood and Spot Luminaires | Standard | FALSE | [9 empty] | 41233 |  |  | NotYetVerified |  | 3 | 6993 | 98.49 | 71 | 20 | 0.9 | 4000 | 70
P00001424 | Philips Gardco | Philips Gardco | DFL7-XXX-XX-HFL-75LA-NW-[UNIV (120V- 277V) and HVU (347V-480V)]-XXX-XX | Outdoor Luminaires | Mid Output | Architectural Flood and Spot Luminaires | Standard | FALSE | [9 empty] | 41233 |  |  | NotYetVerified |  | 3 | 6837 | 96.3 | 71 | 20 | 0.9 | 4000 | 70
P00001426 | Philips Gardco | Philips Gardco | DFL7-XXX-XX-NSP-75LA-NW-[UNIV (120V- 277V) and HVU (347V-480V)]-XXX-XX | Outdoor Luminaires | Mid Output | Architectural Flood and Spot Luminaires | Standard | FALSE | [9 empty] | 41233 |  |  | NotYetVerified |  | 3 | 6680 | 94.08 | 71 | 20 | 0.9 | 4000 | 70
P0000142J | Philips Gardco | Philips Gardco | DFL7-XXX-XX-MSP-55LA-NW-[UNIV (120V- 277V) and HVU (347V-480V)]-XXX-XX | Outdoor Luminaires | Mid Output | Architectural Flood and Spot Luminaires | Standard | FALSE | [9 empty] | 41233 |  |  | NotYetVerified |  | 3 | 5696 | 109.54 | 52 | 20 | 0.9 | 4000 | 70
P0000142K | Philips Gardco | Philips Gardco | DFL7-XXX-XX-WSP-55LA-NW-[UNIV (120V- 277V) and HVU (347V-480V)]-XXX-XX | Outdoor Luminaires | Mid Output | Architectural Flood and Spot Luminaires | Standard | FALSE | [9 empty] | 41233 |  |  | NotYetVerified |  | 3 | 5659 | 108.83 | 52 | 20 | 0.9 | 4000 | 70
P0000142H | Philips Gardco | Philips Gardco | DFL7-XXX-XX-HSP-55LA-NW-[UNIV (120V- 277V) and HVU (347V-480V)]-XXX-XX | Outdoor Luminaires | Mid Output | Architectural Flood and Spot Luminaires | Standard | FALSE | [9 empty] | 41233 |  |  | NotYetVerified |  | 3 | 5656 | 108.77 | 52 | 20 | 0.9 | 4000 | 70
P0000142F | Philips Gardco | Philips Gardco | DFL7-XXX-XX-HFL-55LA-NW-[UNIV (120V- 277V) and HVU (347V-480V)]-XXX-XX | Outdoor Luminaires | Mid Output | Architectural Flood and Spot Luminaires | Standard | FALSE | [9 empty] | 41233 |  |  | NotYetVerified |  | 3 | 5348 | 102.85 | 52 | 20 | 0.9 | 4000 | 70
P0000142I | Philips Gardco | Philips Gardco | DFL7-XXX-XX-NSP-55LA-NW-[UNIV (120V- 277V) and HVU (347V-480V)]-XXX-XX | Outdoor Luminaires | Mid Output | Architectural Flood and Spot Luminaires | Standard | FALSE | [9 empty] | 41233 |  |  | NotYetVerified |  | 3 | 5298 | 101.88 | 52 | 20 | 0.9 | 4000 | 70
P0000142G | Philips Gardco | Philips Gardco | DFL7-XXX-XX-VFL-55LA-NW-[UNIV (120V- 277V) and HVU (347V-480V)]-XXX-XX | Outdoor Luminaires | Mid Output | Architectural Flood and Spot Luminaires | Standard | FALSE | [9 empty] | 41233 |  |  | NotYetVerified |  | 3 | 5260 | 101.15 | 52 | 20 | 0.9 | 4000 | 70
P0000141Z | Philips Gardco | Philips Gardco | DFL7-XXX-XX-HSP-35LA-NW-[Only 120V or 347V]-XXX-XXX | Outdoor Luminaires | Low Output | Architectural Flood and Spot Luminaires | Standard | FALSE | [9 empty] | 41233 |  |  | NotYetVerified |  | 3 | 4016 | 114.74 | 35 | 20 | 0.9 | 4000 | 70
P00001422 | Philips Gardco | Philips Gardco | DFL7-XXX-XX-WSP-35LA-NW-[Only 120V or 347V]-XXX-XXX | Outdoor Luminaires | Low Output | Architectural Flood and Spot Luminaires | Standard | FALSE | [9 empty] | 41233 |  |  | NotYetVerified |  | 3 | 3990 | 114 | 35 | 20 | 0.9 | 4000 | 70
P00001421 | Philips Gardco | Philips Gardco | DFL7-XXX-XX-MSP-35LA-NW-[Only 120V or 347V]-XXX-XXX | Outdoor Luminaires | Low Output | Architectural Flood and Spot Luminaires | Standard | FALSE | [9 empty] | 41233 |  |  | NotYetVerified |  | 3 | 3982 | 113.77 | 35 | 20 | 0.9 | 4000 | 70
P0000141Y | Philips Gardco | Philips Gardco | DFL7-XXX-XX-HFL-35LA-NW-[Only 120V or 347V]-XXX-XXX | Outdoor Luminaires | Low Output | Architectural Flood and Spot Luminaires | Standard | FALSE | [9 empty] | 41233 |  |  | NotYetVerified |  | 3 | 3800 | 108.57 | 35 | 20 | 0.9 | 4000 | 70
P00001420 | Philips Gardco | Philips Gardco | DFL7-XXX-XX-NSP-35LA-NW-[Only 120V or 347V]-XXX-XXX | Outdoor Luminaires | Low Output | Architectural Flood and Spot Luminaires | Standard | FALSE | [9 empty] | 41233 |  |  | NotYetVerified |  | 3 | 3744 | 106.97 | 35 | 20 | 0.9 | 4000 | 70
P000001FS | Acuity Brands Lighting | Lithonia Lighting | DSXF1 LED 1 A530/40K WFL XXXXX XXX XXX XXXXX - 120V | Outdoor Luminaires | Low Output | Architectural Flood and Spot Luminaires | Standard | TRUE | 1859 | 88.52 | 21 | 8.8 | 0.994 | 3982 | 74 | 5 | 100000 | 41218 |  |  | NotYetVerified |  | 3 | 1900 | 90 | 21 |  | 0.9 | 4000 | 70
P000001FK | Acuity Brands Lighting | Lithonia Lighting | DSXF1 LED 2 A530/30K WFL XXXXX XXX XXX XXXXX - 120V | Outdoor Luminaires | Low Output | Architectural Flood and Spot Luminaires | Standard | TRUE | 2962 | 73 | 40.58 | 8.8 | 0.994 | 3034 | 81 | 5 | 100000 | 41218 |  |  | NotYetVerified |  | 3 | 2962.25 | 72.96 | 41 |  | 0.9 | 3000 | 80
P000001G0 | Acuity Brands Lighting | Lithonia Lighting | DSXF1 LED 2 A530/50K WFL XXXXX XXX XXX XXXXX - 120V | Outdoor Luminaires | Low Output | Architectural Flood and Spot Luminaires | Standard | TRUE | 3504 | 86.63 | 40.45 | 8.79 | 0.994 | 5138 | 69 | 5 | 100000 | 41218 |  |  | NotYetVerified |  | 3 | 3582 | 87 | 41 |  | 0.9 | 5000 | 67
P000001FM | Acuity Brands Lighting | Lithonia Lighting | DSXF1 LED 2 A530/40K FL XXXXX XXX XXX XXXXX - 120V | Outdoor Luminaires | Low Output | Architectural Flood and Spot Luminaires | Standard | TRUE | 3330 | 83.56 | 39.85 | 8.79 | 0.994 | 3945 | 74 | 5 | 100000 | 41218 |  |  | NotYetVerified |  | 3 | 3418 | 83 | 41 |  | 0.9 | 4000 | 70
P000001GP | Acuity Brands Lighting | Lithonia Lighting | DSXF2 LED 3 A530/40K WFL XXXXX XXXXX XXX XXXXX | Outdoor Luminaires | Mid Output | Architectural Flood and Spot Luminaires | Standard | TRUE | 5135 | 89.02 | 57.69 | 10.9 | 0.908 | 4002 | 74 | 5 | 100000 | 41218 |  |  | NotYetVerified |  | 3 | 5250 | 91 | 58 |  | 0.9 | 4000 | 70
P000001H3 | Acuity Brands Lighting | Lithonia Lighting | DSXF2 LED 3 A530/50K WFL XXXXX XXXXX XXX XXXXX | Outdoor Luminaires | Mid Output | Architectural Flood and Spot Luminaires | Standard | TRUE | 5064 | 88.2 | 57.41 | 10.9 | 0.908 | 5171 | 70 | 5 | 100000 | 41218 |  |  | NotYetVerified |  | 3 | 5233 | 91 | 58 |  | 0.9 | 5000 | 67
P000001HG | Acuity Brands Lighting | Lithonia Lighting | DSXF2 LED 4 A530/50K WFR XXXXX XXXXX XXX XXXXX | Outdoor Luminaires | Mid Output | Architectural Flood and Spot Luminaires | Standard | FALSE | [9 empty] | 41218 | Not Yet Verified | Not Yet Verified | NotYetVerified |  | 3 | 7136 | 90 | 79 |  | 0.9 | 5000 | 67
P000001HF | Acuity Brands Lighting | Lithonia Lighting | DSXF2 LED 4 A530/50K WFL XXXXX XXXXX XXX XXXXX | Outdoor Luminaires | Mid Output | Architectural Flood and Spot Luminaires | Standard | FALSE | [9 empty] | 41218 | Not Yet Verified | Not Yet Verified | NotYetVerified |  | 3 | 6979 | 88 | 79 |  | 0.9 | 5000 | 67
P000001HA | Acuity Brands Lighting | Lithonia Lighting | DSXF2 LED 4 50K | Outdoor Luminaires | Mid Output | Architectural Flood and Spot Luminaires | Standard | FALSE | [9 empty] | 41218 | Not Yet Verified | Not Yet Verified | NotYetVerified |  | 3 | 6979 | 88 | 79 |  | 0.9 | 5000 | 67
P000001H9 | Acuity Brands Lighting | Lithonia Lighting | DSXF2 LED 3 A530/50K WFR XXXXX XXXXX XXX XXXXX | Outdoor Luminaires | Mid Output | Architectural Flood and Spot Luminaires | Standard | FALSE | [9 empty] | 41218 | Not Yet Verified | Not Yet Verified | NotYetVerified |  | 3 | 5351 | 93 | 58 |  | 0.9 | 5000 | 67
P000001H4 | Acuity Brands Lighting | Lithonia Lighting | DSXF2 LED 3 50K | Outdoor Luminaires | Mid Output | Architectural Flood and Spot Luminaires | Standard | FALSE | [9 empty] | 41218 | Not Yet Verified | Not Yet Verified | NotYetVerified |  | 3 | 5233 | 91 | 58 |  | 0.9 | 5000 | 67
P000001GD | Acuity Brands Lighting | Lithonia Lighting | DSXF1 LED 2 A530/50K WFR XXXXX XXX XXX XXXXX - 120V | Outdoor Luminaires | Low Output | Architectural Flood and Spot Luminaires | Standard | FALSE | [9 empty] | 41218 | Not Yet Verified | Not Yet Verified | NotYetVerified |  | 3 | 3663 | 89 | 41 |  | 0.9 | 5000 | 67
P000001G8 | Acuity Brands Lighting | Lithonia Lighting | DSXF1 LED 2 50K - 120V | Outdoor Luminaires | Low Output | Architectural Flood and Spot Luminaires | Standard | FALSE | [9 empty] | 41218 | Not Yet Verified | Not Yet Verified | NotYetVerified |  | 3 | 3582 | 87 | 41 |  | 0.9 | 5000 | 67
P000001G9 | Acuity Brands Lighting | Lithonia Lighting | DSXF1 LED 2 A530/50K FL XXXXX XXX XXX XXXXX - 120V | Outdoor Luminaires | Low Output | Architectural Flood and Spot Luminaires | Standard | FALSE | [9 empty] | 41218 | Not Yet Verified | Not Yet Verified | NotYetVerified |  | 3 | 3407 | 83 | 41 |  | 0.9 | 5000 | 67
P000001GA | Acuity Brands Lighting | Lithonia Lighting | DSXF1 LED 2 A530/50K MFL XXXXX XXX XXX XXXXX - 120V | Outdoor Luminaires | Low Output | Architectural Flood and Spot Luminaires | Standard | FALSE | [9 empty] | 41218 | Not Yet Verified | Not Yet Verified | NotYetVerified |  | 3 | 3133 | 76 | 41 |  | 0.9 | 5000 | 67
P000001G7 | Acuity Brands Lighting | Lithonia Lighting | DSXF1 LED 1 A530/50K WFR XXXXX XXX XXX XXXXX - 120V | Outdoor Luminaires | Low Output | Architectural Flood and Spot Luminaires | Standard | FALSE | [9 empty] | 41218 | Not Yet Verified | Not Yet Verified | NotYetVerified |  | 3 | 1937 | 92 | 21 |  | 0.9 | 5000 | 67
P000001G6 | Acuity Brands Lighting | Lithonia Lighting | DSXF1 LED 1 A530/50K WFL XXXXX XXX XXX XXXXX - 120V | Outdoor Luminaires | Low Output | Architectural Flood and Spot Luminaires | Standard | FALSE | [9 empty] | 41218 | Not Yet Verified | Not Yet Verified | NotYetVerified |  | 3 | 1894 | 90 | 21 |  | 0.9 | 5000 | 67
P000001G1 | Acuity Brands Lighting | Lithonia Lighting | DSXF1 LED 1 50K - 120V | Outdoor Luminaires | Low Output | Architectural Flood and Spot Luminaires | Standard | FALSE | [9 empty] | 41218 | Not Yet Verified | Not Yet Verified | NotYetVerified |  | 3 | 1894 | 90 | 21 |  | 0.9 | 5000 | 67
P000001H2 | Acuity Brands Lighting | Lithonia Lighting | DSXF2 LED 4 A530/40K WFR XXXXX XXXXX XXX XXXXX | Outdoor Luminaires | Mid Output | Architectural Flood and Spot Luminaires | Standard | FALSE | [9 empty] | 41218 | Not Yet Verified | Not Yet Verified | NotYetVerified |  | 3 | 7159 | 90 | 79 |  | 0.9 | 4000 | 70
P000001H1 | Acuity Brands Lighting | Lithonia Lighting | DSXF2 LED 4 A530/40K WFL XXXXX XXXXX XXX XXXXX | Outdoor Luminaires | Mid Output | Architectural Flood and Spot Luminaires | Standard | FALSE | [9 empty] | 41218 | Not Yet Verified | Not Yet Verified | NotYetVerified |  | 3 | 7001 | 88 | 79 |  | 0.9 | 4000 | 70
P000001GW | Acuity Brands Lighting | Lithonia Lighting | DSXF2 LED 4 40K | Outdoor Luminaires | Mid Output | Architectural Flood and Spot Luminaires | Standard | FALSE | [9 empty] | 41218 | Not Yet Verified | Not Yet Verified | NotYetVerified |  | 3 | 7001 | 88 | 79 |  | 0.9 | 4000 | 70
P000001GV | Acuity Brands Lighting | Lithonia Lighting | DSXF2 LED 3 A530/40K WFR XXXXX XXXXX XXX XXXXX | Outdoor Luminaires | Mid Output | Architectural Flood and Spot Luminaires | Standard | FALSE | [9 empty] | 41218 | Not Yet Verified | Not Yet Verified | NotYetVerified |  | 3 | 5368 | 93 | 58 |  | 0.9 | 4000 | 70
P000001GQ | Acuity Brands Lighting | Lithonia Lighting | DSXF2 LED 3 40K | Outdoor Luminaires | Mid Output | Architectural Flood and Spot Luminaires | Standard | FALSE | [9 empty] | 41218 | Not Yet Verified | Not Yet Verified | NotYetVerified |  | 3 | 5250 | 91 | 58 |  | 0.9 | 4000 | 70
P000001FZ | Acuity Brands Lighting | Lithonia Lighting | DSXF1 LED 2 A530/40K WFR XXXXX XXX XXX XXXXX - 120V | Outdoor Luminaires | Low Output | Architectural Flood and Spot Luminaires | Standard | FALSE | [9 empty] | 41218 | Not Yet Verified | Not Yet Verified | NotYetVerified |  | 3 | 3674 | 90 | 41 |  | 0.9 | 4000 | 70
P000001FY | Acuity Brands Lighting | Lithonia Lighting | DSXF1 LED 2 A530/40K WFL XXXXX XXX XXX XXXXX - 120V | Outdoor Luminaires | Low Output | Architectural Flood and Spot Luminaires | Standard | FALSE | [9 empty] | 41218 | Not Yet Verified | Not Yet Verified | NotYetVerified |  | 3 | 3593 | 88 | 41 |  | 0.9 | 4000 | 70
P000001FU | Acuity Brands Lighting | Lithonia Lighting | DSXF1 LED 2 40K - 120V | Outdoor Luminaires | Low Output | Architectural Flood and Spot Luminaires | Standard | FALSE | [9 empty] | 41218 | Not Yet Verified | Not Yet Verified | NotYetVerified |  | 3 | 3593 | 88 | 41 |  | 0.9 | 4000 | 70
P000001FV | Acuity Brands Lighting | Lithonia Lighting | DSXF1 LED 2 A530/40K MFL XXXXX XXX XXX XXXXX - 120V | Outdoor Luminaires | Low Output | Architectural Flood and Spot Luminaires | Standard | FALSE | [9 empty] | 41218 | Not Yet Verified | Not Yet Verified | NotYetVerified |  | 3 | 3143 | 77 | 41 |  | 0.9 | 4000 | 70
P000001FT | Acuity Brands Lighting | Lithonia Lighting | DSXF1 LED 1 A530/40K WFR XXXXX XXX XXX XXXXX - 120V | Outdoor Luminaires | Low Output | Architectural Flood and Spot Luminaires | Standard | FALSE | [9 empty] | 41218 | Not Yet Verified | Not Yet Verified | NotYetVerified |  | 3 | 1943 | 93 | 21 |  | 0.9 | 4000 | 70
P000001FN | Acuity Brands Lighting | Lithonia Lighting | DSXF1 LED 1 40K - 120V | Outdoor Luminaires | Low Output | Architectural Flood and Spot Luminaires | Standard | FALSE | [9 empty] | 41218 | Not Yet Verified | Not Yet Verified | NotYetVerified |  | 3 | 1900 | 90 | 21 |  | 0.9 | 4000 | 70
P000001FL | Acuity Brands Lighting | Lithonia Lighting | DSXF1 LED 2 A530/30K WFR XXXXX XXX XXX XXXXX - 120V | Outdoor Luminaires | Low Output | Architectural Flood and Spot Luminaires | Standard | FALSE | [9 empty] | 41218 | Not Yet Verified | Not Yet Verified | NotYetVerified |  | 3 | 3045.68 | 76.14 | 41 |  | 0.9 | 3000 | 80
P00000ZYM | Lighting Science Group Corp. | Forefront | FRFT FL160 NW P4 WFL MVOLT XXX XXX XXX XXX | Outdoor Luminaires | High Output | Architectural Flood and Spot Luminaires | Standard | TRUE | 12220 | 75.81 | 161.2 | 17.12 | 0.903 | 3935 | 71 | 5 |  | 41197 |  |  | NotYetVerified |  | 3 | 13445 | 84 | 160 |  | 0.9 | 4000 | 70
P00000YI9 | KHLitec | KHLitec | KH-LE400-014A (Beam angle 55Â°)-100V | Outdoor Luminaires | High Output | Architectural Flood and Spot Luminaires | Standard | TRUE | 29459 | 74.53 | 395.3 | 3.5 | 0.9989 | 5453 | 71 | 5 | 50000 | 41193 |  |  | NotYetVerified |  | 3
P00000YI6 | KHLitec | KHLitec | KH-LE200-007A (Beam angle 35Â°)-100V | Outdoor Luminaires | High Output | Architectural Flood and Spot Luminaires | Standard | TRUE | 14819 | 74.6 | 198.6 | 4.4 | 0.9975 | 5487 | 71 | 5 | 50000 | 41193 |  |  | NotYetVerified |  | 3
P00000YI7 | KHLitec | KHLitec | KH-LE200-009A (Beam angle 55Â°)-100V | Outdoor Luminaires | High Output | Architectural Flood and Spot Luminaires | Standard | TRUE | 14912 | 74.23 | 200.9 | 4 | 0.9974 | 5430 | 70 | 5 | 50000 | 41193 |  |  | NotYetVerified |  | 3
P000005CG | Hubbell Lighting | Beacon Products | AL-X/24NB-55/5K/6X6/UNV | Outdoor Luminaires | Low Output | Architectural Flood and Spot Luminaires | Standard | TRUE | 4847 | 81.19 | 59.71 | 13 | 0.92 | 5198 | 69 | 5 | 121000 | 41186 |  |  | NotYetVerified |  | 3 |  |  | 55
P000005CK | Hubbell Lighting | Beacon Products | AL-X/60NB-136/5K/6X6/UNV | Outdoor Luminaires | High Output | Architectural Flood and Spot Luminaires | Standard | FALSE | [9 empty] | 41186 |  |  | NotYetVerified |  | 3 | 12908.8 | 95 | 136 | 8 | 0.94 | 4903 | 69