## QPL
DESIGNLIGHTS CONSORTIUM (DLC) |  |  |  | Language/Langue:
QUALIFED PRODUCTS LIST (QPL) |  |  |  | English
**This list is for the use of sponsors of the DesignLights Consortium (DLC) in operation of their commercial lighting programs. The QPL is updated regularly. Please refer to the date last updated, below, and check www.designlights.org to ensure you are using the most current version.
NOTES: (1) White rows represent product models that actual test reports were evaluated. Gray rows represent the corresponding family models, of a particular model number, which test reports were not evaluated. (2) "X" in the model number represents wildcard characters for multiple product variations. In these cases, all variations are considered approved. This is done to save space on the QPL.
Last Updated: | 2017-03-31 | By: www.designlights.org
DLC Product Code | Manufacturer Name | Brand Name | Model Number | Category | General Application | Primary Use | Classification | Parent Product | Tested Light Output (lm) | Tested Efficacy (lm/W) | Tested Wattage (W) | Tested Total Harmonic Distortion (THD) | Tested Power Factor | Tested CCT (K) | Tested CRI | Warranty (years) | Rated Lifetime (hours) | Date Qualified | Dimming Status | Dimming Type | Has Intergated Controls | Notes | Technical Requirements Version Number | Reported Light Output (lm) | Reported Luminaire Efficacy (lm/W) | Reported Wattage (W) | Reported Total Harmonic Distortion (THD) | Reported Power Factor | Reported CCT (K) | Reported CRI
P2CW2G56 | PACLIGHTS LLC | PacLights | FCPA150-40 | Outdoor Luminaires | High Output | Fuel Pump Canopy Luminaires | Standard | TRUE | 19118 | 127.71 | 149.7 | 10.33 | 0.933 | 4102 | 83.5 | 5 | 50000 | 42825 |  |  | No |  | 4.1 | 19118 | 127.71 | 149.7 | 10.33 | 0.93 | 4000 | 83.5
P9FJCBXW | PACLIGHTS LLC | PacLights | FCPA180-40 | Outdoor Luminaires | High Output | Fuel Pump Canopy Luminaires | Standard | TRUE | 24401 | 133.7 | 182.5 | 14.25 | 0.92 | 4080 | 83.4 | 5 | 50000 | 42825 |  |  | No |  | 4.1 | 24401 | 133.7 | 182.5 | 14.25 | 0.92 | 4000 | 83.4
PG52577C | PACLIGHTS LLC | PacLights | FCPA240-40 | Outdoor Luminaires | Very High Output | Fuel Pump Canopy Luminaires | Standard | TRUE | 31274 | 129.12 | 242.2 | 9.55 | 0.9376 | 4071 | 83.5 | 5 | 50000 | 42825 |  |  | No |  | 4.1 | 31274 | 129.12 | 242.2 | 9.55 | 0.94 | 4000 | 83.5
PW6XZECC | PACLIGHTS LLC | PacLights | FCPB130-40 | Outdoor Luminaires | High Output | Fuel Pump Canopy Luminaires | Premium | TRUE | 14797 | 117.34 | 126.1 | 15.17 | 0.9165 | 4014 | 73.3 | 5 | 50000 | 42825 |  |  | Yes |  | 4.1 | 14797 | 117.34 | 126.1 | 15.17 | 0.92 | 4000 | 73.3
P2529M79 | PACLIGHTS LLC | PacLights | FCPA150-57 | Outdoor Luminaires | High Output | Fuel Pump Canopy Luminaires | Standard | FALSE | [9 empty] | 42825 |  |  | No |  | 4.1 | 19729 | 130.83 | 150.8 | 10.99 | 0.93 | 5700 | 82
PUJNM24P | PACLIGHTS LLC | PacLights | FCPA240-57 | Outdoor Luminaires | Very High Output | Fuel Pump Canopy Luminaires | Standard | FALSE | [9 empty] | 42825 |  |  | No |  | 4.1 | 32351 | 132.86 | 243.5 | 10.39 | 0.93 | 5700 | 82
PVPAVESA | PACLIGHTS LLC | PacLights | FCPA180-57 | Outdoor Luminaires | High Output | Fuel Pump Canopy Luminaires | Standard | FALSE | [9 empty] | 42825 |  |  | No |  | 4.1 | 25148 | 136.97 | 183.6 | 14.81 | 0.92 | 5700 | 81.9
PX7SQCBQ | PACLIGHTS LLC | PacLights | FCPB130-57 | Outdoor Luminaires | High Output | Fuel Pump Canopy Luminaires | Premium | FALSE | [9 empty] | 42825 |  |  | Yes |  | 4.1 | 15239 | 118.41 | 128.7 | 15.13 | 0.91 | 5700 | 73.8
PSMCQS77 | PACLIGHTS LLC | PacLights | FCPA150-50 | Outdoor Luminaires | High Output | Fuel Pump Canopy Luminaires | Standard | FALSE | [9 empty] | 42825 |  |  | No |  | 4.1 | 19525 | 129.91 | 150.3 | 10.33 | 0.93 | 5000 | 83.5
PNKTJZX9 | PACLIGHTS LLC | PacLights | FCPA240-50 | Outdoor Luminaires | Very High Output | Fuel Pump Canopy Luminaires | Standard | FALSE | [9 empty] | 42825 |  |  | No |  | 4.1 | 31992 | 131.71 | 242.9 | 9.55 | 0.94 | 5000 | 83.5
P3MSX9FE | PACLIGHTS LLC | PacLights | FCPA180-50 | Outdoor Luminaires | High Output | Fuel Pump Canopy Luminaires | Standard | FALSE | [9 empty] | 42825 |  |  | No |  | 4.1 | 24899 | 135.99 | 183.1 | 14.25 | 0.92 | 5000 | 83.4
PM5ENUX3 | PACLIGHTS LLC | PacLights | FCPB130-50 | Outdoor Luminaires | High Output | Fuel Pump Canopy Luminaires | Premium | FALSE | [9 empty] | 42825 |  |  | Yes |  | 4.1 | 14797 | 117.34 | 126.1 | 15.17 | 0.92 | 5000 | 73.3
PBC457XX | PACLIGHTS LLC | PacLights | FCPA150-45 | Outdoor Luminaires | High Output | Fuel Pump Canopy Luminaires | Standard | FALSE | [9 empty] | 42825 |  |  | No |  | 4.1 | 19322 | 128.56 | 150.3 | 10.33 | 0.93 | 4500 | 83.5
P7U269AS | PACLIGHTS LLC | PacLights | FCPA240-45 | Outdoor Luminaires | Very High Output | Fuel Pump Canopy Luminaires | Standard | FALSE | [9 empty] | 42825 |  |  | No |  | 4.1 | 31633 | 130.23 | 242.9 | 9.55 | 0.94 | 4500 | 83.5
PA936HGK | PACLIGHTS LLC | PacLights | FCPA180-45 | Outdoor Luminaires | High Output | Fuel Pump Canopy Luminaires | Standard | FALSE | [9 empty] | 42825 |  |  | No |  | 4.1 | 24650 | 134.63 | 183.1 | 14.25 | 0.92 | 4500 | 83.4
PPCWUCCD | PACLIGHTS LLC | PacLights | FCPB130-45 | Outdoor Luminaires | High Output | Fuel Pump Canopy Luminaires | Premium | FALSE | [9 empty] | 42825 |  |  | Yes |  | 4.1 | 14797 | 117.34 | 126.1 | 15.17 | 0.92 | 4500 | 73.3
P9BKGQW9 | Amerillum Brands | Alumen8E | E-CF11L40T25ACU | Outdoor Luminaires | Low Output | Specialty: Canopy Lighting | Standard | TRUE | 2610 | 108.6 | 24.2 | 9.91 | 0.977 | 4134 | 84.5 | 5 | 50000 | 42824 |  |  | No |  | 4.1 | 2610 | 104.4 | 25 | 16.3 | 0.93 | 4000 | 84.9
PSHS1GZ1 | Amerillum Brands | Alumen8E | E-CF11L40T12ACU | Outdoor Luminaires | Low Output | Specialty: Canopy Lighting | Standard | TRUE | 1360 | 113.5 | 11.98 | 16.3 | 0.932 | 4097 | 85 | 5 | 50000 | 42824 |  |  | No |  | 4.1 | 1360 | 113.33 | 12 | 16.3 | 0.93 | 4000 | 84.9
PTSAWEKY | Amerillum Brands | Alumen8E | E-CF11L40T22ACU | Outdoor Luminaires | Low Output | Specialty: Canopy Lighting | Standard | FALSE | [9 empty] | 42824 |  |  | No |  | 4.1 | 2321.54 | 105.52 | 22 | 16.3 | 0.93 | 4000 | 84.9
PHTK7RHZ | Amerillum Brands | Alumen8E | E-CF11L40T20ACU | Outdoor Luminaires | Low Output | Specialty: Canopy Lighting | Standard | FALSE | [9 empty] | 42824 |  |  | No |  | 4.1 | 2129.23 | 106.46 | 20 | 16.3 | 0.93 | 4000 | 84.9
PUH4S4K6 | Amerillum Brands | Alumen8E | E-CF11L40T17ACU | Outdoor Luminaires | Low Output | Specialty: Canopy Lighting | Standard | FALSE | [9 empty] | 42824 |  |  | No |  | 4.1 | 1840.77 | 108.28 | 17 | 16.3 | 0.93 | 4000 | 84.9
PGRHCEJT | Amerillum Brands | Alumen8E | E-CF11L40T15ACU | Outdoor Luminaires | Low Output | Specialty: Canopy Lighting | Standard | FALSE | [9 empty] | 42824 |  |  | No |  | 4.1 | 1648.46 | 109.9 | 15 | 16.3 | 0.93 | 4000 | 84.9
PVPFV118 | Shanghai CKRA Lighting Technology Co.Ltd | CKRA | CKL-CP01A-50-4K | Outdoor Luminaires | Mid Output | Fuel Pump Canopy Luminaires | Standard | TRUE | 5880.48 | 117.22 | 50.29 | 16.3 | 0.958 | 4055 | 85.6 | 5 | 50000 | 42824 |  |  | Yes |  | 4.1 | 5600 | 112 | 50 | 16 | 0.96 | 4000 | 80
P2CGUSEX | Shanghai CKRA Lighting Technology Co.Ltd | CKRA | CKL-CP01A-60-4K | Outdoor Luminaires | Mid Output | Fuel Pump Canopy Luminaires | Standard | TRUE | 6868.61 | 116.73 | 58.84 | 16.5 | 0.958 | 4058 | 85.6 | 5 | 50000 | 42824 |  |  | Yes |  | 4.1 | 6900 | 115 | 60 | 16 | 0.96 | 4000 | 80
PN6513MW | Shanghai CKRA Lighting Technology Co.Ltd | CKRA | CKL-CP01A-60-5K | Outdoor Luminaires | Mid Output | Fuel Pump Canopy Luminaires | Standard | FALSE | [9 empty] | 42824 |  |  | Yes |  | 4.1 | 6960 | 116 | 60 | 16 | 0.96 | 5000 | 80
P6S85Q61 | Shanghai CKRA Lighting Technology Co.Ltd | CKRA | CKL-CP01A-50-5K | Outdoor Luminaires | Mid Output | Fuel Pump Canopy Luminaires | Standard | FALSE | [9 empty] | 42824 |  |  | Yes |  | 4.1 | 5650 | 113 | 50 | 16 | 0.96 | 5000 | 80
PKME7Z3K | iGlo LLC | iGlo LED | GL100WCANPYSTR01SN4000KUDX | Outdoor Luminaires | High Output | Fuel Pump Canopy Luminaires | Standard | TRUE | 10650 | 105.97 | 100.5 | 14.13 | 0.9023 | 4012 | 83.5 | 5 | 50000 | 42824 |  |  | No |  | 4.1 | 10650 | 105.97 | 100.5 | 14.13 | 0.9023 | 4000 | 83.5
PAANADZ3 | iGlo LLC | iGlo LED | GL100WCANPYSTR02SN4000KUDX | Outdoor Luminaires | High Output | Fuel Pump Canopy Luminaires | Standard | TRUE | 10368 | 103.92 | 99.77 | 16.14 | 0.9111 | 3998 | 83.4 | 5 | 50000 | 42824 |  |  | No |  | 4.1 | 10368 | 103.92 | 99.77 | 16.14 | 0.9111 | 4000 | 83.4
PYNJN35G | iGlo LLC | iGlo LED | GL100WCANPYSTR01SN5700KUDX | Outdoor Luminaires | High Output | Fuel Pump Canopy Luminaires | Standard | FALSE | [9 empty] | 42824 |  |  | No |  | 4.1 | 11056 | 108.18 | 102.2 | 13.97 | 0.9106 | 5700 | 83.8
PJVQRAPX | iGlo LLC | iGlo LED | GL100WCANPYSTR02SN5700KUDX | Outdoor Luminaires | High Output | Fuel Pump Canopy Luminaires | Standard | FALSE | [9 empty] | 42824 |  |  | No |  | 4.1 | 10683 | 106.98 | 99.86 | 16.14 | 0.9058 | 5700 | 83.1
P9ANXJTM | iGlo LLC | iGlo LED | GL100WCANPYSTR01SN5000KUDX | Outdoor Luminaires | High Output | Fuel Pump Canopy Luminaires | Standard | FALSE | [9 empty] | 42824 |  |  | No |  | 4.1 | 10650 | 105.97 | 100.5 | 14.13 | 0.9023 | 5000 | 83.5
PFGNTDD7 | iGlo LLC | iGlo LED | GL100WCANPYSTR02SN5000KUDX | Outdoor Luminaires | High Output | Fuel Pump Canopy Luminaires | Standard | FALSE | [9 empty] | 42824 |  |  | No |  | 4.1 | 10578 | 105.98 | 99.82 | 16.14 | 0.9111 | 5000 | 83.4
PGTRK675 | iGlo LLC | iGlo LED | GL100WCANPYSTR01SN4500KUDX | Outdoor Luminaires | High Output | Fuel Pump Canopy Luminaires | Standard | FALSE | [9 empty] | 42824 |  |  | No |  | 4.1 | 10650 | 105.97 | 100.5 | 14.13 | 0.9023 | 4500 | 83.5
PJ87DZ54 | iGlo LLC | iGlo LED | GL100WCANPYSTR02SN4500KUDX | Outdoor Luminaires | High Output | Fuel Pump Canopy Luminaires | Standard | FALSE | [9 empty] | 42824 |  |  | No |  | 4.1 | 10473 | 104.92 | 99.82 | 16.14 | 0.9111 | 4500 | 83.4
P5A2S3EA | RDA Lighting Inc. | RDA Lighting | SQJ-LED40-B-4K-BRZ | Outdoor Luminaires | Low Output | Fuel Pump Canopy Luminaires | Standard | TRUE | 4666.8 | 118.57 | 39.36 | 15.38 | 0.931 | 3889 | 72.8 | 5 | 50000 | 42823 |  |  | Yes |  | 4.1 | 4666.8 | 118.57 | 39.36 | 15.38 | 0.93 | 3889 | 72.8
PC2CJ619 | RDA Lighting Inc. | RDA Lighting | SQ-LED88-B-4K-BRZ | Outdoor Luminaires | High Output | Fuel Pump Canopy Luminaires | Standard | TRUE | 10720 | 122.55 | 87.48 | 10.98 | 0.9656 | 3970 | 73.1 | 5 | 50000 | 42823 |  |  | Yes |  | 4.1 | 10720 | 122.55 | 87.48 | 8.58 | 0.99 | 3970 | 73.1
P9MHJX14 | RDA Lighting Inc. | RDA Lighting | SQ-LED88-B-5K-BRZ | Outdoor Luminaires | High Output | Fuel Pump Canopy Luminaires | Standard | FALSE | [9 empty] | 42823 |  |  | Yes |  | 4.1 | 11176 | 127.24 | 87.84 | 8.58 | 0.99 | 5091 | 74.9
PPEAVHW1 | RDA Lighting Inc. | RDA Lighting | SQJ-LED40-B-5K-BRZ | Outdoor Luminaires | Low Output | Fuel Pump Canopy Luminaires | Standard | FALSE | [9 empty] | 42823 |  |  | Yes |  | 4.1 | 4803.2 | 122.57 | 39.19 | 15.38 | 0.93 | 4884 | 72.9
PHWZVZQK | iGlo LLC | iGlo LED | GL75WMCANPY1SN4000KUDX | Outdoor Luminaires | Mid Output | Fuel Pump Canopy Luminaires | Standard | TRUE | 8354.8 | 111.65 | 74.83 | 13.09 | 0.9337 | 3983 | 84 | 5 | 50000 | 42822 |  |  | No |  | 3.1 | 8510.4 | 112.11 | 75.91 | 13.09 | 0.9337 | 4000 | 84
PXZMFG7K | iGlo LLC | iGlo LED | GL45WMCANPY1SN4000KUDX | Outdoor Luminaires | Mid Output | Fuel Pump Canopy Luminaires | Standard | TRUE | 5029.4 | 111.89 | 44.95 | 19.29 | 0.9088 | 3899 | 83.6 | 5 | 50000 | 42822 |  |  | No |  | 3.1 | 5034.2 | 113.13 | 44.5 | 19.29 | 0.9088 | 4000 | 83.6
PVNT5B53 | iGlo LLC | iGlo LED | GL100WMCANPY1SN4000KUDX | Outdoor Luminaires | High Output | Fuel Pump Canopy Luminaires | Standard | TRUE | 11087 | 112.16 | 98.84 | 17.9 | 0.9099 | 3968 | 74.3 | 5 | 50000 | 42822 |  |  | No |  | 3.1 | 11194 | 111.38 | 100.5 | 17.9 | 0.9099 | 4000 | 74.3
PVSK81BU | iGlo LLC | iGlo LED | GL150WMCANP131SN4000KUDX | Outdoor Luminaires | High Output | Fuel Pump Canopy Luminaires | Standard | TRUE | 16142 | 107.04 | 150.8 | 10.01 | 0.9345 | 3965 | 74.3 | 5 | 50000 | 42822 |  |  | No |  | 3.1 | 16435 | 107 | 153.6 | 10.01 | 0.9345 | 4000 | 74.3
P1JU26XC | iGlo LLC | iGlo LED | GL130WMCANPY1SN4000KUDX-HV | Outdoor Luminaires | High Output | Fuel Pump Canopy Luminaires | Standard | TRUE | 14163 | 109.78 | 129 | 13.83 | 0.9094 | 3963 | 74.2 | 5 | 50000 | 42822 |  |  | No |  | 3.1 | 14291 | 110.19 | 129.7 | 13.83 | 0.9094 | 4000 | 74.2
PTMD6QD3 | iGlo LLC | iGlo LED | GL130WMCANP131SN4000KUDX | Outdoor Luminaires | High Output | Fuel Pump Canopy Luminaires | Standard | TRUE | 13929 | 107.39 | 129.7 | 11.46 | 0.915 | 3962 | 74.2 | 5 | 50000 | 42822 |  |  | No |  | 3.1 | 14146 | 107.25 | 131.9 | 11.46 | 0.915 | 4000 | 74.2
PY65T4N9 | iGlo LLC | iGlo LED | GL80WSQCANPYSN4000KUDX | Outdoor Luminaires | Mid Output | Fuel Pump Canopy Luminaires | Standard | TRUE | 8211.2 | 97.2 | 84.53 | 15.17 | 0.9241 | 4038 | 72.9 | 5 | 50000 | 42822 |  |  | NotYetVerified |  | 2.1 | 8211.2 | 97.2 | 84.48 | 15.17 | 0.9241 | 4000 | 72.9
P8K9SD96 | iGlo LLC | iGlo LED | GL80WSQCANPYSN4000KUDX-HV | Outdoor Luminaires | Mid Output | Fuel Pump Canopy Luminaires | Standard | TRUE | 8074.7 | 99.8 | 80.91 | 11.53 | 0.953 | 4033 | 72.9 | 5 | 50000 | 42822 |  |  | NotYetVerified |  | 2.1 | 8074.6 | 99.8 | 80.91 | 11.53 | 0.9532 | 4000 | 72.9
PAS2SSHQ | iGlo LLC | iGlo LED | GL100WSQCANPYSN4000KUDX | Outdoor Luminaires | Mid Output | Fuel Pump Canopy Luminaires | Standard | TRUE | 9714.7 | 98.43 | 98.35 | 19.43 | 0.909 | 4053 | 73.1 | 5 | 50000 | 42822 |  |  | NotYetVerified |  | 2.1 | 9714.7 | 98.43 | 98.7 | 19.43 | 0.909 | 4000 | 73.1
PMRCVXQM | iGlo LLC | iGlo LED | GL75WMCANPY1SN5700KUDX | Outdoor Luminaires | Mid Output | Fuel Pump Canopy Luminaires | Standard | FALSE | [9 empty] | 42822 |  |  | No |  | 3.1 | 8791 | 115.47 | 76.13 | 12.94 | 0.9316 | 5700 | 83
P1FT75U7 | iGlo LLC | iGlo LED | GL75WMCANPY2SN5700KUDX | Outdoor Luminaires | Mid Output | Fuel Pump Canopy Luminaires | Standard | FALSE | [9 empty] | 42822 |  |  | No |  | 3.1 | 8791 | 115.47 | 76.13 | 12.94 | 0.9316 | 5700 | 83
PEHT2PZX | iGlo LLC | iGlo LED | GL45WMCANPY2SN5700KUDX | Outdoor Luminaires | Mid Output | Fuel Pump Canopy Luminaires | Standard | FALSE | [9 empty] | 42822 |  |  | No |  | 3.1 | 5136 | 115.96 | 44.29 | 19.41 | 0.9076 | 5700 | 75.9
P5PXGZZ5 | iGlo LLC | iGlo LED | GL45WMCANPY1SN5700KUDX | Outdoor Luminaires | Mid Output | Fuel Pump Canopy Luminaires | Standard | FALSE | [9 empty] | 42822 |  |  | No |  | 3.1 | 5136 | 115.96 | 44.29 | 19.41 | 0.9076 | 5700 | 75.9
PX2SWFV8 | iGlo LLC | iGlo LED | GL100WMCANPY1SN5700KUDX | Outdoor Luminaires | High Output | Fuel Pump Canopy Luminaires | Standard | FALSE | [9 empty] | 42822 |  |  | No |  | 3.1 | 11519 | 114.85 | 100.3 | 17.51 | 0.9101 | 5700 | 75.9
PWQHCP7N | iGlo LLC | iGlo LED | GL100WMCANPY2SN5700KUDX | Outdoor Luminaires | High Output | Fuel Pump Canopy Luminaires | Standard | FALSE | [9 empty] | 42822 |  |  | No |  | 3.1 | 11519 | 114.85 | 100.3 | 17.51 | 0.9101 | 5700 | 75.9
PUGUABHJ | iGlo LLC | iGlo LED | GL150WMCANP131SN5700KUDX | Outdoor Luminaires | High Output | Fuel Pump Canopy Luminaires | Standard | FALSE | [9 empty] | 42822 |  |  | No |  | 3.1 | 16877 | 110.02 | 153.4 | 10.37 | 0.9315 | 5700 | 75.9
PMWPYAA2 | iGlo LLC | iGlo LED | GL150WMCANP231SN5700KUDX | Outdoor Luminaires | High Output | Fuel Pump Canopy Luminaires | Standard | FALSE | [9 empty] | 42822 |  |  | No |  | 3.1 | 16877 | 110.02 | 153.4 | 10.37 | 0.9315 | 5700 | 75.9
PZVP9EBB | iGlo LLC | iGlo LED | GL130WMCANP131SN5700KUDX | Outdoor Luminaires | High Output | Fuel Pump Canopy Luminaires | Standard | FALSE | [9 empty] | 42822 |  |  | No |  | 3.1 | 14634 | 110.7 | 132.2 | 11.83 | 0.9127 | 5700 | 75.7
PG5SSPHW | iGlo LLC | iGlo LED | GL130WMCANP231SN5700KUDX | Outdoor Luminaires | High Output | Fuel Pump Canopy Luminaires | Standard | FALSE | [9 empty] | 42822 |  |  | No |  | 3.1 | 14634 | 110.7 | 132.2 | 11.83 | 0.9127 | 5700 | 75.7
PJJUFKS6 | iGlo LLC | iGlo LED | GL130WMCANPY2SN5700KUDX-HV | Outdoor Luminaires | High Output | Fuel Pump Canopy Luminaires | Standard | FALSE | [9 empty] | 42822 |  |  | No |  | 3.1 | 14589 | 111.96 | 130.3 | 14.16 | 0.9091 | 5700 | 75.6
P4ZTA7HT | iGlo LLC | iGlo LED | GL130WMCANPY1SN5700KUDX-HV | Outdoor Luminaires | High Output | Fuel Pump Canopy Luminaires | Standard | FALSE | [9 empty] | 42822 |  |  | No |  | 3.1 | 14589 | 111.96 | 130.3 | 14.16 | 0.9091 | 5700 | 75.6
PEERMAGH | iGlo LLC | iGlo LED | GL75WMCANPY2SN5000KUDX | Outdoor Luminaires | Mid Output | Fuel Pump Canopy Luminaires | Standard | FALSE | [9 empty] | 42822 |  |  | No |  | 3.1 | 8650.7 | 113.8 | 76.02 | 13.09 | 0.9337 | 5000 | 84
PC28DMJF | iGlo LLC | iGlo LED | GL75WMCANPY1SN5000KUDX | Outdoor Luminaires | Mid Output | Fuel Pump Canopy Luminaires | Standard | FALSE | [9 empty] | 42822 |  |  | No |  | 3.1 | 8650.7 | 113.8 | 76.02 | 13.09 | 0.9337 | 5000 | 84
PM9KVJQK | iGlo LLC | iGlo LED | GL45WMCANPY1SN5000KUDX | Outdoor Luminaires | Mid Output | Fuel Pump Canopy Luminaires | Standard | FALSE | [9 empty] | 42822 |  |  | No |  | 3.1 | 5085.1 | 114.54 | 44.4 | 19.29 | 0.9088 | 5000 | 83.6
PAMMXGKB | iGlo LLC | iGlo LED | GL45WMCANPY2SN5000KUDX | Outdoor Luminaires | Mid Output | Fuel Pump Canopy Luminaires | Standard | FALSE | [9 empty] | 42822 |  |  | No |  | 3.1 | 5085.1 | 114.54 | 44.4 | 19.29 | 0.9088 | 5000 | 83.6
PKUX36PC | iGlo LLC | iGlo LED | GL100WMCANPY2SN5000KUDX | Outdoor Luminaires | High Output | Fuel Pump Canopy Luminaires | Standard | FALSE | [9 empty] | 42822 |  |  | No |  | 3.1 | 11357 | 113.11 | 100.4 | 17.9 | 0.9099 | 5000 | 74.3
P3QG2JMV | iGlo LLC | iGlo LED | GL100WMCANPY1SN5000KUDX | Outdoor Luminaires | High Output | Fuel Pump Canopy Luminaires | Standard | FALSE | [9 empty] | 42822 |  |  | No |  | 3.1 | 11357 | 113.11 | 100.4 | 17.9 | 0.9099 | 5000 | 74.3
PZ7S14RG | iGlo LLC | iGlo LED | GL150WMCANP231SN5000KUDX | Outdoor Luminaires | High Output | Fuel Pump Canopy Luminaires | Standard | FALSE | [9 empty] | 42822 |  |  | No |  | 3.1 | 16656 | 108.51 | 153.5 | 10.01 | 0.9345 | 5000 | 74.3
PYFGEQ41 | iGlo LLC | iGlo LED | GL150WMCANP131SN5000KUDX | Outdoor Luminaires | High Output | Fuel Pump Canopy Luminaires | Standard | FALSE | [9 empty] | 42822 |  |  | No |  | 3.1 | 16656 | 108.51 | 153.5 | 10.01 | 0.9345 | 5000 | 74.3
PPBMY998 | iGlo LLC | iGlo LED | GL130WMCANPY1SN5000KUDX-HV | Outdoor Luminaires | High Output | Fuel Pump Canopy Luminaires | Standard | FALSE | [9 empty] | 42822 |  |  | No |  | 3.1 | 14440 | 111.08 | 130 | 13.83 | 0.9094 | 5000 | 74.2
PMJU2XV6 | iGlo LLC | iGlo LED | GL130WMCANPY2SN5000KUDX-HV | Outdoor Luminaires | High Output | Fuel Pump Canopy Luminaires | Standard | FALSE | [9 empty] | 42822 |  |  | No |  | 3.1 | 14440 | 111.08 | 130 | 13.83 | 0.9094 | 5000 | 74.2
PZZBSZ54 | iGlo LLC | iGlo LED | GL130WMCANP131SN5000KUDX | Outdoor Luminaires | High Output | Fuel Pump Canopy Luminaires | Standard | FALSE | [9 empty] | 42822 |  |  | No |  | 3.1 | 14390 | 108.97 | 132.1 | 11.46 | 0.915 | 5000 | 74.2
PR94X1WN | iGlo LLC | iGlo LED | GL130WMCANP231SN5000KUDX | Outdoor Luminaires | High Output | Fuel Pump Canopy Luminaires | Standard | FALSE | [9 empty] | 42822 |  |  | No |  | 3.1 | 14390 | 108.97 | 132.1 | 11.46 | 0.915 | 5000 | 74.2
PX98CDJ1 | iGlo LLC | iGlo LED | GL75WMCANPY2SN4000KUDX | Outdoor Luminaires | Mid Output | Fuel Pump Canopy Luminaires | Standard | FALSE | [9 empty] | 42822 |  |  | No |  | 3.1 | 8510.4 | 112.11 | 75.91 | 13.09 | 0.9337 | 4000 | 84
PRN5CXJ5 | iGlo LLC | iGlo LED | GL45WMCANPY2SN4000KUDX | Outdoor Luminaires | Mid Output | Fuel Pump Canopy Luminaires | Standard | FALSE | [9 empty] | 42822 |  |  | No |  | 3.1 | 5034.2 | 113.13 | 44.5 | 19.29 | 0.9088 | 4000 | 83.6
PWT3MB8V | iGlo LLC | iGlo LED | GL100WMCANPY2SN4000KUDX | Outdoor Luminaires | High Output | Fuel Pump Canopy Luminaires | Standard | FALSE | [9 empty] | 42822 |  |  | No |  | 3.1 | 11194 | 111.38 | 100.5 | 17.9 | 0.9099 | 4000 | 74.3
P1H48HST | iGlo LLC | iGlo LED | GL150WMCANP231SN4000KUDX | Outdoor Luminaires | High Output | Fuel Pump Canopy Luminaires | Standard | FALSE | [9 empty] | 42822 |  |  | No |  | 3.1 | 16435 | 107 | 153.6 | 10.01 | 0.9345 | 4000 | 74.3
P6U9N7TB | iGlo LLC | iGlo LED | GL130WMCANPY2SN4000KUDX-HV | Outdoor Luminaires | High Output | Fuel Pump Canopy Luminaires | Standard | FALSE | [9 empty] | 42822 |  |  | No |  | 3.1 | 14291 | 110.19 | 129.7 | 13.83 | 0.9094 | 4000 | 74.2
P237MPCV | iGlo LLC | iGlo LED | GL130WMCANP231SN4000KUDX | Outdoor Luminaires | High Output | Fuel Pump Canopy Luminaires | Standard | FALSE | [9 empty] | 42822 |  |  | No |  | 3.1 | 14146 | 107.25 | 131.9 | 11.46 | 0.915 | 4000 | 74.2
P5YJF739 | iGlo LLC | iGlo LED | GL80WSQCANPYSN5700KUDX-HV | Outdoor Luminaires | Mid Output | Fuel Pump Canopy Luminaires | Standard | FALSE | [9 empty] | 42822 |  |  | NotYetVerified |  | 2.1 | 8108 | 100.19 | 80.93 | 11.69 | 0.9521 | 5700 | 73.4
PY5P1M51 | iGlo LLC | iGlo LED | GL80WSQCANPYSN5700KUDX | Outdoor Luminaires | Mid Output | Fuel Pump Canopy Luminaires | Standard | FALSE | [9 empty] | 42822 |  |  | NotYetVerified |  | 2.1 | 8453 | 99.11 | 85.43 | 15.68 | 0.9236 | 5700 | 73.2
PFRQF4BD | iGlo LLC | iGlo LED | GL100WSQCANPYSN5700KUDX | Outdoor Luminaires | Mid Output | Fuel Pump Canopy Luminaires | Standard | FALSE | [9 empty] | 42822 |  |  | NotYetVerified |  | 2.1 | 10271 | 101.49 | 100.8 | 18.93 | 0.906 | 5700 | 72.5
P9G7K4EZ | iGlo LLC | iGlo LED | GL100WSQCANPYSN5000KUDX | Outdoor Luminaires | Mid Output | Fuel Pump Canopy Luminaires | Standard | FALSE | [9 empty] | 42822 |  |  | NotYetVerified |  | 2.1 | 9714.7 | 98.43 | 98.7 | 19.43 | 0.909 | 5000 | 73.1
PK48YPNA | iGlo LLC | iGlo LED | GL80WSQCANPYSN5000KUDX | Outdoor Luminaires | Mid Output | Fuel Pump Canopy Luminaires | Standard | FALSE | [9 empty] | 42822 |  |  | NotYetVerified |  | 2.1 | 8211.2 | 97.2 | 84.48 | 15.17 | 0.9241 | 5000 | 72.9
P9Z7MFAY | iGlo LLC | iGlo LED | GL80WSQCANPYSN5000KUDX-HV | Outdoor Luminaires | Mid Output | Fuel Pump Canopy Luminaires | Standard | FALSE | [9 empty] | 42822 |  |  | NotYetVerified |  | 2.1 | 8074.6 | 99.8 | 80.91 | 11.53 | 0.9532 | 5000 | 72.9
PY4UY8K9 | iGlo LLC | iGlo LED | GL100WSQCANPYSN4500KUDX | Outdoor Luminaires | Mid Output | Fuel Pump Canopy Luminaires | Standard | FALSE | [9 empty] | 42822 |  |  | NotYetVerified |  | 2.1 | 9714.7 | 98.43 | 98.7 | 19.43 | 0.909 | 4500 | 73.1
PP93B28G | iGlo LLC | iGlo LED | GL80WSQCANPYSN4500KUDX | Outdoor Luminaires | Mid Output | Fuel Pump Canopy Luminaires | Standard | FALSE | [9 empty] | 42822 |  |  | NotYetVerified |  | 2.1 | 8211.2 | 97.2 | 84.48 | 15.17 | 0.9241 | 4500 | 72.9
PM412CT5 | iGlo LLC | iGlo LED | GL80WSQCANPYSN4500KUDX-HV | Outdoor Luminaires | Mid Output | Fuel Pump Canopy Luminaires | Standard | FALSE | [9 empty] | 42822 |  |  | NotYetVerified |  | 2.1 | 8074.6 | 99.8 | 80.91 | 11.53 | 0.9532 | 4500 | 72.9
PH4J682E | Sunrain Systems | Esbright | EX-150 | Outdoor Luminaires | High Output | Fuel Pump Canopy Luminaires | Standard | TRUE | 18963 | 126 | 150.87 | 8.38 | 0.981 | 5726 | 73.7 | 5 | 50000 | 42822 |  |  | No |  | 4.1 | 18900 | 126 | 150 | 0.08 | 0.9 | 5700 | 73
PSJ9F45D | RAB Design Lighting | RAB Design | SQJ-LED40-B-4K-BRZ | Outdoor Luminaires | Low Output | Fuel Pump Canopy Luminaires | Standard | TRUE | 4666.8 | 118.57 | 39.36 | 15.38 | 0.931 | 3889 | 72.8 | 5 | 50000 | 42822 |  |  | Yes |  | 4 | 4666.8 | 118.57 | 39.36 | 15.38 | 0.93 | 3889 | 72.8
P359BTWF | RAB Design Lighting | RAB Design | SQ-LED88-B-4K-BRZ | Outdoor Luminaires | High Output | Fuel Pump Canopy Luminaires | Standard | TRUE | 10720 | 122.55 | 87.48 | 10.98 | 0.9656 | 3970 | 73.1 | 5 | 50000 | 42822 |  |  | Yes |  | 4 | 10720 | 122.55 | 87.48 | 8.58 | 0.99 | 3970 | 73.1
P36H6KC5 | RAB Design Lighting | RAB Design | SQ-LED88-B-5K-BRZ | Outdoor Luminaires | High Output | Fuel Pump Canopy Luminaires | Standard | FALSE | [9 empty] | 42822 |  |  | Yes |  | 4 | 11176 | 127.24 | 87.84 | 8.58 | 0.99 | 5091 | 74.9
PZ9ANSF4 | RAB Design Lighting | RAB Design | SQJ-LED40-B-5K-BRZ | Outdoor Luminaires | Low Output | Fuel Pump Canopy Luminaires | Standard | FALSE | [9 empty] | 42822 |  |  | Yes |  | 4 | 4803.2 | 122.57 | 39.19 | 15.38 | 0.93 | 4884 | 72.9
PVD4YG53 | Beyond LED Technology | Beyond | BLTLB75W4KCM | Outdoor Luminaires | Mid Output | Fuel Pump Canopy Luminaires | Standard | TRUE | 8354.8 | 111.65 | 74.83 | 13.09 | 0.9337 | 3983 | 84 | 5 | 50000 | 42822 |  |  | No |  | 4.1 | 8510.4 | 112.11 | 75.91 | 13.09 | 0.9337 | 4000 | 84
PWPG1Y8Z | Beyond LED Technology | Beyond | BLTLB45W4KCM | Outdoor Luminaires | Mid Output | Fuel Pump Canopy Luminaires | Standard | TRUE | 5029.4 | 111.89 | 44.95 | 19.29 | 0.9088 | 3899 | 83.6 | 5 | 50000 | 42822 |  |  | No |  | 4.1 | 5034.2 | 113.13 | 44.5 | 19.29 | 0.9088 | 4000 | 83.6
PQHBS4BD | Beyond LED Technology | Beyond | BLTLB75W57KCM | Outdoor Luminaires | Mid Output | Fuel Pump Canopy Luminaires | Standard | FALSE | [9 empty] | 42822 |  |  | No |  | 4.1 | 8791 | 115.47 | 76.13 | 12.94 | 0.9316 | 5700 | 83
P5E99J58 | Beyond LED Technology | Beyond | BLTLB75W57KLM | Outdoor Luminaires | Mid Output | Fuel Pump Canopy Luminaires | Standard | FALSE | [9 empty] | 42822 |  |  | No |  | 4.1 | 8791 | 115.47 | 76.13 | 12.94 | 0.9316 | 5700 | 83
P54CDQ8H | Beyond LED Technology | Beyond | BLTLB45W57KLM | Outdoor Luminaires | Mid Output | Fuel Pump Canopy Luminaires | Standard | FALSE | [9 empty] | 42822 |  |  | No |  | 4.1 | 5136 | 115.96 | 44.29 | 19.41 | 0.9076 | 5700 | 75.9
P3UGAA79 | Beyond LED Technology | Beyond | BLTLB45W57KCM | Outdoor Luminaires | Mid Output | Fuel Pump Canopy Luminaires | Standard | FALSE | [9 empty] | 42822 |  |  | No |  | 4.1 | 5136 | 115.96 | 44.29 | 19.41 | 0.9076 | 5700 | 75.9
PZD6V91V | Beyond LED Technology | Beyond | BLTLB75W5KLM | Outdoor Luminaires | Mid Output | Fuel Pump Canopy Luminaires | Standard | FALSE | [9 empty] | 42822 |  |  | No |  | 4.1 | 8650.7 | 113.8 | 76.02 | 13.09 | 0.9337 | 5000 | 84
PG1E4PDQ | Beyond LED Technology | Beyond | BLTLB75W5KCM | Outdoor Luminaires | Mid Output | Fuel Pump Canopy Luminaires | Standard | FALSE | [9 empty] | 42822 |  |  | No |  | 4.1 | 8650.7 | 113.8 | 76.02 | 13.09 | 0.9337 | 5000 | 84
PJE1UVYB | Beyond LED Technology | Beyond | BLTLB45W5KCM | Outdoor Luminaires | Mid Output | Fuel Pump Canopy Luminaires | Standard | FALSE | [9 empty] | 42822 |  |  | No |  | 4.1 | 5085.1 | 114.54 | 44.4 | 19.29 | 0.9088 | 5000 | 83.6
PFMNSACA | Beyond LED Technology | Beyond | BLTLB45W5KLM | Outdoor Luminaires | Mid Output | Fuel Pump Canopy Luminaires | Standard | FALSE | [9 empty] | 42822 |  |  | No |  | 4.1 | 5085.1 | 114.54 | 44.4 | 19.29 | 0.9088 | 5000 | 83.6
P3PBVVA7 | Beyond LED Technology | Beyond | BLTLB75W4KLM | Outdoor Luminaires | Mid Output | Fuel Pump Canopy Luminaires | Standard | FALSE | [9 empty] | 42822 |  |  | No |  | 4.1 | 8510.4 | 112.11 | 75.91 | 13.09 | 0.9337 | 4000 | 84
PF99YGDX | Beyond LED Technology | Beyond | BLTLB45W4KLM | Outdoor Luminaires | Mid Output | Fuel Pump Canopy Luminaires | Standard | FALSE | [9 empty] | 42822 |  |  | No |  | 4.1 | 5034.2 | 113.13 | 44.5 | 19.29 | 0.9088 | 4000 | 83.6
P17F811E | Foshan NaturaLED Electric Co. Ltd | Naturaled | LED-FXGSC75/40K/WH | Outdoor Luminaires | Mid Output | Fuel Pump Canopy Luminaires | Premium | TRUE | 8675.7 | 116.73 | 74.32 | 14.82 | 0.9396 | 3878 | 84 | 5 | 50000 | 42818 | Dimmable | Continuous Above 10 | No |  | 4.1 | 8765.8 | 116.94 | 74.96 | 14.86 | 0.94 | 4000 | 84
P168K844 | Foshan NaturaLED Electric Co. Ltd | Naturaled | LED-FXGSC75/50K/WH | Outdoor Luminaires | Mid Output | Fuel Pump Canopy Luminaires | Premium | FALSE | [9 empty] | 42818 | Dimmable | Continuous Above 10 | No |  | 4.1 | 8997 | 119.98 | 74.99 | 14.82 | 0.9 | 5000 | 84.2
PNVAX9AZ | Foshan NaturaLED Electric Co. Ltd | Naturaled | LED-FXGSC45/40K/WH | Outdoor Luminaires | Mid Output | Fuel Pump Canopy Luminaires | Premium | TRUE | 5342 | 117.48 | 45.47 | 16.72 | 0.9036 | 4062 | 84.4 | 5 | 50000 | 42818 | Dimmable | Continuous Above 10 | No |  | 4.1 | 5392.4 | 117.48 | 45.9 | 16.72 | 0.9 | 4000 | 84.4
PZN3988E | Foshan NaturaLED Electric Co. Ltd | Naturaled | LED-FXGSC45/50K/WH | Outdoor Luminaires | Mid Output | Fuel Pump Canopy Luminaires | Premium | FALSE | [9 empty] | 42818 | Dimmable | Continuous Above 10 | No |  | 4.1 | 5513 | 119.72 | 46.05 | 16.67 | 0.9 | 5000 | 84.3
PD5TMG5B | Damar Worldwide 4 LLC | Damar | 34081A | Outdoor Luminaires | High Output | Fuel Pump Canopy Luminaires | Premium | TRUE | 19511 | 130.07 | 150 | 10.8 | 0.9478 | 4026 | 83.9 | 5 | 50000 | 42817 |  |  | No |  | 4.1 | 19511 | 130.07 | 150 | 10.8 | 0.99 | 4000 | 83.9
PV4C147R | Damar Worldwide 4 LLC | Damar | 34082A | Outdoor Luminaires | High Output | Fuel Pump Canopy Luminaires | Premium | FALSE | [9 empty] | 42817 |  |  | No |  | 4.1 | 20041 | 133.43 | 150.2 | 10.8 | 0.99 | 5000 | 86.3
P6P63HTZ | Caster Lighting Inc. | Caster | CM07-4K | Outdoor Luminaires | Low Output | Fuel Pump Canopy Luminaires | Standard | TRUE | 3744.5 | 97.36 | 38.46 | 13.82 | 0.9489 | 3953 | 83.1 | 5 | 50000 | 42815 | Not Dimmable | Not Dimmable | No |  | 4.1 | 3500 | 92 | 38 | 20 | 0.9 | 4000 | 80
PK8UEZ68 | Caster Lighting Inc. | Caster | CM07-5K | Outdoor Luminaires | Low Output | Fuel Pump Canopy Luminaires | Standard | FALSE | [9 empty] | 42815 | Not Dimmable | Not Dimmable | No |  | 4.1 | 3500 | 92 | 38 | 20 | 0.9 | 5000 | 80
PKTJB8F3 | NINGHAI SUNLUX LIGHTING AND ELECTRONIC CO. LTD | AMAX | ACODL1-040W-40K-D-[blank123]-[blankPC]-G-H | Outdoor Luminaires | Low Output | Fuel Pump Canopy Luminaires | Premium | TRUE | 4157.2 | 110.83 | 37.51 | 13.8 | 0.9118 | 4154 | 72.8 | 5 | 50000 | 42814 | Dimmable | Continuous (Can dim down to ? 10% (W)) | Yes |  | 4.1 | 4220.2 | 111.12 | 37.98 | 13.8 | 0.91 | 4000 | 70
PYGDECMT | NINGHAI SUNLUX LIGHTING AND ELECTRONIC CO. LTD | AMAX | ACLPS-040W-50K-[blank123]-[blankPC]-G-H | Outdoor Luminaires | Low Output | Fuel Pump Canopy Luminaires | Premium | FALSE | [9 empty] | 42814 | Not Dimmable | Not Dimmable | Yes |  | 4.1 | 4874 | 129.73 | 37.57 | 20.63 | 0.91 | 5000 | 70
PHRUURV7 | NINGHAI SUNLUX LIGHTING AND ELECTRONIC CO. LTD | AMAX | ACODL1-040W-50K-[blank123]-[blankPC]-G-H | Outdoor Luminaires | Low Output | Fuel Pump Canopy Luminaires | Premium | FALSE | [9 empty] | 42814 | Not Dimmable | Not Dimmable | Yes |  | 4.1 | 4729 | 126.04 | 37.52 | 20.11 | 0.92 | 5000 | 70
P1MW91KJ | NINGHAI SUNLUX LIGHTING AND ELECTRONIC CO. LTD | AMAX | ACLPL-060W-50K-[blank123]-[blankPC]-G-H | Outdoor Luminaires | Mid Output | Fuel Pump Canopy Luminaires | Premium | FALSE | [9 empty] | 42814 | Not Dimmable | Not Dimmable | Yes |  | 4.1 | 7070 | 121.83 | 58.03 | 18.65 | 0.92 | 5000 | 70
PDRYE87Q | NINGHAI SUNLUX LIGHTING AND ELECTRONIC CO. LTD | AMAX | ACLPL-080W-50K-[blank123]-[blankPC]-G-H | Outdoor Luminaires | Mid Output | Fuel Pump Canopy Luminaires | Premium | FALSE | [9 empty] | 42814 | Not Dimmable | Not Dimmable | Yes |  | 4.1 | 9973 | 122.38 | 81.49 | 12.51 | 0.99 | 5000 | 70
PGK532PD | NINGHAI SUNLUX LIGHTING AND ELECTRONIC CO. LTD | AMAX | ACLPL-080W-50K-D-[blank123]-[blankPC]-G-H | Outdoor Luminaires | Mid Output | Fuel Pump Canopy Luminaires | Premium | FALSE | [9 empty] | 42814 | Dimmable | Continuous (Can dim down to ? 10% (W)) | Yes |  | 4.1 | 8918 | 118.61 | 75.19 | 15.23 | 0.92 | 5000 | 70
P6WST8Z3 | NINGHAI SUNLUX LIGHTING AND ELECTRONIC CO. LTD | AMAX | ACODL1-040W-50K-D-[blank123]-[blankPC]-G-H | Outdoor Luminaires | Low Output | Fuel Pump Canopy Luminaires | Premium | FALSE | [9 empty] | 42814 | Dimmable | Continuous (Can dim down to ? 10% (W)) | Yes |  | 4.1 | 4425 | 115.99 | 38.15 | 13.52 | 0.91 | 5000 | 70
PB8SK3X9 | NINGHAI SUNLUX LIGHTING AND ELECTRONIC CO. LTD | AMAX | ACLPS-040W-50K-D-[blank123]-[blankPC]-G-H | Outdoor Luminaires | Low Output | Fuel Pump Canopy Luminaires | Premium | FALSE | [9 empty] | 42814 | Dimmable | Continuous (Can dim down to ? 10% (W)) | Yes |  | 4.1 | 4851 | 128.84 | 37.65 | 12.49 | 0.91 | 5000 | 70
P7XVBQVZ | NINGHAI SUNLUX LIGHTING AND ELECTRONIC CO. LTD | AMAX | ACLPL-060W-50K-D-[blank123]-[blankPC]-G-H | Outdoor Luminaires | Mid Output | Fuel Pump Canopy Luminaires | Premium | FALSE | [9 empty] | 42814 | Dimmable | Continuous (Can dim down to ? 10% (W)) | Yes |  | 4.1 | 7088 | 122.67 | 57.78 | 11.15 | 0.96 | 5000 | 70
PRBQT361 | NINGHAI SUNLUX LIGHTING AND ELECTRONIC CO. LTD | AMAX | ACODL1-040W-40K-[blank123]-[blankPC]-G-H | Outdoor Luminaires | Low Output | Fuel Pump Canopy Luminaires | Premium | FALSE | [9 empty] | 42814 | Not Dimmable | Not Dimmable | Yes |  | 4.1 | 4492.4 | 119.32 | 37.65 | 20.39 | 0.92 | 4000 | 70
P27VSH45 | NINGHAI SUNLUX LIGHTING AND ELECTRONIC CO. LTD | AMAX | ACLPS-040W-40K-[blank123]-[blankPC]-G-H | Outdoor Luminaires | Low Output | Fuel Pump Canopy Luminaires | Premium | FALSE | [9 empty] | 42814 | Not Dimmable | Not Dimmable | Yes |  | 4.1 | 4656.9 | 124.45 | 37.42 | 20.15 | 0.92 | 4000 | 70
PADXR7PV | NINGHAI SUNLUX LIGHTING AND ELECTRONIC CO. LTD | AMAX | ACLPL-060W-40K-[blank123]-[blankPC]-G-H | Outdoor Luminaires | Mid Output | Fuel Pump Canopy Luminaires | Premium | FALSE | [9 empty] | 42814 | Not Dimmable | Not Dimmable | Yes |  | 4.1 | 6741.2 | 116.41 | 57.91 | 18.42 | 0.91 | 4000 | 70
P9DFQF5Y | NINGHAI SUNLUX LIGHTING AND ELECTRONIC CO. LTD | AMAX | ACLPL-080W-40K-[blank123]-[blankPC]-G-H | Outdoor Luminaires | Mid Output | Fuel Pump Canopy Luminaires | Premium | FALSE | [9 empty] | 42814 | Not Dimmable | Not Dimmable | Yes |  | 4.1 | 9555.3 | 116.93 | 81.72 | 12.44 | 0.95 | 4000 | 70
PD19U6XA | NINGHAI SUNLUX LIGHTING AND ELECTRONIC CO. LTD | AMAX | ACLPL-080W-40K-D-[blank123]-[blankPC]-G-H | Outdoor Luminaires | Mid Output | Fuel Pump Canopy Luminaires | Premium | FALSE | [9 empty] | 42814 | Dimmable | Continuous (Can dim down to ? 10% (W)) | Yes |  | 4.1 | 8462.8 | 113.08 | 74.84 | 15.54 | 0.92 | 4000 | 70
PERN9KF7 | NINGHAI SUNLUX LIGHTING AND ELECTRONIC CO. LTD | AMAX | ACLPS-040W-40K-D-[blank123]-[blankPC]-G-H | Outdoor Luminaires | Low Output | Fuel Pump Canopy Luminaires | Premium | FALSE | [9 empty] | 42814 | Dimmable | Continuous (Can dim down to ? 10% (W)) | Yes |  | 4.1 | 4613 | 123.11 | 37.47 | 12.73 | 0.91 | 4000 | 70
PA2FQA5W | NINGHAI SUNLUX LIGHTING AND ELECTRONIC CO. LTD | AMAX | ACLPL-060W-40K-D-[blank123]-[blankPC]-G-H | Outdoor Luminaires | Mid Output | Fuel Pump Canopy Luminaires | Premium | FALSE | [9 empty] | 42814 | Dimmable | Continuous (Can dim down to ? 10% (W)) | Yes |  | 4.1 | 6753.9 | 117.01 | 57.72 | 11.01 | 0.96 | 4000 | 70
PP3B3GWP | YES LED Lighting Inc. | YES LED Lighting | YCPS-75W-40C | Outdoor Luminaires | Mid Output | Fuel Pump Canopy Luminaires | Standard | TRUE | 8354.8 | 111.65 | 74.83 | 13.09 | 0.9337 | 3983 | 84 | 5 | 50000 | 42814 | Not Dimmable | Not Dimmable | No |  | 4.1 | 8510.4 | 112.11 | 75.91 | 13.09 | 0.9337 | 4000 | 84
PQZM4C44 | YES LED Lighting Inc. | YES LED Lighting | YCPS-45W-40C | Outdoor Luminaires | Mid Output | Fuel Pump Canopy Luminaires | Standard | TRUE | 5029.4 | 111.89 | 44.95 | 19.29 | 0.9088 | 3899 | 83.6 | 5 | 50000 | 42814 | Not Dimmable | Not Dimmable | No |  | 4.1 | 5034.2 | 113.13 | 44.5 | 19.29 | 0.9088 | 4000 | 83.6
PYY39BKV | YES LED Lighting Inc. | YES LED Lighting | YCPS-75W-57P | Outdoor Luminaires | Mid Output | Fuel Pump Canopy Luminaires | Standard | FALSE | [9 empty] | 42814 | Not Dimmable | Not Dimmable | No |  | 4.1 | 8791 | 115.47 | 76.13 | 12.94 | 0.9316 | 5700 | 83
PHWG6FE3 | YES LED Lighting Inc. | YES LED Lighting | YCPS-75W-57C | Outdoor Luminaires | Mid Output | Fuel Pump Canopy Luminaires | Standard | FALSE | [9 empty] | 42814 | Not Dimmable | Not Dimmable | No |  | 4.1 | 8791 | 115.47 | 76.13 | 12.94 | 0.9316 | 5700 | 83
PFCSHTN5 | YES LED Lighting Inc. | YES LED Lighting | YCPS-45W-57C | Outdoor Luminaires | Mid Output | Fuel Pump Canopy Luminaires | Standard | FALSE | [9 empty] | 42814 | Not Dimmable | Not Dimmable | No |  | 4.1 | 5136 | 115.96 | 44.29 | 19.41 | 0.9076 | 5700 | 75.9
P598VBTB | YES LED Lighting Inc. | YES LED Lighting | YCPS-45W-57P | Outdoor Luminaires | Mid Output | Fuel Pump Canopy Luminaires | Standard | FALSE | [9 empty] | 42814 | Not Dimmable | Not Dimmable | No |  | 4.1 | 5136 | 115.96 | 44.29 | 19.41 | 0.9076 | 5700 | 75.9
PTF1DHMT | YES LED Lighting Inc. | YES LED Lighting | YCPS-75W-50C | Outdoor Luminaires | Mid Output | Fuel Pump Canopy Luminaires | Standard | FALSE | [9 empty] | 42814 | Not Dimmable | Not Dimmable | No |  | 4.1 | 8650.7 | 113.8 | 76.02 | 13.09 | 0.9337 | 5000 | 84
PDTYR54S | YES LED Lighting Inc. | YES LED Lighting | YCPS-75W-50P | Outdoor Luminaires | Mid Output | Fuel Pump Canopy Luminaires | Standard | FALSE | [9 empty] | 42814 | Not Dimmable | Not Dimmable | No |  | 4.1 | 8650.7 | 113.8 | 76.02 | 13.09 | 0.9337 | 5000 | 84
PCKRDXQJ | YES LED Lighting Inc. | YES LED Lighting | YCPS-45W-50P | Outdoor Luminaires | Mid Output | Fuel Pump Canopy Luminaires | Standard | FALSE | [9 empty] | 42814 | Not Dimmable | Not Dimmable | No |  | 4.1 | 5085.1 | 114.54 | 44.4 | 19.29 | 0.9088 | 5000 | 83.6
P5UKHUFX | YES LED Lighting Inc. | YES LED Lighting | YCPS-45W-50C | Outdoor Luminaires | Mid Output | Fuel Pump Canopy Luminaires | Standard | FALSE | [9 empty] | 42814 | Not Dimmable | Not Dimmable | No |  | 4.1 | 5085.1 | 114.54 | 44.4 | 19.29 | 0.9088 | 5000 | 83.6
PJ4E71NK | YES LED Lighting Inc. | YES LED Lighting | YCPS-75W-40P | Outdoor Luminaires | Mid Output | Fuel Pump Canopy Luminaires | Standard | FALSE | [9 empty] | 42814 | Not Dimmable | Not Dimmable | No |  | 4.1 | 8510.4 | 112.11 | 75.91 | 13.09 | 0.9337 | 4000 | 84
P6RZWGXY | YES LED Lighting Inc. | YES LED Lighting | YCPS-45W-40P | Outdoor Luminaires | Mid Output | Fuel Pump Canopy Luminaires | Standard | FALSE | [9 empty] | 42814 | Not Dimmable | Not Dimmable | No |  | 4.1 | 5034.2 | 113.13 | 44.5 | 19.29 | 0.9088 | 4000 | 83.6
PCQT436Y | Eaton (formerly Cooper Lighting) | Lumark | CLCSLED-40-SM-UNV | Outdoor Luminaires | Low Output | Fuel Pump Canopy Luminaires | Standard | TRUE | 4666.8 | 118.57 | 39.36 | 15.38 | 0.931 | 3889 | 72.8 | 5 | 50000 | 42811 |  |  | Yes |  | 4 | 4666.8 | 118.57 | 39.36 | 15.38 | 0.93 | 3889 | 72.8
PJ1SCY7M | Eaton (formerly Cooper Lighting) | Lumark | CLCSLED-55-SM-UNV | Outdoor Luminaires | Mid Output | Fuel Pump Canopy Luminaires | Standard | TRUE | 7040.7 | 125.51 | 56.1 | 15.6 | 0.934 | 3992 | 73.1 | 5 | 50000 | 42811 |  |  | Yes |  | 4 | 7040.7 | 125.51 | 56.1 | 9.6 | 0.99 | 3992 | 73.1
P124NMP8 | Eaton (formerly Cooper Lighting) | Lumark | CLCSLED-86-SM-UNV | Outdoor Luminaires | High Output | Fuel Pump Canopy Luminaires | Standard | TRUE | 10720 | 122.55 | 87.48 | 10.98 | 0.9656 | 3970 | 73.1 | 5 | 50000 | 42811 |  |  | Yes |  | 4 | 10720 | 122.55 | 87.48 | 8.58 | 0.99 | 3970 | 73.1
PFXC51WH | Eaton (formerly Cooper Lighting) | Lumark | CLCSLED-117-SM-UNV | Outdoor Luminaires | High Output | Fuel Pump Canopy Luminaires | Standard | TRUE | 13342 | 117.53 | 113.5 | 11.71 | 0.9419 | 4026 | 73.8 | 5 | 50000 | 42811 |  |  | Yes |  | 4 | 13342 | 117.53 | 113.5 | 6.16 | 1 | 4026 | 73.8
PC6DN2Q7 | Eaton (formerly Cooper Lighting) | Lumark | CLCSLED-86-SM-UNV-7050 | Outdoor Luminaires | High Output | Fuel Pump Canopy Luminaires | Standard | FALSE | [9 empty] | 42811 |  |  | Yes |  | 4 | 11176 | 127.24 | 87.84 | 8.58 | 0.99 | 5091 | 74.9
P3J2CPH2 | Eaton (formerly Cooper Lighting) | Lumark | CLCSLED-117-SM-UNV-7050 | Outdoor Luminaires | High Output | Fuel Pump Canopy Luminaires | Standard | FALSE | [9 empty] | 42811 |  |  | Yes |  | 4 | 13993 | 121.19 | 115.5 | 6.16 | 1 | 5070 | 74.3
PSDWDZ8R | Eaton (formerly Cooper Lighting) | Lumark | CLCSLED-40-SM-UNV-7050 | Outdoor Luminaires | Low Output | Fuel Pump Canopy Luminaires | Standard | FALSE | [9 empty] | 42811 |  |  | Yes |  | 4 | 4803.2 | 122.57 | 39.19 | 15.38 | 0.93 | 4884 | 72.9
PMYBEAJZ | Eaton (formerly Cooper Lighting) | Lumark | CLCSLED-55-SM-UNV-7050 | Outdoor Luminaires | Mid Output | Fuel Pump Canopy Luminaires | Standard | FALSE | [9 empty] | 42811 |  |  | Yes |  | 4 | 7220 | 128.07 | 56.44 | 9.6 | 0.99 | 4870 | 72.4
P8KQYZ47 | CenterPoint Lighting | CenterPoint Lighting | CLC80W-4K | Outdoor Luminaires | Mid Output | Fuel Pump Canopy Luminaires | Standard | TRUE | 9548.4 | 119.91 | 79.63 | 12.32 | 0.9016 | 4058 | 82.5 | 5 | 50000 | 42809 | Dimmable | Continuous Below 10 | Yes |  | 4.1 | 9548.4 | 119.91 | 79.63 | 12.32 | 0.9 | 4000 | 82.5
PAC3DQQ3 | CenterPoint Lighting | CenterPoint Lighting | CLC80W-6K | Outdoor Luminaires | Mid Output | Fuel Pump Canopy Luminaires | Standard | FALSE | [9 empty] | 42809 | Dimmable | Continuous Below 10 | Yes |  | 4.1 | 9703 | 122.11 | 79.46 | 12.36 | 0.9 | 5700 | 82.2
PAE2ZMZ1 | CenterPoint Lighting | CenterPoint Lighting | CLC80W-5K | Outdoor Luminaires | Mid Output | Fuel Pump Canopy Luminaires | Standard | FALSE | [9 empty] | 42809 | Dimmable | Continuous Below 10 | Yes |  | 4.1 | 9548.4 | 119.91 | 79.63 | 12.32 | 0.9 | 5000 | 82.5
P9XBZBR7 | SloanLED | PDL3M | 701948-5WTWT3-M_66W | Outdoor Luminaires | Mid Output | Fuel Pump Canopy Luminaires | Premium | TRUE | 8741 | 133 | 65.71 | 10.8 | 0.943 | 5044 | 76.9 | 5 | 50000 | 42808 | Dimmable | Continuous Below 10 | No |  | 4.1 | 8741 | 133.02 | 65.71 | 10.8 | 0.94 | 5044 | 76.9
PJEK1EYC | SloanLED | PDL3M | 701948-5WTWT3-M_125W | Outdoor Luminaires | High Output | Fuel Pump Canopy Luminaires | Premium | TRUE | 14980 | 119.7 | 125.1 | 9.95 | 0.935 | 5083 | 77 | 5 | 50000 | 42808 | Dimmable | Continuous Below 10 | No |  | 4.1 | 14980 | 119.74 | 125.1 | 9.95 | 0.94 | 5083 | 77
P94C8N37 | SloanLED | PDL3M | 701948-5WCWT3-M_66W | Outdoor Luminaires | Mid Output | Fuel Pump Canopy Luminaires | Premium | FALSE | [9 empty] | 42808 | Dimmable | Continuous Below 10 | No |  | 4.1 | 8755 | 133.24 | 65.71 | 10.8 | 0.94 | 5000 | 76.9
PJJCQQGS | SloanLED | PDL3M | 701948-5WCWT3-M_125W | Outdoor Luminaires | High Output | Fuel Pump Canopy Luminaires | Premium | FALSE | [9 empty] | 42808 | Dimmable | Continuous Below 10 | No |  | 4.1 | 15005 | 119.94 | 125.1 | 9.95 | 0.94 | 5000 | 76.9
PX18TNMD | Infinilux Corporation | Infinilux | CHSDXX80-03 (5000K) | Outdoor Luminaires | Mid Output | Fuel Pump Canopy Luminaires | Premium | FALSE | [9 empty] | 42808 | Dimmable | Continuous Below 10 | No |  | 4 | 7887 | 118 | 67.06 | 15 | 0.93 | 4969 | 72
P7SCMK1Y | Infinilux Corporation | Infinilux | CHSDXX25-03 (5000K) | Outdoor Luminaires | Low Output | Fuel Pump Canopy Luminaires | Premium | FALSE | [9 empty] | 42808 | Dimmable | Continuous Below 10 | No |  | 4 | 2350 | 114 | 20.66 | 16 | 0.89 | 4962 | 73
PM9YCUW4 | Infinilux Corporation | Infinilux | CHSDXX60-03 (5000K) | Outdoor Luminaires | Mid Output | Fuel Pump Canopy Luminaires | Premium | FALSE | [9 empty] | 42808 | Dimmable | Continuous Below 10 | No |  | 4 | 5590 | 112 | 49.87 | 15 | 0.91 | 4922 | 72
P9A8HVFT | Infinilux Corporation | Infinilux | CHSDXX45-03 (5000K) | Outdoor Luminaires | Low Output | Fuel Pump Canopy Luminaires | Premium | FALSE | [9 empty] | 42808 | Dimmable | Continuous Below 10 | No |  | 4 | 4282 | 118 | 36.39 | 14 | 0.93 | 4920 | 73
PT7H2Q6U | Infinilux Corporation | Infinilux | CHSGXX25-03 (5000K) | Outdoor Luminaires | Low Output | Fuel Pump Canopy Luminaires | Premium | FALSE | [9 empty] | 42808 | Dimmable | Continuous Below 10 | No |  | 4 | 2533 | 123 | 20.67 | 16 | 0.89 | 4874 | 72
PTRX649A | Infinilux Corporation | Infinilux | CHSGXX80-03 (5000K) | Outdoor Luminaires | Mid Output | Fuel Pump Canopy Luminaires | Premium | FALSE | [9 empty] | 42808 | Dimmable | Continuous Below 10 | No |  | 4 | 8589 | 128 | 67.1 | 15 | 0.93 | 4858 | 71
PN79E7PY | Infinilux Corporation | Infinilux | CHSPXX80-03 (5000K) | Outdoor Luminaires | Mid Output | Fuel Pump Canopy Luminaires | Premium | FALSE | [9 empty] | 42808 | Dimmable | Continuous Below 10 | No |  | 4 | 9016 | 134 | 67.1 | 15 | 0.93 | 4853 | 72
P5P2WCHC | Infinilux Corporation | Infinilux | CHSGXX60-03 (5000K) | Outdoor Luminaires | Mid Output | Fuel Pump Canopy Luminaires | Premium | FALSE | [9 empty] | 42808 | Dimmable | Continuous Below 10 | No |  | 4 | 6168 | 123 | 50.03 | 15 | 0.91 | 4838 | 72
PH99PN17 | Infinilux Corporation | Infinilux | CHSPXX60-03 (5000K) | Outdoor Luminaires | Mid Output | Fuel Pump Canopy Luminaires | Premium | FALSE | [9 empty] | 42808 | Dimmable | Continuous Below 10 | No |  | 4 | 6472 | 130 | 49.88 | 15 | 0.91 | 4835 | 72
PAR7EN7F | Infinilux Corporation | Infinilux | CHSPXX25-03 (5000K) | Outdoor Luminaires | Low Output | Fuel Pump Canopy Luminaires | Premium | FALSE | [9 empty] | 42808 | Dimmable | Continuous Below 10 | No |  | 4 | 2670 | 129 | 20.66 | 16 | 0.89 | 4832 | 72
PJDJ3GHH | Infinilux Corporation | Infinilux | CHSPXX45-03 (5000K) | Outdoor Luminaires | Low Output | Fuel Pump Canopy Luminaires | Premium | FALSE | [9 empty] | 42808 | Dimmable | Continuous Below 10 | No |  | 4 | 4839 | 133 | 36.34 | 14 | 0.93 | 4808 | 73
PQAU53X9 | Infinilux Corporation | Infinilux | CHSGXX45-03 (5000K) | Outdoor Luminaires | Low Output | Fuel Pump Canopy Luminaires | Premium | FALSE | [9 empty] | 42808 | Dimmable | Continuous Below 10 | No |  | 4 | 4601 | 126 | 36.43 | 14 | 0.93 | 4808 | 73
PCC28AZS | Infinilux Corporation | Infinilux | CHSDXX25-03 (4000K) | Outdoor Luminaires | Low Output | Fuel Pump Canopy Luminaires | Premium | FALSE | [9 empty] | 42808 | Dimmable | Continuous Below 10 | No |  | 4 | 2352 | 115 | 20.49 | 17 | 0.88 | 3939 | 72
PA368KWY | Infinilux Corporation | Infinilux | CHSDXX45-03 (4000K) | Outdoor Luminaires | Low Output | Fuel Pump Canopy Luminaires | Premium | FALSE | [9 empty] | 42808 | Dimmable | Continuous Below 10 | No |  | 4 | 4227 | 117 | 36.16 | 14 | 0.93 | 3929 | 72
PVD3KW32 | Infinilux Corporation | Infinilux | CHSDXX60-03 (4000K) | Outdoor Luminaires | Mid Output | Fuel Pump Canopy Luminaires | Premium | FALSE | [9 empty] | 42808 | Dimmable | Continuous Below 10 | No |  | 4 | 5702 | 114 | 50.12 | 15 | 0.92 | 3919 | 72
PURVJMDT | Infinilux Corporation | Infinilux | CHSDXX80-03 (4000K) | Outdoor Luminaires | Mid Output | Fuel Pump Canopy Luminaires | Premium | FALSE | [9 empty] | 42808 | Dimmable | Continuous Below 10 | No |  | 4 | 7829 | 117 | 67.2 | 15 | 0.92 | 3905 | 72
PRDWX1XZ | Infinilux Corporation | Infinilux | CHSGXX25-03 (4000K) | Outdoor Luminaires | Low Output | Fuel Pump Canopy Luminaires | Premium | FALSE | [9 empty] | 42808 | Dimmable | Continuous Below 10 | No |  | 4 | 2543 | 124 | 20.53 | 17 | 0.88 | 3878 | 72
PUPUTAUZ | Infinilux Corporation | Infinilux | CHSGXX45-03 (4000K) | Outdoor Luminaires | Low Output | Fuel Pump Canopy Luminaires | Premium | FALSE | [9 empty] | 42808 | Dimmable | Continuous Below 10 | No |  | 4 | 4582 | 126 | 36.24 | 14 | 0.93 | 3874 | 72
PBA2YDW3 | Infinilux Corporation | Infinilux | CHSGXX60-03 (4000K) | Outdoor Luminaires | Mid Output | Fuel Pump Canopy Luminaires | Premium | FALSE | [9 empty] | 42808 | Dimmable | Continuous Below 10 | No |  | 4 | 6306 | 125 | 50.28 | 15 | 0.92 | 3870 | 72
P8VNQ585 | Infinilux Corporation | Infinilux | CHSPXX25-03 (4000K) | Outdoor Luminaires | Low Output | Fuel Pump Canopy Luminaires | Premium | FALSE | [9 empty] | 42808 | Dimmable | Continuous Below 10 | No |  | 4 | 2670 | 130 | 20.48 | 17 | 0.88 | 3864 | 72
P2TP851S | Infinilux Corporation | Infinilux | CHSPXX45-03 (4000K) | Outdoor Luminaires | Low Output | Fuel Pump Canopy Luminaires | Premium | FALSE | [9 empty] | 42808 | Dimmable | Continuous Below 10 | No |  | 4 | 4815 | 133 | 36.21 | 14 | 0.93 | 3864 | 72
PM896WSK | Infinilux Corporation | Infinilux | CHSPXX60-03 (4000K) | Outdoor Luminaires | Mid Output | Fuel Pump Canopy Luminaires | Premium | FALSE | [9 empty] | 42808 | Dimmable | Continuous Below 10 | No |  | 4 | 6586 | 131 | 50.18 | 14 | 0.92 | 3858 | 72
P2AT6UB3 | Infinilux Corporation | Infinilux | CHSGXX80-03 (4000K) | Outdoor Luminaires | Mid Output | Fuel Pump Canopy Luminaires | Premium | FALSE | [9 empty] | 42808 | Dimmable | Continuous Below 10 | No |  | 4 | 8466 | 126 | 67.38 | 15 | 0.92 | 3844 | 72
PVZHJMRV | Infinilux Corporation | Infinilux | CHSPXX80-03 (4000K) | Outdoor Luminaires | Mid Output | Fuel Pump Canopy Luminaires | Premium | FALSE | [9 empty] | 42808 | Dimmable | Continuous Below 10 | No |  | 4 | 8940 | 133 | 67.25 | 15 | 0.92 | 3837 | 72
PU3DAK52 | ByDesignLED Inc | ByDesignLED Inc | BDL-GSK12W27-50K | Outdoor Luminaires | High Output | Fuel Pump Canopy Luminaires | Standard | TRUE | 14808 | 124.64 | 118.8 | 12.01 | 0.9787 | 5003 | 83.1 | 5 | 50000 | 42807 |  |  | No |  | 4 | 15000 | 125 | 120 | 12.01 | 0.98 | 5000 | 80
PUC945XQ | P.Q.L. Inc. | Superior Life® | 90001 | Outdoor Luminaires | Mid Output | Fuel Pump Canopy Luminaires | Premium | TRUE | 6883.5 | 112.79 | 61.03 | 14.96 | 0.904 | 5164 | 71.5 | 5 | 60600 | 42804 |  |  | No | 0 | 4.1 | 6883.5 | 112.79 | 61.03 | 14.96 | 0.904 | 5000 | 71.5
P2BTVQQ6 | P.Q.L. Inc. | Superior Life® | 90003 | Outdoor Luminaires | High Output | Fuel Pump Canopy Luminaires | Premium | TRUE | 11223 | 110.35 | 101.7 | 15.38 | 0.9224 | 5176 | 71.7 | 5 | 50000 | 42804 |  |  | No | 0 | 4.1 | 12546 | 107.05 | 117.2 | 16.08 | 0.9137 | 5000 | 71.5
PAM4HEBY | FULANDY | Fulandy | FLD-CNL-B-200W[PH MS or blank](4000K) | Outdoor Luminaires | High Output | Fuel Pump Canopy Luminaires | Premium | TRUE | 25957 | 135.55 | 191.3 | 18.26 | 0.9094 | 4065 | 72.1 | 5 | 65000 | 42803 | Not Dimmable | Not Dimmable | Yes |  | 4.1 | 26587 | 138.98 | 191.3 | 18.26 | 0.91 | 4000 | 72.1
P68DUHPQ | FULANDY | Fulandy | FLD-CNL-B-60W[PH MS or blank](5700K) | Outdoor Luminaires | Mid Output | Fuel Pump Canopy Luminaires | Premium | TRUE | 8510 | 145.29 | 58.57 | 19.68 | 0.9072 | 5552 | 75.4 | 5 | 65000 | 42803 | Not Dimmable | Not Dimmable | Yes |  | 4.1 | 8510 | 145.29 | 58.57 | 19.68 | 0.91 | 5700 | 75.4
PFCA79ZW | FULANDY | Fulandy | FLD-CNL-B-60W[PH MS or blank](4000K) | Outdoor Luminaires | Mid Output | Fuel Pump Canopy Luminaires | Premium | TRUE | 8207.6 | 142 | 57.8 | 17.18 | 0.9022 | 3988 | 71.9 | 5 | 65000 | 42803 | Not Dimmable | Not Dimmable | Yes |  | 4.1 | 8207.6 | 142 | 57.8 | 17.18 | 0.9 | 4000 | 71.9
PM914MBH | FULANDY | Fulandy | FLD-CNL-B-130W[PH MS or blank](5700K) | Outdoor Luminaires | High Output | Fuel Pump Canopy Luminaires | Premium | FALSE | [9 empty] | 42803 | Not Dimmable | Not Dimmable | Yes |  | 4.1 | 18447 | 138.91 | 132.8 | 18.07 | 0.9 | 5700 | 73.9
PDAJEBK7 | FULANDY | Fulandy | FLD-CNL-B-75W[PH MS or blank](5700K) | Outdoor Luminaires | High Output | Fuel Pump Canopy Luminaires | Premium | FALSE | [9 empty] | 42803 | Not Dimmable | Not Dimmable | Yes |  | 4.1 | 10791 | 142.98 | 75.47 | 17.62 | 0.91 | 5700 | 72.6
PW3TPDR1 | FULANDY | Fulandy | FLD-CNL-B-150W[PH MS or blank](5700K) | Outdoor Luminaires | High Output | Fuel Pump Canopy Luminaires | Premium | FALSE | [9 empty] | 42803 | Not Dimmable | Not Dimmable | Yes |  | 4.1 | 20558 | 141 | 145.8 | 17.57 | 0.91 | 5700 | 72.3
P32ZKWYB | FULANDY | Fulandy | FLD-CNL-B-100W[PH MS or blank](5700K) | Outdoor Luminaires | High Output | Fuel Pump Canopy Luminaires | Premium | FALSE | [9 empty] | 42803 | Not Dimmable | Not Dimmable | Yes |  | 4.1 | 13600 | 141.01 | 96.45 | 15.84 | 0.91 | 5700 | 72.3
PFGQHWTG | FULANDY | Fulandy | FLD-CNL-B-200W[PH MS or blank](5700K) | Outdoor Luminaires | High Output | Fuel Pump Canopy Luminaires | Premium | FALSE | [9 empty] | 42803 | Not Dimmable | Not Dimmable | Yes |  | 4.1 | 26587 | 138.98 | 191.3 | 18.26 | 0.91 | 5700 | 72.1
P1XJ58VV | FULANDY | Fulandy | FLD-CNL-B-180W[PH MS or blank](5700K) | Outdoor Luminaires | High Output | Fuel Pump Canopy Luminaires | Premium | FALSE | [9 empty] | 42803 | Not Dimmable | Not Dimmable | Yes |  | 4.1 | 24463 | 141 | 173.5 | 18.64 | 0.9 | 5700 | 72
PBDPP8F7 | FULANDY | Fulandy | FLD-CNL-B-120W[PH MS or blank](5700K) | Outdoor Luminaires | High Output | Fuel Pump Canopy Luminaires | Premium | FALSE | [9 empty] | 42803 | Not Dimmable | Not Dimmable | Yes |  | 4.1 | 16300 | 141 | 115.6 | 17.26 | 0.9 | 5700 | 72
PHU4QX5A | FULANDY | Fulandy | FLD-CNL-B-130W[PH MS or blank](5000K) | Outdoor Luminaires | High Output | Fuel Pump Canopy Luminaires | Premium | FALSE | [9 empty] | 42803 | Not Dimmable | Not Dimmable | Yes |  | 4.1 | 18447 | 138.91 | 132.8 | 18.07 | 0.9 | 5000 | 73.9
PE747VDR | FULANDY | Fulandy | FLD-CNL-B-75W[PH MS or blank](5000K) | Outdoor Luminaires | High Output | Fuel Pump Canopy Luminaires | Premium | FALSE | [9 empty] | 42803 | Not Dimmable | Not Dimmable | Yes |  | 4.1 | 10791 | 142.98 | 75.47 | 17.62 | 0.91 | 5000 | 72.6
PYK7YSDU | FULANDY | Fulandy | FLD-CNL-B-150W[PH MS or blank](5000K) | Outdoor Luminaires | High Output | Fuel Pump Canopy Luminaires | Premium | FALSE | [9 empty] | 42803 | Not Dimmable | Not Dimmable | Yes |  | 4.1 | 20558 | 141 | 145.8 | 17.57 | 0.91 | 5000 | 72.3
PGKJ1Z5R | FULANDY | Fulandy | FLD-CNL-B-100W[PH MS or blank](5000K) | Outdoor Luminaires | High Output | Fuel Pump Canopy Luminaires | Premium | FALSE | [9 empty] | 42803 | Not Dimmable | Not Dimmable | Yes |  | 4.1 | 13600 | 141.01 | 96.45 | 15.84 | 0.91 | 5000 | 72.3
PJ71F2RZ | FULANDY | Fulandy | FLD-CNL-B-200W[PH MS or blank](5000K) | Outdoor Luminaires | High Output | Fuel Pump Canopy Luminaires | Premium | FALSE | [9 empty] | 42803 | Not Dimmable | Not Dimmable | Yes |  | 4.1 | 26587 | 138.98 | 191.3 | 18.26 | 0.91 | 5000 | 72.1
PEXVWEZE | FULANDY | Fulandy | FLD-CNL-B-180W[PH MS or blank](5000K) | Outdoor Luminaires | High Output | Fuel Pump Canopy Luminaires | Premium | FALSE | [9 empty] | 42803 | Not Dimmable | Not Dimmable | Yes |  | 4.1 | 24463 | 141 | 173.5 | 18.64 | 0.9 | 5000 | 72
P84QGCTP | FULANDY | Fulandy | FLD-CNL-B-120W[PH MS or blank](5000K) | Outdoor Luminaires | High Output | Fuel Pump Canopy Luminaires | Premium | FALSE | [9 empty] | 42803 | Not Dimmable | Not Dimmable | Yes |  | 4.1 | 16300 | 141 | 115.6 | 17.26 | 0.9 | 5000 | 72
PJ2F1YAU | FULANDY | Fulandy | FLD-CNL-B-60W[PH MS or blank](5000K) | Outdoor Luminaires | Mid Output | Fuel Pump Canopy Luminaires | Premium | FALSE | [9 empty] | 42803 | Not Dimmable | Not Dimmable | Yes |  | 4.1 | 8409 | 144.51 | 58.19 | 17.18 | 0.9 | 5000 | 71.9
PWVG6HAM | FULANDY | Fulandy | FLD-CNL-B-130W[PH MS or blank](4000K) | Outdoor Luminaires | High Output | Fuel Pump Canopy Luminaires | Premium | FALSE | [9 empty] | 42803 | Not Dimmable | Not Dimmable | Yes |  | 4.1 | 18447 | 138.91 | 132.8 | 18.07 | 0.9 | 4000 | 73.9
PVUBU4QA | FULANDY | Fulandy | FLD-CNL-B-75W[PH MS or blank](4000K) | Outdoor Luminaires | High Output | Fuel Pump Canopy Luminaires | Premium | FALSE | [9 empty] | 42803 | Not Dimmable | Not Dimmable | Yes |  | 4.1 | 10791 | 142.98 | 75.47 | 17.62 | 0.91 | 4000 | 72.6
PS4UWNB1 | FULANDY | Fulandy | FLD-CNL-B-150W[PH MS or blank](4000K) | Outdoor Luminaires | High Output | Fuel Pump Canopy Luminaires | Premium | FALSE | [9 empty] | 42803 | Not Dimmable | Not Dimmable | Yes |  | 4.1 | 20558 | 141 | 145.8 | 17.57 | 0.91 | 4000 | 72.3
PFS8EQS4 | FULANDY | Fulandy | FLD-CNL-B-100W[PH MS or blank](4000K) | Outdoor Luminaires | High Output | Fuel Pump Canopy Luminaires | Premium | FALSE | [9 empty] | 42803 | Not Dimmable | Not Dimmable | Yes |  | 4.1 | 13600 | 141.01 | 96.45 | 15.84 | 0.91 | 4000 | 72.3
PJV2RXP1 | FULANDY | Fulandy | FLD-CNL-B-180W[PH MS or blank](4000K) | Outdoor Luminaires | High Output | Fuel Pump Canopy Luminaires | Premium | FALSE | [9 empty] | 42803 | Not Dimmable | Not Dimmable | Yes |  | 4.1 | 24463 | 141 | 173.5 | 18.64 | 0.9 | 4000 | 72
PFF9QWE3 | FULANDY | Fulandy | FLD-CNL-B-120W[PH MS or blank](4000K) | Outdoor Luminaires | High Output | Fuel Pump Canopy Luminaires | Premium | FALSE | [9 empty] | 42803 | Not Dimmable | Not Dimmable | Yes |  | 4.1 | 16300 | 141 | 115.6 | 17.26 | 0.9 | 4000 | 72
P7R5M4YM | Shanghai Supertek Lighting Co. Ltd | SUPERTEK | CP01A-50W-4000K | Outdoor Luminaires | Mid Output | Fuel Pump Canopy Luminaires | Standard | TRUE | 5880.48 | 117.22 | 50.29 | 16.3 | 0.958 | 4055 | 85.6 | 5 | 50000 | 42803 | Dimmable | Continuous Below 10 | Yes |  | 4.1 | 5600 | 112 | 50 | 16 | 0.96 | 4000 | 80
PQN9RZH6 | Shanghai Supertek Lighting Co. Ltd | SUPERTEK | CP01A-50W-5000K | Outdoor Luminaires | Mid Output | Fuel Pump Canopy Luminaires | Standard | FALSE | [9 empty] | 42803 | Dimmable | Continuous Below 10 | Yes |  | 4.1 | 5650 | 113 | 50 | 16 | 0.96 | 5000 | 80
PQ9P7R8T | Lamp Shining Manufacturing Co.Ltd | Lamp Shining | LSCP-50W(4000K) | Outdoor Luminaires | Mid Output | Fuel Pump Canopy Luminaires | Standard | TRUE | 5134.1 | 103.93 | 49.4 | 9.84 | 0.9063 | 4195 | 75.1 | 5 | 50000 | 42802 |  |  | No |  | 4.1 | 5155.6 | 105.28 | 48.97 | 9.84 | 0.91 | 4000 | 75.1
PZ3YE6TK | Lamp Shining Manufacturing Co.Ltd | Lamp Shining | LSCP-75W(4000K) | Outdoor Luminaires | Mid Output | Fuel Pump Canopy Luminaires | Standard | TRUE | 7587.8 | 103.01 | 73.66 | 10.24 | 0.8899 | 4186 | 75.1 | 5 | 50000 | 42802 |  |  | No |  | 4.1 | 7587.8 | 103.01 | 73.66 | 10.27 | 0.89 | 4000 | 75.1
P545A76S | Lamp Shining Manufacturing Co.Ltd | Lamp Shining | LSCP-75W(5700K) | Outdoor Luminaires | Mid Output | Fuel Pump Canopy Luminaires | Standard | FALSE | [9 empty] | 42802 |  |  | No |  | 4.1 | 8030 | 107.62 | 74.61 | 12.81 | 0.91 | 5700 | 76.8
P71YKE15 | Lamp Shining Manufacturing Co.Ltd | Lamp Shining | LSCP-50W(5700K) | Outdoor Luminaires | Mid Output | Fuel Pump Canopy Luminaires | Standard | FALSE | [9 empty] | 42802 |  |  | No |  | 4.1 | 5437 | 109.52 | 49.64 | 11.62 | 0.92 | 5700 | 76.7
PH3ZDKRQ | Lamp Shining Manufacturing Co.Ltd | Lamp Shining | LSCP-75W(5000K) | Outdoor Luminaires | Mid Output | Fuel Pump Canopy Luminaires | Standard | FALSE | [9 empty] | 42802 |  |  | No |  | 4.1 | 7883 | 106.33 | 74.14 | 10.27 | 0.89 | 5000 | 75.1
PXYRPY4R | Lamp Shining Manufacturing Co.Ltd | Lamp Shining | LSCP-50W(5000K) | Outdoor Luminaires | Mid Output | Fuel Pump Canopy Luminaires | Standard | FALSE | [9 empty] | 42802 |  |  | No |  | 4.1 | 5343 | 108.37 | 49.31 | 9.84 | 0.91 | 5000 | 75.1
PU2YYAJT | Lamp Shining Manufacturing Co.Ltd | Lamp Shining | LSCP-75W(4500K) | Outdoor Luminaires | Mid Output | Fuel Pump Canopy Luminaires | Standard | FALSE | [9 empty] | 42802 |  |  | No |  | 4.1 | 7735 | 104.34 | 74.14 | 10.27 | 0.89 | 4500 | 75.1
P13G9HX5 | Lamp Shining Manufacturing Co.Ltd | Lamp Shining | LSCP-50W(4500K) | Outdoor Luminaires | Mid Output | Fuel Pump Canopy Luminaires | Standard | FALSE | [9 empty] | 42802 |  |  | No |  | 4.1 | 5249 | 106.47 | 49.31 | 9.84 | 0.91 | 4500 | 75.1
PU9PQPHM | INTEL LED | INT | INT-CP-75W-2111-1601 4000K | Outdoor Luminaires | Mid Output | Fuel Pump Canopy Luminaires | Standard | TRUE | 8354.8 | 111.65 | 74.83 | 13.09 | 0.9337 | 3983 | 84 | 5 | 50000 | 42802 | Not Dimmable | Not Dimmable | No |  | 4.1 | 8510.4 | 112.11 | 75.91 | 13.09 | 0.9337 | 4000 | 84
PJT6Y7DY | INTEL LED | INT | INT-CP3-150WCSPBA1 4000K | Outdoor Luminaires | High Output | Fuel Pump Canopy Luminaires | Standard | TRUE | 15531 | 104.73 | 148.3 | 12.64 | 0.932 | 3999 | 74 | 5 | 50000 | 42802 | Not Dimmable | Not Dimmable | No |  | 4.1 | 15531 | 104.73 | 148.3 | 12.64 | 0.93 | 4000 | 74
PMYWVFV9 | INTEL LED | INT | INT-CP-75W-2111-1601 5700K | Outdoor Luminaires | Mid Output | Fuel Pump Canopy Luminaires | Standard | FALSE | [9 empty] | 42802 | Not Dimmable | Not Dimmable | No |  | 4.1 | 8791 | 115.47 | 76.13 | 12.94 | 0.9316 | 5700 | 83
P36GVEZV | INTEL LED | INT | INT-CP-75W-2112-1601 5700K | Outdoor Luminaires | Mid Output | Fuel Pump Canopy Luminaires | Standard | FALSE | [9 empty] | 42802 | Not Dimmable | Not Dimmable | No |  | 4.1 | 8791 | 115.47 | 76.13 | 12.94 | 0.9316 | 5700 | 83
P91VEXF7 | INTEL LED | INT | INT-CP3-150WCSPBA1 5700K | Outdoor Luminaires | High Output | Fuel Pump Canopy Luminaires | Standard | FALSE | [9 empty] | 42802 | Not Dimmable | Not Dimmable | No |  | 4.1 | 16146 | 107.21 | 150.6 | 12.51 | 0.95 | 5700 | 73
PBM71HEX | INTEL LED | INT | INT-CP-75W-2112-1601 5000K | Outdoor Luminaires | Mid Output | Fuel Pump Canopy Luminaires | Standard | FALSE | [9 empty] | 42802 | Not Dimmable | Not Dimmable | No |  | 4.1 | 8650.7 | 113.8 | 76.02 | 13.09 | 0.9337 | 5000 | 84
P9NY3J21 | INTEL LED | INT | INT-CP-75W-2111-1601 5000K | Outdoor Luminaires | Mid Output | Fuel Pump Canopy Luminaires | Standard | FALSE | [9 empty] | 42802 | Not Dimmable | Not Dimmable | No |  | 4.1 | 8650.7 | 113.8 | 76.02 | 13.09 | 0.9337 | 5000 | 84
PJ3H1ATM | INTEL LED | INT | INT-CP3-150WCSPBA1 5000K | Outdoor Luminaires | High Output | Fuel Pump Canopy Luminaires | Standard | FALSE | [9 empty] | 42802 | Not Dimmable | Not Dimmable | No |  | 4.1 | 15941 | 106.66 | 149.5 | 12.64 | 0.93 | 5000 | 74
PG9Y4HVE | INTEL LED | INT | INT-CP-75W-2112-1601 4000K | Outdoor Luminaires | Mid Output | Fuel Pump Canopy Luminaires | Standard | FALSE | [9 empty] | 42802 | Not Dimmable | Not Dimmable | No |  | 4.1 | 8510.4 | 112.11 | 75.91 | 13.09 | 0.9337 | 4000 | 84
PES9PVYV | FULANDY | Fulandy | FLD-CNL-C-75W(4000K) | Outdoor Luminaires | Mid Output | Fuel Pump Canopy Luminaires | Premium | TRUE | 8081 | 113.55 | 71.17 | 17.37 | 0.9165 | 4105 | 73 | 5 | 65000 | 42800 | Not Dimmable | Not Dimmable | No |  | 4.1 | 8081 | 113.55 | 71.17 | 17.37 | 0.92 | 4000 | 73
PSRC4Z7N | FULANDY | Fulandy | FLD-CNL-C-45W(4000K) | Outdoor Luminaires | Mid Output | Fuel Pump Canopy Luminaires | Premium | TRUE | 5422.4 | 113.08 | 47.95 | 18.17 | 0.9068 | 4068 | 72.9 | 5 | 65000 | 42800 | Not Dimmable | Not Dimmable | No |  | 4.1 | 5422.4 | 113.08 | 47.95 | 18.17 | 0.91 | 4000 | 72.9
PPHX9RBU | FULANDY | Fulandy | FLD-CNL-C-45W-[PHMS](5700K) | Outdoor Luminaires | Mid Output | Fuel Pump Canopy Luminaires | Premium | FALSE | [9 empty] | 42800 | Not Dimmable | Not Dimmable | Yes |  | 4.1 | 5669 | 116.38 | 48.71 | 19.84 | 0.9 | 5700 | 77
PASPRP6T | FULANDY | Fulandy | FLD-CNL-C-45W(5700K) | Outdoor Luminaires | Mid Output | Fuel Pump Canopy Luminaires | Premium | FALSE | [9 empty] | 42800 | Not Dimmable | Not Dimmable | No |  | 4.1 | 5669 | 116.38 | 48.71 | 19.84 | 0.9 | 5700 | 77
PEB5DHJR | FULANDY | Fulandy | FLD-CNL-C-75W-[PHMS](5700K) | Outdoor Luminaires | Mid Output | Fuel Pump Canopy Luminaires | Premium | FALSE | [9 empty] | 42800 | Not Dimmable | Not Dimmable | Yes |  | 4.1 | 8362 | 116.89 | 71.54 | 18.97 | 0.91 | 5700 | 76.5
PTRMDFG3 | FULANDY | Fulandy | FLD-CNL-C-75W(5700K) | Outdoor Luminaires | Mid Output | Fuel Pump Canopy Luminaires | Premium | FALSE | [9 empty] | 42800 | Not Dimmable | Not Dimmable | No |  | 4.1 | 8362 | 116.89 | 71.54 | 18.97 | 0.91 | 5700 | 76.5
PDD56T4V | FULANDY | Fulandy | FLD-CNL-C-45W-D(5700K) | Outdoor Luminaires | Mid Output | Fuel Pump Canopy Luminaires | Premium | FALSE | [9 empty] | 42800 | Dimmable | Continuous (Can dim down to ? 10% (W)) | No |  | 4.1 | 5669 | 116.38 | 48.71 | 19.84 | 0.9 | 5700 | 77
PWGUQ7M3 | FULANDY | Fulandy | FLD-CNL-C-75W-D(5700K) | Outdoor Luminaires | Mid Output | Fuel Pump Canopy Luminaires | Premium | FALSE | [9 empty] | 42800 | Dimmable | Continuous (Can dim down to ? 10% (W)) | No |  | 4.1 | 8362 | 116.89 | 71.54 | 18.97 | 0.91 | 5700 | 76.5
PR7DQCUY | FULANDY | Fulandy | FLD-CNL-C-75W-[PHMS](5000K) | Outdoor Luminaires | Mid Output | Fuel Pump Canopy Luminaires | Premium | FALSE | [9 empty] | 42800 | Not Dimmable | Not Dimmable | Yes |  | 4.1 | 8081 | 113.55 | 71.17 | 17.37 | 0.92 | 5000 | 73
PHQVS6HW | FULANDY | Fulandy | FLD-CNL-C-75W(5000K) | Outdoor Luminaires | Mid Output | Fuel Pump Canopy Luminaires | Premium | FALSE | [9 empty] | 42800 | Not Dimmable | Not Dimmable | No |  | 4.1 | 8081 | 113.55 | 71.17 | 17.37 | 0.92 | 5000 | 73
P5KYM8YD | FULANDY | Fulandy | FLD-CNL-C-45W-[PHMS](5000K) | Outdoor Luminaires | Mid Output | Fuel Pump Canopy Luminaires | Premium | FALSE | [9 empty] | 42800 | Not Dimmable | Not Dimmable | Yes |  | 4.1 | 5422.4 | 113.08 | 47.95 | 18.17 | 0.91 | 5000 | 72.9
PQSA88NH | FULANDY | Fulandy | FLD-CNL-C-45W(5000K) | Outdoor Luminaires | Mid Output | Fuel Pump Canopy Luminaires | Premium | FALSE | [9 empty] | 42800 | Not Dimmable | Not Dimmable | No |  | 4.1 | 5422.4 | 113.08 | 47.95 | 18.17 | 0.91 | 5000 | 72.9
P8M1RD1K | FULANDY | Fulandy | FLD-CNL-C-75W-D(5000K) | Outdoor Luminaires | Mid Output | Fuel Pump Canopy Luminaires | Premium | FALSE | [9 empty] | 42800 | Dimmable | Continuous (Can dim down to ? 10% (W)) | No |  | 4.1 | 8081 | 113.55 | 71.17 | 17.37 | 0.92 | 5000 | 73
PZF9TQK6 | FULANDY | Fulandy | FLD-CNL-C-45W-D(5000K) | Outdoor Luminaires | Mid Output | Fuel Pump Canopy Luminaires | Premium | FALSE | [9 empty] | 42800 | Dimmable | Continuous (Can dim down to ? 10% (W)) | No |  | 4.1 | 5422.4 | 113.08 | 47.95 | 18.17 | 0.91 | 5000 | 72.9
P4535E2J | FULANDY | Fulandy | FLD-CNL-C-75W-[PHMS](4000K) | Outdoor Luminaires | Mid Output | Fuel Pump Canopy Luminaires | Premium | FALSE | [9 empty] | 42800 | Not Dimmable | Not Dimmable | Yes |  | 4.1 | 8081 | 113.55 | 71.17 | 17.37 | 0.92 | 4000 | 73
PWN883PU | FULANDY | Fulandy | FLD-CNL-C-45W-[PHMS](4000K) | Outdoor Luminaires | Mid Output | Fuel Pump Canopy Luminaires | Premium | FALSE | [9 empty] | 42800 | Not Dimmable | Not Dimmable | Yes |  | 4.1 | 5422.4 | 113.08 | 47.95 | 18.17 | 0.91 | 4000 | 72.9
PW4KSYNP | FULANDY | Fulandy | FLD-CNL-C-75W-D(4000K) | Outdoor Luminaires | Mid Output | Fuel Pump Canopy Luminaires | Premium | FALSE | [9 empty] | 42800 | Dimmable | Continuous (Can dim down to ? 10% (W)) | No |  | 4.1 | 8081 | 113.55 | 71.17 | 17.37 | 0.92 | 4000 | 73
P51TFPCW | FULANDY | Fulandy | FLD-CNL-C-45W-D(4000K) | Outdoor Luminaires | Mid Output | Fuel Pump Canopy Luminaires | Premium | FALSE | [9 empty] | 42800 | Dimmable | Continuous (Can dim down to ? 10% (W)) | No |  | 4.1 | 5422.4 | 113.08 | 47.95 | 18.17 | 0.91 | 4000 | 72.9
P7SVFX71 | Venture Lighting International | Venture Lighting International | CPC-03C-80NDA-xxAC01 | Outdoor Luminaires | Mid Output | Fuel Pump Canopy Luminaires | Premium | FALSE | [9 empty] | 42800 | Dimmable | Continuous Below 10 | No |  | 4.1 | 9016 | 134 | 67.1 | 15 | 0.93 | 4853 | 72
PZDFVBTJ | Venture Lighting International | Venture Lighting International | CPC-03C-60NDA-xxAC01 | Outdoor Luminaires | Mid Output | Fuel Pump Canopy Luminaires | Premium | FALSE | [9 empty] | 42800 | Dimmable | Continuous Below 10 | No |  | 4.1 | 6472 | 130 | 49.88 | 15 | 0.91 | 4835 | 72
PW4PPJFD | Venture Lighting International | Venture Lighting International | CPC-03C-25NDA-xxAC01 | Outdoor Luminaires | Low Output | Fuel Pump Canopy Luminaires | Premium | FALSE | [9 empty] | 42800 | Dimmable | Continuous Below 10 | No |  | 4.1 | 2670 | 129 | 20.66 | 16 | 0.89 | 4832 | 72
PWB17NRB | Venture Lighting International | Venture Lighting International | CPC-03C-45NDA-xxAC01 | Outdoor Luminaires | Low Output | Fuel Pump Canopy Luminaires | Premium | FALSE | [9 empty] | 42800 | Dimmable | Continuous Below 10 | No |  | 4.1 | 4839 | 133 | 36.34 | 14 | 0.93 | 4808 | 73
PN4KVSCZ | Venture Lighting International | Venture Lighting International | CPC-03N-25NDA-xxAC01 | Outdoor Luminaires | Low Output | Fuel Pump Canopy Luminaires | Premium | FALSE | [9 empty] | 42800 | Dimmable | Continuous Below 10 | No |  | 4.1 | 2670 | 130 | 20.48 | 17 | 0.88 | 3864 | 72
PGNH1E6Y | Venture Lighting International | Venture Lighting International | CPC-03N-45NDA-xxAC01 | Outdoor Luminaires | Low Output | Fuel Pump Canopy Luminaires | Premium | FALSE | [9 empty] | 42800 | Dimmable | Continuous Below 10 | No |  | 4.1 | 4815 | 133 | 36.21 | 14 | 0.93 | 3864 | 72
PT4RRHQZ | Venture Lighting International | Venture Lighting International | CPC-03N-60NDA-xxAC01 | Outdoor Luminaires | Mid Output | Fuel Pump Canopy Luminaires | Premium | FALSE | [9 empty] | 42800 | Dimmable | Continuous Below 10 | No |  | 4.1 | 6586 | 131 | 50.18 | 14 | 0.92 | 3858 | 72
PNUF29X2 | Venture Lighting International | Venture Lighting International | CPC-03N-80NDA-xxAC01 | Outdoor Luminaires | Mid Output | Fuel Pump Canopy Luminaires | Premium | FALSE | [9 empty] | 42800 | Dimmable | Continuous Below 10 | No |  | 4.1 | 8940 | 133 | 67.25 | 15 | 0.92 | 3837 | 72
PSYSYUZJ | UNIVERSELITE CO.LTD. | UVL | LEDYZ100W001B(3000K) | Outdoor Luminaires | High Output | Fuel Pump Canopy Luminaires | Standard | TRUE | 11520 | 115.19 | 100 | 17.55 | 0.9017 | 3002 | 73.2 | 5 | 50000 | 42800 | Not Dimmable | Not Dimmable | No |  | 4.1 | 11530 | 115.3 | 100 | 17.55 | 0.9 | 3000 | 73.2
PXGK1X9M | UNIVERSELITE CO.LTD. | UVL | LEDYZ100W001B(5700K) | Outdoor Luminaires | High Output | Fuel Pump Canopy Luminaires | Standard | FALSE | [9 empty] | 42800 | Not Dimmable | Not Dimmable | No |  | 4.1 | 12204 | 121.67 | 100.3 | 16.83 | 0.9 | 5700 | 74.3
PY2APKZZ | UNIVERSELITE CO.LTD. | UVL | LEDYZ100W001B(5000K) | Outdoor Luminaires | High Output | Fuel Pump Canopy Luminaires | Standard | FALSE | [9 empty] | 42800 | Not Dimmable | Not Dimmable | No |  | 4.1 | 12069 | 120.51 | 100.2 | 17.55 | 0.9 | 5000 | 73.2
P2R62SNK | UNIVERSELITE CO.LTD. | UVL | LEDYZ100W001B(4500K) | Outdoor Luminaires | High Output | Fuel Pump Canopy Luminaires | Standard | FALSE | [9 empty] | 42800 | Not Dimmable | Not Dimmable | No |  | 4.1 | 11934 | 119.17 | 100.2 | 17.55 | 0.9 | 4500 | 73.2
PPNPZMMR | UNIVERSELITE CO.LTD. | UVL | LEDYZ100W001B(4000K) | Outdoor Luminaires | High Output | Fuel Pump Canopy Luminaires | Standard | FALSE | [9 empty] | 42800 | Not Dimmable | Not Dimmable | No |  | 4.1 | 11800 | 117.82 | 100.2 | 17.55 | 0.9 | 4000 | 73.2
P6GBQDGX | UNIVERSELITE CO.LTD. | UVL | LEDYZ100W001B(3500K) | Outdoor Luminaires | High Output | Fuel Pump Canopy Luminaires | Standard | FALSE | [9 empty] | 42800 | Not Dimmable | Not Dimmable | No |  | 4.1 | 11665 | 116.47 | 100.2 | 17.55 | 0.9 | 3500 | 73.2
P97G4T81 | Topaz Lighting Corp. | Topaz | F-CNPY-RND40W/40K-[BZ WH] | Outdoor Luminaires | Low Output | Fuel Pump Canopy Luminaires | Standard | TRUE | 3843.32 | 97 | 39.67 | 15 | 0.95 | 3981 | 74 | 5 |  | 42796 |  |  | Yes |  | 4.1 | 3843.32 | 97 | 39.67 | 9 | 0.99 | 3981 | 74
PSZ3U9A9 | Topaz Lighting Corp. | Topaz | F-CNPY-RND60W/40K-[BZ WH] | Outdoor Luminaires | Mid Output | Fuel Pump Canopy Luminaires | Standard | TRUE | 5770.61 | 97 | 59.23 | 18 | 0.99 | 3953 | 75 | 5 | 50000 | 42796 |  |  | Yes |  | 4.1 | 5770.61 | 97 | 59.23 | 8 | 0.99 | 3953 | 75
PUTMY6WU | Topaz Lighting Corp. | Topaz | F-CNPY-RND60W/50K-[BZ WH] | Outdoor Luminaires | Mid Output | Fuel Pump Canopy Luminaires | Standard | FALSE | [9 empty] | 42796 |  |  | Yes |  | 4.1 | 5770.61 | 97 | 59.23 | 9 | 0.99 | 5094 | 84
PHBMRZ4U | Topaz Lighting Corp. | Topaz | F-CNPY-RND40W/50K-[BZ WH] | Outdoor Luminaires | Low Output | Fuel Pump Canopy Luminaires | Standard | FALSE | [9 empty] | 42796 |  |  | Yes |  | 4.1 | 3843.32 | 97 | 39.27 | 11 | 0.99 | 4832 | 73
P8DEVH7G | SMART ENERGY SOLUTIONS | SMART LED | SES-CP-160W-G-LV-N-WW | Outdoor Luminaires | High Output | Fuel Pump Canopy Luminaires | Standard | TRUE | 14952 | 97.92 | 152.7 | 11.28 | 0.9361 | 3067 | 72.5 | 5 | 50000 | 42795 | Not Dimmable | Not Dimmable | No |  | 4.1 | 14952 | 97.92 | 152.7 | 11.28 | 0.9361 | 3000 | 72.5
PY5CMH3Q | SMART ENERGY SOLUTIONS | SMART LED | SES-CP-200W-G-LV-N-WW | Outdoor Luminaires | High Output | Fuel Pump Canopy Luminaires | Premium | TRUE | 24140 | 119.27 | 202.4 | 12.04 | 0.9206 | 3075 | 72.4 | 5 | 50000 | 42795 | Not Dimmable | Not Dimmable | Yes |  | 4.1 | 24140 | 119.27 | 202.4 | 12.04 | 0.92 | 3000 | 72.4
P8CT9RGQ | SMART ENERGY SOLUTIONS | SMART LED | SES-CP-160W-G-LV-N-CW | Outdoor Luminaires | High Output | Fuel Pump Canopy Luminaires | Standard | FALSE | [9 empty] | 42795 | Not Dimmable | Not Dimmable | No |  | 4.1 | 15229 | 99.28 | 153.4 | 11.24 | 0.9369 | 5700 | 85.8
P6WC5V19 | SMART ENERGY SOLUTIONS | SMART LED | SES-CP-200W-G-LV-N-CW | Outdoor Luminaires | High Output | Fuel Pump Canopy Luminaires | Premium | FALSE | [9 empty] | 42795 | Not Dimmable | Not Dimmable | Yes |  | 4.1 | 24613 | 121.31 | 202.9 | 11.96 | 0.92 | 5700 | 85.7
P1JX4KC7 | SMART ENERGY SOLUTIONS | SMART LED | SES-CP-160W-G-LV-N-DW | Outdoor Luminaires | High Output | Fuel Pump Canopy Luminaires | Standard | FALSE | [9 empty] | 42795 | Not Dimmable | Not Dimmable | No |  | 4.1 | 14952 | 97.92 | 152.7 | 11.28 | 0.9361 | 5000 | 72.5
P7NSM2DC | SMART ENERGY SOLUTIONS | SMART LED | SES-CP-200W-G-LV-N-DW | Outdoor Luminaires | High Output | Fuel Pump Canopy Luminaires | Premium | FALSE | [9 empty] | 42795 | Not Dimmable | Not Dimmable | Yes |  | 4.1 | 24140 | 119.27 | 202.4 | 12.04 | 0.92 | 5000 | 72.4
P45Y59ZM | SMART ENERGY SOLUTIONS | SMART LED | SES-CP-160W-G-LV-N-NW | Outdoor Luminaires | High Output | Fuel Pump Canopy Luminaires | Standard | FALSE | [9 empty] | 42795 | Not Dimmable | Not Dimmable | No |  | 4.1 | 14952 | 97.92 | 152.7 | 11.28 | 0.9361 | 4100 | 72.5
PVJP3PJD | SMART ENERGY SOLUTIONS | SMART LED | SES-CP-200W-G-LV-N-NW | Outdoor Luminaires | High Output | Fuel Pump Canopy Luminaires | Premium | FALSE | [9 empty] | 42795 | Not Dimmable | Not Dimmable | Yes |  | 4.1 | 24140 | 119.27 | 202.4 | 12.04 | 0.92 | 4100 | 72.4
P2P8NYNU | SNC OPTO ELECTRONIC CO LTD. | SNC LED | SNC-CP-150W-3421-1602(4000K) | Outdoor Luminaires | High Output | Fuel Pump Canopy Luminaires | Standard | TRUE | 19118 | 127.71 | 149.7 | 10.33 | 0.933 | 4102 | 83.5 | 5 | 50000 | 42794 | Not Dimmable | Not Dimmable | No |  | 4.1 | 19118 | 127.71 | 149.7 | 10.33 | 0.93 | 4000 | 83.5
P6AFA8NC | SNC OPTO ELECTRONIC CO LTD. | SNC LED | SNC-CP-150W-3421-1602(5700K) | Outdoor Luminaires | High Output | Fuel Pump Canopy Luminaires | Standard | FALSE | [9 empty] | 42794 | Not Dimmable | Not Dimmable | No |  | 4.1 | 19729 | 130.83 | 150.8 | 10.99 | 0.93 | 5700 | 82
PWHSNU2F | SNC OPTO ELECTRONIC CO LTD. | SNC LED | SNC-CP-150W-3421-1602(5000K) | Outdoor Luminaires | High Output | Fuel Pump Canopy Luminaires | Standard | FALSE | [9 empty] | 42794 | Not Dimmable | Not Dimmable | No |  | 4.1 | 19525 | 129.91 | 150.3 | 10.33 | 0.93 | 5000 | 83.5
PE8UFE6G | SNC OPTO ELECTRONIC CO LTD. | SNC LED | SNC-CP-150W-3421-1602(4500K) | Outdoor Luminaires | High Output | Fuel Pump Canopy Luminaires | Standard | FALSE | [9 empty] | 42794 | Not Dimmable | Not Dimmable | No |  | 4.1 | 19322 | 128.56 | 150.3 | 10.33 | 0.93 | 4500 | 83.5
PN4BV8A6 | SNC OPTO ELECTRONIC CO LTD. | SNC LED | SNC-CP-180W-1421-1601(4000K) | Outdoor Luminaires | High Output | Fuel Pump Canopy Luminaires | Standard | TRUE | 24401 | 133.7 | 182.5 | 14.25 | 0.92 | 4080 | 83.4 | 5 | 50000 | 42794 | Not Dimmable | Not Dimmable | No |  | 4.1 | 24401 | 133.7 | 182.5 | 14.25 | 0.92 | 4000 | 83.4
PNK7EP7Z | SNC OPTO ELECTRONIC CO LTD. | SNC LED | SNC-CP-180W-1421-1601(5700K) | Outdoor Luminaires | High Output | Fuel Pump Canopy Luminaires | Standard | FALSE | [9 empty] | 42794 | Not Dimmable | Not Dimmable | No |  | 4.1 | 25148 | 136.97 | 183.6 | 14.81 | 0.92 | 5700 | 81.9
PUJMQT4Z | SNC OPTO ELECTRONIC CO LTD. | SNC LED | SNC-CP-180W-1421-1601(5000K) | Outdoor Luminaires | High Output | Fuel Pump Canopy Luminaires | Standard | FALSE | [9 empty] | 42794 | Not Dimmable | Not Dimmable | No |  | 4.1 | 24899 | 135.99 | 183.1 | 14.25 | 0.92 | 5000 | 83.4
PQXYGXVY | SNC OPTO ELECTRONIC CO LTD. | SNC LED | SNC-CP-180W-1421-1601(4500K) | Outdoor Luminaires | High Output | Fuel Pump Canopy Luminaires | Standard | FALSE | [9 empty] | 42794 | Not Dimmable | Not Dimmable | No |  | 4.1 | 24650 | 134.63 | 183.1 | 14.25 | 0.92 | 4500 | 83.4
PPEW4J55 | SNC OPTO ELECTRONIC CO LTD. | SNC LED | SNC-CP-240W-1421-1601(4000K) | Outdoor Luminaires | Very High Output | Fuel Pump Canopy Luminaires | Standard | TRUE | 31274 | 129.12 | 242.2 | 9.55 | 0.9376 | 4071 | 83.5 | 5 | 50000 | 42794 | Not Dimmable | Not Dimmable | No |  | 4.1 | 31274 | 129.12 | 242.2 | 9.55 | 0.94 | 4000 | 83.5
P1X4SVUD | SNC OPTO ELECTRONIC CO LTD. | SNC LED | SNC-CP-240W-1421-1601(5700K) | Outdoor Luminaires | Very High Output | Fuel Pump Canopy Luminaires | Standard | FALSE | [9 empty] | 42794 | Not Dimmable | Not Dimmable | No |  | 4.1 | 32351 | 132.86 | 243.5 | 10.39 | 0.93 | 5700 | 82
PEDRTMY7 | SNC OPTO ELECTRONIC CO LTD. | SNC LED | SNC-CP-240W-1421-1601(5000K) | Outdoor Luminaires | Very High Output | Fuel Pump Canopy Luminaires | Standard | FALSE | [9 empty] | 42794 | Not Dimmable | Not Dimmable | No |  | 4.1 | 31992 | 131.71 | 242.9 | 9.55 | 0.94 | 5000 | 83.5
PX75KTRD | SNC OPTO ELECTRONIC CO LTD. | SNC LED | SNC-CP-240W-1421-1601(4500K) | Outdoor Luminaires | Very High Output | Fuel Pump Canopy Luminaires | Standard | FALSE | [9 empty] | 42794 | Not Dimmable | Not Dimmable | No |  | 4.1 | 31633 | 130.23 | 242.9 | 9.55 | 0.94 | 4500 | 83.5
PX8NWYCM | MaxLite Inc | MaxLED | CPL30AUC50[BW][blank400] | Outdoor Luminaires | Low Output | Fuel Pump Canopy Luminaires | Standard | TRUE | 2892 | 99 | 29.12 | 15.493 | 0.9238 | 5030 | 79.1 | 5 | 50000 | 42793 | Dimmable | Continuous Below 10 | Yes |  | 4.1 | 2892 | 99 | 29.12 | 2.99 | 0.99 | 5000 | 80
P59X5A78 | MaxLite Inc | MaxLED | CPL40AUC50[BW][blank400] | Outdoor Luminaires | Low Output | Fuel Pump Canopy Luminaires | Standard | TRUE | 4116 | 102 | 40.46 | 10.457 | 0.8993 | 5049 | 79.2 | 5 | 50000 | 42793 | Dimmable | Continuous Below 10 | Yes |  | 4.1 | 4116 | 102 | 40.46 | 3.56 | 0.99 | 5000 | 80
P48A7XY5 | Shenzhen Vanplex Optoelectronics Co. Ltd | VANPLEX | VPL-CPB-100WAN-30K | Outdoor Luminaires | High Output | Fuel Pump Canopy Luminaires | Standard | TRUE | 11598 | 113.82 | 101.9 | 13.67 | 0.9323 | 3049 | 72.1 | 5 | 50000 | 42790 | Not Dimmable | Not Dimmable | No |  | 4.1 | 11598 | 113.82 | 101.9 | 13.67 | 0.93 | 3000 | 72.1
PVXSU6ZY | Shenzhen Vanplex Optoelectronics Co. Ltd | VANPLEX | VPL-CPB-120WAN-30K | Outdoor Luminaires | High Output | Fuel Pump Canopy Luminaires | Standard | TRUE | 14358 | 117.02 | 122.7 | 12.64 | 0.9349 | 3085 | 72.9 | 5 | 50000 | 42790 | Not Dimmable | Not Dimmable | No |  | 4.1 | 14358 | 117.02 | 122.7 | 12.64 | 0.93 | 3000 | 72.9
PFD5S457 | Shenzhen Vanplex Optoelectronics Co. Ltd | VANPLEX | VPL-CPB-150WAN-30K | Outdoor Luminaires | High Output | Fuel Pump Canopy Luminaires | Standard | TRUE | 17322 | 113.14 | 153.1 | 14.06 | 0.9246 | 3204 | 72.7 | 5 | 50000 | 42790 | Not Dimmable | Not Dimmable | No |  | 4.1 | 17322 | 113.14 | 153.1 | 14.06 | 0.92 | 3000 | 72.7
PXNJXH5T | Shenzhen Vanplex Optoelectronics Co. Ltd | VANPLEX | VPL-CPB-150WAN-57K | Outdoor Luminaires | High Output | Fuel Pump Canopy Luminaires | Standard | FALSE | [9 empty] | 42790 | Not Dimmable | Not Dimmable | No |  | 4.1 | 18045 | 116.87 | 154.4 | 14.85 | 0.92 | 5700 | 75.5
PS86FD3D | Shenzhen Vanplex Optoelectronics Co. Ltd | VANPLEX | VPL-CPB-100WAN-57K | Outdoor Luminaires | High Output | Fuel Pump Canopy Luminaires | Standard | FALSE | [9 empty] | 42790 | Not Dimmable | Not Dimmable | No |  | 4.1 | 12043 | 117.15 | 102.8 | 14.29 | 0.93 | 5700 | 75.5
PY3CVKMD | Shenzhen Vanplex Optoelectronics Co. Ltd | VANPLEX | VPL-CPB-120WAN-57K | Outdoor Luminaires | High Output | Fuel Pump Canopy Luminaires | Standard | FALSE | [9 empty] | 42790 | Not Dimmable | Not Dimmable | No |  | 4.1 | 14929 | 120.59 | 123.8 | 13.39 | 0.93 | 5700 | 75.4
PF22K4C3 | Shenzhen Vanplex Optoelectronics Co. Ltd | VANPLEX | VPL-CPB-150WAD-57K | Outdoor Luminaires | High Output | Fuel Pump Canopy Luminaires | Standard | FALSE | [9 empty] | 42790 | Dimmable | Continuous Below 10 | No |  | 4.1 | 18045 | 116.87 | 154.4 | 14.85 | 0.92 | 5700 | 75.5
P81P5AWK | Shenzhen Vanplex Optoelectronics Co. Ltd | VANPLEX | VPL-CPB-100WAD-57K | Outdoor Luminaires | High Output | Fuel Pump Canopy Luminaires | Standard | FALSE | [9 empty] | 42790 | Dimmable | Continuous Below 10 | No |  | 4.1 | 12043 | 117.15 | 102.8 | 14.29 | 0.93 | 5700 | 75.5
PURFDUJH | Shenzhen Vanplex Optoelectronics Co. Ltd | VANPLEX | VPL-CPB-120WAD-57K | Outdoor Luminaires | High Output | Fuel Pump Canopy Luminaires | Standard | FALSE | [9 empty] | 42790 | Dimmable | Continuous Below 10 | No |  | 4.1 | 14929 | 120.59 | 123.8 | 13.39 | 0.93 | 5700 | 75.4
P6R312U2 | Shenzhen Vanplex Optoelectronics Co. Ltd | VANPLEX | VPL-CPB-120WAN-50K | Outdoor Luminaires | High Output | Fuel Pump Canopy Luminaires | Standard | FALSE | [9 empty] | 42790 | Not Dimmable | Not Dimmable | No |  | 4.1 | 14815 | 120.15 | 123.3 | 12.64 | 0.93 | 5000 | 72.9
PJRDUDUV | Shenzhen Vanplex Optoelectronics Co. Ltd | VANPLEX | VPL-CPB-150WAN-50K | Outdoor Luminaires | High Output | Fuel Pump Canopy Luminaires | Standard | FALSE | [9 empty] | 42790 | Not Dimmable | Not Dimmable | No |  | 4.1 | 17900 | 116.38 | 153.8 | 14.06 | 0.93 | 5000 | 72.7
P4KSYE69 | Shenzhen Vanplex Optoelectronics Co. Ltd | VANPLEX | VPL-CPB-100WAN-50K | Outdoor Luminaires | High Output | Fuel Pump Canopy Luminaires | Standard | FALSE | [9 empty] | 42790 | Not Dimmable | Not Dimmable | No |  | 4.1 | 11954 | 116.74 | 102.4 | 13.67 | 0.93 | 5000 | 72.1
PM2NFZVB | Shenzhen Vanplex Optoelectronics Co. Ltd | VANPLEX | VPL-CPB-120WAD-50K | Outdoor Luminaires | High Output | Fuel Pump Canopy Luminaires | Standard | FALSE | [9 empty] | 42790 | Dimmable | Continuous Below 10 | No |  | 4.1 | 14815 | 120.15 | 123.3 | 12.64 | 0.93 | 5000 | 72.9
P2QHXG5C | Shenzhen Vanplex Optoelectronics Co. Ltd | VANPLEX | VPL-CPB-150WAD-50K | Outdoor Luminaires | High Output | Fuel Pump Canopy Luminaires | Standard | FALSE | [9 empty] | 42790 | Dimmable | Continuous Below 10 | No |  | 4.1 | 17900 | 116.38 | 153.8 | 14.06 | 0.93 | 5000 | 72.7
P7UKMD3Q | Shenzhen Vanplex Optoelectronics Co. Ltd | VANPLEX | VPL-CPB-100WAD-50K | Outdoor Luminaires | High Output | Fuel Pump Canopy Luminaires | Standard | FALSE | [9 empty] | 42790 | Dimmable | Continuous Below 10 | No |  | 4.1 | 11954 | 116.74 | 102.4 | 13.67 | 0.93 | 5000 | 72.1
PRHQN233 | Shenzhen Vanplex Optoelectronics Co. Ltd | VANPLEX | VPL-CPB-120WAN-45K | Outdoor Luminaires | High Output | Fuel Pump Canopy Luminaires | Standard | FALSE | [9 empty] | 42790 | Not Dimmable | Not Dimmable | No |  | 4.1 | 14701 | 119.23 | 123.3 | 12.64 | 0.93 | 4500 | 72.9
PKEFHZKC | Shenzhen Vanplex Optoelectronics Co. Ltd | VANPLEX | VPL-CPB-150WAN-45K | Outdoor Luminaires | High Output | Fuel Pump Canopy Luminaires | Standard | FALSE | [9 empty] | 42790 | Not Dimmable | Not Dimmable | No |  | 4.1 | 17756 | 115.45 | 153.8 | 14.06 | 0.93 | 4500 | 72.7
P2KW6FEK | Shenzhen Vanplex Optoelectronics Co. Ltd | VANPLEX | VPL-CPB-100WAN-45K | Outdoor Luminaires | High Output | Fuel Pump Canopy Luminaires | Standard | FALSE | [9 empty] | 42790 | Not Dimmable | Not Dimmable | No |  | 4.1 | 11865 | 115.87 | 102.4 | 13.67 | 0.93 | 4500 | 72.1
PV17HXC9 | Shenzhen Vanplex Optoelectronics Co. Ltd | VANPLEX | VPL-CPB-120WAD-45K | Outdoor Luminaires | High Output | Fuel Pump Canopy Luminaires | Standard | FALSE | [9 empty] | 42790 | Dimmable | Continuous Below 10 | No |  | 4.1 | 14701 | 119.23 | 123.3 | 12.64 | 0.93 | 4500 | 72.9
PNKJXS99 | Shenzhen Vanplex Optoelectronics Co. Ltd | VANPLEX | VPL-CPB-150WAD-45K | Outdoor Luminaires | High Output | Fuel Pump Canopy Luminaires | Standard | FALSE | [9 empty] | 42790 | Dimmable | Continuous Below 10 | No |  | 4.1 | 17756 | 115.45 | 153.8 | 14.06 | 0.93 | 4500 | 72.7
P47GFUE8 | Shenzhen Vanplex Optoelectronics Co. Ltd | VANPLEX | VPL-CPB-100WAD-45K | Outdoor Luminaires | High Output | Fuel Pump Canopy Luminaires | Standard | FALSE | [9 empty] | 42790 | Dimmable | Continuous Below 10 | No |  | 4.1 | 11865 | 115.87 | 102.4 | 13.67 | 0.93 | 4500 | 72.1
PXD47RAY | Shenzhen Vanplex Optoelectronics Co. Ltd | VANPLEX | VPL-CPB-120WAN-40K | Outdoor Luminaires | High Output | Fuel Pump Canopy Luminaires | Standard | FALSE | [9 empty] | 42790 | Not Dimmable | Not Dimmable | No |  | 4.1 | 14586 | 118.3 | 123.3 | 12.64 | 0.93 | 4000 | 72.9
PWEZ66BP | Shenzhen Vanplex Optoelectronics Co. Ltd | VANPLEX | VPL-CPB-150WAN-40K | Outdoor Luminaires | High Output | Fuel Pump Canopy Luminaires | Standard | FALSE | [9 empty] | 42790 | Not Dimmable | Not Dimmable | No |  | 4.1 | 17611 | 114.51 | 153.8 | 14.06 | 0.93 | 4000 | 72.7
PR5RRQ76 | Shenzhen Vanplex Optoelectronics Co. Ltd | VANPLEX | VPL-CPB-100WAN-40K | Outdoor Luminaires | High Output | Fuel Pump Canopy Luminaires | Standard | FALSE | [9 empty] | 42790 | Not Dimmable | Not Dimmable | No |  | 4.1 | 11776 | 115 | 102.4 | 13.67 | 0.93 | 4000 | 72.1
PPBGD762 | Shenzhen Vanplex Optoelectronics Co. Ltd | VANPLEX | VPL-CPB-120WAD-40K | Outdoor Luminaires | High Output | Fuel Pump Canopy Luminaires | Standard | FALSE | [9 empty] | 42790 | Dimmable | Continuous Below 10 | No |  | 4.1 | 14586 | 118.3 | 123.3 | 12.64 | 0.93 | 4000 | 72.9
P9YHDV4M | Shenzhen Vanplex Optoelectronics Co. Ltd | VANPLEX | VPL-CPB-150WAD-40K | Outdoor Luminaires | High Output | Fuel Pump Canopy Luminaires | Standard | FALSE | [9 empty] | 42790 | Dimmable | Continuous Below 10 | No |  | 4.1 | 17611 | 114.51 | 153.8 | 14.06 | 0.93 | 4000 | 72.7
PYQARUVV | Shenzhen Vanplex Optoelectronics Co. Ltd | VANPLEX | VPL-CPB-100WAD-40K | Outdoor Luminaires | High Output | Fuel Pump Canopy Luminaires | Standard | FALSE | [9 empty] | 42790 | Dimmable | Continuous Below 10 | No |  | 4.1 | 11776 | 115 | 102.4 | 13.67 | 0.93 | 4000 | 72.1
PYAUYAF5 | Shenzhen Vanplex Optoelectronics Co. Ltd | VANPLEX | VPL-CPB-120WAN-35K | Outdoor Luminaires | High Output | Fuel Pump Canopy Luminaires | Standard | FALSE | [9 empty] | 42790 | Not Dimmable | Not Dimmable | No |  | 4.1 | 14472 | 117.37 | 123.3 | 12.64 | 0.93 | 3500 | 72.9
PW3P41BV | Shenzhen Vanplex Optoelectronics Co. Ltd | VANPLEX | VPL-CPB-150WAN-35K | Outdoor Luminaires | High Output | Fuel Pump Canopy Luminaires | Standard | FALSE | [9 empty] | 42790 | Not Dimmable | Not Dimmable | No |  | 4.1 | 17467 | 113.57 | 153.8 | 14.06 | 0.93 | 3500 | 72.7
PPDQ5KRD | Shenzhen Vanplex Optoelectronics Co. Ltd | VANPLEX | VPL-CPB-100WAN-35K | Outdoor Luminaires | High Output | Fuel Pump Canopy Luminaires | Standard | FALSE | [9 empty] | 42790 | Not Dimmable | Not Dimmable | No |  | 4.1 | 11687 | 114.13 | 102.4 | 13.67 | 0.93 | 3500 | 72.1
PY7NNBEE | Shenzhen Vanplex Optoelectronics Co. Ltd | VANPLEX | VPL-CPB-120WAD-35K | Outdoor Luminaires | High Output | Fuel Pump Canopy Luminaires | Standard | FALSE | [9 empty] | 42790 | Dimmable | Continuous Below 10 | No |  | 4.1 | 14472 | 117.37 | 123.3 | 12.64 | 0.93 | 3500 | 72.9
PR5SCUX5 | Shenzhen Vanplex Optoelectronics Co. Ltd | VANPLEX | VPL-CPB-150WAD-35K | Outdoor Luminaires | High Output | Fuel Pump Canopy Luminaires | Standard | FALSE | [9 empty] | 42790 | Dimmable | Continuous Below 10 | No |  | 4.1 | 17467 | 113.57 | 153.8 | 14.06 | 0.93 | 3500 | 72.7
PTX6RNMC | Shenzhen Vanplex Optoelectronics Co. Ltd | VANPLEX | VPL-CPB-100WAD-35K | Outdoor Luminaires | High Output | Fuel Pump Canopy Luminaires | Standard | FALSE | [9 empty] | 42790 | Dimmable | Continuous Below 10 | No |  | 4.1 | 11687 | 114.13 | 102.4 | 13.67 | 0.93 | 3500 | 72.1
PPZ9FYHT | Shenzhen Vanplex Optoelectronics Co. Ltd | VANPLEX | VPL-CPB-120WAD-30K | Outdoor Luminaires | High Output | Fuel Pump Canopy Luminaires | Standard | FALSE | [9 empty] | 42790 | Dimmable | Continuous Below 10 | No |  | 4.1 | 14358 | 117.02 | 122.7 | 12.64 | 0.93 | 3000 | 72.9
PG8PRQRA | Shenzhen Vanplex Optoelectronics Co. Ltd | VANPLEX | VPL-CPB-150WAD-30K | Outdoor Luminaires | High Output | Fuel Pump Canopy Luminaires | Standard | FALSE | [9 empty] | 42790 | Dimmable | Continuous Below 10 | No |  | 4.1 | 17322 | 113.14 | 153.1 | 14.06 | 0.92 | 3000 | 72.7
PMN6TKEY | Shenzhen Vanplex Optoelectronics Co. Ltd | VANPLEX | VPL-CPB-100WAD-30K | Outdoor Luminaires | High Output | Fuel Pump Canopy Luminaires | Standard | FALSE | [9 empty] | 42790 | Dimmable | Continuous Below 10 | No |  | 4.1 | 11598 | 113.82 | 101.9 | 13.67 | 0.93 | 3000 | 72.1
PJSM5GE9 | Kili-LED Lighting Limited | Kili-LED Lighting | KLCPSM090-L(3000K) | Outdoor Luminaires | Mid Output | Fuel Pump Canopy Luminaires | Premium | TRUE | 9982.895 | 112.26 | 88.92 | 17.5 | 0.922 | 3013 | 74.2 | 5 | 50000 | 42788 | Dimmable | Continuous Below 10 | Yes |  | 4.1 | 9900 | 112 | 88 | 0.2 | 0.9 | 3000 | 74
P1G16YQY | Kili-LED Lighting Limited | Kili-LED Lighting | KLCPSM090-L(5700K) | Outdoor Luminaires | Mid Output | Fuel Pump Canopy Luminaires | Premium | FALSE | [9 empty] | 42788 | Dimmable | Continuous Below 10 | Yes |  | 4.1 | 10200 | 116 | 88 | 0.2 | 0.9 | 5700 | 73
PB5U8MUJ | Kili-LED Lighting Limited | Kili-LED Lighting | KLCPSM090-L(5000K) | Outdoor Luminaires | Mid Output | Fuel Pump Canopy Luminaires | Premium | FALSE | [9 empty] | 42788 | Dimmable | Continuous Below 10 | Yes |  | 4.1 | 9900 | 112 | 88 | 0.2 | 0.9 | 5000 | 74
PJD52N89 | Kili-LED Lighting Limited | Kili-LED Lighting | KLCPSM090-L(4000K) | Outdoor Luminaires | Mid Output | Fuel Pump Canopy Luminaires | Premium | FALSE | [9 empty] | 42788 | Dimmable | Continuous Below 10 | Yes |  | 4.1 | 9900 | 112 | 88 | 0.2 | 0.9 | 4000 | 74
PGUUBH5K | Venture Lighting International | Venture Lighting International | CPA-03C-25NDA-XXAC01 | Outdoor Luminaires | Low Output | Fuel Pump Canopy Luminaires | Premium | TRUE | 2670 | 129 | 20.66 | 16 | 0.89 | 4832 | 72.1 | 5 | 50000 | 42788 | Dimmable | Continuous Below 10 | No |  | 4.1 | 2670 | 129 | 20.66 | 16 | 0.89 | 4832 | 72
PXBUS3KP | Venture Lighting International | Venture Lighting International | CPA-03N-25NDA-XXAC01 | Outdoor Luminaires | Low Output | Fuel Pump Canopy Luminaires | Premium | TRUE | 2670 | 130 | 20.48 | 17 | 0.88 | 3864 | 72 | 5 | 50000 | 42788 | Dimmable | Continuous Below 10 | No |  | 4.1 | 2670 | 130 | 20.48 | 17 | 0.88 | 3864 | 72
PFZU6P4H | Venture Lighting International | Venture Lighting International | CPA-03C-80NDA-XXAC01 | Outdoor Luminaires | Mid Output | Fuel Pump Canopy Luminaires | Premium | FALSE | [9 empty] | 42788 | Dimmable | Continuous Below 10 | No |  | 4.1 | 9016 | 134 | 67.1 | 15 | 0.93 | 4853 | 72
P93DBXPZ | Venture Lighting International | Venture Lighting International | CPA-03C-60NDA-XXAC01 | Outdoor Luminaires | Mid Output | Fuel Pump Canopy Luminaires | Premium | FALSE | [9 empty] | 42788 | Dimmable | Continuous Below 10 | No |  | 4.1 | 6472 | 130 | 49.88 | 15 | 0.91 | 4835 | 72
PQUWTQ8Q | Venture Lighting International | Venture Lighting International | CPA-03C-45NDA-XXAC01 | Outdoor Luminaires | Low Output | Fuel Pump Canopy Luminaires | Premium | FALSE | [9 empty] | 42788 | Dimmable | Continuous Below 10 | No |  | 4.1 | 4839 | 133 | 36.34 | 14 | 0.93 | 4808 | 73
PFW7F414 | Venture Lighting International | Venture Lighting International | CPA-03N-45NDA-XXAC01 | Outdoor Luminaires | Low Output | Fuel Pump Canopy Luminaires | Premium | FALSE | [9 empty] | 42788 | Dimmable | Continuous Below 10 | No |  | 4.1 | 4815 | 133 | 36.21 | 14 | 0.93 | 3864 | 72
PS6611TN | Venture Lighting International | Venture Lighting International | CPA-03N-60NDA-XXAC01 | Outdoor Luminaires | Mid Output | Fuel Pump Canopy Luminaires | Premium | FALSE | [9 empty] | 42788 | Dimmable | Continuous Below 10 | No |  | 4.1 | 6586 | 131 | 50.18 | 14 | 0.92 | 3858 | 72
PTWBJEC7 | Venture Lighting International | Venture Lighting International | CPA-03N-80NDA-XXAC01 | Outdoor Luminaires | Mid Output | Fuel Pump Canopy Luminaires | Premium | FALSE | [9 empty] | 42788 | Dimmable | Continuous Below 10 | No |  | 4.1 | 8940 | 133 | 67.25 | 15 | 0.92 | 3837 | 72
P4H5SEX5 | Kili-LED Lighting Limited | Kili-LED Lighting | KLCPSM040-L(3000K) | Outdoor Luminaires | Low Output | Fuel Pump Canopy Luminaires | Premium | TRUE | 4631.27 | 118.9 | 38.95 | 17.1 | 0.917 | 2976 | 73.2 | 5 | 50000 | 42783 | Dimmable | Continuous Below 10 | Yes |  | 4.1 | 4600 | 117 | 39 | 0.2 | 0.9 | 3000 | 73
PFPXNVTZ | Kili-LED Lighting Limited | Kili-LED Lighting | KLCPSM060-L(3000K) | Outdoor Luminaires | Mid Output | Fuel Pump Canopy Luminaires | Premium | TRUE | 6675.55 | 114.95 | 58.07 | 17.9 | 0.921 | 3010 | 74.3 | 5 | 50000 | 42783 | Dimmable | Continuous Below 10 | Yes |  | 4.1 | 6600 | 114 | 58 | 0.2 | 0.9 | 3000 | 74
PC43R29H | Kili-LED Lighting Limited | Kili-LED Lighting | KLCPSM060-L(5700K) | Outdoor Luminaires | Mid Output | Fuel Pump Canopy Luminaires | Premium | FALSE | [9 empty] | 42783 | Dimmable | Continuous Below 10 | Yes |  | 4.1 | 6800 | 117 | 58 | 0.2 | 0.9 | 5700 | 73
PW38N27C | Kili-LED Lighting Limited | Kili-LED Lighting | KLCPSM040-L(5700K) | Outdoor Luminaires | Low Output | Fuel Pump Canopy Luminaires | Premium | FALSE | [9 empty] | 42783 | Dimmable | Continuous Below 10 | Yes |  | 4.1 | 4700 | 120 | 39 | 0.2 | 0.9 | 5700 | 72
PWMBDXFH | Kili-LED Lighting Limited | Kili-LED Lighting | KLCPSM060-L(5000K) | Outdoor Luminaires | Mid Output | Fuel Pump Canopy Luminaires | Premium | FALSE | [9 empty] | 42783 | Dimmable | Continuous Below 10 | Yes |  | 4.1 | 6600 | 114 | 58 | 0.2 | 0.9 | 5000 | 74
PJF3SK96 | Kili-LED Lighting Limited | Kili-LED Lighting | KLCPSM040-L(5000K) | Outdoor Luminaires | Low Output | Fuel Pump Canopy Luminaires | Premium | FALSE | [9 empty] | 42783 | Dimmable | Continuous Below 10 | Yes |  | 4.1 | 4600 | 117 | 39 | 0.2 | 0.9 | 5000 | 72
P9HES9Q9 | Kili-LED Lighting Limited | Kili-LED Lighting | KLCPSM060-L(4000K) | Outdoor Luminaires | Mid Output | Fuel Pump Canopy Luminaires | Premium | FALSE | [9 empty] | 42783 | Dimmable | Continuous Below 10 | Yes |  | 4.1 | 6600 | 114 | 58 | 0.2 | 0.9 | 4000 | 74
P3S8DDZR | Kili-LED Lighting Limited | Kili-LED Lighting | KLCPSM040-L(4000K) | Outdoor Luminaires | Low Output | Fuel Pump Canopy Luminaires | Premium | FALSE | [9 empty] | 42783 | Dimmable | Continuous Below 10 | Yes |  | 4.1 | 4600 | 117 | 39 | 0.2 | 0.9 | 4000 | 72
PM11NKCX | SNC OPTO ELECTRONIC CO LTD. | SNC LED | SNC-CP3-130WSSPAA1 4000K | Outdoor Luminaires | High Output | Fuel Pump Canopy Luminaires | Standard | TRUE | 14141 | 109.45 | 129.2 | 10.54 | 0.8812 | 4071 | 84 | 5 | 50000 | 42782 |  |  | No |  | 4.1 | 14141 | 109.45 | 129.2 | 10.54 | 0.88 | 4000 | 84
PBENM933 | SNC OPTO ELECTRONIC CO LTD. | SNC LED | SNC-CP3-130WSSPAA1 5700K | Outdoor Luminaires | High Output | Fuel Pump Canopy Luminaires | Standard | FALSE | [9 empty] | 42782 |  |  | No |  | 4.1 | 14721 | 112.63 | 130.7 | 12.64 | 0.9 | 5700 | 84.4
P71AHNA5 | SNC OPTO ELECTRONIC CO LTD. | SNC LED | SNC-CP3-130WSSPAA1 5000K | Outdoor Luminaires | High Output | Fuel Pump Canopy Luminaires | Standard | FALSE | [9 empty] | 42782 |  |  | No |  | 4.1 | 14528 | 111.79 | 129.9 | 10.54 | 0.88 | 5000 | 84
PXSMQHHJ | SNC OPTO ELECTRONIC CO LTD. | SNC LED | SNC-CP3-130WSSPAA1 4500K | Outdoor Luminaires | High Output | Fuel Pump Canopy Luminaires | Standard | FALSE | [9 empty] | 42782 |  |  | No |  | 4.1 | 14334 | 110.31 | 129.9 | 10.54 | 0.88 | 4500 | 84
PFSH1NKM | SNC OPTO ELECTRONIC CO LTD. | SNC LED | SNC-CP3-130WCSPBA1 4000K | Outdoor Luminaires | High Output | Fuel Pump Canopy Luminaires | Standard | TRUE | 13796 | 104.6 | 131.9 | 10.69 | 0.9186 | 4007 | 74 | 5 | 50000 | 42782 |  |  | No |  | 4.1 | 13796 | 104.6 | 131.9 | 10.69 | 0.92 | 4000 | 74
PBWAQ56P | SNC OPTO ELECTRONIC CO LTD. | SNC LED | SNC-CP3-130WCSPBA1 5700K | Outdoor Luminaires | High Output | Fuel Pump Canopy Luminaires | Standard | FALSE | [9 empty] | 42782 |  |  | No |  | 4.1 | 14197 | 108.54 | 130.8 | 11.41 | 0.93 | 5700 | 73.1
PXKP5F12 | SNC OPTO ELECTRONIC CO LTD. | SNC LED | SNC-CP3-130WCSPBA1 5000K | Outdoor Luminaires | High Output | Fuel Pump Canopy Luminaires | Standard | FALSE | [9 empty] | 42782 |  |  | No |  | 4.1 | 14063 | 107.07 | 131.35 | 10.69 | 0.92 | 5000 | 74
P57NPNHJ | SNC OPTO ELECTRONIC CO LTD. | SNC LED | SNC-CP3-150WSSPAA1 4000K | Outdoor Luminaires | High Output | Fuel Pump Canopy Luminaires | Standard | TRUE | 16060 | 109.55 | 146.6 | 11.85 | 0.9072 | 4095 | 84.2 | 5 | 50000 | 42782 |  |  | No |  | 4.1 | 16060 | 109.55 | 146.6 | 11.85 | 0.91 | 4000 | 84.2
PH67RPDX | SNC OPTO ELECTRONIC CO LTD. | SNC LED | SNC-CP3-150WSSPAA1 5700K | Outdoor Luminaires | High Output | Fuel Pump Canopy Luminaires | Standard | FALSE | [9 empty] | 42782 |  |  | No |  | 4.1 | 16681 | 112.48 | 148.3 | 10.02 | 0.94 | 5700 | 84.4
PJXYW74Q | SNC OPTO ELECTRONIC CO LTD. | SNC LED | SNC-CP3-150WSSPAA1 5000K | Outdoor Luminaires | High Output | Fuel Pump Canopy Luminaires | Standard | FALSE | [9 empty] | 42782 |  |  | No |  | 4.1 | 16474 | 111.73 | 147.45 | 11.85 | 0.91 | 5000 | 84.2
PXPSSNB5 | SNC OPTO ELECTRONIC CO LTD. | SNC LED | SNC-CP3-150WSSPAA1 4500K | Outdoor Luminaires | High Output | Fuel Pump Canopy Luminaires | Standard | FALSE | [9 empty] | 42782 |  |  | No |  | 4.1 | 16267 | 110.32 | 147.45 | 11.85 | 0.91 | 4500 | 84.2
PTXTRMP4 | SNC OPTO ELECTRONIC CO LTD. | SNC LED | SNC-CP3-150WCSPBA1 4000K | Outdoor Luminaires | High Output | Fuel Pump Canopy Luminaires | Standard | TRUE | 15531 | 104.73 | 148.3 | 12.64 | 0.932 | 3999 | 74 | 5 | 50000 | 42782 |  |  | No |  | 4.1 | 15531 | 104.73 | 148.3 | 12.64 | 0.93 | 4000 | 74
P7VPXBUC | SNC OPTO ELECTRONIC CO LTD. | SNC LED | SNC-CP3-150WCSPBA1 5700K | Outdoor Luminaires | High Output | Fuel Pump Canopy Luminaires | Standard | FALSE | [9 empty] | 42782 |  |  | No |  | 4.1 | 16146 | 107.21 | 150.6 | 12.51 | 0.95 | 5700 | 73
P7D8GGHZ | SNC OPTO ELECTRONIC CO LTD. | SNC LED | SNC-CP3-150WCSPBA1 5000K | Outdoor Luminaires | High Output | Fuel Pump Canopy Luminaires | Standard | FALSE | [9 empty] | 42782 |  |  | No |  | 4.1 | 15941 | 106.66 | 149.5 | 12.64 | 0.93 | 5000 | 74
P25G6Q3S | SNC OPTO ELECTRONIC CO LTD. | SNC LED | SNC-CP3-100WSSPAA1 4000K | Outdoor Luminaires | High Output | Fuel Pump Canopy Luminaires | Standard | TRUE | 11263 | 110.64 | 101.8 | 5.89 | 0.9645 | 4092 | 84 | 5 | 50000 | 42782 |  |  | No |  | 4.1 | 11263 | 110.64 | 101.8 | 5.89 | 0.96 | 4000 | 84
PJ1G3YK7 | SNC OPTO ELECTRONIC CO LTD. | SNC LED | SNC-CP3-100WSSPAA1 5700K | Outdoor Luminaires | High Output | Fuel Pump Canopy Luminaires | Standard | FALSE | [9 empty] | 42782 |  |  | No |  | 4.1 | 11427 | 113.25 | 100.9 | 9.63 | 0.96 | 5700 | 84.4
PC6SPAWY | SNC OPTO ELECTRONIC CO LTD. | SNC LED | SNC-CP3-100WSSPAA1 5000K | Outdoor Luminaires | High Output | Fuel Pump Canopy Luminaires | Standard | FALSE | [9 empty] | 42782 |  |  | No |  | 4.1 | 11372 | 112.21 | 101.35 | 5.89 | 0.96 | 5000 | 84
P191K3Q3 | SNC OPTO ELECTRONIC CO LTD. | SNC LED | SNC-CP3-100WSSPAA1 4500K | Outdoor Luminaires | High Output | Fuel Pump Canopy Luminaires | Standard | FALSE | [9 empty] | 42782 |  |  | No |  | 4.1 | 11318 | 111.67 | 101.35 | 5.89 | 0.96 | 4500 | 84
PY5PJXXE | SNC OPTO ELECTRONIC CO LTD. | SNC LED | SNC-CP3-100WCSPBA1 4000K | Outdoor Luminaires | High Output | Fuel Pump Canopy Luminaires | Standard | TRUE | 10691 | 105.64 | 101.2 | 8.69 | 0.9177 | 4080 | 74.6 | 5 | 50000 | 42781 |  |  | No |  | 4.1 | 10691 | 105.64 | 101.2 | 8.69 | 0.92 | 4000 | 74.6
PF8EENDM | SNC OPTO ELECTRONIC CO LTD. | SNC LED | SNC-CP3-100WCSPBA1 5700K | Outdoor Luminaires | High Output | Fuel Pump Canopy Luminaires | Standard | FALSE | [9 empty] | 42781 |  |  | No |  | 4.1 | 11007 | 108.34 | 101.6 | 11.62 | 0.95 | 5700 | 73.1
PNDN593R | SNC OPTO ELECTRONIC CO LTD. | SNC LED | SNC-CP3-100WCSPBA1 5000K | Outdoor Luminaires | High Output | Fuel Pump Canopy Luminaires | Standard | FALSE | [9 empty] | 42781 |  |  | No |  | 4.1 | 10902 | 107.51 | 101.4 | 8.69 | 0.92 | 5000 | 74.6
PWNT687H | Universal Lighting Technologies | Everline | VTL4-33L835-347 | Outdoor Luminaires | Low Output | Fuel Pump Canopy Luminaires | Premium | TRUE | 4884.59 | 127.9 | 38.19 | 11.81 | 0.9697 | 3513 | 82.12 | 5 | 50000 | 42780 | Dimmable | Continuous Below 10 | No |  | 4.1 | 4884.59 | 127 | 38.19 | 11.81 | 0.97 | 3500 | 82
PHCWA1DJ | Universal Lighting Technologies | Everline | VTL8-7K850-347 | Outdoor Luminaires | High Output | Fuel Pump Canopy Luminaires | Standard | FALSE | [9 empty] | 42780 | Dimmable | Continuous Below 10 | No |  | 4.1 | 10670 | 137 | 77.49 | 9.39 | 0.97 | 5000 | 85
PFHU9QWN | Universal Lighting Technologies | Everline | VTL4-33L850-347 | Outdoor Luminaires | Low Output | Fuel Pump Canopy Luminaires | Premium | FALSE | [9 empty] | 42780 | Dimmable | Continuous Below 10 | No |  | 4.1 | 5028.78 | 130 | 38.6 | 11.4 | 0.97 | 5000 | 82
PH5A4CKA | Universal Lighting Technologies | Everline | VTL8-7K840-347 | Outdoor Luminaires | High Output | Fuel Pump Canopy Luminaires | Standard | FALSE | [9 empty] | 42780 | Dimmable | Continuous Below 10 | No |  | 4.1 | 10690 | 138 | 77 | 12.06 | 0.97 | 4000 | 85
PYAJ4TFS | Universal Lighting Technologies | Everline | VTL4-33L840-347 | Outdoor Luminaires | Low Output | Fuel Pump Canopy Luminaires | Premium | FALSE | [9 empty] | 42780 | Dimmable | Continuous Below 10 | No |  | 4.1 | 4884.59 | 127 | 38.19 | 11.81 | 0.97 | 4000 | 82
PBD5NURJ | Universal Lighting Technologies | Everline | VTL8-7K835-347 | Outdoor Luminaires | High Output | Fuel Pump Canopy Luminaires | Standard | FALSE | [9 empty] | 42780 | Dimmable | Continuous Below 10 | No |  | 4.1 | 10690 | 138 | 77 | 12.06 | 0.97 | 3500 | 85
PK8ECDFE | Universal Lighting Technologies | Everline | VTL4-40L835-347 | Outdoor Luminaires | Mid Output | Fuel Pump Canopy Luminaires | Standard | TRUE | 6187.46 | 120.94 | 51.16 | 10.67 | 0.9801 | 3533 | 82.31 | 5 | 50000 | 42780 | Dimmable | Continuous Below 10 | No |  | 4.1 | 6187.46 | 120 | 51.16 | 10.67 | 0.98 | 3500 | 82
PQPCQEJW | Universal Lighting Technologies | Everline | VTL8-8K850-347 | Outdoor Luminaires | High Output | Fuel Pump Canopy Luminaires | Standard | FALSE | [9 empty] | 42780 | Dimmable | Continuous Below 10 | No |  | 4.1 | 12840 | 126 | 101.81 | 9.39 | 0.98 | 5000 | 82
PST83YZ5 | Universal Lighting Technologies | Everline | VTL4-40L850-347 | Outdoor Luminaires | Mid Output | Fuel Pump Canopy Luminaires | Standard | FALSE | [9 empty] | 42780 | Dimmable | Continuous Below 10 | No |  | 4.1 | 6248 | 120 | 51.96 | 8.7 | 0.98 | 5000 | 82
P23B8C9J | Universal Lighting Technologies | Everline | VTL4-40L840-347 | Outdoor Luminaires | Mid Output | Fuel Pump Canopy Luminaires | Standard | FALSE | [9 empty] | 42780 | Dimmable | Continuous Below 10 | No |  | 4.1 | 6187.46 | 120 | 51.16 | 10.67 | 0.98 | 4000 | 82
PWVT8XN7 | Universal Lighting Technologies | Everline | VTL8-8K840-347 | Outdoor Luminaires | High Output | Fuel Pump Canopy Luminaires | Standard | FALSE | [9 empty] | 42780 | Dimmable | Continuous Below 10 | No |  | 4.1 | 13560 | 133 | 101.72 | 9.76 | 0.98 | 4000 | 82
PX86HV9X | Universal Lighting Technologies | Everline | VTL8-8K835-347 | Outdoor Luminaires | High Output | Fuel Pump Canopy Luminaires | Standard | FALSE | [9 empty] | 42780 | Dimmable | Continuous Below 10 | No |  | 4.1 | 13560 | 133 | 101.72 | 9.76 | 0.98 | 3500 | 82
PRN36SBV | Universal Lighting Technologies | Everline | VTL4-6K835-347 | Outdoor Luminaires | Mid Output | Fuel Pump Canopy Luminaires | Premium | TRUE | 7886.06 | 134.64 | 58.57 | 9.95 | 0.9838 | 3515 | 82.6 | 5 | 50000 | 42779 | Dimmable | Continuous Below 10 | No |  | 4.1 | 7886 | 134 | 58.57 | 9.95 | 0.98 | 3500 | 82
P93PQNAZ | Universal Lighting Technologies | Everline | VTL4-6K850-347 | Outdoor Luminaires | Mid Output | Fuel Pump Canopy Luminaires | Premium | FALSE | [9 empty] | 42779 | Dimmable | Continuous Below 10 | No |  | 4.1 | 8283 | 142 | 58.21 | 9.68 | 0.98 | 5000 | 82
P1MEB44F | Universal Lighting Technologies | Everline | VTL8-12K850-347 | Outdoor Luminaires | High Output | Fuel Pump Canopy Luminaires | Premium | FALSE | [9 empty] | 42779 | Dimmable | Continuous Below 10 | No |  | 4.1 | 16460 | 139 | 118.18 | 8.7 | 0.98 | 5000 | 82
PBQYPYEF | Universal Lighting Technologies | Everline | VTL4-6K840-347 | Outdoor Luminaires | Mid Output | Fuel Pump Canopy Luminaires | Premium | FALSE | [9 empty] | 42779 | Dimmable | Continuous Below 10 | No |  | 4.1 | 7886 | 134 | 58.57 | 9.95 | 0.98 | 4000 | 82
P8R87W9W | Universal Lighting Technologies | Everline | VTL8-12K840-347 | Outdoor Luminaires | High Output | Fuel Pump Canopy Luminaires | Premium | FALSE | [9 empty] | 42779 | Dimmable | Continuous Below 10 | No |  | 4.1 | 16960 | 143 | 118.12 | 9.34 | 0.98 | 4000 | 82
PRHVBPN4 | Universal Lighting Technologies | Everline | VTL8-12K835-347 | Outdoor Luminaires | High Output | Fuel Pump Canopy Luminaires | Premium | FALSE | [9 empty] | 42779 | Dimmable | Continuous Below 10 | No |  | 4.1 | 16960 | 143 | 118.12 | 9.34 | 0.98 | 3500 | 82
P4VZW14W | Universal Lighting Technologies | Everline | VTL4-8K835-347 | Outdoor Luminaires | High Output | Fuel Pump Canopy Luminaires | Premium | TRUE | 11020 | 131.44 | 83.84 | 9.39 | 0.9817 | 3522 | 82.6 | 5 | 50000 | 42779 | Dimmable | Continuous Below 10 | No |  | 4.1 | 11020 | 131 | 83.84 | 9.39 | 0.98 | 3500 | 82
P7T8CJNF | Universal Lighting Technologies | Everline | VTL8-16K850-347 | Outdoor Luminaires | High Output | Fuel Pump Canopy Luminaires | Standard | FALSE | [9 empty] | 42779 | Dimmable | Continuous Below 10 | No |  | 4.1 | 21810 | 129 | 168.31 | 9.6 | 0.98 | 5000 | 82
PD9EH28Z | Universal Lighting Technologies | Everline | VTL4-8K850-347 | Outdoor Luminaires | High Output | Fuel Pump Canopy Luminaires | Premium | FALSE | [9 empty] | 42779 | Dimmable | Continuous Below 10 | No |  | 4.1 | 11295 | 129 | 87.01 | 7.98 | 0.98 | 5000 | 82
PC4KR2XU | Universal Lighting Technologies | Everline | VTL8-16K840-347 | Outdoor Luminaires | High Output | Fuel Pump Canopy Luminaires | Standard | FALSE | [9 empty] | 42779 | Dimmable | Continuous Below 10 | No |  | 4.1 | 21510 | 127 | 168.05 | 9.67 | 0.98 | 4000 | 82
PHPZ7FAK | Universal Lighting Technologies | Everline | VTL4-8K840-347 | Outdoor Luminaires | High Output | Fuel Pump Canopy Luminaires | Premium | FALSE | [9 empty] | 42779 | Dimmable | Continuous Below 10 | No |  | 4.1 | 11020 | 131 | 83.84 | 9.39 | 0.98 | 4000 | 82
PUH6G8AF | Universal Lighting Technologies | Everline | VTL8-16K835-347 | Outdoor Luminaires | High Output | Fuel Pump Canopy Luminaires | Standard | FALSE | [9 empty] | 42779 | Dimmable | Continuous Below 10 | No |  | 4.1 | 21510 | 127 | 168.05 | 9.67 | 0.98 | 3500 | 82
PPT5JU5F | Universal Lighting Technologies | Everline | VTL4-10K835-347 | Outdoor Luminaires | High Output | Fuel Pump Canopy Luminaires | Standard | TRUE | 13286.1 | 124.33 | 106.86 | 10.85 | 0.9814 | 3516 | 82.27 | 5 | 60000 | 42774 | Dimmable | Continuous Below 10 | No |  | 4.1 | 13286 | 124 | 106.86 | 10.85 | 0.98 | 3500 | 82
PA5GUWXW | Universal Lighting Technologies | Everline | VTL4-10K850-347 | Outdoor Luminaires | High Output | Fuel Pump Canopy Luminaires | Standard | TRUE | 13306.97 | 126.69 | 105.03 | 10.29 | 0.9812 | 5196 | 82.87 | 5 | 60000 | 42774 | Dimmable | Continuous Below 10 | No |  | 4.1 | 13290 | 126 | 105.03 | 10.29 | 0.98 | 5000 | 82
P5U1G3BU | Universal Lighting Technologies | Everline | VTL8-20K850-347 | Outdoor Luminaires | High Output | Fuel Pump Canopy Luminaires | Standard | FALSE | [9 empty] | 42774 | Dimmable | Continuous Below 10 | No |  | 4.1 | 27810 | 128 | 216.28 | 9.8 | 0.98 | 5000 | 82
PCXX41XU | Universal Lighting Technologies | Everline | VTL8-20K840-347 | Outdoor Luminaires | High Output | Fuel Pump Canopy Luminaires | Standard | FALSE | [9 empty] | 42774 | Dimmable | Continuous Below 10 | No |  | 4.1 | 26840 | 126 | 212.78 | 10.85 | 0.98 | 4000 | 82
P5H6XG26 | Universal Lighting Technologies | Everline | VTL4-10K840-347 | Outdoor Luminaires | High Output | Fuel Pump Canopy Luminaires | Standard | FALSE | [9 empty] | 42774 | Dimmable | Continuous Below 10 | No |  | 4.1 | 13286 | 124 | 106.86 | 10.85 | 0.98 | 4000 | 82
PR1B35NW | Universal Lighting Technologies | Everline | VTL8-20K835-347 | Outdoor Luminaires | High Output | Fuel Pump Canopy Luminaires | Standard | FALSE | [9 empty] | 42774 | Dimmable | Continuous Below 10 | No |  | 4.1 | 26840 | 126 | 212.78 | 10.85 | 0.98 | 3500 | 82
P3PKGKK5 | Universal Lighting Technologies | Everline | VTL4-5K835-347 | Outdoor Luminaires | Mid Output | Fuel Pump Canopy Luminaires | Standard | TRUE | 6645.61 | 135.7 | 48.97 | 9.7 | 0.9797 | 3535 | 82.68 | 5 | 60000 | 42774 | Dimmable | Continuous Below 10 | No |  | 4.1 | 6645.61 | 135 | 48.97 | 9.7 | 0.98 | 3500 | 82
P4JG6BXC | Universal Lighting Technologies | Everline | VTL4-5K850-347 | Outdoor Luminaires | Mid Output | Fuel Pump Canopy Luminaires | Standard | TRUE | 6833.51 | 139.54 | 48.97 | 9.74 | 0.98 | 5125 | 82.82 | 5 | 60000 | 42774 | Dimmable | Continuous Below 10 | No |  | 4.1 | 6833.51 | 139 | 48.97 | 9.74 | 0.98 | 5000 | 82
PGGUHG7R | Universal Lighting Technologies | Everline | VTL8-10K850-347 | Outdoor Luminaires | High Output | Fuel Pump Canopy Luminaires | Standard | FALSE | [9 empty] | 42774 | Dimmable | Continuous Below 10 | No |  | 4.1 | 13800 | 140 | 97.97 | 9.37 | 0.98 | 5000 | 82
PADTQCB5 | Universal Lighting Technologies | Everline | VTL4-5K840-347 | Outdoor Luminaires | Mid Output | Fuel Pump Canopy Luminaires | Standard | FALSE | [9 empty] | 42774 | Dimmable | Continuous Below 10 | No |  | 4.1 | 6645.61 | 135 | 48.97 | 9.7 | 0.98 | 4000 | 82
PQY2NJGT | Universal Lighting Technologies | Everline | VTL8-10K840-347 | Outdoor Luminaires | High Output | Fuel Pump Canopy Luminaires | Standard | FALSE | [9 empty] | 42774 | Dimmable | Continuous Below 10 | No |  | 4.1 | 13590 | 138 | 98.29 | 9.67 | 0.98 | 4000 | 82
P7NQ92YG | Universal Lighting Technologies | Everline | VTL8-10K835-347 | Outdoor Luminaires | High Output | Fuel Pump Canopy Luminaires | Standard | FALSE | [9 empty] | 42774 | Dimmable | Continuous Below 10 | No |  | 4.1 | 13590 | 138 | 98.29 | 9.67 | 0.98 | 3500 | 82
PD2TXR97 | Sarin Energy Inc. | SES | SES-CPH-4000-240 | Outdoor Luminaires | Very High Output | Fuel Pump Canopy Luminaires | Standard | TRUE | 35197 | 147.45 | 238.7 | 16.28 | 0.9352 | 4149 | 82.9 | 5 |  | 42773 | Not Dimmable | Not Dimmable | No |  | 4 | 35197 | 147.45 | 238.7 | 16.28 | 0.94 | 4000 | 82.9
PVSBB95P | Sarin Energy Inc. | SES | SES-CPH-4000-150 | Outdoor Luminaires | High Output | Fuel Pump Canopy Luminaires | Standard | TRUE | 21906 | 146.72 | 149.3 | 16.57 | 0.9348 | 4146 | 82.8 | 5 | 50000 | 42773 | Not Dimmable | Not Dimmable | No |  | 4 | 21906 | 146.72 | 149.3 | 16.57 | 0.93 | 4000 | 82.8
PXHBFCA1 | Sarin Energy Inc. | SES | SES-CPH-4000-180 | Outdoor Luminaires | High Output | Fuel Pump Canopy Luminaires | Standard | TRUE | 26983 | 151.17 | 178.5 | 17.07 | 0.9303 | 4152 | 82.9 | 5 | 50000 | 42773 | Not Dimmable | Not Dimmable | No |  | 4 | 26983 | 151.17 | 178.5 | 17.07 | 0.93 | 4000 | 82.9
PYPQ8VT9 | Sarin Energy Inc. | SES | SES-CPH-5700-240 | Outdoor Luminaires | Very High Output | Fuel Pump Canopy Luminaires | Standard | FALSE | [9 empty] | 42773 | Not Dimmable | Not Dimmable | No |  | 4 | 36958 | 152.85 | 241.8 | 17 | 0.94 | 5700 | 82.7
PY3HUGP2 | Sarin Energy Inc. | SES | SES-CPH-5700-180 | Outdoor Luminaires | High Output | Fuel Pump Canopy Luminaires | Standard | FALSE | [9 empty] | 42773 | Not Dimmable | Not Dimmable | No |  | 4 | 28152 | 156.4 | 180 | 16.27 | 0.93 | 5700 | 82.6
P3PJUNQP | Sarin Energy Inc. | SES | SES-CPH-5700-150 | Outdoor Luminaires | High Output | Fuel Pump Canopy Luminaires | Standard | FALSE | [9 empty] | 42773 | Not Dimmable | Not Dimmable | No |  | 4 | 23598 | 156.17 | 151.1 | 16.91 | 0.93 | 5700 | 81.9
PDZ6DP45 | Sarin Energy Inc. | SES | SES-CPH-5000-180 | Outdoor Luminaires | High Output | Fuel Pump Canopy Luminaires | Standard | FALSE | [9 empty] | 42773 | Not Dimmable | Not Dimmable | No |  | 4 | 26983 | 151.17 | 178.5 | 17.07 | 0.93 | 5000 | 82.9
PCYD643Z | Sarin Energy Inc. | SES | SES-CPH-5000-240 | Outdoor Luminaires | Very High Output | Fuel Pump Canopy Luminaires | Standard | FALSE | [9 empty] | 42773 | Not Dimmable | Not Dimmable | No |  | 4 | 35197 | 147.45 | 238.7 | 16.28 | 0.94 | 5000 | 82.9
PZWGBRHF | Sarin Energy Inc. | SES | SES-CPH-5000-150 | Outdoor Luminaires | High Output | Fuel Pump Canopy Luminaires | Standard | FALSE | [9 empty] | 42773 | Not Dimmable | Not Dimmable | No |  | 4 | 21906 | 146.72 | 149.3 | 16.57 | 0.93 | 5000 | 82.8
PZUU7UQP | Sarin Energy Inc. | SES | SES-CPH-4500-180 | Outdoor Luminaires | High Output | Fuel Pump Canopy Luminaires | Standard | FALSE | [9 empty] | 42773 | Not Dimmable | Not Dimmable | No |  | 4 | 26983 | 151.17 | 178.5 | 17.07 | 0.93 | 4500 | 82.9
PCNXZ4MA | Sarin Energy Inc. | SES | SES-CPH-4500-240 | Outdoor Luminaires | Very High Output | Fuel Pump Canopy Luminaires | Standard | FALSE | [9 empty] | 42773 | Not Dimmable | Not Dimmable | No |  | 4 | 35197 | 147.45 | 238.7 | 16.28 | 0.94 | 4500 | 82.9
PVKP425C | Sarin Energy Inc. | SES | SES-CPH-4500-150 | Outdoor Luminaires | High Output | Fuel Pump Canopy Luminaires | Standard | FALSE | [9 empty] | 42773 | Not Dimmable | Not Dimmable | No |  | 4 | 21906 | 146.72 | 149.3 | 16.57 | 0.93 | 4500 | 82.8
PCRPE5J4 | Cree Inc. | E-Conolight CSA Series | E-CSA12A-W50* | Outdoor Luminaires | High Output | Fuel Pump Canopy Luminaires | Standard | TRUE | 12482 | 131.5 | 94.92 | 15.5 | 0.9139 | 4867 | 76.7 | 5 | 50000 | 42773 | Not Dimmable | Not Dimmable | No |  | 4.1 | 12100 | 127.4 | 95 | 20 | 0.9 | 5000 | 70
PBHSGJ6D | Cree Inc. | E-Conolight CSA Series | E-CSA07A-W50* | Outdoor Luminaires | Mid Output | Specialty: Canopy Lighting | Standard | FALSE | [9 empty] | 42773 | Not Dimmable | Not Dimmable | No |  | 4.1 | 7900 | 106.8 | 74 | 20 | 0.9 | 5000 | 70
P3RAUH7J | Cree Inc. | E-Conolight CSA Series | E-CSA04A-W50* | Outdoor Luminaires | Low Output | Specialty: Canopy Lighting | Standard | FALSE | [9 empty] | 42773 | Not Dimmable | Not Dimmable | No |  | 4.1 | 4900 | 111.4 | 44 | 20 | 0.9 | 5000 | 70
PJWV1SMY | Cree Inc. | E-Conolight CSA Series | E-CSA02A-W50* | Outdoor Luminaires | Low Output | Specialty: Canopy Lighting | Standard | FALSE | [9 empty] | 42773 | Not Dimmable | Not Dimmable | No |  | 4.1 | 2750 | 98.2 | 28 | 20 | 0.9 | 5000 | 70
PKAH6NUC | Cree Inc. | E-Conolight CSA Series | E-CSA07A-W40* | Outdoor Luminaires | Mid Output | Specialty: Canopy Lighting | Standard | FALSE | [9 empty] | 42773 | Not Dimmable | Not Dimmable | No |  | 4.1 | 7900 | 106.8 | 74 | 20 | 0.9 | 4000 | 70
PGVNJJB3 | Cree Inc. | E-Conolight CSA Series | E-CSA04A-W40* | Outdoor Luminaires | Low Output | Specialty: Canopy Lighting | Standard | FALSE | [9 empty] | 42773 | Not Dimmable | Not Dimmable | No |  | 4.1 | 4900 | 111.4 | 44 | 20 | 0.9 | 4000 | 70
P7KSWWT4 | Cree Inc. | E-Conolight CSA Series | E-CSA02A-W40* | Outdoor Luminaires | Low Output | Specialty: Canopy Lighting | Standard | FALSE | [9 empty] | 42773 | Not Dimmable | Not Dimmable | No |  | 4.1 | 2750 | 98.2 | 28 | 20 | 0.9 | 4000 | 70
P2T95Y5H | Cree Inc. | E-Conolight CSA Series | E-CSA12A-W40* | Outdoor Luminaires | High Output | Fuel Pump Canopy Luminaires | Standard | FALSE | [9 empty] | 42773 | Not Dimmable | Not Dimmable | No |  | 4.1 | 12100 | 127.4 | 95 | 20 | 0.9 | 4000 | 70
PT975WTP | Engineered Products Co. | EPCO | G8LED-FX-S5068-[All options excluding P P1] | Outdoor Luminaires | Mid Output | Fuel Pump Canopy Luminaires | Standard | FALSE | [9 empty] | 42772 |  |  | Yes | Updated on 2/6/2017 | 3 | 7718 | 108.7 | 71 | 15.5 | 0.97 | 5000 | 84
PMTK4X28 | Engineered Products Co. | EPCO | G8LED-FX-S4168-[All options excluding P P1] | Outdoor Luminaires | Mid Output | Fuel Pump Canopy Luminaires | Standard | FALSE | [9 empty] | 42772 |  |  | Yes | Updated on 2/6/2017 | 3 | 7320 | 106.3 | 68.8 | 15.5 | 0.97 | 4100 | 84
PVAS8EDN | Engineered Products Co. | EPCO | G8LED-FX-S3568-[All options excluding P P1] | Outdoor Luminaires | Mid Output | Fuel Pump Canopy Luminaires | Standard | FALSE | [9 empty] | 42772 |  |  | Yes | Updated on 2/6/2017 | 3 | 7108 | 103.3 | 68.8 | 15.5 | 0.97 | 3500 | 84
PNQ6CVEA | Engineered Products Co. | EPCO | G8LED-FX-S3068-[All options excluding P P1] | Outdoor Luminaires | Mid Output | Fuel Pump Canopy Luminaires | Standard | FALSE | [9 empty] | 42772 |  |  | Yes | Updated on 2/6/2017 | 3 | 6902 | 100.3 | 68.8 | 15.5 | 0.97 | 3000 | 84
PT8UUGEK | Venture Lighting International | Venture Lighting International | CPT-150NFA0 | Outdoor Luminaires | High Output | Fuel Pump Canopy Luminaires | Standard | TRUE | 21906 | 146.72 | 149.3 | 16.57 | 0.9348 | 4146 | 82.8 | 5 | 50000 | 42768 |  |  | No |  | 4 | 21906 | 146.72 | 149.3 | 16.57 | 0.93 | 4000 | 82.8
PKYXNY1M | Venture Lighting International | Venture Lighting International | CPT-150CFA0 | Outdoor Luminaires | High Output | Fuel Pump Canopy Luminaires | Standard | FALSE | [9 empty] | 42768 |  |  | No |  | 4 | 21906 | 146.72 | 149.3 | 16.57 | 0.93 | 5000 | 82.8
P6PPZQNW | QSSI | QSSI | CP20QF1X186U5KC** | Outdoor Luminaires | High Output | Fuel Pump Canopy Luminaires | Standard | TRUE | 26151.86 | 129.33 | 202.2 | 10.12 | 0.9485 | 5233 | 82.27 | 5 | 50000 | 42767 |  |  | No |  | 4.1 | 26320 | 130.16 | 202.2 | 20 | 0.99 | 5000 | 82.27
PDR9Y3K8 | QSSI | QSSI | CP16QF1X112U5KC** | Outdoor Luminaires | High Output | Fuel Pump Canopy Luminaires | Standard | TRUE | 14947.03 | 117.73 | 126.95 | 14.39 | 0.9554 | 5303 | 82.99 | 5 | 50000 | 42767 |  |  | No |  | 4.1 | 15150 | 119.33 | 126.95 | 20 | 0.99 | 5000 | 82.99
PKCU7AZ2 | Best Lighting Products | BEST LIGHTING | CPLED-45W-4K-MV-TH | Outdoor Luminaires | Mid Output | Fuel Pump Canopy Luminaires | Standard | TRUE | 4948.2 | 111.67 | 44.59 | 10.52 | 0.9237 | 4028 | 82.3 | 5 | 50000 | 42766 |  |  | Yes |  | 4 | 4948.2 | 111.67 | 44.31 | 10.52 | 0.92 | 4000 | 82.3
P1JDB12K | Best Lighting Products | BEST LIGHTING | CPLED-80W-4K-MV-TH | Outdoor Luminaires | Mid Output | Fuel Pump Canopy Luminaires | Standard | TRUE | 9548.4 | 119.91 | 79.63 | 12.32 | 0.9016 | 4058 | 82.5 | 5 | 50000 | 42766 |  |  | Yes |  | 4 | 9548.4 | 119.91 | 79.63 | 12.32 | 0.9 | 4000 | 82.5
PP4ZVQVQ | Best Lighting Products | BEST LIGHTING | CPLED-80W-57K-MV-TH | Outdoor Luminaires | Mid Output | Fuel Pump Canopy Luminaires | Standard | FALSE | [9 empty] | 42766 |  |  | Yes |  | 4 | 9703 | 122.11 | 79.46 | 12.36 | 0.9 | 5700 | 82.2
PQHEC8TT | Best Lighting Products | BEST LIGHTING | CPLED-45W-57K-MV-TH | Outdoor Luminaires | Mid Output | Fuel Pump Canopy Luminaires | Standard | FALSE | [9 empty] | 42766 |  |  | Yes |  | 4 | 4998 | 113.36 | 44.09 | 10.59 | 0.92 | 5700 | 82
P62NV7NU | Best Lighting Products | BEST LIGHTING | CPLED-80W-5K-MV-TH | Outdoor Luminaires | Mid Output | Fuel Pump Canopy Luminaires | Standard | FALSE | [9 empty] | 42766 |  |  | Yes |  | 4 | 9548.4 | 119.91 | 79.63 | 12.32 | 0.9 | 5000 | 82.5
P131DFKM | Best Lighting Products | BEST LIGHTING | CPLED-45W-5K-MV-TH | Outdoor Luminaires | Mid Output | Fuel Pump Canopy Luminaires | Standard | FALSE | [9 empty] | 42766 |  |  | Yes |  | 4 | 4948.2 | 111.67 | 44.31 | 10.52 | 0.92 | 5000 | 82.3
PUTAQ2DG | EcoLight LED Solutions | Ecolight LED Solutions | EL-CP-75W-2111-1601 4000K | Outdoor Luminaires | Mid Output | Fuel Pump Canopy Luminaires | Standard | TRUE | 8354.8 | 111.65 | 74.83 | 13.09 | 0.9337 | 3983 | 84 | 5 | 50000 | 42766 | Not Dimmable | Not Dimmable | No |  | 3.1 | 8510.4 | 112.11 | 75.91 | 13.09 | 0.9337 | 4000 | 84
P51MDG2T | EcoLight LED Solutions | Ecolight LED Solutions | EL-CP-45W-2111-1601 4000K | Outdoor Luminaires | Mid Output | Fuel Pump Canopy Luminaires | Standard | TRUE | 5029.4 | 111.89 | 44.95 | 19.29 | 0.9088 | 3899 | 83.6 | 5 | 50000 | 42766 | Not Dimmable | Not Dimmable | No |  | 3.1 | 5034.2 | 113.13 | 44.5 | 19.29 | 0.9088 | 4000 | 83.6
PMQH5GPC | EcoLight LED Solutions | Ecolight LED Solutions | EL-CP-75W-2112-1601 5700K | Outdoor Luminaires | Mid Output | Fuel Pump Canopy Luminaires | Standard | FALSE | [9 empty] | 42766 | Not Dimmable | Not Dimmable | No |  | 3.1 | 8791 | 115.47 | 76.13 | 12.94 | 0.9316 | 5700 | 83
P76RVQ7B | EcoLight LED Solutions | Ecolight LED Solutions | EL-CP-75W-2111-1601 5700K | Outdoor Luminaires | Mid Output | Fuel Pump Canopy Luminaires | Standard | FALSE | [9 empty] | 42766 | Not Dimmable | Not Dimmable | No |  | 3.1 | 8791 | 115.47 | 76.13 | 12.94 | 0.9316 | 5700 | 83
PFDE7PHA | EcoLight LED Solutions | Ecolight LED Solutions | EL-CP-45W-2112-1601 5700K | Outdoor Luminaires | Mid Output | Fuel Pump Canopy Luminaires | Standard | FALSE | [9 empty] | 42766 | Not Dimmable | Not Dimmable | No |  | 3.1 | 5136 | 115.96 | 44.29 | 19.41 | 0.9076 | 5700 | 75.9
PAYFHPH4 | EcoLight LED Solutions | Ecolight LED Solutions | EL-CP-45W-2111-1601 5700K | Outdoor Luminaires | Mid Output | Fuel Pump Canopy Luminaires | Standard | FALSE | [9 empty] | 42766 | Not Dimmable | Not Dimmable | No |  | 3.1 | 5136 | 115.96 | 44.29 | 19.41 | 0.9076 | 5700 | 75.9
PUBKA932 | EcoLight LED Solutions | Ecolight LED Solutions | EL-CP-75W-2112-1601 5000K | Outdoor Luminaires | Mid Output | Fuel Pump Canopy Luminaires | Standard | FALSE | [9 empty] | 42766 | Not Dimmable | Not Dimmable | No |  | 3.1 | 8650.7 | 113.8 | 76.02 | 13.09 | 0.9337 | 5000 | 84
PKXY559U | EcoLight LED Solutions | Ecolight LED Solutions | EL-CP-75W-2111-1601 5000K | Outdoor Luminaires | Mid Output | Fuel Pump Canopy Luminaires | Standard | FALSE | [9 empty] | 42766 | Not Dimmable | Not Dimmable | No |  | 3.1 | 8650.7 | 113.8 | 76.02 | 13.09 | 0.9337 | 5000 | 84
PQRWJNU7 | EcoLight LED Solutions | Ecolight LED Solutions | EL-CP-45W-2111-1601 5000K | Outdoor Luminaires | Mid Output | Fuel Pump Canopy Luminaires | Standard | FALSE | [9 empty] | 42766 | Not Dimmable | Not Dimmable | No |  | 3.1 | 5085.1 | 114.54 | 44.4 | 19.29 | 0.9088 | 5000 | 83.6
PP2WDKK1 | EcoLight LED Solutions | Ecolight LED Solutions | EL-CP-45W-2112-1601 5000K | Outdoor Luminaires | Mid Output | Fuel Pump Canopy Luminaires | Standard | FALSE | [9 empty] | 42766 | Not Dimmable | Not Dimmable | No |  | 3.1 | 5085.1 | 114.54 | 44.4 | 19.29 | 0.9088 | 5000 | 83.6
PZ9FBJG5 | EcoLight LED Solutions | Ecolight LED Solutions | EL-CP-75W-2112-1601 4000K | Outdoor Luminaires | Mid Output | Fuel Pump Canopy Luminaires | Standard | FALSE | [9 empty] | 42766 | Not Dimmable | Not Dimmable | No |  | 3.1 | 8510.4 | 112.11 | 75.91 | 13.09 | 0.9337 | 4000 | 84
PM4RXXMV | EcoLight LED Solutions | Ecolight LED Solutions | EL-CP-45W-2112-1601 4000K | Outdoor Luminaires | Mid Output | Fuel Pump Canopy Luminaires | Standard | FALSE | [9 empty] | 42766 | Not Dimmable | Not Dimmable | No |  | 3.1 | 5034.2 | 113.13 | 44.5 | 19.29 | 0.9088 | 4000 | 83.6
PK8FS6HX | CenterPoint Lighting | CenterPoint Lighting | CLC45W-4K | Outdoor Luminaires | Mid Output | Fuel Pump Canopy Luminaires | Standard | TRUE | 4948.2 | 111.67 | 44.59 | 10.52 | 0.9237 | 4028 | 82.3 | 5 | 50000 | 42762 |  |  | Yes |  | 4 | 4948.2 | 111.67 | 44.31 | 10.52 | 0.92 | 4000 | 82.3
PNEM8MTA | CenterPoint Lighting | CenterPoint Lighting | CLC45W-6K | Outdoor Luminaires | Mid Output | Fuel Pump Canopy Luminaires | Standard | FALSE | [9 empty] | 42762 |  |  | Yes |  | 4 | 4998 | 113.36 | 44.09 | 10.59 | 0.92 | 5700 | 82
PT1ZX1PQ | CenterPoint Lighting | CenterPoint Lighting | CLC45W-5K | Outdoor Luminaires | Mid Output | Fuel Pump Canopy Luminaires | Standard | FALSE | [9 empty] | 42762 |  |  | Yes |  | 4 | 4948.2 | 111.67 | 44.31 | 10.52 | 0.92 | 5000 | 82.3
PRVVR83A | Ningbo Splendid Lighting Technology Co. Ltd | Splendid | FL-0262-C | Outdoor Luminaires | Mid Output | Fuel Pump Canopy Luminaires | Premium | TRUE | 8128.15 | 129.41 | 62.81 | 18.14 | 0.944 | 5629 | 71.2 | 5 | 50000 | 42760 | Not Dimmable | Not Dimmable | No |  | 4.1 | 8100 | 135 | 60 | 20 | 0.9 | 5000 | 80
P1S2QMXK | Shenzhen Syhdee Co.Ltd. | SYHDEE | SYHU-CP100NNX-B(4000K) | Outdoor Luminaires | High Output | Fuel Pump Canopy Luminaires | Premium | TRUE | 11720 | 128.31 | 91.34 | 18.16 | 0.9528 | 4010 | 83.5 | 5 | 50000 | 42759 | Not Dimmable | Not Dimmable | No |  | 4.1 | 11720 | 128.31 | 91.34 | 18.16 | 0.95 | 4000 | 83.5
PQHKFU4Z | Shenzhen Syhdee Co.Ltd. | SYHDEE | SYHU-CP100NNX-B(5700K) | Outdoor Luminaires | High Output | Fuel Pump Canopy Luminaires | Premium | FALSE | [9 empty] | 42759 | Not Dimmable | Not Dimmable | No |  | 4.1 | 12155 | 131.29 | 92.58 | 18.83 | 0.95 | 5700 | 82.7
PATJP52R | Shenzhen Syhdee Co.Ltd. | SYHDEE | SYHU-CP100NNX-B(5000K) | Outdoor Luminaires | High Output | Fuel Pump Canopy Luminaires | Premium | FALSE | [9 empty] | 42759 | Not Dimmable | Not Dimmable | No |  | 4.1 | 11720 | 128.31 | 91.34 | 18.16 | 0.95 | 5000 | 83.5
P7SEJ5N8 | Shenzhen Syhdee Co.Ltd. | SYHDEE | SYHU-CP100NNX-B(4500K) | Outdoor Luminaires | High Output | Fuel Pump Canopy Luminaires | Premium | FALSE | [9 empty] | 42759 | Not Dimmable | Not Dimmable | No |  | 4.1 | 11720 | 128.31 | 91.34 | 18.16 | 0.95 | 4500 | 83.5
PB8J6EV3 | Shenzhen Syhdee Co.Ltd. | SYHDEE | SYHU-CP120NXX-B(4000K) | Outdoor Luminaires | High Output | Fuel Pump Canopy Luminaires | Premium | TRUE | 14561 | 126.51 | 115.1 | 8.88 | 0.9655 | 4053 | 83.2 | 5 | 50000 | 42759 | Not Dimmable | Not Dimmable | No |  | 4.1 | 14561 | 126.51 | 115.1 | 8.88 | 0.97 | 4000 | 83.2
PTDU27ER | Shenzhen Syhdee Co.Ltd. | SYHDEE | SYHU-CP120NXX-B(5700K) | Outdoor Luminaires | High Output | Fuel Pump Canopy Luminaires | Premium | FALSE | [9 empty] | 42759 | Not Dimmable | Not Dimmable | No |  | 4.1 | 15056 | 129.57 | 116.2 | 9.39 | 0.96 | 5700 | 82.8
PY9WFFNM | Shenzhen Syhdee Co.Ltd. | SYHDEE | SYHU-CP120NXX-B(5000K) | Outdoor Luminaires | High Output | Fuel Pump Canopy Luminaires | Premium | FALSE | [9 empty] | 42759 | Not Dimmable | Not Dimmable | No |  | 4.1 | 14561 | 126.51 | 115.1 | 8.88 | 0.97 | 5000 | 83.2
PPG4WZ19 | Shenzhen Syhdee Co.Ltd. | SYHDEE | SYHU-CP120NXX-B(4500K) | Outdoor Luminaires | High Output | Fuel Pump Canopy Luminaires | Premium | FALSE | [9 empty] | 42759 | Not Dimmable | Not Dimmable | No |  | 4.1 | 14561 | 126.51 | 115.1 | 8.88 | 0.97 | 4500 | 83.2
PVCHXEUF | Shenzhen Syhdee Co.Ltd. | SYHDEE | SYHU-CP150NNX-B(4000K) | Outdoor Luminaires | High Output | Fuel Pump Canopy Luminaires | Premium | TRUE | 17962 | 125.26 | 143.4 | 19.21 | 0.9081 | 3974 | 83.1 | 5 | 50000 | 42755 | Not Dimmable | Not Dimmable | No |  | 4.1 | 17962 | 125.26 | 143.4 | 19.21 | 0.91 | 4000 | 83.1
P68E14U8 | Shenzhen Syhdee Co.Ltd. | SYHDEE | SYHU-CP150NNX-B(5700K) | Outdoor Luminaires | High Output | Fuel Pump Canopy Luminaires | Premium | FALSE | [9 empty] | 42755 | Not Dimmable | Not Dimmable | No |  | 4.1 | 18591 | 128.39 | 144.8 | 19.57 | 0.9 | 5700 | 82.7
PXZU7UX7 | Shenzhen Syhdee Co.Ltd. | SYHDEE | SYHU-CP150NNX-B(5000K) | Outdoor Luminaires | High Output | Fuel Pump Canopy Luminaires | Premium | FALSE | [9 empty] | 42755 | Not Dimmable | Not Dimmable | No |  | 4.1 | 17962 | 125.26 | 143.4 | 19.21 | 0.91 | 5000 | 83.1
PEB3EMQT | Shenzhen Syhdee Co.Ltd. | SYHDEE | SYHU-CP150NNX-B(4500K) | Outdoor Luminaires | High Output | Fuel Pump Canopy Luminaires | Premium | FALSE | [9 empty] | 42755 | Not Dimmable | Not Dimmable | No |  | 4.1 | 17962 | 125.26 | 143.4 | 19.21 | 0.91 | 4500 | 83.1
P8YKBWVK | Voltech International Inc. | Technilight | TLDL80W[WHBKDBSLXX] | Outdoor Luminaires | High Output | Fuel Pump Canopy Luminaires | Premium | TRUE | 9979.8 | 124.44 | 80.2 | 10.53 | 0.9056 | 3063 | 73 | 5 | 50000 | 42755 | Dimmable | Continuous Below 10 | Yes |  | 3.1 | 9979.8 | 124.44 | 80.2 | 10.53 | 0.9056 | 3000 | 73
PXQQ3HXU | Voltech International Inc. | Technilight | TLDL70HW[WHBKDBSLXX] | Outdoor Luminaires | Mid Output | Fuel Pump Canopy Luminaires | Standard | TRUE | 9066.7 | 131.38 | 69.01 | 12 | 0.9357 | 3154 | 73.5 | 5 | 50000 | 42755 | Dimmable | Continuous Above 10 | Yes |  | 4 | 9116.9 | 132.44 | 68.84 | 12 | 0.94 | 3000 | 73.5
PANG5QFD | Voltech International Inc. | Technilight | TLDL40W[WHBKDBSLXX] | Outdoor Luminaires | Mid Output | Fuel Pump Canopy Luminaires | Premium | TRUE | 5435.6 | 124.47 | 43.67 | 13.22 | 0.9356 | 3072 | 72.9 | 5 | 50000 | 42755 | Dimmable | Continuous Below 10 | Yes |  | 3.1 | 5435.6 | 124.47 | 43.67 | 13.22 | 0.9356 | 3000 | 72.9
PMPYUJDV | Voltech International Inc. | Technilight | TLDL35HW[WHBKDBSLXX] | Outdoor Luminaires | Low Output | Fuel Pump Canopy Luminaires | Standard | TRUE | 4331.4 | 125.4 | 34.54 | 10.76 | 0.9272 | 3088 | 72.8 | 5 | 50000 | 42755 | Dimmable | Continuous Above 10 | Yes |  | 4 | 4350.8 | 126.59 | 34.37 | 10.76 | 0.93 | 3000 | 72.8
PCD32JQG | Voltech International Inc. | Technilight | TLDL80P[WHBKDBSLXX] | Outdoor Luminaires | High Output | Fuel Pump Canopy Luminaires | Premium | FALSE | [9 empty] | 42755 | Dimmable | Continuous Below 10 | Yes |  | 3.1 | 10379 | 128.84 | 80.56 | 10.87 | 0.9049 | 5000 | 75.4
PQHZBSHU | Voltech International Inc. | Technilight | TLDL40P[WHBKDBSLXX] | Outdoor Luminaires | Mid Output | Fuel Pump Canopy Luminaires | Premium | FALSE | [9 empty] | 42755 | Dimmable | Continuous Below 10 | Yes |  | 3.1 | 5625 | 129.67 | 43.38 | 13.75 | 0.9313 | 5000 | 74.3
PQMH417P | Voltech International Inc. | Technilight | TLDL80O[WHBKDBSLXX] | Outdoor Luminaires | High Output | Fuel Pump Canopy Luminaires | Premium | FALSE | [9 empty] | 42755 | Dimmable | Continuous Below 10 | Yes |  | 3.1 | 10279 | 127.88 | 80.38 | 10.53 | 0.9056 | 4500 | 73
P375WVQG | Voltech International Inc. | Technilight | TLDL40O[WHBKDBSLXX] | Outdoor Luminaires | Mid Output | Fuel Pump Canopy Luminaires | Premium | FALSE | [9 empty] | 42755 | Dimmable | Continuous Below 10 | Yes |  | 3.1 | 5578 | 128.15 | 43.53 | 13.22 | 0.9356 | 4500 | 72.9
PSBD8BNG | Voltech International Inc. | Technilight | TLDL80N[WHBKDBSLXX] | Outdoor Luminaires | High Output | Fuel Pump Canopy Luminaires | Premium | FALSE | [9 empty] | 42755 | Dimmable | Continuous Below 10 | Yes |  | 3.1 | 10179 | 126.64 | 80.38 | 10.53 | 0.9056 | 4000 | 73
PE9Z1E5Q | Voltech International Inc. | Technilight | TLDL40N[WHBKDBSLXX] | Outdoor Luminaires | Mid Output | Fuel Pump Canopy Luminaires | Premium | FALSE | [9 empty] | 42755 | Dimmable | Continuous Below 10 | Yes |  | 3.1 | 5530 | 127.06 | 43.53 | 13.22 | 0.9356 | 4000 | 72.9
PHAYJKSK | Voltech International Inc. | Technilight | TLDL80Q[WHBKDBSLXX] | Outdoor Luminaires | High Output | Fuel Pump Canopy Luminaires | Premium | FALSE | [9 empty] | 42755 | Dimmable | Continuous Below 10 | Yes |  | 3.1 | 10080 | 125.4 | 80.38 | 10.53 | 0.9056 | 3500 | 73
P3M34HS8 | Voltech International Inc. | Technilight | TLDL40Q[WHBKDBSLXX] | Outdoor Luminaires | Mid Output | Fuel Pump Canopy Luminaires | Premium | FALSE | [9 empty] | 42755 | Dimmable | Continuous Below 10 | Yes |  | 3.1 | 5483 | 125.97 | 43.53 | 13.22 | 0.9356 | 3500 | 72.9
PK4H432V | Voltech International Inc. | Technilight | TLDL70HP[WHBKDBSLXX] | Outdoor Luminaires | Mid Output | Fuel Pump Canopy Luminaires | Standard | FALSE | [9 empty] | 42755 | Dimmable | Continuous Above 10 | Yes |  | 4 | 9344 | 134.99 | 69.22 | 12.43 | 0.94 | 5000 | 78.4
P66SBCDF | Voltech International Inc. | Technilight | TLDL35HP[WHBKDBSLXX] | Outdoor Luminaires | Low Output | Fuel Pump Canopy Luminaires | Standard | FALSE | [9 empty] | 42755 | Dimmable | Continuous Above 10 | Yes |  | 4 | 4741.6 | 137.12 | 34.58 | 10.46 | 0.93 | 5000 | 78.2
PMRYVGQ9 | Voltech International Inc. | Technilight | TLDL70HO[WHBKDBSLXX] | Outdoor Luminaires | Mid Output | Fuel Pump Canopy Luminaires | Standard | FALSE | [9 empty] | 42755 | Dimmable | Continuous Above 10 | Yes |  | 4 | 9287.2 | 134.54 | 69.03 | 12 | 0.94 | 4500 | 73.5
PMBH5Y6F | Voltech International Inc. | Technilight | TLDL35HO[WHBKDBSLXX] | Outdoor Luminaires | Low Output | Fuel Pump Canopy Luminaires | Standard | FALSE | [9 empty] | 42755 | Dimmable | Continuous Above 10 | Yes |  | 4 | 4643.9 | 134.7 | 34.48 | 10.76 | 0.93 | 4500 | 72.8
PT1NPCY9 | Voltech International Inc. | Technilight | TLDL70HN[WHBKDBSLXX] | Outdoor Luminaires | Mid Output | Fuel Pump Canopy Luminaires | Standard | FALSE | [9 empty] | 42755 | Dimmable | Continuous Above 10 | Yes |  | 4 | 9230.5 | 133.72 | 69.03 | 12 | 0.94 | 4000 | 73.5
PGVCQ5MT | Voltech International Inc. | Technilight | TLDL35HN[WHBKDBSLXX] | Outdoor Luminaires | Low Output | Fuel Pump Canopy Luminaires | Standard | FALSE | [9 empty] | 42755 | Dimmable | Continuous Above 10 | Yes |  | 4 | 4546.2 | 131.87 | 34.48 | 10.76 | 0.93 | 4000 | 72.8
PE6U4AR5 | Voltech International Inc. | Technilight | TLDL70HQ[WHBKDBSLXX] | Outdoor Luminaires | Mid Output | Fuel Pump Canopy Luminaires | Standard | FALSE | [9 empty] | 42755 | Dimmable | Continuous Above 10 | Yes |  | 4 | 9173.7 | 132.89 | 69.03 | 12 | 0.94 | 3500 | 73.5
P6FMJ767 | Voltech International Inc. | Technilight | TLDL35HQ[WHBKDBSLXX] | Outdoor Luminaires | Low Output | Fuel Pump Canopy Luminaires | Standard | FALSE | [9 empty] | 42755 | Dimmable | Continuous Above 10 | Yes |  | 4 | 4448.5 | 129.04 | 34.48 | 10.76 | 0.93 | 3500 | 72.8
PWMY477F | MAVERICK ENERGY SOLUTIONS INTERNATIONAL | Maverick Energy Solutions | MES-CP-1-45W 4000K | Outdoor Luminaires | Mid Output | Fuel Pump Canopy Luminaires | Standard | TRUE | 5029.4 | 111.89 | 44.95 | 19.29 | 0.9088 | 3899 | 83.6 | 5 | 50000 | 42754 | Not Dimmable | Not Dimmable | No |  | 3.1 | 5034.2 | 113.13 | 44.5 | 19.29 | 0.9088 | 4000 | 83.6
PQMS3KF7 | MAVERICK ENERGY SOLUTIONS INTERNATIONAL | Maverick Energy Solutions | MES-CP-1-100W 4000K | Outdoor Luminaires | High Output | Fuel Pump Canopy Luminaires | Standard | TRUE | 11087 | 112.16 | 98.84 | 17.9 | 0.9099 | 3968 | 74.3 | 5 | 50000 | 42754 | Not Dimmable | Not Dimmable | No |  | 3.1 | 11194 | 111.38 | 100.5 | 17.9 | 0.9099 | 4000 | 74.3
PE3SNDNH | MAVERICK ENERGY SOLUTIONS INTERNATIONAL | Maverick Energy Solutions | MES-CP-2-45W 5700K | Outdoor Luminaires | Mid Output | Fuel Pump Canopy Luminaires | Standard | FALSE | [9 empty] | 42754 | Not Dimmable | Not Dimmable | No |  | 3.1 | 5136 | 115.96 | 44.29 | 19.41 | 0.9076 | 5700 | 75.9
PBYJ9MHZ | MAVERICK ENERGY SOLUTIONS INTERNATIONAL | Maverick Energy Solutions | MES-CP-1-45W 5700K | Outdoor Luminaires | Mid Output | Fuel Pump Canopy Luminaires | Standard | FALSE | [9 empty] | 42754 | Not Dimmable | Not Dimmable | No |  | 3.1 | 5136 | 115.96 | 44.29 | 19.41 | 0.9076 | 5700 | 75.9
PFJX1GUG | MAVERICK ENERGY SOLUTIONS INTERNATIONAL | Maverick Energy Solutions | MES-CP-1-100W 5700K | Outdoor Luminaires | High Output | Fuel Pump Canopy Luminaires | Standard | FALSE | [9 empty] | 42754 | Not Dimmable | Not Dimmable | No |  | 3.1 | 11519 | 114.85 | 100.3 | 17.51 | 0.9101 | 5700 | 75.9
P38P6U1Q | MAVERICK ENERGY SOLUTIONS INTERNATIONAL | Maverick Energy Solutions | MES-CP-2-100W 5700K | Outdoor Luminaires | High Output | Fuel Pump Canopy Luminaires | Standard | FALSE | [9 empty] | 42754 | Not Dimmable | Not Dimmable | No |  | 3.1 | 11519 | 114.85 | 100.3 | 17.51 | 0.9101 | 5700 | 75.9
P8Q195JA | MAVERICK ENERGY SOLUTIONS INTERNATIONAL | Maverick Energy Solutions | MES-CP-1-45W 5000K | Outdoor Luminaires | Mid Output | Fuel Pump Canopy Luminaires | Standard | FALSE | [9 empty] | 42754 | Not Dimmable | Not Dimmable | No |  | 3.1 | 5085.1 | 114.54 | 44.4 | 19.29 | 0.9088 | 5000 | 83.6
P1PTU7MP | MAVERICK ENERGY SOLUTIONS INTERNATIONAL | Maverick Energy Solutions | MES-CP-2-45W 5000K | Outdoor Luminaires | Mid Output | Fuel Pump Canopy Luminaires | Standard | FALSE | [9 empty] | 42754 | Not Dimmable | Not Dimmable | No |  | 3.1 | 5085.1 | 114.54 | 44.4 | 19.29 | 0.9088 | 5000 | 83.6
PM5KZWZM | MAVERICK ENERGY SOLUTIONS INTERNATIONAL | Maverick Energy Solutions | MES-CP-1-100W 5000K | Outdoor Luminaires | High Output | Fuel Pump Canopy Luminaires | Standard | FALSE | [9 empty] | 42754 | Not Dimmable | Not Dimmable | No |  | 3.1 | 11357 | 113.11 | 100.4 | 17.9 | 0.9099 | 5000 | 74.3
P63WG6S4 | MAVERICK ENERGY SOLUTIONS INTERNATIONAL | Maverick Energy Solutions | MES-CP-2-100W 5000K | Outdoor Luminaires | High Output | Fuel Pump Canopy Luminaires | Standard | FALSE | [9 empty] | 42754 | Not Dimmable | Not Dimmable | No |  | 3.1 | 11357 | 113.11 | 100.4 | 17.9 | 0.9099 | 5000 | 74.3
PJEQFG1X | MAVERICK ENERGY SOLUTIONS INTERNATIONAL | Maverick Energy Solutions | MES-CP-2-45W 4000K | Outdoor Luminaires | Mid Output | Fuel Pump Canopy Luminaires | Standard | FALSE | [9 empty] | 42754 | Not Dimmable | Not Dimmable | No |  | 3.1 | 5034.2 | 113.13 | 44.5 | 19.29 | 0.9088 | 4000 | 83.6
PAHQ87W6 | MAVERICK ENERGY SOLUTIONS INTERNATIONAL | Maverick Energy Solutions | MES-CP-2-100W 4000K | Outdoor Luminaires | High Output | Fuel Pump Canopy Luminaires | Standard | FALSE | [9 empty] | 42754 | Not Dimmable | Not Dimmable | No |  | 3.1 | 11194 | 111.38 | 100.5 | 17.9 | 0.9099 | 4000 | 74.3
PSSXS53M | Foshan Naturaled Electric Co.Ltd | Naturaled | LED-FXGSC150/40K/[WH BK] | Outdoor Luminaires | High Output | Fuel Pump Canopy Luminaires | Premium | TRUE | 19511 | 130.07 | 150 | 10.8 | 0.9478 | 4026 | 83.9 | 5 | 50000 | 42754 | Dimmable | Continuous Below 10 | No |  | 4.1 | 19511 | 130.07 | 150 | 10.8 | 0.99 | 4000 | 83.9
PEAEHC1D | Foshan Naturaled Electric Co.Ltd | Naturaled | LED-FXGSC150/50K/[WH BK] | Outdoor Luminaires | High Output | Fuel Pump Canopy Luminaires | Premium | FALSE | [9 empty] | 42754 | Dimmable | Continuous Below 10 | No |  | 4.1 | 20041 | 133.43 | 150.2 | 10.8 | 0.99 | 5000 | 86.3
P8BK1B1J | DONGGUAN THAILIGHT SEMICONDUCTOR LIGHTING CO.LTD. | Thailight | TLCLC604YYZZ | Outdoor Luminaires | Mid Output | Fuel Pump Canopy Luminaires | Standard | TRUE | 7167 | 120.09 | 59.68 | 11.79 | 0.9213 | 3977 | 82.5 | 5 | 50000 | 42753 | Dimmable | Continuous Below 10 | No |  | 4.1 | 7206.1 | 121.68 | 59.22 | 11.79 | 0.92 | 4000 | 82.5
P3PR6Z74 | DONGGUAN THAILIGHT SEMICONDUCTOR LIGHTING CO.LTD. | Thailight | TLCLC606YYZZ | Outdoor Luminaires | Mid Output | Fuel Pump Canopy Luminaires | Standard | FALSE | [9 empty] | 42753 | Dimmable | Continuous Below 10 | No |  | 4.1 | 7764 | 129.85 | 59.79 | 11.74 | 0.92 | 5700 | 83.8
PA8G1SSX | DONGGUAN THAILIGHT SEMICONDUCTOR LIGHTING CO.LTD. | Thailight | TLCLC605YYZZ | Outdoor Luminaires | Mid Output | Fuel Pump Canopy Luminaires | Standard | FALSE | [9 empty] | 42753 | Dimmable | Continuous Below 10 | No |  | 4.1 | 7485 | 126.39 | 59.22 | 11.79 | 0.92 | 5000 | 82.5
PD8M7M5K | Shanghai Supertek Lighting Co. Ltd | SUPERTEK | CP01A-60W-4000K | Outdoor Luminaires | Mid Output | Fuel Pump Canopy Luminaires | Standard | TRUE | 6868.61 | 116.73 | 58.84 | 16.5 | 0.958 | 4058 | 85.6 | 5 | 50000 | 42752 |  |  | Yes |  | 4.1 | 6900 | 115 | 60 | 16 | 0.96 | 4000 | 80
P1RWQYK6 | Shanghai Supertek Lighting Co. Ltd | SUPERTEK | CP01A-60W-5000K | Outdoor Luminaires | Mid Output | Fuel Pump Canopy Luminaires | Standard | FALSE | [9 empty] | 42752 |  |  | Yes |  | 4.1 | 6960 | 116 | 60 | 16 | 0.96 | 5000 | 80
PCUK7N18 | VGO Energy Solutions | VGO | VGO-CP-45W-2111-1601 4000K | Outdoor Luminaires | Mid Output | Fuel Pump Canopy Luminaires | Standard | TRUE | 5029.4 | 111.89 | 44.95 | 19.29 | 0.9088 | 3899 | 83.6 | 5 | 50000 | 42752 |  |  | No |  | 3.1 | 5034.2 | 113.13 | 44.5 | 19.29 | 0.9088 | 4000 | 83.6
PFR5E7VK | VGO Energy Solutions | VGO | VGO-CP-150W-3321-1602 4000K | Outdoor Luminaires | High Output | Fuel Pump Canopy Luminaires | Standard | TRUE | 21906 | 146.72 | 149.3 | 16.57 | 0.9348 | 4146 | 82.8 | 5 | 50000 | 42752 |  |  | No |  | 4 | 21906 | 146.72 | 149.3 | 16.57 | 0.93 | 4000 | 82.8
PK1WDGQD | VGO Energy Solutions | VGO | VGO-CP-130W-3111-1601 4000K | Outdoor Luminaires | High Output | Fuel Pump Canopy Luminaires | Standard | TRUE | 13929 | 107.39 | 129.7 | 11.46 | 0.915 | 3962 | 74.2 | 5 | 50000 | 42752 |  |  | No |  | 3.1 | 14146 | 107.25 | 131.9 | 11.46 | 0.915 | 4000 | 74.2
PD9ZTXTP | VGO Energy Solutions | VGO | VGO-CP-150W-3321-1602 5700K | Outdoor Luminaires | High Output | Fuel Pump Canopy Luminaires | Standard | FALSE | [9 empty] | 42752 |  |  | No |  | 4 | 23598 | 156.17 | 151.1 | 16.91 | 0.93 | 5700 | 81.9
PQ188KFP | VGO Energy Solutions | VGO | VGO-CP-45W-2112-1601 5700K | Outdoor Luminaires | Mid Output | Fuel Pump Canopy Luminaires | Standard | FALSE | [9 empty] | 42752 |  |  | No |  | 3.1 | 5136 | 115.96 | 44.29 | 19.41 | 0.9076 | 5700 | 75.9
P922YW6C | VGO Energy Solutions | VGO | VGO-CP-45W-2111-1601 5700K | Outdoor Luminaires | Mid Output | Fuel Pump Canopy Luminaires | Standard | FALSE | [9 empty] | 42752 |  |  | No |  | 3.1 | 5136 | 115.96 | 44.29 | 19.41 | 0.9076 | 5700 | 75.9
PDZAFVDN | VGO Energy Solutions | VGO | VGO-CP-130W-3111-1601 5700K | Outdoor Luminaires | High Output | Fuel Pump Canopy Luminaires | Standard | FALSE | [9 empty] | 42752 |  |  | No |  | 3.1 | 14634 | 110.7 | 132.2 | 11.83 | 0.9127 | 5700 | 75.7
P193921Y | VGO Energy Solutions | VGO | VGO-CP-130W-3112-1601 5700K | Outdoor Luminaires | High Output | Fuel Pump Canopy Luminaires | Standard | FALSE | [9 empty] | 42752 |  |  | No |  | 3.1 | 14634 | 110.7 | 132.2 | 11.83 | 0.9127 | 5700 | 75.7
PQDD5NJZ | VGO Energy Solutions | VGO | VGO-CP-45W-2112-1601 5000K | Outdoor Luminaires | Mid Output | Fuel Pump Canopy Luminaires | Standard | FALSE | [9 empty] | 42752 |  |  | No |  | 3.1 | 5085.1 | 114.54 | 44.4 | 19.29 | 0.9088 | 5000 | 83.6
P3ECMKMJ | VGO Energy Solutions | VGO | VGO-CP-45W-2111-1601 5000K | Outdoor Luminaires | Mid Output | Fuel Pump Canopy Luminaires | Standard | FALSE | [9 empty] | 42752 |  |  | No |  | 3.1 | 5085.1 | 114.54 | 44.4 | 19.29 | 0.9088 | 5000 | 83.6
P2EEF5U1 | VGO Energy Solutions | VGO | VGO-CP-150W-3321-1602 5000K | Outdoor Luminaires | High Output | Fuel Pump Canopy Luminaires | Standard | FALSE | [9 empty] | 42752 |  |  | No |  | 4 | 21906 | 146.72 | 149.3 | 16.57 | 0.93 | 5000 | 82.8
PA3ZKZZX | VGO Energy Solutions | VGO | VGO-CP-130W-3112-1601 5000K | Outdoor Luminaires | High Output | Fuel Pump Canopy Luminaires | Standard | FALSE | [9 empty] | 42752 |  |  | No |  | 3.1 | 14390 | 108.97 | 132.1 | 11.46 | 0.915 | 5000 | 74.2
P27YAGME | VGO Energy Solutions | VGO | VGO-CP-130W-3111-1601 5000K | Outdoor Luminaires | High Output | Fuel Pump Canopy Luminaires | Standard | FALSE | [9 empty] | 42752 |  |  | No |  | 3.1 | 14390 | 108.97 | 132.1 | 11.46 | 0.915 | 5000 | 74.2
PB831CAJ | VGO Energy Solutions | VGO | VGO-CP-150W-3321-1602 4500K | Outdoor Luminaires | High Output | Fuel Pump Canopy Luminaires | Standard | FALSE | [9 empty] | 42752 |  |  | No |  | 4 | 21906 | 146.72 | 149.3 | 16.57 | 0.93 | 4500 | 82.8
P7RV6GF5 | VGO Energy Solutions | VGO | VGO-CP-45W-2112-1601 4000K | Outdoor Luminaires | Mid Output | Fuel Pump Canopy Luminaires | Standard | FALSE | [9 empty] | 42752 |  |  | No |  | 3.1 | 5034.2 | 113.13 | 44.5 | 19.29 | 0.9088 | 4000 | 83.6
PB8R8BUV | VGO Energy Solutions | VGO | VGO-CP-130W-3112-1601 4000K | Outdoor Luminaires | High Output | Fuel Pump Canopy Luminaires | Standard | FALSE | [9 empty] | 42752 |  |  | No |  | 3.1 | 14146 | 107.25 | 131.9 | 11.46 | 0.915 | 4000 | 74.2
PUU1FJB1 | Nebulite Technology Inc. | Nebulite | CPG-100W-50K-XX | Outdoor Luminaires | High Output | Fuel Pump Canopy Luminaires | Premium | TRUE | 11223 | 110.35 | 101.7 | 15.38 | 0.9224 | 5176 | 71.7 | 5 | 50000 | 42747 |  |  | No |  | 3.1 | 12546 | 107.05 | 117.2 | 16.08 | 0.9137 | 5000 | 71.5
PV1CA99U | Nebulite Technology Inc. | Nebulite | CPG-140W-50K-XX | Outdoor Luminaires | High Output | Fuel Pump Canopy Luminaires | Premium | TRUE | 13112 | 107.12 | 122.4 | 16.16 | 0.9218 | 5213 | 72.8 | 5 | 50000 | 42747 |  |  | No |  | 3.1 | 13112 | 107.12 | 122.4 | 16.16 | 0.9218 | 5000 | 72.8
PFW11K8Q | Nebulite Technology Inc. | Nebulite | CPG-140W-57K-XX | Outdoor Luminaires | High Output | Fuel Pump Canopy Luminaires | Premium | FALSE | [9 empty] | 42747 |  |  | No |  | 3.1 | 13257 | 108.04 | 122.7 | 16.23 | 0.9177 | 5700 | 73.7
P494Z5UG | shenzhen ccclighting limited | ccclighting | CP02-N101 | Outdoor Luminaires | High Output | Fuel Pump Canopy Luminaires | Standard | TRUE | 9988.5 | 103.63 | 96.39 | 9.59 | 0.8797 | 3985 | 83.1 | 5 | 50000 | 42745 | Not Dimmable | Not Dimmable | Yes |  | 4.1 | 10191 | 103.79 | 98.19 | 9.59 | 0.88 | 4000 | 83.1
PBKGHN2G | shenzhen ccclighting limited | ccclighting | CP02-C201 | Outdoor Luminaires | High Output | Fuel Pump Canopy Luminaires | Standard | FALSE | [9 empty] | 42745 | Not Dimmable | Not Dimmable | Yes |  | 4.1 | 10607 | 107.05 | 99.08 | 10.59 | 0.87 | 5700 | 83
P8YJYBWM | shenzhen ccclighting limited | ccclighting | CP02-C101 | Outdoor Luminaires | High Output | Fuel Pump Canopy Luminaires | Standard | FALSE | [9 empty] | 42745 | Not Dimmable | Not Dimmable | Yes |  | 4.1 | 10191 | 103.79 | 98.19 | 9.59 | 0.88 | 5000 | 83.1
PHFSY2WD | shenzhen ccclighting limited | ccclighting | CP02-N201 | Outdoor Luminaires | High Output | Fuel Pump Canopy Luminaires | Standard | FALSE | [9 empty] | 42745 | Not Dimmable | Not Dimmable | Yes |  | 4.1 | 10191 | 103.79 | 98.19 | 9.59 | 0.88 | 4500 | 83.1
PRX55WMK | Nuwave LLC | ALSET | CPSN-4L-30K-UL | Outdoor Luminaires | Mid Output | Fuel Pump Canopy Luminaires | Standard | TRUE | 4979.2 | 104.65 | 47.58 | 18.58 | 0.8754 | 3096 | 82.8 | 5 | 50000 | 42741 | Not Dimmable | Not Dimmable | No |  | 4.1 | 4931.8 | 105.58 | 46.71 | 18.58 | 0.88 | 3000 | 82.8
PKDATXA8 | Nuwave LLC | ALSET | CPSN-4L-57K-UL | Outdoor Luminaires | Mid Output | Fuel Pump Canopy Luminaires | Standard | FALSE | [9 empty] | 42741 | Not Dimmable | Not Dimmable | No |  | 4.1 | 5539 | 119.32 | 46.42 | 12.56 | 0.89 | 5700 | 83
PPTW21M7 | Nuwave LLC | ALSET | CPSN-4L-50K-UL | Outdoor Luminaires | Mid Output | Fuel Pump Canopy Luminaires | Standard | FALSE | [9 empty] | 42741 | Not Dimmable | Not Dimmable | No |  | 4.1 | 5387.2 | 115.33 | 46.71 | 18.58 | 0.88 | 5000 | 82.8
P3GMYM3S | Nuwave LLC | ALSET | CPSN-4L-40K-UL | Outdoor Luminaires | Mid Output | Fuel Pump Canopy Luminaires | Standard | FALSE | [9 empty] | 42741 | Not Dimmable | Not Dimmable | No |  | 4.1 | 5235.4 | 112.08 | 46.71 | 18.58 | 0.88 | 4000 | 82.8
P9YS5BH8 | Nuwave LLC | ALSET | CPSN-4L-35K-UL | Outdoor Luminaires | Mid Output | Fuel Pump Canopy Luminaires | Standard | FALSE | [9 empty] | 42741 | Not Dimmable | Not Dimmable | No |  | 4.1 | 5083.6 | 108.83 | 46.71 | 18.58 | 0.88 | 3500 | 82.8
PKWSUTKS | US VAOPTO Inc. | VAOPTO | VO-CP-60DW277-FN | Outdoor Luminaires | Mid Output | Fuel Pump Canopy Luminaires | Premium | TRUE | 6883.5 | 112.79 | 61.03 | 14.96 | 0.904 | 5164 | 71.5 | 5 | 60600 | 42740 | Not Dimmable | Not Dimmable | No |  | 3 | 6883.5 | 112.79 | 61.03 | 14.96 | 0.904 | 5000 | 71.5
P4MMR8GD | US VAOPTO Inc. | VAOPTO | VO-CP-100DW277-FN | Outdoor Luminaires | High Output | Fuel Pump Canopy Luminaires | Standard | TRUE | 11223 | 110.35 | 101.7 | 15.38 | 0.9224 | 5176 | 71.7 | 5 | 50000 | 42740 | Not Dimmable | Not Dimmable | No |  | 3.1 | 12546 | 107.05 | 117.2 | 16.08 | 0.9137 | 5000 | 71.5
PTNW37DW | US VAOPTO Inc. | VAOPTO | VO-CP-130DW277-FN | Outdoor Luminaires | High Output | Fuel Pump Canopy Luminaires | Standard | TRUE | 13661 | 107.23 | 127.4 | 15.95 | 0.914 | 5159 | 71.6 | 5 | 60600 | 42740 | Not Dimmable | Not Dimmable | No |  | 3.1 | 13661 | 107.23 | 127.4 | 15.95 | 0.9141 | 5000 | 71.6
P741C4GU | US VAOPTO Inc. | VAOPTO | VO-CP-130XWW277-DN | Outdoor Luminaires | High Output | Fuel Pump Canopy Luminaires | Standard | TRUE | 12083 | 97.84 | 123.5 | 14.39 | 0.9095 | 2950 | 72.3 | 5 | 50000 | 42740 | Not Dimmable | Not Dimmable | Yes |  | 4 | 12083 | 97.84 | 123.5 | 14.39 | 0.91 | 3000 | 72.3
PBGP24UC | US VAOPTO Inc. | VAOPTO | VO-CP-130XCW277-DN | Outdoor Luminaires | High Output | Fuel Pump Canopy Luminaires | Standard | FALSE | [9 empty] | 42740 | Not Dimmable | Not Dimmable | Yes |  | 4 | 12315 | 99.56 | 123.7 | 14.34 | 0.91 | 5700 | 85.8
PSCJFSS2 | US VAOPTO Inc. | VAOPTO | VO-CP-130DW277-DN | Outdoor Luminaires | High Output | Fuel Pump Canopy Luminaires | Standard | FALSE | [9 empty] | 42740 | Not Dimmable | Not Dimmable | Yes |  | 4 | 12083 | 97.84 | 123.5 | 14.39 | 0.91 | 5000 | 72.3
PYB5NDYZ | US VAOPTO Inc. | VAOPTO | VO-CP-130NW277-DN | Outdoor Luminaires | High Output | Fuel Pump Canopy Luminaires | Standard | FALSE | [9 empty] | 42740 | Not Dimmable | Not Dimmable | Yes |  | 4 | 12083 | 97.84 | 123.5 | 14.39 | 0.91 | 4100 | 72.3
PU1N41HQ | GreenTek Energy Systems | GREENTEK | GT-CP-45W4YYZZ | Outdoor Luminaires | Mid Output | Fuel Pump Canopy Luminaires | Standard | TRUE | 4948.2 | 111.67 | 44.59 | 10.52 | 0.9237 | 4028 | 82.3 | 5 | 50000 | 42733 | Dimmable | Continuous Below 10 | Yes |  | 4 | 4948.2 | 111.67 | 44.31 | 10.52 | 0.92 | 4000 | 82.3
PGYEJX7E | GreenTek Energy Systems | GREENTEK | GT-CP-80W4YYZZ | Outdoor Luminaires | Mid Output | Fuel Pump Canopy Luminaires | Standard | TRUE | 9548.4 | 119.91 | 79.63 | 12.32 | 0.9016 | 4058 | 82.5 | 5 | 50000 | 42733 | Dimmable | Continuous Below 10 | Yes |  | 4 | 9548.4 | 119.91 | 79.63 | 12.32 | 0.9 | 4000 | 82.5
PD3TY68V | GreenTek Energy Systems | GREENTEK | GT-CP-80W6YYZZ | Outdoor Luminaires | Mid Output | Fuel Pump Canopy Luminaires | Standard | FALSE | [9 empty] | 42733 | Dimmable | Continuous Below 10 | Yes |  | 4 | 9703 | 122.11 | 79.46 | 12.36 | 0.9 | 5700 | 82.2
PW5R77VW | GreenTek Energy Systems | GREENTEK | GT-CP-45W6YYZZ | Outdoor Luminaires | Mid Output | Fuel Pump Canopy Luminaires | Standard | FALSE | [9 empty] | 42733 | Dimmable | Continuous Below 10 | Yes |  | 4 | 4998 | 113.36 | 44.09 | 10.59 | 0.92 | 5700 | 82
P52JWGPS | GreenTek Energy Systems | GREENTEK | GT-CP-80W5YYZZ | Outdoor Luminaires | Mid Output | Fuel Pump Canopy Luminaires | Standard | FALSE | [9 empty] | 42733 | Dimmable | Continuous Below 10 | Yes |  | 4 | 9548.4 | 119.91 | 79.63 | 12.32 | 0.9 | 5000 | 82.5
PMV9F4YT | GreenTek Energy Systems | GREENTEK | GT-CP-45W5YYZZ | Outdoor Luminaires | Mid Output | Fuel Pump Canopy Luminaires | Standard | FALSE | [9 empty] | 42733 | Dimmable | Continuous Below 10 | Yes |  | 4 | 4948.2 | 111.67 | 44.31 | 10.52 | 0.92 | 5000 | 82.3
P7S87AX8 | Aluush Co.LTD | ALUUSH | AL-GSK10W27-50K | Outdoor Luminaires | High Output | Fuel Pump Canopy Luminaires | Standard | TRUE | 12542 | 130.95 | 95.78 | 22.17 | 0.9637 | 4949 | 82.7 | 5 |  | 42732 |  |  | No |  | 4 | 13000 | 130 | 100 | 22.17 | 0.98 | 5000 | 80
PF112YR8 | Aluush Co.LTD | ALUUSH | AL-GSK12W27-50K | Outdoor Luminaires | High Output | Fuel Pump Canopy Luminaires | Standard | TRUE | 14808 | 124.64 | 118.8 | 12.01 | 0.9787 | 5003 | 83.1 | 5 |  | 42732 |  |  | No |  | 4 | 15000 | 125 | 120 | 12.01 | 0.98 | 5000 | 80
PX7XT1K4 | Aluush Co.LTD | ALUUSH | AL-GSK75W27-50K | Outdoor Luminaires | Mid Output | Fuel Pump Canopy Luminaires | Standard | TRUE | 8938.1 | 130.9 | 68.28 | 15.71 | 0.9284 | 4994 | 82.9 | 5 |  | 42732 |  |  | No |  | 4 | 9750 | 130 | 75 | 15.71 | 0.98 | 5000 | 80
PNQETJQ3 | Aluush Co.LTD | ALUUSH | AL-GSK45W27-50K | Outdoor Luminaires | Mid Output | Fuel Pump Canopy Luminaires | Standard | TRUE | 5925 | 132.93 | 44.57 | 16.71 | 0.9394 | 5067 | 83.3 | 5 |  | 42732 |  |  | No |  | 4 | 5985 | 133 | 45 | 12.29 | 0.98 | 5000 | 80
PBXJHAVQ | Harper Communities Inc. | HARPER ILLUMINATION | HI-CP200W-120D(3000K) | Outdoor Luminaires | High Output | Fuel Pump Canopy Luminaires | Standard | TRUE | 20709.42 | 111.13 | 186.36 | 11.3 | 0.907 | 3040 | 73.6 | 5 | 50000 | 42725 | Not Dimmable | Not Dimmable | No |  | 3.1 | 21000 | 105 | 200 | 7 | 0.95 | 3000 | 70
P5N26GEG | Harper Communities Inc. | HARPER ILLUMINATION | HI-CP100W-120D (3000K) | Outdoor Luminaires | High Output | Fuel Pump Canopy Luminaires | Standard | TRUE | 11029 | 113.13 | 97.49 | 13.42 | 0.934 | 3029 | 73.3 | 5 | 50000 | 42725 | Not Dimmable | Not Dimmable | No |  | 3.1 | 11000 | 110 | 100 | 7 | 0.95 | 3000 | 70
PUQZ4X41 | Harper Communities Inc. | HARPER ILLUMINATION | HI-CP200W-120D (5700K) | Outdoor Luminaires | High Output | Fuel Pump Canopy Luminaires | Standard | FALSE | [9 empty] | 42725 | Not Dimmable | Not Dimmable | No |  | 3.1 | 23800 | 119 | 200 | 7 | 0.95 | 5700 | 70
PEPQ3YWK | Harper Communities Inc. | HARPER ILLUMINATION | HI-CP100W-120D (5700K) | Outdoor Luminaires | High Output | Fuel Pump Canopy Luminaires | Standard | FALSE | [9 empty] | 42725 | Not Dimmable | Not Dimmable | No |  | 3.1 | 12300 | 123 | 100 | 7 | 0.95 | 5700 | 70
PM5VKREV | Harper Communities Inc. | HARPER ILLUMINATION | HI-CP200W-120D(5000K) | Outdoor Luminaires | High Output | Fuel Pump Canopy Luminaires | Standard | FALSE | [9 empty] | 42725 | Not Dimmable | Not Dimmable | No |  | 3.1 | 22800 | 114 | 200 | 7 | 0.95 | 5000 | 70
PF15PSC1 | Harper Communities Inc. | HARPER ILLUMINATION | HI-CP100W-120D (5000K) | Outdoor Luminaires | High Output | Fuel Pump Canopy Luminaires | Standard | FALSE | [9 empty] | 42725 | Not Dimmable | Not Dimmable | No |  | 3.1 | 11890 | 118.9 | 100 | 7 | 0.95 | 5000 | 70
PXJRRGJS | Harper Communities Inc. | HARPER ILLUMINATION | HI-CP200W-120D(4000K) | Outdoor Luminaires | High Output | Fuel Pump Canopy Luminaires | Standard | FALSE | [9 empty] | 42725 | Not Dimmable | Not Dimmable | No |  | 3.1 | 22000 | 110 | 200 | 7 | 0.95 | 4000 | 70
PHYYBJ4P | Harper Communities Inc. | HARPER ILLUMINATION | HI-CP100W-120D (4000K) | Outdoor Luminaires | High Output | Fuel Pump Canopy Luminaires | Standard | FALSE | [9 empty] | 42725 | Not Dimmable | Not Dimmable | No |  | 3.1 | 11330 | 113.3 | 100 | 7 | 0.95 | 4000 | 70
P6JB6ZSW | Alphalite Inc. | Alphalite | SCL-L(40)/30K | Outdoor Luminaires | Low Output | Fuel Pump Canopy Luminaires | Standard | TRUE | 4777.4 | 110.43 | 43.26 | 15.74 | 0.9506 | 2999 | 72.9 | 5 | 50000 | 42725 | Not Dimmable | Not Dimmable | No |  | 3.1 | 4805.6 | 111.19 | 43.22 | 15.74 | 0.9506 | 3000 | 72.9
P3PH492Q | Alphalite Inc. | Alphalite | SCL-L(40)/50K | Outdoor Luminaires | Low Output | Fuel Pump Canopy Luminaires | Standard | FALSE | [9 empty] | 42725 | Not Dimmable | Not Dimmable | No |  | 3.1 | 5047 | 116.27 | 43.41 | 15.74 | 0.9506 | 5000 | 72.9
P4BF6KZ7 | Alphalite Inc. | Alphalite | SCL-L(40)/40K | Outdoor Luminaires | Low Output | Fuel Pump Canopy Luminaires | Standard | FALSE | [9 empty] | 42725 | Not Dimmable | Not Dimmable | No |  | 3.1 | 4926 | 113.49 | 43.41 | 15.74 | 0.9506 | 4000 | 72.9
PYARS6K1 | Tamlite Lighting | Tamlite Lighting | MCLED404K | Outdoor Luminaires | Low Output | Fuel Pump Canopy Luminaires | Standard | TRUE | 4730.2 | 127.66 | 37.05 | 14.87 | 0.9183 | 3984 | 73.2 | 5 | 50000 | 42725 | Not Dimmable | Not Dimmable | Yes |  | 4 | 4730.2 | 127.66 | 37.05 | 8.61 | 0.99 | 3984 | 73.2
PC2B49QS | Tamlite Lighting | Tamlite Lighting | MCLED604K | Outdoor Luminaires | Mid Output | Fuel Pump Canopy Luminaires | Standard | TRUE | 7040.7 | 125.51 | 56.1 | 15.6 | 0.934 | 3992 | 73.1 | 5 | 50000 | 42725 | Not Dimmable | Not Dimmable | Yes |  | 4 | 7040.7 | 125.51 | 56.1 | 9.6 | 0.99 | 3992 | 73.1
P9UZU9PE | Tamlite Lighting | Tamlite Lighting | LCLED804K | Outdoor Luminaires | High Output | Fuel Pump Canopy Luminaires | Standard | TRUE | 10720 | 122.55 | 87.48 | 10.98 | 0.9656 | 3970 | 73.1 | 5 | 50000 | 42725 | Not Dimmable | Not Dimmable | Yes |  | 4 | 10720 | 122.55 | 87.48 | 8.58 | 0.99 | 3970 | 73.1
P17GARC6 | Tamlite Lighting | Tamlite Lighting | LCLED805K | Outdoor Luminaires | High Output | Fuel Pump Canopy Luminaires | Standard | FALSE | [9 empty] | 42725 | Not Dimmable | Not Dimmable | Yes |  | 4 | 11176 | 127.24 | 87.84 | 8.58 | 0.99 | 5091 | 74.9
PH8TPNKF | Tamlite Lighting | Tamlite Lighting | MCLED605K | Outdoor Luminaires | Mid Output | Fuel Pump Canopy Luminaires | Standard | FALSE | [9 empty] | 42725 | Not Dimmable | Not Dimmable | Yes |  | 4 | 7220 | 128.07 | 56.44 | 9.6 | 0.99 | 4870 | 72.4
PY8R3QBU | Tamlite Lighting | Tamlite Lighting | MCLED405K | Outdoor Luminaires | Low Output | Fuel Pump Canopy Luminaires | Standard | FALSE | [9 empty] | 42725 | Not Dimmable | Not Dimmable | Yes |  | 4 | 4850.2 | 130.45 | 37.18 | 8.61 | 0.99 | 4853 | 73.8
PWNZ83YU | Metro LED | Metro LED | ML-CP-75W-2111-1601 4000K | Outdoor Luminaires | Mid Output | Fuel Pump Canopy Luminaires | Standard | TRUE | 8354.8 | 111.65 | 74.83 | 13.09 | 0.9337 | 3983 | 84 | 5 | 50000 | 42723 |  |  | No |  | 3.1 | 8510.4 | 112.11 | 75.91 | 13.09 | 0.9337 | 4000 | 84
PMS5WDVU | Metro LED | Metro LED | ML-CP-45W-2111-1601 4000K | Outdoor Luminaires | Mid Output | Fuel Pump Canopy Luminaires | Standard | TRUE | 5029.4 | 111.89 | 44.95 | 19.29 | 0.9088 | 3899 | 83.6 | 5 | 50000 | 42723 |  |  | No |  | 3.1 | 5034.2 | 113.13 | 44.5 | 19.29 | 0.9088 | 4000 | 83.6
PBAYZT55 | Metro LED | Metro LED | ML-CP-150W-3321-1602 4000K | Outdoor Luminaires | High Output | Fuel Pump Canopy Luminaires | Standard | TRUE | 21906 | 146.72 | 149.3 | 16.57 | 0.9348 | 4146 | 82.8 | 5 | 50000 | 42723 |  |  | No |  | 4 | 21906 | 146.72 | 149.3 | 16.57 | 0.93 | 4000 | 82.8
PUXNQN2Z | Metro LED | Metro LED | ML-CP-150W-3111-1601 4000K | Outdoor Luminaires | High Output | Fuel Pump Canopy Luminaires | Standard | TRUE | 16142 | 107.04 | 150.8 | 10.01 | 0.9345 | 3965 | 74.3 | 5 | 50000 | 42723 |  |  | No |  | 3.1 | 16435 | 107 | 153.6 | 10.01 | 0.9345 | 4000 | 74.3
PK73T2AQ | Metro LED | Metro LED | ML-CP-75W-2112-1601 5700K | Outdoor Luminaires | Mid Output | Fuel Pump Canopy Luminaires | Standard | FALSE | [9 empty] | 42723 |  |  | No |  | 3.1 | 8791 | 115.47 | 76.13 | 12.94 | 0.9316 | 5700 | 83
P4H53E98 | Metro LED | Metro LED | ML-CP-75W-2111-1601 5700K | Outdoor Luminaires | Mid Output | Fuel Pump Canopy Luminaires | Standard | FALSE | [9 empty] | 42723 |  |  | No |  | 3.1 | 8791 | 115.47 | 76.13 | 12.94 | 0.9316 | 5700 | 83
P4ETSTEE | Metro LED | Metro LED | ML-CP-150W-3321-1602 5700K | Outdoor Luminaires | High Output | Fuel Pump Canopy Luminaires | Standard | FALSE | [9 empty] | 42723 |  |  | No |  | 4 | 23598 | 156.17 | 151.1 | 16.91 | 0.93 | 5700 | 81.9
PTB2HCR8 | Metro LED | Metro LED | ML-CP-45W-2112-1601 5700K | Outdoor Luminaires | Mid Output | Fuel Pump Canopy Luminaires | Standard | FALSE | [9 empty] | 42723 |  |  | No |  | 3.1 | 5136 | 115.96 | 44.29 | 19.41 | 0.9076 | 5700 | 75.9
P6SYZYWS | Metro LED | Metro LED | ML-CP-45W-2111-1601 5700K | Outdoor Luminaires | Mid Output | Fuel Pump Canopy Luminaires | Standard | FALSE | [9 empty] | 42723 |  |  | No |  | 3.1 | 5136 | 115.96 | 44.29 | 19.41 | 0.9076 | 5700 | 75.9
PQCGXEFJ | Metro LED | Metro LED | ML-CP-150W-3111-1601 5700K | Outdoor Luminaires | High Output | Fuel Pump Canopy Luminaires | Standard | FALSE | [9 empty] | 42723 |  |  | No |  | 3.1 | 16877 | 110.02 | 153.4 | 10.37 | 0.9315 | 5700 | 75.9
PKJK31YX | Metro LED | Metro LED | ML-CP-150W-3112-1601 5700K | Outdoor Luminaires | High Output | Fuel Pump Canopy Luminaires | Standard | FALSE | [9 empty] | 42723 |  |  | No |  | 3.1 | 16877 | 110.02 | 153.4 | 10.37 | 0.9315 | 5700 | 75.9
PZUVZA4K | Metro LED | Metro LED | ML-CP-75W-2111-1601 5000K | Outdoor Luminaires | Mid Output | Fuel Pump Canopy Luminaires | Standard | FALSE | [9 empty] | 42723 |  |  | No |  | 3.1 | 8650.7 | 113.8 | 76.02 | 13.09 | 0.9337 | 5000 | 84
PR7RVFTR | Metro LED | Metro LED | ML-CP-75W-2112-1601 5000K | Outdoor Luminaires | Mid Output | Fuel Pump Canopy Luminaires | Standard | FALSE | [9 empty] | 42723 |  |  | No |  | 3.1 | 8650.7 | 113.8 | 76.02 | 13.09 | 0.9337 | 5000 | 84
PEDGCQGC | Metro LED | Metro LED | ML-CP-45W-2112-1601 5000K | Outdoor Luminaires | Mid Output | Fuel Pump Canopy Luminaires | Standard | FALSE | [9 empty] | 42723 |  |  | No |  | 3.1 | 5085.1 | 114.54 | 44.4 | 19.29 | 0.9088 | 5000 | 83.6
PCDDYFNV | Metro LED | Metro LED | ML-CP-45W-2111-1601 5000K | Outdoor Luminaires | Mid Output | Fuel Pump Canopy Luminaires | Standard | FALSE | [9 empty] | 42723 |  |  | No |  | 3.1 | 5085.1 | 114.54 | 44.4 | 19.29 | 0.9088 | 5000 | 83.6
PUHVB7FT | Metro LED | Metro LED | ML-CP-150W-3321-1602 5000K | Outdoor Luminaires | High Output | Fuel Pump Canopy Luminaires | Standard | FALSE | [9 empty] | 42723 |  |  | No |  | 4 | 21906 | 146.72 | 149.3 | 16.57 | 0.93 | 5000 | 82.8
PKBKP9TR | Metro LED | Metro LED | ML-CP-150W-3112-1601 5000K | Outdoor Luminaires | High Output | Fuel Pump Canopy Luminaires | Standard | FALSE | [9 empty] | 42723 |  |  | No |  | 3.1 | 16656 | 108.51 | 153.5 | 10.01 | 0.9345 | 5000 | 74.3
P36R7RAV | Metro LED | Metro LED | ML-CP-150W-3111-1601 5000K | Outdoor Luminaires | High Output | Fuel Pump Canopy Luminaires | Standard | FALSE | [9 empty] | 42723 |  |  | No |  | 3.1 | 16656 | 108.51 | 153.5 | 10.01 | 0.9345 | 5000 | 74.3
P5W6W4F7 | Metro LED | Metro LED | ML-CP-150W-3321-1602 4500K | Outdoor Luminaires | High Output | Fuel Pump Canopy Luminaires | Standard | FALSE | [9 empty] | 42723 |  |  | No |  | 4 | 21906 | 146.72 | 149.3 | 16.57 | 0.93 | 4500 | 82.8
PA7W1FTN | Metro LED | Metro LED | ML-CP-75W-2112-1601 4000K | Outdoor Luminaires | Mid Output | Fuel Pump Canopy Luminaires | Standard | FALSE | [9 empty] | 42723 |  |  | No |  | 3.1 | 8510.4 | 112.11 | 75.91 | 13.09 | 0.9337 | 4000 | 84
PBXW1MQU | Metro LED | Metro LED | ML-CP-45W-2112-1601 4000K | Outdoor Luminaires | Mid Output | Fuel Pump Canopy Luminaires | Standard | FALSE | [9 empty] | 42723 |  |  | No |  | 3.1 | 5034.2 | 113.13 | 44.5 | 19.29 | 0.9088 | 4000 | 83.6
PXDE5K4T | Metro LED | Metro LED | ML-CP-150W-3112-1601 4000K | Outdoor Luminaires | High Output | Fuel Pump Canopy Luminaires | Standard | FALSE | [9 empty] | 42723 |  |  | No |  | 3.1 | 16435 | 107 | 153.6 | 10.01 | 0.9345 | 4000 | 74.3
P1YSPFXT | SIMKAR Corporation | CLUME | CLEDHO8030U1 Optional include [1B 2B] Optional include [ WHT SIL BLK] | Outdoor Luminaires | High Output | Fuel Pump Canopy Luminaires | Standard | TRUE | 10464 | 129.92 | 80.54 | 14.39 | 0.8889 | 3064 | 72.4 | 5 | 50000 | 42723 |  |  | Yes |  | 4 | 10630 | 130.17 | 81.66 | 14.39 | 0.89 | 3000 | 72.4
P9T36ZVH | SIMKAR Corporation | CLUME | CLEDHO4030U1 Optional include [1B 2B] Optional include [ WHT SIL BLK] | Outdoor Luminaires | Mid Output | Fuel Pump Canopy Luminaires | Standard | TRUE | 5597.8 | 127.75 | 43.82 | 16.57 | 0.9265 | 3050 | 71.8 | 5 | 50000 | 42723 |  |  | Yes |  | 4 | 5597.8 | 127.75 | 43.82 | 16.57 | 0.93 | 3000 | 71.8
P8XY5WWW | SIMKAR Corporation | CLUME | CLEDHO8050U1 Optional include [1B 2B] Optional include [ WHT SIL BLK] | Outdoor Luminaires | High Output | Fuel Pump Canopy Luminaires | Standard | FALSE | [9 empty] | 42723 |  |  | Yes |  | 4 | 10282 | 126.77 | 81.11 | 14.69 | 0.89 | 5000 | 76.3
P3EKWBND | SIMKAR Corporation | CLUME | CLEDHO4050U1 Optional include [1B 2B] Optional include [ WHT SIL BLK] | Outdoor Luminaires | Mid Output | Fuel Pump Canopy Luminaires | Standard | FALSE | [9 empty] | 42723 |  |  | Yes |  | 4 | 5460 | 125.6 | 43.47 | 16.39 | 0.93 | 5000 | 76
PW5MU37G | SIMKAR Corporation | CLUME | CLEDHO8045U1 Optional include [1B 2B] Optional include [ WHT SIL BLK] | Outdoor Luminaires | High Output | Fuel Pump Canopy Luminaires | Standard | FALSE | [9 empty] | 42723 |  |  | Yes |  | 4 | 10369 | 127.41 | 81.39 | 14.39 | 0.89 | 4500 | 72.4
PQ67UF2K | SIMKAR Corporation | CLUME | CLEDHO4045U1 Optional include [1B 2B] Optional include [ WHT SIL BLK] | Outdoor Luminaires | Mid Output | Fuel Pump Canopy Luminaires | Standard | FALSE | [9 empty] | 42723 |  |  | Yes |  | 4 | 5494 | 125.89 | 43.65 | 16.57 | 0.93 | 4500 | 71.8
PHMRWCGV | SIMKAR Corporation | CLUME | CLEDHO8040U1 Optional include [1B 2B] Optional include [ WHT SIL BLK] | Outdoor Luminaires | High Output | Fuel Pump Canopy Luminaires | Standard | FALSE | [9 empty] | 42723 |  |  | Yes |  | 4 | 10456 | 128.48 | 81.39 | 14.39 | 0.89 | 4000 | 72.4
PNW8P7GC | SIMKAR Corporation | CLUME | CLEDHO4040U1 Optional include [1B 2B] Optional include [ WHT SIL BLK] | Outdoor Luminaires | Mid Output | Fuel Pump Canopy Luminaires | Standard | FALSE | [9 empty] | 42723 |  |  | Yes |  | 4 | 5529 | 126.68 | 43.65 | 16.57 | 0.93 | 4000 | 71.8
PD45UZ6F | SIMKAR Corporation | CLUME | CLEDHO8035U1 Optional include [1B 2B] Optional include [ WHT SIL BLK] | Outdoor Luminaires | High Output | Fuel Pump Canopy Luminaires | Standard | FALSE | [9 empty] | 42723 |  |  | Yes |  | 4 | 10543 | 129.54 | 81.39 | 14.39 | 0.89 | 3500 | 72.4
PAD8J69Z | SIMKAR Corporation | CLUME | CLEDHO4035U1 Optional include [1B 2B] Optional include [ WHT SIL BLK] | Outdoor Luminaires | Mid Output | Fuel Pump Canopy Luminaires | Standard | FALSE | [9 empty] | 42723 |  |  | Yes |  | 4 | 5563 | 127.47 | 43.65 | 16.57 | 0.93 | 3500 | 71.8
P224FA8A | Plusrite USA | Naturaled | LED-FXGSC75/50K/WH | Outdoor Luminaires | Mid Output | Fuel Pump Canopy Luminaires | Standard | TRUE | 8938.1 | 130.9 | 68.28 | 15.71 | 0.9284 | 4994 | 82.9 | 5 | 50000 | 42720 | Not Dimmable | Not Dimmable | No |  | 4 | 9750 | 130 | 75 | 15.71 | 0.98 | 5000 | 80
PK5FH3SZ | Plusrite USA | Naturaled | LED-FXGSC45/50K/WH | Outdoor Luminaires | Mid Output | Fuel Pump Canopy Luminaires | Standard | TRUE | 5925 | 132.93 | 44.57 | 16.71 | 0.9394 | 5067 | 83.3 | 5 | 50000 | 42720 | Not Dimmable | Not Dimmable | No |  | 4 | 5985 | 133 | 45 | 12.29 | 0.98 | 5000 | 80
P94URXH3 | James Trading Company Limited | JAMES | ZY-SCP-130W (4000K) | Outdoor Luminaires | High Output | Fuel Pump Canopy Luminaires | Standard | TRUE | 14063 | 105.26 | 133.6 | 11.38 | 0.9172 | 4031 | 83.6 | 5 | 50000 | 42720 | Not Dimmable | Not Dimmable | No |  | 3 | 14063 | 105.26 | 133.6 | 11.38 | 0.9172 | 4000 | 83.6
PW8AMV3V | James Trading Company Limited | JAMES | ZY-SCP-100W (4000K) | Outdoor Luminaires | High Output | Fuel Pump Canopy Luminaires | Standard | TRUE | 10650 | 105.97 | 100.5 | 14.13 | 0.9023 | 4012 | 83.5 | 5 | 50000 | 42720 | Not Dimmable | Not Dimmable | No |  | 3 | 10650 | 105.97 | 100.5 | 14.13 | 0.9023 | 4000 | 83.5
PDXRZ82Y | James Trading Company Limited | JAMES | ZY-SCP-150W (4000K) | Outdoor Luminaires | High Output | Fuel Pump Canopy Luminaires | Standard | TRUE | 15934 | 104.83 | 152 | 10.52 | 0.933 | 4028 | 83.6 | 5 | 50000 | 42720 | Not Dimmable | Not Dimmable | No |  | 3 | 15934 | 104.83 | 152 | 10.52 | 0.933 | 4000 | 83.6
PJQ121B9 | James Trading Company Limited | JAMES | ZY-GS-100W27 5000K | Outdoor Luminaires | High Output | Fuel Pump Canopy Luminaires | Standard | TRUE | 12609.59 | 121.726 | 103.59 | 10.42 | 0.9357 | 4921 | 80.8 | 5 |  | 42720 | Not Dimmable | Not Dimmable | No |  | 3.1 | 11500 | 115 | 100 | 10 | 0.98 | 5000 | 80
PT5D9CNG | James Trading Company Limited | JAMES | ZY-GS-150W27 5000K | Outdoor Luminaires | High Output | Fuel Pump Canopy Luminaires | Standard | TRUE | 18052.623 | 113.204 | 159.47 | 10.45 | 0.946 | 5036 | 82.4 | 5 | 50000 | 42720 | Not Dimmable | Not Dimmable | NotYetVerified |  | 3
PS5ZEZFT | James Trading Company Limited | JAMES | ZY-GS-120W27 5000K | Outdoor Luminaires | High Output | Fuel Pump Canopy Luminaires | Standard | TRUE | 13956.15 | 109.94 | 126.94 | 6.73 | 0.9118 | 5026 | 83 | 5 | 50000 | 42720 | Not Dimmable | Not Dimmable | NotYetVerified |  | 3 | 14700 | 115 | 120 |  | 0.98
PBBZFAHR | James Trading Company Limited | JAMES | ZY-GS-200W27 5000K | Outdoor Luminaires | High Output | Fuel Pump Canopy Luminaires | Standard | TRUE | 22913.46 | 112.178 | 204.26 | 10.06 | 0.9221 | 5016 | 82.1 | 5 | 50000 | 42720 | Not Dimmable | Not Dimmable | NotYetVerified |  | 3 | 23300 | 115 | 200 |  | 0.98 | 5000 | 80
PTND2B4B | James Trading Company Limited | JAMES | ZY-SCP-130W (5700K) | Outdoor Luminaires | High Output | Fuel Pump Canopy Luminaires | Standard | FALSE | [9 empty] | 42720 | Not Dimmable | Not Dimmable | No |  | 3 | 14657 | 108.41 | 135.2 | 11.57 | 0.9292 | 5700 | 84
P5ANFMXR | James Trading Company Limited | JAMES | ZY-SCP-150W (5700K) | Outdoor Luminaires | High Output | Fuel Pump Canopy Luminaires | Standard | FALSE | [9 empty] | 42720 | Not Dimmable | Not Dimmable | No |  | 3 | 16606 | 106.59 | 155.8 | 11.23 | 0.9241 | 5700 | 84
PV4N6554 | James Trading Company Limited | JAMES | ZY-SCP-100W (5700K) | Outdoor Luminaires | High Output | Fuel Pump Canopy Luminaires | Standard | FALSE | [9 empty] | 42720 | Not Dimmable | Not Dimmable | No |  | 3 | 11056 | 108.18 | 102.2 | 13.97 | 0.9106 | 5700 | 83.8
P68MTZTF | James Trading Company Limited | JAMES | ZY-SCP-130W (5000K) | Outdoor Luminaires | High Output | Fuel Pump Canopy Luminaires | Standard | FALSE | [9 empty] | 42720 | Not Dimmable | Not Dimmable | No |  | 3 | 14063 | 105.26 | 133.6 | 11.38 | 0.9172 | 5000 | 83.6
PHSSDECZ | James Trading Company Limited | JAMES | ZY-SCP-150W (5000K) | Outdoor Luminaires | High Output | Fuel Pump Canopy Luminaires | Standard | FALSE | [9 empty] | 42720 | Not Dimmable | Not Dimmable | No |  | 3 | 15934 | 104.83 | 152 | 10.52 | 0.933 | 5000 | 83.6
P72XT1P7 | James Trading Company Limited | JAMES | ZY-SCP-100W (5000K) | Outdoor Luminaires | High Output | Fuel Pump Canopy Luminaires | Standard | FALSE | [9 empty] | 42720 | Not Dimmable | Not Dimmable | No |  | 3 | 10650 | 105.97 | 100.5 | 14.13 | 0.9023 | 5000 | 83.5
PDUEBXJ4 | James Trading Company Limited | JAMES | ZY-SCP-130W (4500K) | Outdoor Luminaires | High Output | Fuel Pump Canopy Luminaires | Standard | FALSE | [9 empty] | 42720 | Not Dimmable | Not Dimmable | No |  | 3 | 14063 | 105.26 | 133.6 | 11.38 | 0.9172 | 4500 | 83.6
PB67UYK4 | James Trading Company Limited | JAMES | ZY-SCP-150W (4500K) | Outdoor Luminaires | High Output | Fuel Pump Canopy Luminaires | Standard | FALSE | [9 empty] | 42720 | Not Dimmable | Not Dimmable | No |  | 3 | 15934 | 104.83 | 152 | 10.52 | 0.933 | 4500 | 83.6
PY6RPG6D | James Trading Company Limited | JAMES | ZY-SCP-100W (4500K) | Outdoor Luminaires | High Output | Fuel Pump Canopy Luminaires | Standard | FALSE | [9 empty] | 42720 | Not Dimmable | Not Dimmable | No |  | 3 | 10650 | 105.97 | 100.5 | 14.13 | 0.9023 | 4500 | 83.5
PKHFJPP1 | JayKal LED Solutions Inc. | JAYKAL LED SOLUTIONS INC. | JLS68103-G2GC-100-277-50K | Outdoor Luminaires | High Output | Fuel Pump Canopy Luminaires | Standard | TRUE | 12609.59 | 121.726 | 103.59 | 10.42 | 0.9357 | 4921 | 80.8 | 5 |  | 42718 | Not Dimmable | Not Dimmable | No |  | 3.1 | 11500 | 115 | 100 | 10 | 0.98 | 5000 | 80
PM9V89CC | JayKal LED Solutions Inc. | JAYKAL LED SOLUTIONS INC. | JLS68 l03-G2GC- l50-277-50K | Outdoor Luminaires | High Output | Fuel Pump Canopy Luminaires | Standard | TRUE | 18052.623 | 113.204 | 159.47 | 10.45 | 0.946 | 5036 | 82.4 | 5 | 50000 | 42718 | Not Dimmable | Not Dimmable | NotYetVerified |  | 3
PQAAEU8Z | JayKal LED Solutions Inc. | JAYKAL LED SOLUTIONS INC. | JLS68103-G2GC-120-277-50K | Outdoor Luminaires | High Output | Fuel Pump Canopy Luminaires | Standard | TRUE | 13956.15 | 109.94 | 126.94 | 6.73 | 0.9118 | 5026 | 83 | 5 | 50000 | 42718 | Not Dimmable | Not Dimmable | NotYetVerified |  | 3 | 14700 | 115 | 120 |  | 0.98
P53Y3533 | JayKal LED Solutions Inc. | JAYKAL LED SOLUTIONS INC. | JLS68 l03-G2GC-200-277-50K | Outdoor Luminaires | High Output | Fuel Pump Canopy Luminaires | Standard | TRUE | 22913.46 | 112.178 | 204.26 | 10.06 | 0.9221 | 5016 | 82.1 | 5 | 50000 | 42718 | Not Dimmable | Not Dimmable | NotYetVerified |  | 3 | 23300 | 115 | 200 |  | 0.98 | 5000 | 80
PJX81AP6 | Digilite LED | DIGILITE LED | DL-CP-130WF01(4000K) | Outdoor Luminaires | High Output | Fuel Pump Canopy Luminaires | Standard | TRUE | 14063 | 105.26 | 133.6 | 11.38 | 0.9172 | 4031 | 83.6 | 5 | 50000 | 42717 |  |  | No |  | 3 | 14063 | 105.26 | 133.6 | 11.38 | 0.9172 | 4000 | 83.6
PW7ADX3C | Digilite LED | DIGILITE LED | DL-CP-100WF01(4000K) | Outdoor Luminaires | High Output | Fuel Pump Canopy Luminaires | Standard | TRUE | 10650 | 105.97 | 100.5 | 14.13 | 0.9023 | 4012 | 83.5 | 5 | 50000 | 42717 |  |  | No |  | 3 | 10650 | 105.97 | 100.5 | 14.13 | 0.9023 | 4000 | 83.5
PTEJT3P2 | Digilite LED | DIGILITE LED | DL-CP-150WF01(4000K) | Outdoor Luminaires | High Output | Fuel Pump Canopy Luminaires | Standard | TRUE | 15934 | 104.83 | 152 | 10.52 | 0.933 | 4028 | 83.6 | 5 | 50000 | 42717 |  |  | No |  | 3 | 15934 | 104.83 | 152 | 10.52 | 0.933 | 4000 | 83.6
P1NSZBEX | Digilite LED | DIGILITE LED | DL-CP-75W-2111-1601 4000K | Outdoor Luminaires | Mid Output | Fuel Pump Canopy Luminaires | Standard | TRUE | 8354.8 | 111.65 | 74.83 | 13.09 | 0.9337 | 3983 | 84 | 5 | 50000 | 42717 |  |  | No |  | 3.1 | 8510.4 | 112.11 | 75.91 | 13.09 | 0.9337 | 4000 | 84
P9187AYC | Digilite LED | DIGILITE LED | DL-CP-45W-2111-1601 4000K | Outdoor Luminaires | Mid Output | Fuel Pump Canopy Luminaires | Standard | TRUE | 5029.4 | 111.89 | 44.95 | 19.29 | 0.9088 | 3899 | 83.6 | 5 | 50000 | 42717 |  |  | No |  | 3.1 | 5034.2 | 113.13 | 44.5 | 19.29 | 0.9088 | 4000 | 83.6
PGY1WT2H | Digilite LED | DIGILITE LED | DL-CP-150WF02 4000K | Outdoor Luminaires | High Output | Fuel Pump Canopy Luminaires | Standard | TRUE | 14962 | 99.09 | 151 | 10.43 | 0.9298 | 4005 | 83.6 | 5 | 50000 | 42717 |  |  | No |  | 3.1 | 14962 | 99.09 | 151 | 10.43 | 0.9298 | 4000 | 83.6
PD86QEWY | Digilite LED | DIGILITE LED | DL-CP-130WF02 4000K | Outdoor Luminaires | High Output | Fuel Pump Canopy Luminaires | Standard | TRUE | 12947 | 98.68 | 131.2 | 11.45 | 0.9126 | 4017 | 83.6 | 5 | 50000 | 42717 |  |  | No |  | 3.1 | 12947 | 98.68 | 131.2 | 11.45 | 0.9126 | 4000 | 83.6
PVQKAUM5 | Digilite LED | DIGILITE LED | DL-CP-100WF02 4000K | Outdoor Luminaires | High Output | Fuel Pump Canopy Luminaires | Standard | TRUE | 10368 | 103.92 | 99.77 | 16.14 | 0.9111 | 3998 | 83.4 | 5 | 50000 | 42717 |  |  | No |  | 3.1 | 10368 | 103.92 | 99.77 | 16.14 | 0.9111 | 4000 | 83.4
PKF14CBN | Digilite LED | DIGILITE LED | DL-CP-240W-1321-1601 4000K | Outdoor Luminaires | Very High Output | Fuel Pump Canopy Luminaires | Standard | TRUE | 35197 | 147.45 | 238.7 | 16.28 | 0.9352 | 4149 | 82.9 | 5 |  | 42717 |  |  | No |  | 4 | 35197 | 147.45 | 238.7 | 16.28 | 0.94 | 4000 | 82.9
P8GZQ385 | Digilite LED | DIGILITE LED | DL-CP-150W-3321-1602 4000K | Outdoor Luminaires | High Output | Fuel Pump Canopy Luminaires | Standard | TRUE | 21906 | 146.72 | 149.3 | 16.57 | 0.9348 | 4146 | 82.8 | 5 | 50000 | 42717 |  |  | No |  | 4 | 21906 | 146.72 | 149.3 | 16.57 | 0.93 | 4000 | 82.8
PSR6JXAG | Digilite LED | DIGILITE LED | DL-CP-180W-1321-1601 4000K | Outdoor Luminaires | High Output | Fuel Pump Canopy Luminaires | Standard | TRUE | 26983 | 151.17 | 178.5 | 17.07 | 0.9303 | 4152 | 82.9 | 5 | 50000 | 42717 |  |  | No |  | 4 | 26983 | 151.17 | 178.5 | 17.07 | 0.93 | 4000 | 82.9
PCS7FN3R | Digilite LED | DIGILITE LED | DL-CP-130W-121[12]-1601 4000K | Outdoor Luminaires | High Output | Fuel Pump Canopy Luminaires | Premium | TRUE | 14797 | 117.34 | 126.1 | 15.17 | 0.9165 | 4014 | 73.3 | 5 | 50000 | 42717 |  |  | Yes |  | 4 | 14797 | 117.34 | 126.1 | 15.17 | 0.92 | 4000 | 73.3
PQ4ZUZHD | Digilite LED | DIGILITE LED | DL-CP-100W-1111-1601 4000K | Outdoor Luminaires | High Output | Fuel Pump Canopy Luminaires | Standard | TRUE | 11087 | 112.16 | 98.84 | 17.9 | 0.9099 | 3968 | 74.3 | 5 | 50000 | 42717 |  |  | No |  | 3.1 | 11194 | 111.38 | 100.5 | 17.9 | 0.9099 | 4000 | 74.3
PG7X76AP | Digilite LED | DIGILITE LED | DL-CP-150W-3111-1601 4000K | Outdoor Luminaires | High Output | Fuel Pump Canopy Luminaires | Standard | TRUE | 16142 | 107.04 | 150.8 | 10.01 | 0.9345 | 3965 | 74.3 | 5 | 50000 | 42717 |  |  | No |  | 3.1 | 16435 | 107 | 153.6 | 10.01 | 0.9345 | 4000 | 74.3
PZFXEEY8 | Digilite LED | DIGILITE LED | DL-CP-130W-1111-1602 4000K | Outdoor Luminaires | High Output | Fuel Pump Canopy Luminaires | Standard | TRUE | 14163 | 109.78 | 129 | 13.83 | 0.9094 | 3963 | 74.2 | 5 | 50000 | 42717 |  |  | No |  | 3.1 | 14291 | 110.19 | 129.7 | 13.83 | 0.9094 | 4000 | 74.2
PYZ4YTXZ | Digilite LED | DIGILITE LED | DL-CP-130W-3111-1601 4000K | Outdoor Luminaires | High Output | Fuel Pump Canopy Luminaires | Standard | TRUE | 13929 | 107.39 | 129.7 | 11.46 | 0.915 | 3962 | 74.2 | 5 | 50000 | 42717 |  |  | No |  | 3.1 | 14146 | 107.25 | 131.9 | 11.46 | 0.915 | 4000 | 74.2
PND3RTVT | Digilite LED | DIGILITE LED | DL-CP-130WF01(5700K) | Outdoor Luminaires | High Output | Fuel Pump Canopy Luminaires | Standard | FALSE | [9 empty] | 42717 |  |  | No |  | 3 | 14657 | 108.41 | 135.2 | 11.57 | 0.9292 | 5700 | 84
PN8X39WR | Digilite LED | DIGILITE LED | DL-CP-150WF01(5700K) | Outdoor Luminaires | High Output | Fuel Pump Canopy Luminaires | Standard | FALSE | [9 empty] | 42717 |  |  | No |  | 3 | 16606 | 106.59 | 155.8 | 11.23 | 0.9241 | 5700 | 84
PNXPE72Z | Digilite LED | DIGILITE LED | DL-CP-100WF01(5700K) | Outdoor Luminaires | High Output | Fuel Pump Canopy Luminaires | Standard | FALSE | [9 empty] | 42717 |  |  | No |  | 3 | 11056 | 108.18 | 102.2 | 13.97 | 0.9106 | 5700 | 83.8
PBMZCKBF | Digilite LED | DIGILITE LED | DL-CP-150WF02 5700K | Outdoor Luminaires | High Output | Fuel Pump Canopy Luminaires | Standard | FALSE | [9 empty] | 42717 |  |  | No |  | 3.1 | 15377 | 101.77 | 151.1 | 10.43 | 0.9291 | 5700 | 83.3
PX2GYTC6 | Digilite LED | DIGILITE LED | DL-CP-130WF02 5700K | Outdoor Luminaires | High Output | Fuel Pump Canopy Luminaires | Standard | FALSE | [9 empty] | 42717 |  |  | No |  | 3.1 | 13251 | 100.84 | 131.4 | 11.45 | 0.9047 | 5700 | 83.2
PBMMDEGH | Digilite LED | DIGILITE LED | DL-CP-100WF02 5700K | Outdoor Luminaires | High Output | Fuel Pump Canopy Luminaires | Standard | FALSE | [9 empty] | 42717 |  |  | No |  | 3.1 | 10683 | 106.98 | 99.86 | 16.14 | 0.9058 | 5700 | 83.1
PWWS63J9 | Digilite LED | DIGILITE LED | DL-CP-75W-2111-1601 5700K | Outdoor Luminaires | Mid Output | Fuel Pump Canopy Luminaires | Standard | FALSE | [9 empty] | 42717 |  |  | No |  | 3.1 | 8791 | 115.47 | 76.13 | 12.94 | 0.9316 | 5700 | 83
P261B2FV | Digilite LED | DIGILITE LED | DL-CP-75W-2112-1601 5700K | Outdoor Luminaires | Mid Output | Fuel Pump Canopy Luminaires | Standard | FALSE | [9 empty] | 42717 |  |  | No |  | 3.1 | 8791 | 115.47 | 76.13 | 12.94 | 0.9316 | 5700 | 83
PVVKTCSA | Digilite LED | DIGILITE LED | DL-CP-240W-1321-1601 5700K | Outdoor Luminaires | Very High Output | Fuel Pump Canopy Luminaires | Standard | FALSE | [9 empty] | 42717 |  |  | No |  | 4 | 36958 | 152.85 | 241.8 | 17 | 0.94 | 5700 | 82.7
PR59HTPQ | Digilite LED | DIGILITE LED | DL-CP-180W-1321-1601 5700K | Outdoor Luminaires | High Output | Fuel Pump Canopy Luminaires | Standard | FALSE | [9 empty] | 42717 |  |  | No |  | 4 | 28152 | 156.4 | 180 | 16.27 | 0.93 | 5700 | 82.6
PT7UY954 | Digilite LED | DIGILITE LED | DL-CP-150W-3321-1602 5700K | Outdoor Luminaires | High Output | Fuel Pump Canopy Luminaires | Standard | FALSE | [9 empty] | 42717 |  |  | No |  | 4 | 23598 | 156.17 | 151.1 | 16.91 | 0.93 | 5700 | 81.9
PZ7KVEKA | Digilite LED | DIGILITE LED | DL-CP-45W-2112-1601 5700K | Outdoor Luminaires | Mid Output | Fuel Pump Canopy Luminaires | Standard | FALSE | [9 empty] | 42717 |  |  | No |  | 3.1 | 5136 | 115.96 | 44.29 | 19.41 | 0.9076 | 5700 | 75.9
PDF18MAU | Digilite LED | DIGILITE LED | DL-CP-45W-2111-1601 5700K | Outdoor Luminaires | Mid Output | Fuel Pump Canopy Luminaires | Standard | FALSE | [9 empty] | 42717 |  |  | No |  | 3.1 | 5136 | 115.96 | 44.29 | 19.41 | 0.9076 | 5700 | 75.9
PRWDXJK7 | Digilite LED | DIGILITE LED | DL-CP-100W-1112-1601 5700K | Outdoor Luminaires | High Output | Fuel Pump Canopy Luminaires | Standard | FALSE | [9 empty] | 42717 |  |  | No |  | 3.1 | 11519 | 114.85 | 100.3 | 17.51 | 0.9101 | 5700 | 75.9
PCEBZXJT | Digilite LED | DIGILITE LED | DL-CP-100W-1111-1601 5700K | Outdoor Luminaires | High Output | Fuel Pump Canopy Luminaires | Standard | FALSE | [9 empty] | 42717 |  |  | No |  | 3.1 | 11519 | 114.85 | 100.3 | 17.51 | 0.9101 | 5700 | 75.9
PZ1PFZ8F | Digilite LED | DIGILITE LED | DL-CP-150W-3112-1601 5700K | Outdoor Luminaires | High Output | Fuel Pump Canopy Luminaires | Standard | FALSE | [9 empty] | 42717 |  |  | No |  | 3.1 | 16877 | 110.02 | 153.4 | 10.37 | 0.9315 | 5700 | 75.9
PUH4C8WG | Digilite LED | DIGILITE LED | DL-CP-150W-3111-1601 5700K | Outdoor Luminaires | High Output | Fuel Pump Canopy Luminaires | Standard | FALSE | [9 empty] | 42717 |  |  | No |  | 3.1 | 16877 | 110.02 | 153.4 | 10.37 | 0.9315 | 5700 | 75.9
PCVNJGE8 | Digilite LED | DIGILITE LED | DL-CP-130W-3112-1601 5700K | Outdoor Luminaires | High Output | Fuel Pump Canopy Luminaires | Standard | FALSE | [9 empty] | 42717 |  |  | No |  | 3.1 | 14634 | 110.7 | 132.2 | 11.83 | 0.9127 | 5700 | 75.7
PAKT7NKW | Digilite LED | DIGILITE LED | DL-CP-130W-3111-1601 5700K | Outdoor Luminaires | High Output | Fuel Pump Canopy Luminaires | Standard | FALSE | [9 empty] | 42717 |  |  | No |  | 3.1 | 14634 | 110.7 | 132.2 | 11.83 | 0.9127 | 5700 | 75.7
PQD15XYS | Digilite LED | DIGILITE LED | DL-CP-130W-1112-1602 5700K | Outdoor Luminaires | High Output | Fuel Pump Canopy Luminaires | Standard | FALSE | [9 empty] | 42717 |  |  | No |  | 3.1 | 14589 | 111.96 | 130.3 | 14.16 | 0.9091 | 5700 | 75.6
PNKS8JDH | Digilite LED | DIGILITE LED | DL-CP-130W-1111-1602 5700K | Outdoor Luminaires | High Output | Fuel Pump Canopy Luminaires | Standard | FALSE | [9 empty] | 42717 |  |  | No |  | 3.1 | 14589 | 111.96 | 130.3 | 14.16 | 0.9091 | 5700 | 75.6
P1K18RH7 | Digilite LED | DIGILITE LED | DL-CP-130W-121[12]-1601 5700K | Outdoor Luminaires | High Output | Fuel Pump Canopy Luminaires | Premium | FALSE | [9 empty] | 42717 |  |  | Yes |  | 4 | 15239 | 118.41 | 128.7 | 15.13 | 0.91 | 5700 | 73.8
PJRPFZTF | Digilite LED | DIGILITE LED | DL-CP-75W-2112-1601 5000K | Outdoor Luminaires | Mid Output | Fuel Pump Canopy Luminaires | Standard | FALSE | [9 empty] | 42717 |  |  | No |  | 3.1 | 8650.7 | 113.8 | 76.02 | 13.09 | 0.9337 | 5000 | 84
P25FWZKB | Digilite LED | DIGILITE LED | DL-CP-75W-2111-1601 5000K | Outdoor Luminaires | Mid Output | Fuel Pump Canopy Luminaires | Standard | FALSE | [9 empty] | 42717 |  |  | No |  | 3.1 | 8650.7 | 113.8 | 76.02 | 13.09 | 0.9337 | 5000 | 84
PMSJX6N2 | Digilite LED | DIGILITE LED | DL-CP-45W-2111-1601 5000K | Outdoor Luminaires | Mid Output | Fuel Pump Canopy Luminaires | Standard | FALSE | [9 empty] | 42717 |  |  | No |  | 3.1 | 5085.1 | 114.54 | 44.4 | 19.29 | 0.9088 | 5000 | 83.6
PMJ9KH9J | Digilite LED | DIGILITE LED | DL-CP-45W-2112-1601 5000K | Outdoor Luminaires | Mid Output | Fuel Pump Canopy Luminaires | Standard | FALSE | [9 empty] | 42717 |  |  | No |  | 3.1 | 5085.1 | 114.54 | 44.4 | 19.29 | 0.9088 | 5000 | 83.6
PT254ZW7 | Digilite LED | DIGILITE LED | DL-CP-130WF02 5000K | Outdoor Luminaires | High Output | Fuel Pump Canopy Luminaires | Standard | FALSE | [9 empty] | 42717 |  |  | No |  | 3.1 | 13149.7 | 100.15 | 131.3 | 11.45 | 0.9126 | 5000 | 83.6
PEYV7RYE | Digilite LED | DIGILITE LED | DL-CP-130WF01(5000K) | Outdoor Luminaires | High Output | Fuel Pump Canopy Luminaires | Standard | FALSE | [9 empty] | 42717 |  |  | No |  | 3 | 14063 | 105.26 | 133.6 | 11.38 | 0.9172 | 5000 | 83.6
PMZ68Q35 | Digilite LED | DIGILITE LED | DL-CP-150WF01(5000K) | Outdoor Luminaires | High Output | Fuel Pump Canopy Luminaires | Standard | FALSE | [9 empty] | 42717 |  |  | No |  | 3 | 15934 | 104.83 | 152 | 10.52 | 0.933 | 5000 | 83.6
PD3K31TM | Digilite LED | DIGILITE LED | DL-CP-150WF02 5000K | Outdoor Luminaires | High Output | Fuel Pump Canopy Luminaires | Standard | FALSE | [9 empty] | 42717 |  |  | No |  | 3.1 | 15238.7 | 100.88 | 151.05 | 10.43 | 0.9298 | 5000 | 83.6
PRU9G8N4 | Digilite LED | DIGILITE LED | DL-CP-100WF01(5000K) | Outdoor Luminaires | High Output | Fuel Pump Canopy Luminaires | Standard | FALSE | [9 empty] | 42717 |  |  | No |  | 3 | 10650 | 105.97 | 100.5 | 14.13 | 0.9023 | 5000 | 83.5
PGJKNRJD | Digilite LED | DIGILITE LED | DL-CP-100WF02 5000K | Outdoor Luminaires | High Output | Fuel Pump Canopy Luminaires | Standard | FALSE | [9 empty] | 42717 |  |  | No |  | 3.1 | 10578 | 105.98 | 99.82 | 16.14 | 0.9111 | 5000 | 83.4
P4M8PR3N | Digilite LED | DIGILITE LED | DL-CP-180W-1321-1601 5000K | Outdoor Luminaires | High Output | Fuel Pump Canopy Luminaires | Standard | FALSE | [9 empty] | 42717 |  |  | No |  | 4 | 26983 | 151.17 | 178.5 | 17.07 | 0.93 | 5000 | 82.9
PXTM4NRY | Digilite LED | DIGILITE LED | DL-CP-240W-1321-1601 5000K | Outdoor Luminaires | Very High Output | Fuel Pump Canopy Luminaires | Standard | FALSE | [9 empty] | 42717 |  |  | No |  | 4 | 35197 | 147.45 | 238.7 | 16.28 | 0.94 | 5000 | 82.9
PNKTGRR3 | Digilite LED | DIGILITE LED | DL-CP-150W-3321-1602 5000K | Outdoor Luminaires | High Output | Fuel Pump Canopy Luminaires | Standard | FALSE | [9 empty] | 42717 |  |  | No |  | 4 | 21906 | 146.72 | 149.3 | 16.57 | 0.93 | 5000 | 82.8
PZ24BCQ3 | Digilite LED | DIGILITE LED | DL-CP-100W-1112-1601 5000K | Outdoor Luminaires | High Output | Fuel Pump Canopy Luminaires | Standard | FALSE | [9 empty] | 42717 |  |  | No |  | 3.1 | 11357 | 113.11 | 100.4 | 17.9 | 0.9099 | 5000 | 74.3
PM3YMBAU | Digilite LED | DIGILITE LED | DL-CP-100W-1111-1601 5000K | Outdoor Luminaires | High Output | Fuel Pump Canopy Luminaires | Standard | FALSE | [9 empty] | 42717 |  |  | No |  | 3.1 | 11357 | 113.11 | 100.4 | 17.9 | 0.9099 | 5000 | 74.3
PG1DXR14 | Digilite LED | DIGILITE LED | DL-CP-150W-3112-1601 5000K | Outdoor Luminaires | High Output | Fuel Pump Canopy Luminaires | Standard | FALSE | [9 empty] | 42717 |  |  | No |  | 3.1 | 16656 | 108.51 | 153.5 | 10.01 | 0.9345 | 5000 | 74.3
P9JAFEZY | Digilite LED | DIGILITE LED | DL-CP-150W-3111-1601 5000K | Outdoor Luminaires | High Output | Fuel Pump Canopy Luminaires | Standard | FALSE | [9 empty] | 42717 |  |  | No |  | 3.1 | 16656 | 108.51 | 153.5 | 10.01 | 0.9345 | 5000 | 74.3
PNN2J8FG | Digilite LED | DIGILITE LED | DL-CP-130W-1111-1602 5000K | Outdoor Luminaires | High Output | Fuel Pump Canopy Luminaires | Standard | FALSE | [9 empty] | 42717 |  |  | No |  | 3.1 | 14440 | 111.08 | 130 | 13.83 | 0.9094 | 5000 | 74.2
PFGG6UTX | Digilite LED | DIGILITE LED | DL-CP-130W-1112-1602 5000K | Outdoor Luminaires | High Output | Fuel Pump Canopy Luminaires | Standard | FALSE | [9 empty] | 42717 |  |  | No |  | 3.1 | 14440 | 111.08 | 130 | 13.83 | 0.9094 | 5000 | 74.2
PT8BP8V1 | Digilite LED | DIGILITE LED | DL-CP-130W-3112-1601 5000K | Outdoor Luminaires | High Output | Fuel Pump Canopy Luminaires | Standard | FALSE | [9 empty] | 42717 |  |  | No |  | 3.1 | 14390 | 108.97 | 132.1 | 11.46 | 0.915 | 5000 | 74.2
P2YND7B9 | Digilite LED | DIGILITE LED | DL-CP-130W-3111-1601 5000K | Outdoor Luminaires | High Output | Fuel Pump Canopy Luminaires | Standard | FALSE | [9 empty] | 42717 |  |  | No |  | 3.1 | 14390 | 108.97 | 132.1 | 11.46 | 0.915 | 5000 | 74.2
P5UZ66CH | Digilite LED | DIGILITE LED | DL-CP-130W-121[12]-1601 5000K | Outdoor Luminaires | High Output | Fuel Pump Canopy Luminaires | Premium | FALSE | [9 empty] | 42717 |  |  | Yes |  | 4 | 14797 | 117.34 | 126.1 | 15.17 | 0.92 | 5000 | 73.3
P2M6ASHN | Digilite LED | DIGILITE LED | DL-CP-130WF02 4500K | Outdoor Luminaires | High Output | Fuel Pump Canopy Luminaires | Standard | FALSE | [9 empty] | 42717 |  |  | No |  | 3.1 | 13048.3 | 99.38 | 131.3 | 11.45 | 0.9126 | 4500 | 83.6
P52USXUT | Digilite LED | DIGILITE LED | DL-CP-130WF01(4500K) | Outdoor Luminaires | High Output | Fuel Pump Canopy Luminaires | Standard | FALSE | [9 empty] | 42717 |  |  | No |  | 3 | 14063 | 105.26 | 133.6 | 11.38 | 0.9172 | 4500 | 83.6
P3XCT75P | Digilite LED | DIGILITE LED | DL-CP-150WF01(4500K) | Outdoor Luminaires | High Output | Fuel Pump Canopy Luminaires | Standard | FALSE | [9 empty] | 42717 |  |  | No |  | 3 | 15934 | 104.83 | 152 | 10.52 | 0.933 | 4500 | 83.6
PFWTZ5W1 | Digilite LED | DIGILITE LED | DL-CP-150WF02 4500K | Outdoor Luminaires | High Output | Fuel Pump Canopy Luminaires | Standard | FALSE | [9 empty] | 42717 |  |  | No |  | 3.1 | 15100.3 | 99.97 | 151.05 | 10.43 | 0.9298 | 4500 | 83.6
PSKBUA9P | Digilite LED | DIGILITE LED | DL-CP-100WF01(4500K) | Outdoor Luminaires | High Output | Fuel Pump Canopy Luminaires | Standard | FALSE | [9 empty] | 42717 |  |  | No |  | 3 | 10650 | 105.97 | 100.5 | 14.13 | 0.9023 | 4500 | 83.5
P8PKWB6E | Digilite LED | DIGILITE LED | DL-CP-100WF02 4500K | Outdoor Luminaires | High Output | Fuel Pump Canopy Luminaires | Standard | FALSE | [9 empty] | 42717 |  |  | No |  | 3.1 | 10473 | 104.92 | 99.82 | 16.14 | 0.9111 | 4500 | 83.4
PNXA6XCM | Digilite LED | DIGILITE LED | DL-CP-180W-1321-1601 4500K | Outdoor Luminaires | High Output | Fuel Pump Canopy Luminaires | Standard | FALSE | [9 empty] | 42717 |  |  | No |  | 4 | 26983 | 151.17 | 178.5 | 17.07 | 0.93 | 4500 | 82.9
PR5QQJ49 | Digilite LED | DIGILITE LED | DL-CP-240W-1321-1601 4500K | Outdoor Luminaires | Very High Output | Fuel Pump Canopy Luminaires | Standard | FALSE | [9 empty] | 42717 |  |  | No |  | 4 | 35197 | 147.45 | 238.7 | 16.28 | 0.94 | 4500 | 82.9
P562YBKB | Digilite LED | DIGILITE LED | DL-CP-150W-3321-1602 4500K | Outdoor Luminaires | High Output | Fuel Pump Canopy Luminaires | Standard | FALSE | [9 empty] | 42717 |  |  | No |  | 4 | 21906 | 146.72 | 149.3 | 16.57 | 0.93 | 4500 | 82.8
PMV16AKX | Digilite LED | DIGILITE LED | DL-CP-130W-121[12]-1601 4500K | Outdoor Luminaires | High Output | Fuel Pump Canopy Luminaires | Premium | FALSE | [9 empty] | 42717 |  |  | Yes |  | 4 | 14797 | 117.34 | 126.1 | 15.17 | 0.92 | 4500 | 73.3
PGJMXNSP | Digilite LED | DIGILITE LED | DL-CP-75W-2112-1601 4000K | Outdoor Luminaires | Mid Output | Fuel Pump Canopy Luminaires | Standard | FALSE | [9 empty] | 42717 |  |  | No |  | 3.1 | 8510.4 | 112.11 | 75.91 | 13.09 | 0.9337 | 4000 | 84
P7ENRD64 | Digilite LED | DIGILITE LED | DL-CP-45W-2112-1601 4000K | Outdoor Luminaires | Mid Output | Fuel Pump Canopy Luminaires | Standard | FALSE | [9 empty] | 42717 |  |  | No |  | 3.1 | 5034.2 | 113.13 | 44.5 | 19.29 | 0.9088 | 4000 | 83.6
PQ3QA254 | Digilite LED | DIGILITE LED | DL-CP-100W-1112-1601 4000K | Outdoor Luminaires | High Output | Fuel Pump Canopy Luminaires | Standard | FALSE | [9 empty] | 42717 |  |  | No |  | 3.1 | 11194 | 111.38 | 100.5 | 17.9 | 0.9099 | 4000 | 74.3
PFVNQYV8 | Digilite LED | DIGILITE LED | DL-CP-150W-3112-1601 4000K | Outdoor Luminaires | High Output | Fuel Pump Canopy Luminaires | Standard | FALSE | [9 empty] | 42717 |  |  | No |  | 3.1 | 16435 | 107 | 153.6 | 10.01 | 0.9345 | 4000 | 74.3
PAXPMC1N | Digilite LED | DIGILITE LED | DL-CP-130W-1112-1602 4000K | Outdoor Luminaires | High Output | Fuel Pump Canopy Luminaires | Standard | FALSE | [9 empty] | 42717 |  |  | No |  | 3.1 | 14291 | 110.19 | 129.7 | 13.83 | 0.9094 | 4000 | 74.2
PB5K8W2W | Digilite LED | DIGILITE LED | DL-CP-130W-3112-1601 4000K | Outdoor Luminaires | High Output | Fuel Pump Canopy Luminaires | Standard | FALSE | [9 empty] | 42717 |  |  | No |  | 3.1 | 14146 | 107.25 | 131.9 | 11.46 | 0.915 | 4000 | 74.2
PC7R16JG | Paraflex Industries | FlexLED | CV303G.56W.50K | Outdoor Luminaires | Mid Output | Fuel Pump Canopy Luminaires | Premium | TRUE | 5365.3 | 112.6 | 47.64 | 13.2 | 0.92 | 5243 | 83.2 | 5 | 85000 | 42717 | Not Dimmable | Not Dimmable | No |  | 4 | 5408.7 | 113.4 | 47.71 | 8.7 | 0.99 | 5243 | 83.2
P3FF18HG | Lighting & Supplies Inc. dba Sunshine Lighting Co. | Sunlite | LFX/SCM/40W/30K | Outdoor Luminaires | Low Output | Fuel Pump Canopy Luminaires | Standard | TRUE | 4777.4 | 110.43 | 43.26 | 15.74 | 0.9506 | 2999 | 72.9 | 5 | 50000 | 42716 | Not Dimmable | Not Dimmable | No |  | 3.1 | 4805.6 | 111.19 | 43.22 | 15.74 | 0.9506 | 3000 | 72.9
PDN5BJZR | Lighting & Supplies Inc. dba Sunshine Lighting Co. | Sunlite | LFX/SCM/40W/57K | Outdoor Luminaires | Low Output | Fuel Pump Canopy Luminaires | Standard | FALSE | [9 empty] | 42716 | Not Dimmable | Not Dimmable | No |  | 3.1 | 5107 | 117.16 | 43.59 | 15.88 | 0.9513 | 5700 | 73.9
PMHPWYAZ | Lighting & Supplies Inc. dba Sunshine Lighting Co. | Sunlite | LFX/SCM/40W/50K | Outdoor Luminaires | Low Output | Fuel Pump Canopy Luminaires | Standard | FALSE | [9 empty] | 42716 | Not Dimmable | Not Dimmable | No |  | 3.1 | 5047 | 116.27 | 43.41 | 15.74 | 0.9506 | 5000 | 72.9
PSDDD32P | Lighting & Supplies Inc. dba Sunshine Lighting Co. | Sunlite | LFX/SCM/40W/45K | Outdoor Luminaires | Low Output | Fuel Pump Canopy Luminaires | Standard | FALSE | [9 empty] | 42716 | Not Dimmable | Not Dimmable | No |  | 3.1 | 4986 | 114.88 | 43.41 | 15.74 | 0.9506 | 4500 | 72.9
PT9M93Y3 | Lighting & Supplies Inc. dba Sunshine Lighting Co. | Sunlite | LFX/SCM/40W/40K | Outdoor Luminaires | Low Output | Fuel Pump Canopy Luminaires | Standard | FALSE | [9 empty] | 42716 | Not Dimmable | Not Dimmable | No |  | 3.1 | 4926 | 113.49 | 43.41 | 15.74 | 0.9506 | 4000 | 72.9
P3NM38WX | Lighting & Supplies Inc. dba Sunshine Lighting Co. | Sunlite | LFX/SCM/40W/35K | Outdoor Luminaires | Low Output | Fuel Pump Canopy Luminaires | Standard | FALSE | [9 empty] | 42716 | Not Dimmable | Not Dimmable | No |  | 3.1 | 4866 | 112.1 | 43.41 | 15.74 | 0.9506 | 3500 | 72.9
P839EN1W | Cyantek LED Lighting LLC | Cyantek LED | CT-CP-150 [90V-305V] | Outdoor Luminaires | High Output | Fuel Pump Canopy Luminaires | Standard | TRUE | 18052.623 | 113.204 | 159.47 | 10.45 | 0.946 | 5036 | 82.4 | 5 | 50000 | 42716 | Not Dimmable | Not Dimmable | NotYetVerified |  | 3
PGQW2HRU | Cyantek LED Lighting LLC | Cyantek LED | CT-CP-200 | Outdoor Luminaires | High Output | Fuel Pump Canopy Luminaires | Standard | TRUE | 22913.46 | 112.178 | 204.26 | 10.06 | 0.9221 | 5016 | 82.1 | 5 | 50000 | 42716 | Not Dimmable | Not Dimmable | NotYetVerified |  | 3 | 23300 | 115 | 200 |  | 0.98 | 5000 | 80
PCSXV9QT | DRK Enterprises | MyLEDLightingGuide | MLLG-AX-LED-CANFM-160-40-HV | Outdoor Luminaires | High Output | Fuel Pump Canopy Luminaires | Premium | TRUE | 20270 | 123.17 | 164.6 | 6.69 | 0.9893 | 3994 | 72.5 | 5 | 50000 | 42712 |  |  | No |  | 4 | 20270 | 123.17 | 164.6 | 6.69 | 0.99 | 4000 | 72.5
P175DF2J | DRK Enterprises | MyLEDLightingGuide | MLLG-AX-LED-CANFM-120-40 | Outdoor Luminaires | High Output | Fuel Pump Canopy Luminaires | Premium | TRUE | 15707 | 130.62 | 120.3 | 8.75 | 0.952 | 3975 | 72.5 | 5 | 50000 | 42712 |  |  | No |  | 4 | 15707 | 130.62 | 120.3 | 8.75 | 0.95 | 4000 | 72.5
PDW5KBUW | DRK Enterprises | MyLEDLightingGuide | MLLG-AX-LED-CANFM-160-50 | Outdoor Luminaires | High Output | Fuel Pump Canopy Luminaires | Premium | FALSE | [9 empty] | 42712 |  |  | No |  | 4 | 20258 | 124.12 | 163.2 | 10.67 | 0.96 | 5000 | 71.9
PMTVNNGP | DRK Enterprises | MyLEDLightingGuide | MLLG-AX-LED-CANFM-120-50-HV | Outdoor Luminaires | High Output | Fuel Pump Canopy Luminaires | Premium | FALSE | [9 empty] | 42712 |  |  | No |  | 4 | 16241 | 133.9 | 121.3 | 9.43 | 0.98 | 5000 | 71.9
PWK5GHBR | DRK Enterprises | MyLEDLightingGuide | MLLG-AX-LED-CANFM-120-50 | Outdoor Luminaires | High Output | Fuel Pump Canopy Luminaires | Premium | FALSE | [9 empty] | 42712 |  |  | No |  | 4 | 15858 | 131.39 | 120.7 | 8.89 | 0.95 | 5000 | 71.9
P78K7QVQ | DRK Enterprises | MyLEDLightingGuide | MLLG-AX-LED-CANFM-160-50-HV | Outdoor Luminaires | High Output | Fuel Pump Canopy Luminaires | Premium | FALSE | [9 empty] | 42712 |  |  | No |  | 4 | 20695 | 125.43 | 165 | 6.37 | 0.99 | 5000 | 71.7
PPCKXJGQ | DRK Enterprises | MyLEDLightingGuide | MLLG-AX-LED-CANFM-160-40 | Outdoor Luminaires | High Output | Fuel Pump Canopy Luminaires | Premium | FALSE | [9 empty] | 42712 |  |  | No |  | 4 | 20178 | 123.45 | 163.4 | 10.73 | 0.96 | 4000 | 72.5
P3B14EYS | DRK Enterprises | MyLEDLightingGuide | MLLG-AX-LED-CANFM-120-40-HV | Outdoor Luminaires | High Output | Fuel Pump Canopy Luminaires | Premium | FALSE | [9 empty] | 42712 |  |  | No |  | 4 | 16021 | 132.3 | 121.1 | 9.68 | 0.98 | 4000 | 72.5
PNEMVNWY | shenzhen ccclighting limited | ccclighting | CP02-5701 | Outdoor Luminaires | High Output | Fuel Pump Canopy Luminaires | Standard | TRUE | 16422.2 | 112.62 | 145.8 | 9.2 | 0.966 | 5669 | 83 | 5 | 50000 | 42711 | Not Yet Verified | Not Yet Verified | No |  | 4 | 17000 | 113.33 | 150 | 9.2 | 0.97 | 5700 | 80
PKNSJHKW | shenzhen ccclighting limited | ccclighting | CP01-5701 | Outdoor Luminaires | High Output | Fuel Pump Canopy Luminaires | Standard | TRUE | 14182.8 | 108.3 | 131 | 12.2 | 0.924 | 5755 | 84.4 | 5 | 50000 | 42711 | Not Yet Verified | Not Yet Verified | No |  | 4 | 14000 | 107.69 | 130 | 12.2 | 0.92 | 5700 | 80
P7B3PK4D | S LITE CO. LTD. | S LITE | DL386ULD-UNV-0821-70-30K-00-00-00-Optional include[WHBKDBSLXX]-00-Optional include [PMSPMPSMSPMS00]-00-Optional include[CMPS]-NC-HP | Outdoor Luminaires | High Output | Fuel Pump Canopy Luminaires | Standard | TRUE | 9907.3 | 122.37 | 80.96 | 18.58 | 0.8963 | 2975 | 71.4 | 5 | 50000 | 42711 | Dimmable | Continuous Above 10 | Yes |  | 4 | 10075 | 123.27 | 81.73 | 18.58 | 0.9 | 3000 | 71.4
PTQB55YN | S LITE CO. LTD. | S LITE | DL386ULD-UNV-0821-70-50K-00-00-00-Optional include[WHBKDBSLXX]-00-Optional include [PMSPMPSMSPMS00]-00-Optional include[CMPS]-NC-HP | Outdoor Luminaires | High Output | Fuel Pump Canopy Luminaires | Standard | FALSE | [9 empty] | 42711 | Dimmable | Continuous Above 10 | Yes |  | 4 | 9966 | 122.01 | 81.68 | 18.49 | 0.9 | 5000 | 77.1
P7NYDZAB | S LITE CO. LTD. | S LITE | DL386ULD-UNV-0821-70-45K-00-00-00-Optional include[WHBKDBSLXX]-00-Optional include [PMSPMPSMSPMS00]-00-Optional include[CMPS]-NC-HP | Outdoor Luminaires | High Output | Fuel Pump Canopy Luminaires | Standard | FALSE | [9 empty] | 42711 | Dimmable | Continuous Above 10 | Yes |  | 4 | 9993 | 122.31 | 81.71 | 18.58 | 0.9 | 4500 | 71.4
P33YYXSM | S LITE CO. LTD. | S LITE | DL386ULD-UNV-0821-70-40K-00-00-00-Optional include[WHBKDBSLXX]-00-Optional include [PMSPMPSMSPMS00]-00-Optional include[CMPS]-NC-HP | Outdoor Luminaires | High Output | Fuel Pump Canopy Luminaires | Standard | FALSE | [9 empty] | 42711 | Dimmable | Continuous Above 10 | Yes |  | 4 | 10021 | 122.64 | 81.71 | 18.58 | 0.9 | 4000 | 71.4
PX41HNDD | S LITE CO. LTD. | S LITE | DL386ULD-UNV-0821-70-35K-00-00-00-Optional include[WHBKDBSLXX]-00-Optional include [PMSPMPSMSPMS00]-00-Optional include[CMPS]-NC-HP | Outdoor Luminaires | High Output | Fuel Pump Canopy Luminaires | Standard | FALSE | [9 empty] | 42711 | Dimmable | Continuous Above 10 | Yes |  | 4 | 10048 | 122.98 | 81.71 | 18.58 | 0.9 | 3500 | 71.4
PHW7GE6Y | Nuwave LLC | ALSET | CPPR-11L-30K-UL | Outdoor Luminaires | High Output | Fuel Pump Canopy Luminaires | Premium | TRUE | 11630 | 119.81 | 97.07 | 9.85 | 0.8962 | 3119 | 84.6 | 7 | 50000 | 42711 | Dimmable | Continuous Below 10 | No |  | 4.1 | 11630 | 119.81 | 97.07 | 9.85 | 0.9 | 3000 | 84.6
PBU3GVGQ | Nuwave LLC | ALSET | CPAD-11L-30K-UL | Outdoor Luminaires | High Output | Fuel Pump Canopy Luminaires | Premium | TRUE | 11569 | 119.13 | 97.11 | 9.28 | 0.8914 | 3119 | 84.6 | 7 | 50000 | 42711 | Dimmable | Continuous Below 10 | No |  | 4.1 | 11569 | 119.13 | 97.11 | 9.28 | 0.89 | 3000 | 84.6
PERTT2YD | Nuwave LLC | ALSET | CPAD-11L-30K-UL-S | Outdoor Luminaires | High Output | Fuel Pump Canopy Luminaires | Standard | TRUE | 11205 | 116.66 | 96.05 | 9.8 | 0.8924 | 2891 | 83.6 | 7 | 50000 | 42711 | Dimmable | Continuous Below 10 | No |  | 4.1 | 11205 | 116.66 | 96.05 | 9.8 | 0.89 | 3000 | 83.6
P1ZQZVKY | Nuwave LLC | ALSET | CPPR-11L-30K-UL-S | Outdoor Luminaires | High Output | Fuel Pump Canopy Luminaires | Standard | TRUE | 11195 | 115.7 | 96.76 | 9.51 | 0.8895 | 2895 | 83.6 | 5 | 50000 | 42711 | Dimmable | Continuous Below 10 | No |  | 4.1 | 11195 | 115.7 | 96.76 | 9.51 | 0.89 | 3000 | 83.6
PDMCZZQ1 | Nuwave LLC | ALSET | CPPR-11L-57K-UL | Outdoor Luminaires | High Output | Fuel Pump Canopy Luminaires | Premium | FALSE | [9 empty] | 42711 | Dimmable | Continuous Below 10 | No |  | 4.1 | 12170 | 125.35 | 97.09 | 9.48 | 0.9 | 5700 | 84.4
PSW8H3JD | Nuwave LLC | ALSET | CPAD-11L-57K-UL | Outdoor Luminaires | High Output | Fuel Pump Canopy Luminaires | Premium | FALSE | [9 empty] | 42711 | Dimmable | Continuous Below 10 | No |  | 4.1 | 12158 | 125.04 | 97.23 | 9.41 | 0.9 | 5700 | 84.3
PDR32WZN | Nuwave LLC | ALSET | CPPR-11L-57K-UL-S | Outdoor Luminaires | High Output | Fuel Pump Canopy Luminaires | Standard | FALSE | [9 empty] | 42711 | Dimmable | Continuous Below 10 | No |  | 4.1 | 11997 | 123.81 | 96.9 | 9.63 | 0.89 | 5700 | 81.2
P93TK4YU | Nuwave LLC | ALSET | CPAD-11L-57K-UL-S | Outdoor Luminaires | High Output | Fuel Pump Canopy Luminaires | Standard | FALSE | [9 empty] | 42711 | Dimmable | Continuous Below 10 | No |  | 4.1 | 12061 | 124.53 | 96.85 | 9.53 | 0.9 | 5700 | 81
P8UU852Z | Nuwave LLC | ALSET | CPPR-11L-50K-UL | Outdoor Luminaires | High Output | Fuel Pump Canopy Luminaires | Premium | FALSE | [9 empty] | 42711 | Dimmable | Continuous Below 10 | No |  | 4.1 | 12062 | 124.25 | 97.08 | 9.85 | 0.9 | 5000 | 84.6
PTTYNCE3 | Nuwave LLC | ALSET | CPAD-11L-50K-UL | Outdoor Luminaires | High Output | Fuel Pump Canopy Luminaires | Premium | FALSE | [9 empty] | 42711 | Dimmable | Continuous Below 10 | No |  | 4.1 | 12040 | 123.91 | 97.17 | 9.28 | 0.89 | 5000 | 84.6
PFUB15K3 | Nuwave LLC | ALSET | CPAD-11L-50K-UL-S | Outdoor Luminaires | High Output | Fuel Pump Canopy Luminaires | Standard | FALSE | [9 empty] | 42711 | Dimmable | Continuous Below 10 | No |  | 4.1 | 11890 | 123.27 | 96.45 | 9.8 | 0.89 | 5000 | 83.6
P2JPRCDR | Nuwave LLC | ALSET | CPPR-11L-50K-UL-S | Outdoor Luminaires | High Output | Fuel Pump Canopy Luminaires | Standard | FALSE | [9 empty] | 42711 | Dimmable | Continuous Below 10 | No |  | 4.1 | 11837 | 122.24 | 96.83 | 9.51 | 0.89 | 5000 | 83.6
P4KV67SC | Nuwave LLC | ALSET | CPPR-11L-45K-UL | Outdoor Luminaires | High Output | Fuel Pump Canopy Luminaires | Premium | FALSE | [9 empty] | 42711 | Dimmable | Continuous Below 10 | No |  | 4.1 | 11954 | 123.14 | 97.08 | 9.85 | 0.9 | 4500 | 84.6
P579Z3D5 | Nuwave LLC | ALSET | CPAD-11L-45K-UL | Outdoor Luminaires | High Output | Fuel Pump Canopy Luminaires | Premium | FALSE | [9 empty] | 42711 | Dimmable | Continuous Below 10 | No |  | 4.1 | 11922 | 122.7 | 97.17 | 9.28 | 0.89 | 4500 | 84.6
P4BPF39Z | Nuwave LLC | ALSET | CPAD-11L-45K-UL-S | Outdoor Luminaires | High Output | Fuel Pump Canopy Luminaires | Standard | FALSE | [9 empty] | 42711 | Dimmable | Continuous Below 10 | No |  | 4.1 | 11719 | 121.5 | 96.45 | 9.8 | 0.89 | 4500 | 83.6
P8ZHK4WC | Nuwave LLC | ALSET | CPPR-11L-45K-UL-S | Outdoor Luminaires | High Output | Fuel Pump Canopy Luminaires | Standard | FALSE | [9 empty] | 42711 | Dimmable | Continuous Below 10 | No |  | 4.1 | 11676 | 120.58 | 96.83 | 9.51 | 0.89 | 4500 | 83.6
PAGQ2ZVS | Nuwave LLC | ALSET | CPPR-11L-40K-UL | Outdoor Luminaires | High Output | Fuel Pump Canopy Luminaires | Premium | FALSE | [9 empty] | 42711 | Dimmable | Continuous Below 10 | No |  | 4.1 | 11846 | 122.02 | 97.08 | 9.85 | 0.9 | 4000 | 84.6
PK7BWWPP | Nuwave LLC | ALSET | CPAD-11L-40K-UL | Outdoor Luminaires | High Output | Fuel Pump Canopy Luminaires | Premium | FALSE | [9 empty] | 42711 | Dimmable | Continuous Below 10 | No |  | 4.1 | 11805 | 121.48 | 97.17 | 9.28 | 0.89 | 4000 | 84.6
P5MB9F2Z | Nuwave LLC | ALSET | CPAD-11L-40K-UL-S | Outdoor Luminaires | High Output | Fuel Pump Canopy Luminaires | Standard | FALSE | [9 empty] | 42711 | Dimmable | Continuous Below 10 | No |  | 4.1 | 11547 | 119.72 | 96.45 | 9.8 | 0.89 | 4000 | 83.6
PFQNKVUE | Nuwave LLC | ALSET | CPPR-11L-40K-UL-S | Outdoor Luminaires | High Output | Fuel Pump Canopy Luminaires | Standard | FALSE | [9 empty] | 42711 | Dimmable | Continuous Below 10 | No |  | 4.1 | 11516 | 118.93 | 96.83 | 9.51 | 0.89 | 4000 | 83.6
PBE87VM3 | Nuwave LLC | ALSET | CPPR-11L-35K-UL | Outdoor Luminaires | High Output | Fuel Pump Canopy Luminaires | Premium | FALSE | [9 empty] | 42711 | Dimmable | Continuous Below 10 | No |  | 4.1 | 11738 | 120.91 | 97.08 | 9.85 | 0.9 | 3500 | 84.6
PC977E1S | Nuwave LLC | ALSET | CPAD-11L-35K-UL | Outdoor Luminaires | High Output | Fuel Pump Canopy Luminaires | Premium | FALSE | [9 empty] | 42711 | Dimmable | Continuous Below 10 | No |  | 4.1 | 11687 | 120.27 | 97.17 | 9.28 | 0.89 | 3500 | 84.6
PJPA7D6Q | Nuwave LLC | ALSET | CPAD-11L-35K-UL-S | Outdoor Luminaires | High Output | Fuel Pump Canopy Luminaires | Standard | FALSE | [9 empty] | 42711 | Dimmable | Continuous Below 10 | No |  | 4.1 | 11376 | 117.95 | 96.45 | 9.8 | 0.89 | 3500 | 83.6
PJCYA9B7 | Nuwave LLC | ALSET | CPPR-11L-35K-UL-S | Outdoor Luminaires | High Output | Fuel Pump Canopy Luminaires | Standard | FALSE | [9 empty] | 42711 | Dimmable | Continuous Below 10 | No |  | 4.1 | 11355 | 117.27 | 96.83 | 9.51 | 0.89 | 3500 | 83.6
P1R1VT4G | Shenzhen Lighting Inc | Shenzhen Lighting | SZ-CNP150W(4000K) | Outdoor Luminaires | High Output | Fuel Pump Canopy Luminaires | Standard | TRUE | 15926 | 106.97 | 148.9 | 14.65 | 0.9164 | 4129 | 72 | 5 |  | 42709 |  |  | NotYetVerified |  | 3 | 15900 | 105 | 150 |  | 0.9 | 4000 | 70
PJSSXM45 | Brigade Holdings Inc. | Brigade | BHIYZ120W001B(3000K) | Outdoor Luminaires | High Output | Fuel Pump Canopy Luminaires | Standard | TRUE | 13873 | 114.09 | 121.6 | 17.39 | 0.9027 | 3008 | 73.1 | 5 | 50000 | 42709 |  |  | No |  | 4 | 13873 | 114.09 | 121.6 | 17.39 | 0.9 | 3000 | 73.1
PQATZUZ7 | Brigade Holdings Inc. | Brigade | BHIYZ120W001B(5700K) | Outdoor Luminaires | High Output | Fuel Pump Canopy Luminaires | Standard | FALSE | [9 empty] | 42709 |  |  | No |  | 4 | 14787 | 121.3 | 121.9 | 17.41 | 0.9 | 5700 | 74.5
P2HDTSJ8 | Brigade Holdings Inc. | Brigade | BHIYZ120W001B(5000K) | Outdoor Luminaires | High Output | Fuel Pump Canopy Luminaires | Standard | FALSE | [9 empty] | 42709 |  |  | No |  | 4 | 14604 | 119.95 | 121.8 | 17.39 | 0.9 | 5000 | 73.1
PCS48K5K | Brigade Holdings Inc. | Brigade | BHIYZ120W001B(4500K) | Outdoor Luminaires | High Output | Fuel Pump Canopy Luminaires | Standard | FALSE | [9 empty] | 42709 |  |  | No |  | 4 | 14421 | 118.45 | 121.8 | 17.39 | 0.9 | 4500 | 73.1
PMZAHD1T | Brigade Holdings Inc. | Brigade | BHIYZ120W001B(4000K) | Outdoor Luminaires | High Output | Fuel Pump Canopy Luminaires | Standard | FALSE | [9 empty] | 42709 |  |  | No |  | 4 | 14239 | 116.95 | 121.8 | 17.39 | 0.9 | 4000 | 73.1
PPCVJ7YU | Brigade Holdings Inc. | Brigade | BHIYZ120W001B(3500K) | Outdoor Luminaires | High Output | Fuel Pump Canopy Luminaires | Standard | FALSE | [9 empty] | 42709 |  |  | No |  | 4 | 14056 | 115.45 | 121.8 | 17.39 | 0.9 | 3500 | 73.1
PV4H4FFG | Shenzhen Lighting Inc | Shenzhen Lighting | SZ-CNP150W(5700K) | Outdoor Luminaires | High Output | Fuel Pump Canopy Luminaires | Standard | FALSE | [9 empty] | 42709 |  |  | NotYetVerified |  | 3 | 17300 | 115 | 150 |  | 0.9 | 5700 | 75
P8KZBKZA | Shenzhen Lighting Inc | Shenzhen Lighting | SZ-CNP150W(5000K) | Outdoor Luminaires | High Output | Fuel Pump Canopy Luminaires | Standard | FALSE | [9 empty] | 42709 |  |  | NotYetVerified |  | 3 | 15900 | 105 | 150 |  | 0.9 | 5000 | 70
P9YNWEPB | Shenzhen Lighting Inc | Shenzhen Lighting | SZ-CNP150W(4500K) | Outdoor Luminaires | High Output | Fuel Pump Canopy Luminaires | Standard | FALSE | [9 empty] | 42709 |  |  | NotYetVerified |  | 3 | 15900 | 105 | 150 |  | 0.9 | 4500 | 70
PP6YNY7R | S LITE CO. LTD. | S LITE | DL386ULDL-UNV-0721-70-30K-00-00-00-Optional include[WHBKDBSLXX]-00-Optional include [PMSPMPSMSPMS00]-00-Optional include[CMPS]-NC-HP | Outdoor Luminaires | Mid Output | Fuel Pump Canopy Luminaires | Standard | TRUE | 8718.6 | 124.3 | 70.14 | 14.35 | 0.9611 | 3025 | 72.3 | 5 | 50000 | 42709 | Dimmable | Continuous Above 10 | Yes |  | 4 | 8718.6 | 124.3 | 70.14 | 14.35 | 0.96 | 3000 | 72.3
PRZ1G6RP | S LITE CO. LTD. | S LITE | DL385ULD-UNV-0441-70-30K-00-00-00-Optional include[WHBKDBSLXX]-00-Optional include [PMSPMPSMSPMS00]-00-Optional include[CMPS]-NC-HP | Outdoor Luminaires | Mid Output | Fuel Pump Canopy Luminaires | Standard | TRUE | 5179.6 | 119.73 | 43.26 | 14.78 | 0.9287 | 3021 | 71.8 | 5 | 50000 | 42709 | Dimmable | Continuous Above 10 | Yes |  | 4 | 5179.6 | 119.73 | 43.26 | 14.78 | 0.93 | 3000 | 71.8
P19FDQQ5 | S LITE CO. LTD. | S LITE | DL385ULDL-UNV-0341-70-30K-00-00-00-Optional include[WHBKDBSLXX]-00-Optional include [PMSPMPSMSPMS00]-00-Optional include[CMPS]-NC-HP | Outdoor Luminaires | Low Output | Fuel Pump Canopy Luminaires | Standard | TRUE | 3871.8 | 116.59 | 33.21 | 18.35 | 0.912 | 2996 | 71.3 | 5 | 50000 | 42709 | Dimmable | Continuous Above 10 | Yes |  | 4 | 3871.8 | 116.59 | 33.21 | 18.35 | 0.91 | 3000 | 71.3
P2MZ8G2X | S LITE CO. LTD. | S LITE | DL385ULDL-UNV-0341-70-50K-00-00-00-Optional include[WHBKDBSLXX]-00-Optional include [PMSPMPSMSPMS00]-00-Optional include[CMPS]-NC-HP | Outdoor Luminaires | Low Output | Fuel Pump Canopy Luminaires | Standard | FALSE | [9 empty] | 42709 | Dimmable | Continuous Above 10 | Yes |  | 4 | 3817 | 115 | 33.19 | 18.27 | 0.92 | 5000 | 76.6
PQU3R6PD | S LITE CO. LTD. | S LITE | DL385ULD-UNV-0441-70-50K-00-00-00-Optional include[WHBKDBSLXX]-00-Optional include [PMSPMPSMSPMS00]-00-Optional include[CMPS]-NC-HP | Outdoor Luminaires | Mid Output | Fuel Pump Canopy Luminaires | Standard | FALSE | [9 empty] | 42709 | Dimmable | Continuous Above 10 | Yes |  | 4 | 5110 | 117.85 | 43.36 | 14.7 | 0.93 | 5000 | 76.6
P3P96G1D | S LITE CO. LTD. | S LITE | DL386ULDL-UNV-0721-70-50K-00-00-00-Optional include[WHBKDBSLXX]-00-Optional include [PMSPMPSMSPMS00]-00-Optional include[CMPS]-NC-HP | Outdoor Luminaires | Mid Output | Fuel Pump Canopy Luminaires | Standard | FALSE | [9 empty] | 42709 | Dimmable | Continuous Above 10 | Yes |  | 4 | 8945 | 127.66 | 70.07 | 14.8 | 0.96 | 5000 | 74.8
PRM6YXWT | S LITE CO. LTD. | S LITE | DL386ULDL-UNV-0721-70-45K-00-00-00-Optional include[WHBKDBSLXX]-00-Optional include [PMSPMPSMSPMS00]-00-Optional include[CMPS]-NC-HP | Outdoor Luminaires | Mid Output | Fuel Pump Canopy Luminaires | Standard | FALSE | [9 empty] | 42709 | Dimmable | Continuous Above 10 | Yes |  | 4 | 8888 | 126.79 | 70.11 | 14.35 | 0.96 | 4500 | 72.3
P1CGNZ1V | S LITE CO. LTD. | S LITE | DL385ULD-UNV-0441-70-45K-00-00-00-Optional include[WHBKDBSLXX]-00-Optional include [PMSPMPSMSPMS00]-00-Optional include[CMPS]-NC-HP | Outdoor Luminaires | Mid Output | Fuel Pump Canopy Luminaires | Standard | FALSE | [9 empty] | 42709 | Dimmable | Continuous Above 10 | Yes |  | 4 | 5127 | 118.39 | 43.31 | 14.78 | 0.93 | 4500 | 71.8
PWT4G13H | S LITE CO. LTD. | S LITE | DL385ULDL-UNV-0341-70-45K-00-00-00-Optional include[WHBKDBSLXX]-00-Optional include [PMSPMPSMSPMS00]-00-Optional include[CMPS]-NC-HP | Outdoor Luminaires | Low Output | Fuel Pump Canopy Luminaires | Standard | FALSE | [9 empty] | 42709 | Dimmable | Continuous Above 10 | Yes |  | 4 | 3839 | 115.63 | 33.2 | 18.35 | 0.91 | 4500 | 71.3
P7U63UPD | S LITE CO. LTD. | S LITE | DL386ULDL-UNV-0721-70-40K-00-00-00-Optional include[WHBKDBSLXX]-00-Optional include [PMSPMPSMSPMS00]-00-Optional include[CMPS]-NC-HP | Outdoor Luminaires | Mid Output | Fuel Pump Canopy Luminaires | Standard | FALSE | [9 empty] | 42709 | Dimmable | Continuous Above 10 | Yes |  | 4 | 8832 | 125.98 | 70.11 | 14.35 | 0.96 | 4000 | 72.3
PNNB22D2 | S LITE CO. LTD. | S LITE | DL385ULD-UNV-0441-70-40K-00-00-00-Optional include[WHBKDBSLXX]-00-Optional include [PMSPMPSMSPMS00]-00-Optional include[CMPS]-NC-HP | Outdoor Luminaires | Mid Output | Fuel Pump Canopy Luminaires | Standard | FALSE | [9 empty] | 42709 | Dimmable | Continuous Above 10 | Yes |  | 4 | 5145 | 118.79 | 43.31 | 14.78 | 0.93 | 4000 | 71.8
PSWHVD5Z | S LITE CO. LTD. | S LITE | DL385ULDL-UNV-0341-70-40K-00-00-00-Optional include[WHBKDBSLXX]-00-Optional include [PMSPMPSMSPMS00]-00-Optional include[CMPS]-NC-HP | Outdoor Luminaires | Low Output | Fuel Pump Canopy Luminaires | Standard | FALSE | [9 empty] | 42709 | Dimmable | Continuous Above 10 | Yes |  | 4 | 3850 | 115.96 | 33.2 | 18.35 | 0.91 | 4000 | 71.3
P7DRW2H7 | S LITE CO. LTD. | S LITE | DL386ULDL-UNV-0721-70-35K-00-00-00-Optional include[WHBKDBSLXX]-00-Optional include [PMSPMPSMSPMS00]-00-Optional include[CMPS]-NC-HP | Outdoor Luminaires | Mid Output | Fuel Pump Canopy Luminaires | Standard | FALSE | [9 empty] | 42709 | Dimmable | Continuous Above 10 | Yes |  | 4 | 8775 | 125.17 | 70.11 | 14.35 | 0.96 | 3500 | 72.3
PYKEF4V6 | S LITE CO. LTD. | S LITE | DL385ULD-UNV-0441-70-35K-00-00-00-Optional include[WHBKDBSLXX]-00-Optional include [PMSPMPSMSPMS00]-00-Optional include[CMPS]-NC-HP | Outdoor Luminaires | Mid Output | Fuel Pump Canopy Luminaires | Standard | FALSE | [9 empty] | 42709 | Dimmable | Continuous Above 10 | Yes |  | 4 | 5162 | 119.19 | 43.31 | 14.78 | 0.93 | 3500 | 71.8
PKEC7C8N | S LITE CO. LTD. | S LITE | DL385ULDL-UNV-0341-70-35K-00-00-00-Optional include[WHBKDBSLXX]-00-Optional include [PMSPMPSMSPMS00]-00-Optional include[CMPS]-NC-HP | Outdoor Luminaires | Low Output | Fuel Pump Canopy Luminaires | Standard | FALSE | [9 empty] | 42709 | Dimmable | Continuous Above 10 | Yes |  | 4 | 3861 | 116.29 | 33.2 | 18.35 | 0.91 | 3500 | 71.3
PU6K9BCB | ASD Lighting Corp | ASD | ASD-CAN01-30N27 | Outdoor Luminaires | Low Output | Fuel Pump Canopy Luminaires | Standard | TRUE | 3195 | 110.13 | 29.01 | 12.64 | 0.9078 | 2716 | 80 | 5 | 50000 | 42706 | Not Dimmable | Not Dimmable | No |  | 4 | 3195 | 110.13 | 29.01 | 12.64 | 0.91 | 2700 | 80
PTC4AQHB | ASD Lighting Corp | ASD | ASD-CAN01-50N27 | Outdoor Luminaires | Mid Output | Fuel Pump Canopy Luminaires | Standard | TRUE | 5057 | 105.08 | 48.13 | 14.96 | 0.9043 | 2719 | 80 | 5 | 50000 | 42706 | Not Dimmable | Not Dimmable | No |  | 4 | 5057.6 | 105.08 | 48.13 | 14.96 | 0.9 | 2700 | 80
PB5XEC8N | ASD Lighting Corp | ASD | ASD-CAN01-75N27 | Outdoor Luminaires | Mid Output | Fuel Pump Canopy Luminaires | Standard | TRUE | 7941.9 | 115.07 | 69.02 | 14.39 | 0.9082 | 2725 | 80 | 5 | 50000 | 42706 | Not Dimmable | Not Dimmable | No |  | 4 | 7941.9 | 115.07 | 69.02 | 14.39 | 0.91 | 2700 | 80
PAV5S9T6 | ASD Lighting Corp | ASD | ASD-CAN01-50N50 | Outdoor Luminaires | Mid Output | Fuel Pump Canopy Luminaires | Standard | FALSE | [9 empty] | 42706 | Not Dimmable | Not Dimmable | No |  | 4 | 5057.6 | 105.08 | 48.13 | 14.96 | 0.9 | 5000 | 80
P3R8X594 | ASD Lighting Corp | ASD | ASD-CAN01-75N50 | Outdoor Luminaires | Mid Output | Fuel Pump Canopy Luminaires | Standard | FALSE | [9 empty] | 42706 | Not Dimmable | Not Dimmable | No |  | 4 | 7941.9 | 115.07 | 69.02 | 14.39 | 0.91 | 5000 | 80
PACGF56A | ASD Lighting Corp | ASD | ASD-CAN01-30N50 | Outdoor Luminaires | Low Output | Fuel Pump Canopy Luminaires | Standard | FALSE | [9 empty] | 42706 | Not Dimmable | Not Dimmable | No |  | 4 | 3195 | 110.13 | 29.01 | 12.64 | 0.91 | 5000 | 80
PYESC9RA | ASD Lighting Corp | ASD | ASD-CAN01-50N40 | Outdoor Luminaires | Mid Output | Fuel Pump Canopy Luminaires | Standard | FALSE | [9 empty] | 42706 | Not Dimmable | Not Dimmable | No |  | 4 | 5057.6 | 105.08 | 48.13 | 14.96 | 0.9 | 4000 | 80
P1TH58UB | ASD Lighting Corp | ASD | ASD-CAN01-75N40 | Outdoor Luminaires | Mid Output | Fuel Pump Canopy Luminaires | Standard | FALSE | [9 empty] | 42706 | Not Dimmable | Not Dimmable | No |  | 4 | 7941.9 | 115.07 | 69.02 | 14.39 | 0.91 | 4000 | 80
PS97KVE5 | ASD Lighting Corp | ASD | ASD-CAN01-30N40 | Outdoor Luminaires | Low Output | Fuel Pump Canopy Luminaires | Standard | FALSE | [9 empty] | 42706 | Not Dimmable | Not Dimmable | No |  | 4 | 3195 | 110.13 | 29.01 | 12.64 | 0.91 | 4000 | 80
PQRJ6UJK | WISDOM OPTOELECTRONICS TECHNOLOGY CO.LIMITED | WISDOM | WSD-GSK10W27-50K | Outdoor Luminaires | High Output | Fuel Pump Canopy Luminaires | Standard | TRUE | 12542 | 130.95 | 95.78 | 22.17 | 0.9637 | 4949 | 82.7 | 5 | 50000 | 42705 |  |  | No |  | 4 | 13000 | 130 | 100 | 22.17 | 0.98 | 5000 | 80
P3J1YE7X | WISDOM OPTOELECTRONICS TECHNOLOGY CO.LIMITED | WISDOM | WSD-GSK12W27-50K | Outdoor Luminaires | High Output | Fuel Pump Canopy Luminaires | Standard | TRUE | 14808 | 124.64 | 118.8 | 12.01 | 0.9787 | 5003 | 83.1 | 5 | 50000 | 42705 |  |  | No |  | 4 | 15000 | 125 | 120 | 12.01 | 0.98 | 5000 | 80
P1KVV1PZ | WISDOM OPTOELECTRONICS TECHNOLOGY CO.LIMITED | WISDOM | WSD-GSK75W27-50K | Outdoor Luminaires | Mid Output | Fuel Pump Canopy Luminaires | Standard | TRUE | 8938.1 | 130.9 | 68.28 | 15.71 | 0.9284 | 4994 | 82.9 | 5 | 50000 | 42705 |  |  | No |  | 4 | 9750 | 130 | 75 | 15.71 | 0.98 | 5000 | 80
PNHETV85 | WISDOM OPTOELECTRONICS TECHNOLOGY CO.LIMITED | WISDOM | WSD-GSK45W27-50K | Outdoor Luminaires | Mid Output | Fuel Pump Canopy Luminaires | Standard | TRUE | 5925 | 132.93 | 44.57 | 16.71 | 0.9394 | 5067 | 83.3 | 5 | 50000 | 42705 |  |  | No |  | 4 | 5985 | 133 | 45 | 12.29 | 0.98 | 5000 | 80
P9S6PDUF | XIAMEN GREENER OPTOELECTRONICS CO. LTD. | GREENER | GRCA04-07E-120B | Outdoor Luminaires | High Output | Fuel Pump Canopy Luminaires | Standard | TRUE | 18084 | 144.21 | 125.4 | 14.91 | 0.9166 | 3933 | 84.4 | 5 | 50000 | 42703 |  |  | Yes |  | 4.1 | 18084 | 144.21 | 125.4 | 14.91 | 0.92 | 4000 | 84.4
PRNC3APR | XIAMEN GREENER OPTOELECTRONICS CO. LTD. | GREENER | GRCA04-07I-120A | Outdoor Luminaires | High Output | Fuel Pump Canopy Luminaires | Standard | FALSE | [9 empty] | 42703 |  |  | Yes |  | 4.1 | 19053 | 155.28 | 122.7 | 15.03 | 0.92 | 5700 | 83.9
PUTKEDYF | XIAMEN GREENER OPTOELECTRONICS CO. LTD. | GREENER | GRCA04-07I-120B | Outdoor Luminaires | High Output | Fuel Pump Canopy Luminaires | Standard | FALSE | [9 empty] | 42703 |  |  | Yes |  | 4.1 | 19053 | 155.28 | 122.7 | 15.03 | 0.92 | 5700 | 83.9
P5VPDN67 | XIAMEN GREENER OPTOELECTRONICS CO. LTD. | GREENER | GRCA04-07H-120A | Outdoor Luminaires | High Output | Fuel Pump Canopy Luminaires | Standard | FALSE | [9 empty] | 42703 |  |  | Yes |  | 4.1 | 18811 | 151.64 | 124.1 | 14.91 | 0.92 | 5000 | 84.4
PT9DN7DJ | XIAMEN GREENER OPTOELECTRONICS CO. LTD. | GREENER | GRCA04-07H-120B | Outdoor Luminaires | High Output | Fuel Pump Canopy Luminaires | Standard | FALSE | [9 empty] | 42703 |  |  | Yes |  | 4.1 | 18811 | 151.64 | 124.1 | 14.91 | 0.92 | 5000 | 84.4
PEFDNGA8 | XIAMEN GREENER OPTOELECTRONICS CO. LTD. | GREENER | GRCA04-07G-120A | Outdoor Luminaires | High Output | Fuel Pump Canopy Luminaires | Standard | FALSE | [9 empty] | 42703 |  |  | Yes |  | 4.1 | 18569 | 149.69 | 124.1 | 14.91 | 0.92 | 4500 | 84.4
PGC9GE2X | XIAMEN GREENER OPTOELECTRONICS CO. LTD. | GREENER | GRCA04-07G-120B | Outdoor Luminaires | High Output | Fuel Pump Canopy Luminaires | Standard | FALSE | [9 empty] | 42703 |  |  | Yes |  | 4.1 | 18569 | 149.69 | 124.1 | 14.91 | 0.92 | 4500 | 84.4
PZ7WCFTE | XIAMEN GREENER OPTOELECTRONICS CO. LTD. | GREENER | GRCA04-07F-120A | Outdoor Luminaires | High Output | Fuel Pump Canopy Luminaires | Standard | FALSE | [9 empty] | 42703 |  |  | Yes |  | 4.1 | 18326 | 147.73 | 124.1 | 14.91 | 0.92 | 4200 | 84.4
PWP4W3CF | XIAMEN GREENER OPTOELECTRONICS CO. LTD. | GREENER | GRCA04-07F-120B | Outdoor Luminaires | High Output | Fuel Pump Canopy Luminaires | Standard | FALSE | [9 empty] | 42703 |  |  | Yes |  | 4.1 | 18326 | 147.73 | 124.1 | 14.91 | 0.92 | 4200 | 84.4
PTCPG13A | XIAMEN GREENER OPTOELECTRONICS CO. LTD. | GREENER | GRCA04-07E-120A | Outdoor Luminaires | High Output | Fuel Pump Canopy Luminaires | Standard | FALSE | [9 empty] | 42703 |  |  | Yes |  | 4.1 | 18084 | 144.21 | 125.4 | 14.91 | 0.92 | 4000 | 84.4
PBVT9MQ2 | Utopia Lighting | UTOPIA LIGHTING | LSC-2G-80LED/30 | Outdoor Luminaires | High Output | Fuel Pump Canopy Luminaires | Premium | TRUE | 9979.8 | 124.44 | 80.2 | 10.53 | 0.9056 | 3063 | 73 | 5 | 50000 | 42702 |  |  | Yes |  | 3.1 | 9979.8 | 124.44 | 80.2 | 10.53 | 0.9056 | 3000 | 73
PVHZU272 | S LITE CO. LTD. | S LITE | DL382ULDL-UNV-0711-70-30K-00-00-00-Optional include[WHBKDBSLXX]-00-Optional include [PMSPMPSMSPMS00]-00-Optional include[CMPS]-NC-HP | Outdoor Luminaires | Mid Output | Fuel Pump Canopy Luminaires | Standard | TRUE | 8889.6 | 128.41 | 69.23 | 15.06 | 0.9622 | 3053 | 72.1 | 5 | 50000 | 42702 |  |  | Yes |  | 4 | 8889.6 | 128.41 | 69.23 | 15.06 | 0.96 | 3000 | 72.1
PPJ8WHM8 | S LITE CO. LTD. | S LITE | DL381ULDL-UNV-0411-70-30K-00-00-00-Optional include[WHBKDBSLXX]-00-Optional include [PMSPMPSMSPMS00]-00-Optional include[CMPS]-NC-HP | Outdoor Luminaires | Low Output | Fuel Pump Canopy Luminaires | Standard | TRUE | 4685.2 | 117.04 | 40.03 | 18.37 | 0.9353 | 3007 | 71.1 | 5 | 50000 | 42702 |  |  | Yes | Updated on 12/15/16 | 4 | 4685.2 | 117.04 | 40.03 | 18.37 | 0.94 | 3000 | 71.1
PTYWCDH2 | S LITE CO. LTD. | S LITE | DL382ULD-UNV-0821-70-30K-00-00-00-Optional include[WHBKDBSLXX]-00-Optional include [PMSPMPSMSPMS00]-00-Optional include[CMPS]-NC-HP | Outdoor Luminaires | High Output | Fuel Pump Canopy Luminaires | Standard | TRUE | 10464 | 129.92 | 80.54 | 14.39 | 0.8889 | 3064 | 72.4 | 5 | 50000 | 42702 |  |  | Yes |  | 4 | 10630 | 130.17 | 81.66 | 14.39 | 0.89 | 3000 | 72.4
PQBGC3ZM | S LITE CO. LTD. | S LITE | DL381ULD-UNV-0441-70-30K-00-00-00-Optional include[WHBKDBSLXX]-00-Optional include [PMSPMPSMSPMS00]-00-Optional include[CMPS]-NC-HP | Outdoor Luminaires | Mid Output | Fuel Pump Canopy Luminaires | Standard | TRUE | 5597.8 | 127.75 | 43.82 | 16.57 | 0.9265 | 3050 | 71.8 | 5 | 50000 | 42702 |  |  | Yes |  | 4 | 5597.8 | 127.75 | 43.82 | 16.57 | 0.93 | 3000 | 71.8
PCM75PJE | Aluush Co.LTD | ALUUSH | AL-GSL10W27-50K | Outdoor Luminaires | High Output | Fuel Pump Canopy Luminaires | Standard | TRUE | 12609.59 | 121.726 | 103.59 | 10.42 | 0.9357 | 4921 | 80.8 | 5 |  | 42702 |  |  | No |  | 3.1 | 11500 | 115 | 100 | 10 | 0.98 | 5000 | 80
P5R1WPKE | Aluush Co.LTD | ALUUSH | AL-GSL15W27-50K [90V-305V] | Outdoor Luminaires | High Output | Fuel Pump Canopy Luminaires | Standard | TRUE | 18052.623 | 113.204 | 159.47 | 10.45 | 0.946 | 5036 | 82.4 | 5 | 50000 | 42702 |  |  | NotYetVerified |  | 3
PXGC7CDM | Aluush Co.LTD | ALUUSH | AL-GSL12W27-50K | Outdoor Luminaires | High Output | Fuel Pump Canopy Luminaires | Standard | TRUE | 13956.15 | 109.94 | 126.94 | 6.73 | 0.9118 | 5026 | 83 | 5 | 50000 | 42702 |  |  | NotYetVerified |  | 3 | 14700 | 115 | 120 |  | 0.98
PQB85Y4X | Aluush Co.LTD | ALUUSH | AL-GSL20W27-50K | Outdoor Luminaires | High Output | Fuel Pump Canopy Luminaires | Standard | TRUE | 22913.46 | 112.178 | 204.26 | 10.06 | 0.9221 | 5016 | 82.1 | 5 | 50000 | 42702 |  |  | NotYetVerified |  | 3 | 23300 | 115 | 200 |  | 0.98 | 5000 | 80
PHKHW96U | Utopia Lighting | UTOPIA LIGHTING | LSC-2G-80LED/50 | Outdoor Luminaires | High Output | Fuel Pump Canopy Luminaires | Premium | FALSE | [9 empty] | 42702 |  |  | Yes |  | 3.1 | 10379 | 128.84 | 80.56 | 10.87 | 0.9049 | 5000 | 75.4
PR8YF23N | Utopia Lighting | UTOPIA LIGHTING | LSC-2G-80LED/45 | Outdoor Luminaires | High Output | Fuel Pump Canopy Luminaires | Premium | FALSE | [9 empty] | 42702 |  |  | Yes |  | 3.1 | 10279 | 127.88 | 80.38 | 10.53 | 0.9056 | 4500 | 73
PG3AGVX9 | Utopia Lighting | UTOPIA LIGHTING | LSC-2G-80LED/40 | Outdoor Luminaires | High Output | Fuel Pump Canopy Luminaires | Premium | FALSE | [9 empty] | 42702 |  |  | Yes |  | 3.1 | 10179 | 126.64 | 80.38 | 10.53 | 0.9056 | 4000 | 73
PEYCFH14 | Utopia Lighting | UTOPIA LIGHTING | LSC-2G-80LED/35 | Outdoor Luminaires | High Output | Fuel Pump Canopy Luminaires | Premium | FALSE | [9 empty] | 42702 |  |  | Yes |  | 3.1 | 10080 | 125.4 | 80.38 | 10.53 | 0.9056 | 3500 | 73
PXRG1KHG | S LITE CO. LTD. | S LITE | DL382ULD-UNV-0821-70-50K-00-00-00-Optional include[WHBKDBSLXX]-00-Optional include [PMSPMPSMSPMS00]-00-Optional include[CMPS]-NC-HP | Outdoor Luminaires | High Output | Fuel Pump Canopy Luminaires | Standard | FALSE | [9 empty] | 42702 |  |  | Yes |  | 4 | 10282 | 126.77 | 81.11 | 14.69 | 0.89 | 5000 | 76.3
PAA1YPTW | S LITE CO. LTD. | S LITE | DL381ULD-UNV-0441-70-50K-00-00-00-Optional include[WHBKDBSLXX]-00-Optional include [PMSPMPSMSPMS00]-00-Optional include[CMPS]-NC-HP | Outdoor Luminaires | Mid Output | Fuel Pump Canopy Luminaires | Standard | FALSE | [9 empty] | 42702 |  |  | Yes |  | 4 | 5460 | 125.6 | 43.47 | 16.39 | 0.93 | 5000 | 76
PV59ZCUZ | S LITE CO. LTD. | S LITE | DL382ULDL-UNV-0711-70-50K-00-00-00-Optional include[WHBKDBSLXX]-00-Optional include [PMSPMPSMSPMS00]-00-Optional include[CMPS]-NC-HP | Outdoor Luminaires | Mid Output | Fuel Pump Canopy Luminaires | Standard | FALSE | [9 empty] | 42702 |  |  | Yes |  | 4 | 9309 | 133.42 | 69.77 | 15.8 | 0.96 | 5000 | 74.4
PSUR43ME | S LITE CO. LTD. | S LITE | DL381ULDL-UNV-0411-70-50K-00-00-00-Optional include[WHBKDBSLXX]-00-Optional include [PMSPMPSMSPMS00]-00-Optional include[CMPS]-NC-HP | Outdoor Luminaires | Low Output | Fuel Pump Canopy Luminaires | Standard | FALSE | [9 empty] | 42702 |  |  | Yes | Updated on 12/15/16 | 4 | 4905 | 121.77 | 40.28 | 18.25 | 0.94 | 5000 | 74.1
PKUYJ7H8 | S LITE CO. LTD. | S LITE | DL382ULD-UNV-0821-70-45K-00-00-00-Optional include[WHBKDBSLXX]-00-Optional include [PMSPMPSMSPMS00]-00-Optional include[CMPS]-NC-HP | Outdoor Luminaires | High Output | Fuel Pump Canopy Luminaires | Standard | FALSE | [9 empty] | 42702 |  |  | Yes |  | 4 | 10369 | 127.41 | 81.39 | 14.39 | 0.89 | 4500 | 72.4
PE74FA43 | S LITE CO. LTD. | S LITE | DL382ULDL-UNV-0711-70-45K-00-00-00-Optional include[WHBKDBSLXX]-00-Optional include [PMSPMPSMSPMS00]-00-Optional include[CMPS]-NC-HP | Outdoor Luminaires | Mid Output | Fuel Pump Canopy Luminaires | Standard | FALSE | [9 empty] | 42702 |  |  | Yes |  | 4 | 9204 | 132.43 | 69.5 | 15.06 | 0.96 | 4500 | 72.1
PG2XPT3C | S LITE CO. LTD. | S LITE | DL381ULD-UNV-0441-70-45K-00-00-00-Optional include[WHBKDBSLXX]-00-Optional include [PMSPMPSMSPMS00]-00-Optional include[CMPS]-NC-HP | Outdoor Luminaires | Mid Output | Fuel Pump Canopy Luminaires | Standard | FALSE | [9 empty] | 42702 |  |  | Yes |  | 4 | 5494 | 125.89 | 43.65 | 16.57 | 0.93 | 4500 | 71.8
P1BF853F | S LITE CO. LTD. | S LITE | DL381ULDL-UNV-0411-70-45K-00-00-00-Optional include[WHBKDBSLXX]-00-Optional include [PMSPMPSMSPMS00]-00-Optional include[CMPS]-NC-HP | Outdoor Luminaires | Low Output | Fuel Pump Canopy Luminaires | Standard | FALSE | [9 empty] | 42702 |  |  | Yes | Updated on 12/15/16 | 4 | 4850 | 120.78 | 40.16 | 18.37 | 0.94 | 4500 | 71.1
PJWBEMRH | S LITE CO. LTD. | S LITE | DL382ULD-UNV-0821-70-40K-00-00-00-Optional include[WHBKDBSLXX]-00-Optional include [PMSPMPSMSPMS00]-00-Optional include[CMPS]-NC-HP | Outdoor Luminaires | High Output | Fuel Pump Canopy Luminaires | Standard | FALSE | [9 empty] | 42702 |  |  | Yes |  | 4 | 10456 | 128.48 | 81.39 | 14.39 | 0.89 | 4000 | 72.4
PPZTCBNH | S LITE CO. LTD. | S LITE | DL382ULDL-UNV-0711-70-40K-00-00-00-Optional include[WHBKDBSLXX]-00-Optional include [PMSPMPSMSPMS00]-00-Optional include[CMPS]-NC-HP | Outdoor Luminaires | Mid Output | Fuel Pump Canopy Luminaires | Standard | FALSE | [9 empty] | 42702 |  |  | Yes |  | 4 | 9099 | 130.93 | 69.5 | 15.06 | 0.96 | 4000 | 72.1
P1J53XAY | S LITE CO. LTD. | S LITE | DL381ULD-UNV-0441-70-40K-00-00-00-Optional include[WHBKDBSLXX]-00-Optional include [PMSPMPSMSPMS00]-00-Optional include[CMPS]-NC-HP | Outdoor Luminaires | Mid Output | Fuel Pump Canopy Luminaires | Standard | FALSE | [9 empty] | 42702 |  |  | Yes |  | 4 | 5529 | 126.68 | 43.65 | 16.57 | 0.93 | 4000 | 71.8
PAV6Z63U | S LITE CO. LTD. | S LITE | DL381ULDL-UNV-0411-70-40K-00-00-00-Optional include[WHBKDBSLXX]-00-Optional include [PMSPMPSMSPMS00]-00-Optional include[CMPS]-NC-HP | Outdoor Luminaires | Low Output | Fuel Pump Canopy Luminaires | Standard | FALSE | [9 empty] | 42702 |  |  | Yes | Updated on 12/15/16 | 4 | 4795 | 119.41 | 40.16 | 18.37 | 0.94 | 4000 | 71.1
PQAC19M1 | S LITE CO. LTD. | S LITE | DL382ULD-UNV-0821-70-35K-00-00-00-Optional include[WHBKDBSLXX]-00-Optional include [PMSPMPSMSPMS00]-00-Optional include[CMPS]-NC-HP | Outdoor Luminaires | High Output | Fuel Pump Canopy Luminaires | Standard | FALSE | [9 empty] | 42702 |  |  | Yes |  | 4 | 10543 | 129.54 | 81.39 | 14.39 | 0.89 | 3500 | 72.4
P1VYTRN1 | S LITE CO. LTD. | S LITE | DL382ULDL-UNV-0711-70-35K-00-00-00-Optional include[WHBKDBSLXX]-00-Optional include [PMSPMPSMSPMS00]-00-Optional include[CMPS]-NC-HP | Outdoor Luminaires | Mid Output | Fuel Pump Canopy Luminaires | Standard | FALSE | [9 empty] | 42702 |  |  | Yes |  | 4 | 8994 | 129.42 | 69.5 | 15.06 | 0.96 | 3500 | 72.1
P8XF6E35 | S LITE CO. LTD. | S LITE | DL381ULD-UNV-0441-70-35K-00-00-00-Optional include[WHBKDBSLXX]-00-Optional include [PMSPMPSMSPMS00]-00-Optional include[CMPS]-NC-HP | Outdoor Luminaires | Mid Output | Fuel Pump Canopy Luminaires | Standard | FALSE | [9 empty] | 42702 |  |  | Yes |  | 4 | 5563 | 127.47 | 43.65 | 16.57 | 0.93 | 3500 | 71.8
PVVRUR1X | S LITE CO. LTD. | S LITE | DL381ULDL-UNV-0411-70-35K-00-00-00-Optional include[WHBKDBSLXX]-00-Optional include [PMSPMPSMSPMS00]-00-Optional include[CMPS]-NC-HP | Outdoor Luminaires | Low Output | Fuel Pump Canopy Luminaires | Standard | FALSE | [9 empty] | 42702 |  |  | Yes | Updated on 12/15/16 | 4 | 4740 | 118.05 | 40.16 | 18.37 | 0.94 | 3500 | 71.1
P8P53GJD | Infinilux Corporation | Infinilux | CLSDXX60-03 (5000K) | Outdoor Luminaires | Mid Output | Fuel Pump Canopy Luminaires | Premium | TRUE | 5590 | 112 | 49.87 | 15 | 0.91 | 4922 | 72 | 5 | 50000 | 42697 |  |  | No |  | 4 | 5590 | 112 | 49.87 | 15 | 0.91 | 4922 | 72
PDEF3883 | Infinilux Corporation | Infinilux | CLSDXX25-03 (5000K) | Outdoor Luminaires | Low Output | Fuel Pump Canopy Luminaires | Premium | TRUE | 2350 | 114 | 20.66 | 17 | 0.88 | 4962 | 73 | 5 | 50000 | 42697 |  |  | No |  | 4 | 2350 | 114 | 20.66 | 16 | 0.89 | 4962 | 73
P2TZ4CF3 | Infinilux Corporation | Infinilux | CRSDXX80-03 (5000K)-C01 | Outdoor Luminaires | Mid Output | Fuel Pump Canopy Luminaires | Premium | FALSE | [9 empty] | 42697 |  |  | Yes |  | 4 | 7887 | 118 | 67.06 | 15 | 0.93 | 4969 | 72
PKUGU5MF | Infinilux Corporation | Infinilux | CLSDXX80-03 (5000K) | Outdoor Luminaires | Mid Output | Fuel Pump Canopy Luminaires | Premium | FALSE | [9 empty] | 42697 |  |  | No |  | 4 | 7887 | 118 | 67.06 | 15 | 0.93 | 4969 | 72
PHRFZWEZ | Infinilux Corporation | Infinilux | CLRDXX80-03 (5000K) | Outdoor Luminaires | Mid Output | Fuel Pump Canopy Luminaires | Premium | FALSE | [9 empty] | 42697 |  |  | No |  | 4 | 7887 | 118 | 67.06 | 15 | 0.93 | 4969 | 72
PAH6WQCV | Infinilux Corporation | Infinilux | CFSDXX80-03 (5000K) | Outdoor Luminaires | Mid Output | Fuel Pump Canopy Luminaires | Premium | FALSE | [9 empty] | 42697 |  |  | No |  | 4 | 7887 | 118 | 67.06 | 15 | 0.93 | 4969 | 72
PQSWDUF7 | Infinilux Corporation | Infinilux | CRSDXX25-03 (5000K)-C01 | Outdoor Luminaires | Low Output | Fuel Pump Canopy Luminaires | Premium | FALSE | [9 empty] | 42697 |  |  | Yes |  | 4 | 2350 | 114 | 20.66 | 16 | 0.89 | 4962 | 73
PZZBUW8A | Infinilux Corporation | Infinilux | CLRDXX25-03 (5000K) | Outdoor Luminaires | Low Output | Fuel Pump Canopy Luminaires | Premium | FALSE | [9 empty] | 42697 |  |  | No |  | 4 | 2350 | 114 | 20.66 | 16 | 0.89 | 4962 | 73
PRZEUNRU | Infinilux Corporation | Infinilux | CFSDXX25-03 (5000K) | Outdoor Luminaires | Low Output | Fuel Pump Canopy Luminaires | Premium | FALSE | [9 empty] | 42697 |  |  | No |  | 4 | 2350 | 114 | 20.66 | 16 | 0.89 | 4962 | 73
PXKE67E2 | Infinilux Corporation | Infinilux | CRSDXX60-03 (5000K)-C01 | Outdoor Luminaires | Mid Output | Fuel Pump Canopy Luminaires | Premium | FALSE | [9 empty] | 42697 |  |  | Yes |  | 4 | 5590 | 112 | 49.87 | 15 | 0.91 | 4922 | 72
PM6K66C1 | Infinilux Corporation | Infinilux | CFSDXX60-03 (5000K) | Outdoor Luminaires | Mid Output | Fuel Pump Canopy Luminaires | Premium | FALSE | [9 empty] | 42697 |  |  | No |  | 4 | 5590 | 112 | 49.87 | 15 | 0.91 | 4922 | 72
P9DK4GPE | Infinilux Corporation | Infinilux | CLRDXX60-03 (5000K) | Outdoor Luminaires | Mid Output | Fuel Pump Canopy Luminaires | Premium | FALSE | [9 empty] | 42697 |  |  | No |  | 4 | 5590 | 112 | 49.87 | 15 | 0.91 | 4922 | 72
P8NZ6QF4 | Infinilux Corporation | Infinilux | CRSDXX45-03 (5000K)-C01 | Outdoor Luminaires | Low Output | Fuel Pump Canopy Luminaires | Premium | FALSE | [9 empty] | 42697 |  |  | Yes |  | 4 | 4282 | 118 | 36.39 | 14 | 0.93 | 4920 | 73
PUUAZCSD | Infinilux Corporation | Infinilux | CLRDXX45-03 (5000K) | Outdoor Luminaires | Low Output | Fuel Pump Canopy Luminaires | Premium | FALSE | [9 empty] | 42697 |  |  | No |  | 4 | 4282 | 118 | 36.39 | 14 | 0.93 | 4920 | 73
PJR7F51J | Infinilux Corporation | Infinilux | CFSDXX45-03 (5000K) | Outdoor Luminaires | Low Output | Fuel Pump Canopy Luminaires | Premium | FALSE | [9 empty] | 42697 |  |  | No |  | 4 | 4282 | 118 | 36.39 | 14 | 0.93 | 4920 | 73
PGQEQ16U | Infinilux Corporation | Infinilux | CLSDXX45-03 (5000K) | Outdoor Luminaires | Low Output | Fuel Pump Canopy Luminaires | Premium | FALSE | [9 empty] | 42697 |  |  | No |  | 4 | 4282 | 118 | 36.39 | 14 | 0.93 | 4920 | 73
P22UYMM8 | Infinilux Corporation | Infinilux | CRSDXX25-03 (4000K)-C01 | Outdoor Luminaires | Low Output | Fuel Pump Canopy Luminaires | Premium | FALSE | [9 empty] | 42697 |  |  | Yes |  | 4 | 2352 | 115 | 20.49 | 17 | 0.88 | 3939 | 72
PNF69PG6 | Infinilux Corporation | Infinilux | CLSDXX25-03 (4000K) | Outdoor Luminaires | Low Output | Fuel Pump Canopy Luminaires | Premium | FALSE | [9 empty] | 42697 |  |  | No |  | 4 | 2352 | 115 | 20.49 | 17 | 0.88 | 3939 | 72
PH6GVC6M | Infinilux Corporation | Infinilux | CLRDXX25-03 (4000K) | Outdoor Luminaires | Low Output | Fuel Pump Canopy Luminaires | Premium | FALSE | [9 empty] | 42697 |  |  | No |  | 4 | 2352 | 115 | 20.49 | 17 | 0.88 | 3939 | 72
P5Z3PR3F | Infinilux Corporation | Infinilux | CFSDXX25-03 (4000K) | Outdoor Luminaires | Low Output | Fuel Pump Canopy Luminaires | Premium | FALSE | [9 empty] | 42697 |  |  | No |  | 4 | 2352 | 115 | 20.49 | 17 | 0.88 | 3939 | 72
P12Z5BJA | Infinilux Corporation | Infinilux | CRSDXX45-03 (4000K)-C01 | Outdoor Luminaires | Low Output | Fuel Pump Canopy Luminaires | Premium | FALSE | [9 empty] | 42697 |  |  | Yes |  | 4 | 4227 | 117 | 36.16 | 14 | 0.93 | 3929 | 72
PMXKMN2G | Infinilux Corporation | Infinilux | CFSDXX45-03 (4000K) | Outdoor Luminaires | Low Output | Fuel Pump Canopy Luminaires | Premium | FALSE | [9 empty] | 42697 |  |  | No |  | 4 | 4227 | 117 | 36.16 | 14 | 0.93 | 3929 | 72
P5EXSCKN | Infinilux Corporation | Infinilux | CLSDXX45-03 (4000K) | Outdoor Luminaires | Low Output | Fuel Pump Canopy Luminaires | Premium | FALSE | [9 empty] | 42697 |  |  | No |  | 4 | 4227 | 117 | 36.16 | 14 | 0.93 | 3929 | 72
P29QRZSQ | Infinilux Corporation | Infinilux | CLRDXX45-03 (4000K) | Outdoor Luminaires | Low Output | Fuel Pump Canopy Luminaires | Premium | FALSE | [9 empty] | 42697 |  |  | No |  | 4 | 4227 | 117 | 36.16 | 14 | 0.93 | 3929 | 72
PFRX9BRF | Infinilux Corporation | Infinilux | CRSDXX60-03 (4000K)-C01 | Outdoor Luminaires | Mid Output | Fuel Pump Canopy Luminaires | Premium | FALSE | [9 empty] | 42697 |  |  | Yes |  | 4 | 5702 | 114 | 50.12 | 15 | 0.92 | 3919 | 72
PEZYF5PW | Infinilux Corporation | Infinilux | CLSDXX60-03 (4000K) | Outdoor Luminaires | Mid Output | Fuel Pump Canopy Luminaires | Premium | FALSE | [9 empty] | 42697 |  |  | No |  | 4 | 5702 | 114 | 50.12 | 15 | 0.92 | 3919 | 72
PEART35V | Infinilux Corporation | Infinilux | CFSDXX60-03 (4000K) | Outdoor Luminaires | Mid Output | Fuel Pump Canopy Luminaires | Premium | FALSE | [9 empty] | 42697 |  |  | No |  | 4 | 5702 | 114 | 50.12 | 15 | 0.92 | 3919 | 72
P3V6P39C | Infinilux Corporation | Infinilux | CLRDXX60-03 (4000K) | Outdoor Luminaires | Mid Output | Fuel Pump Canopy Luminaires | Premium | FALSE | [9 empty] | 42697 |  |  | No |  | 4 | 5702 | 114 | 50.12 | 15 | 0.92 | 3919 | 72
P8EVJJRV | Infinilux Corporation | Infinilux | CRSDXX80-03 (4000K)-C01 | Outdoor Luminaires | Mid Output | Fuel Pump Canopy Luminaires | Premium | FALSE | [9 empty] | 42697 |  |  | Yes |  | 4 | 7829 | 117 | 67.2 | 15 | 0.92 | 3905 | 72
PGR2Z4RN | Infinilux Corporation | Infinilux | CLSDXX80-03 (4000K) | Outdoor Luminaires | Mid Output | Fuel Pump Canopy Luminaires | Premium | FALSE | [9 empty] | 42697 |  |  | No |  | 4 | 7829 | 117 | 67.2 | 15 | 0.92 | 3905 | 72
PGMWVY2H | Infinilux Corporation | Infinilux | CLRDXX80-03 (4000K) | Outdoor Luminaires | Mid Output | Fuel Pump Canopy Luminaires | Premium | FALSE | [9 empty] | 42697 |  |  | No |  | 4 | 7829 | 117 | 67.2 | 15 | 0.92 | 3905 | 72
P46NFFX3 | Infinilux Corporation | Infinilux | CFSDXX80-03 (4000K) | Outdoor Luminaires | Mid Output | Fuel Pump Canopy Luminaires | Premium | FALSE | [9 empty] | 42697 |  |  | No |  | 4 | 7829 | 117 | 67.2 | 15 | 0.92 | 3905 | 72
P92NVSK2 | Infinilux Corporation | Infinilux | CLSPXX25-03 (5000K) | Outdoor Luminaires | Low Output | Fuel Pump Canopy Luminaires | Premium | TRUE | 2670 | 129 | 20.66 | 16 | 0.89 | 4832 | 72.1 | 5 | 50000 | 42695 |  |  | No |  | 4 | 2670 | 129 | 20.66 | 16 | 0.89 | 4832 | 72
PPN9KNF2 | Infinilux Corporation | Infinilux | CLSPXX25-03 (4000K) | Outdoor Luminaires | Low Output | Fuel Pump Canopy Luminaires | Premium | TRUE | 2670 | 130 | 20.48 | 17 | 0.88 | 3864 | 72 | 5 | 50000 | 42695 |  |  | No |  | 4 | 2670 | 130 | 20.48 | 17 | 0.88 | 3864 | 72
PQFUG75M | Ledsion Lighting Technology CO.LTD | LEDSION | LS-UCP-240W-1321-1601 4000K | Outdoor Luminaires | Very High Output | Fuel Pump Canopy Luminaires | Standard | TRUE | 35197 | 147.45 | 238.7 | 16.28 | 0.9352 | 4149 | 82.9 | 5 |  | 42695 |  |  | No |  | 4 | 35197 | 147.45 | 238.7 | 16.28 | 0.94 | 4000 | 82.9
PJQJQ29S | TOSMART TECHNOLOGY CO LTD | / | 46150102 4000K | Outdoor Luminaires | High Output | Fuel Pump Canopy Luminaires | Standard | TRUE | 21906 | 146.72 | 149.3 | 16.57 | 0.9348 | 4146 | 82.8 | 5 | 50000 | 42695 |  |  | No |  | 4 | 21906 | 146.72 | 149.3 | 16.57 | 0.93 | 4000 | 82.8
P75JTXDU | Ledsion Lighting Technology CO.LTD | LEDSION | LS-UCP-150W-3321-1602 4000K | Outdoor Luminaires | High Output | Fuel Pump Canopy Luminaires | Standard | TRUE | 21906 | 146.72 | 149.3 | 16.57 | 0.9348 | 4146 | 82.8 | 5 | 50000 | 42695 |  |  | No |  | 4 | 21906 | 146.72 | 149.3 | 16.57 | 0.93 | 4000 | 82.8
P26DMUY4 | Ledsion Lighting Technology CO.LTD | LEDSION | LS-UCP-180W-1321-1601 4000K | Outdoor Luminaires | High Output | Fuel Pump Canopy Luminaires | Standard | TRUE | 26983 | 151.17 | 178.5 | 17.07 | 0.9303 | 4152 | 82.9 | 5 | 50000 | 42695 |  |  | No |  | 4 | 26983 | 151.17 | 178.5 | 17.07 | 0.93 | 4000 | 82.9
PFAXFEHM | Smart Energy Alternates | SEA LED | SEA-CP-150W-3111-1601 4000K | Outdoor Luminaires | High Output | Fuel Pump Canopy Luminaires | Standard | TRUE | 16142 | 107.04 | 150.8 | 10.01 | 0.9345 | 3965 | 74.3 | 5 | 50000 | 42695 |  |  | No |  | 3.1 | 16435 | 107 | 153.6 | 10.01 | 0.9345 | 4000 | 74.3
P6JUKD6B | Smart Energy Alternates | SEA LED | SEA-CP-150W-3111-1601 4000K | Outdoor Luminaires | High Output | Fuel Pump Canopy Luminaires | Standard | TRUE | 16142 | 107.04 | 150.8 | 10.01 | 0.9345 | 3965 | 74.3 | 5 | 50000 | 42695 |  |  | No |  | 3.1 | 16435 | 107 | 153.6 | 10.01 | 0.9345 | 4000 | 74.3
PXAMRBHY | TOSMART TECHNOLOGY CO LTD | / | 46150102 5700K | Outdoor Luminaires | High Output | Fuel Pump Canopy Luminaires | Standard | FALSE | [9 empty] | 42695 |  |  | No |  | 4 | 23598 | 156.17 | 151.1 | 16.91 | 0.93 | 5700 | 81.9
P78Y66BS | TOSMART TECHNOLOGY CO LTD | / | 46150102 5000K | Outdoor Luminaires | High Output | Fuel Pump Canopy Luminaires | Standard | FALSE | [9 empty] | 42695 |  |  | No |  | 4 | 21906 | 146.72 | 149.3 | 16.57 | 0.93 | 5000 | 82.8
PR3Z67FK | TOSMART TECHNOLOGY CO LTD | / | 46150102 4500K | Outdoor Luminaires | High Output | Fuel Pump Canopy Luminaires | Standard | FALSE | [9 empty] | 42695 |  |  | No |  | 4 | 21906 | 146.72 | 149.3 | 16.57 | 0.93 | 4500 | 82.8
PS5G5FDF | Smart Energy Alternates | SEA LED | SEA-CP-150W-3111-1601 5700K | Outdoor Luminaires | High Output | Fuel Pump Canopy Luminaires | Standard | FALSE | [9 empty] | 42695 |  |  | No |  | 3.1 | 16877 | 110.02 | 153.4 | 10.37 | 0.9315 | 5700 | 75.9
PMA45XCE | Smart Energy Alternates | SEA LED | SEA-CP-150W-3112-1601 5700K | Outdoor Luminaires | High Output | Fuel Pump Canopy Luminaires | Standard | FALSE | [9 empty] | 42695 |  |  | No |  | 3.1 | 16877 | 110.02 | 153.4 | 10.37 | 0.9315 | 5700 | 75.9
PAGBRR1X | Smart Energy Alternates | SEA LED | SEA-CP-150W-3111-1601 5700K | Outdoor Luminaires | High Output | Fuel Pump Canopy Luminaires | Standard | FALSE | [9 empty] | 42695 |  |  | No |  | 3.1 | 16877 | 110.02 | 153.4 | 10.37 | 0.9315 | 5700 | 75.9
P9ZHT83W | Smart Energy Alternates | SEA LED | SEA-CP-150W-3112-1601 5700K | Outdoor Luminaires | High Output | Fuel Pump Canopy Luminaires | Standard | FALSE | [9 empty] | 42695 |  |  | No |  | 3.1 | 16877 | 110.02 | 153.4 | 10.37 | 0.9315 | 5700 | 75.9
PVE1ZGAN | Smart Energy Alternates | SEA LED | SEA-CP-150W-3112-1601 5000K | Outdoor Luminaires | High Output | Fuel Pump Canopy Luminaires | Standard | FALSE | [9 empty] | 42695 |  |  | No |  | 3.1 | 16656 | 108.51 | 153.5 | 10.01 | 0.9345 | 5000 | 74.3
PN14MX92 | Smart Energy Alternates | SEA LED | SEA-CP-150W-3111-1601 5000K | Outdoor Luminaires | High Output | Fuel Pump Canopy Luminaires | Standard | FALSE | [9 empty] | 42695 |  |  | No |  | 3.1 | 16656 | 108.51 | 153.5 | 10.01 | 0.9345 | 5000 | 74.3
PJHCGGXW | Smart Energy Alternates | SEA LED | SEA-CP-150W-3112-1601 5000K | Outdoor Luminaires | High Output | Fuel Pump Canopy Luminaires | Standard | FALSE | [9 empty] | 42695 |  |  | No |  | 3.1 | 16656 | 108.51 | 153.5 | 10.01 | 0.9345 | 5000 | 74.3
P3CNXHCB | Smart Energy Alternates | SEA LED | SEA-CP-150W-3111-1601 5000K | Outdoor Luminaires | High Output | Fuel Pump Canopy Luminaires | Standard | FALSE | [9 empty] | 42695 |  |  | No |  | 3.1 | 16656 | 108.51 | 153.5 | 10.01 | 0.9345 | 5000 | 74.3
PEFAD7QU | Smart Energy Alternates | SEA LED | SEA-CP-150W-3112-1601 4000K | Outdoor Luminaires | High Output | Fuel Pump Canopy Luminaires | Standard | FALSE | [9 empty] | 42695 |  |  | No |  | 3.1 | 16435 | 107 | 153.6 | 10.01 | 0.9345 | 4000 | 74.3
P8WBABC6 | Smart Energy Alternates | SEA LED | SEA-CP-150W-3112-1601 4000K | Outdoor Luminaires | High Output | Fuel Pump Canopy Luminaires | Standard | FALSE | [9 empty] | 42695 |  |  | No |  | 3.1 | 16435 | 107 | 153.6 | 10.01 | 0.9345 | 4000 | 74.3
P4EMMWUU | Infinilux Corporation | Infinilux | CRSPXX80-03 (5000K)-C01 | Outdoor Luminaires | Mid Output | Fuel Pump Canopy Luminaires | Premium | FALSE | [9 empty] | 42695 |  |  | Yes |  | 4 | 9016 | 134 | 67.1 | 15 | 0.93 | 4853 | 72
PQ229UFV | Infinilux Corporation | Infinilux | CLRPXX80-03 (5000K) | Outdoor Luminaires | Mid Output | Fuel Pump Canopy Luminaires | Premium | FALSE | [9 empty] | 42695 |  |  | No |  | 4 | 9016 | 134 | 67.1 | 15 | 0.93 | 4853 | 72
PP3VHU9K | Infinilux Corporation | Infinilux | CLSPXX80-03 (5000K) | Outdoor Luminaires | Mid Output | Fuel Pump Canopy Luminaires | Premium | FALSE | [9 empty] | 42695 |  |  | No |  | 4 | 9016 | 134 | 67.1 | 15 | 0.93 | 4853 | 72
PECYDUUM | Infinilux Corporation | Infinilux | CFSPXX80-03 (5000K) | Outdoor Luminaires | Mid Output | Fuel Pump Canopy Luminaires | Premium | FALSE | [9 empty] | 42695 |  |  | No |  | 4 | 9016 | 134 | 67.1 | 15 | 0.93 | 4853 | 72
PG1TRRC1 | Infinilux Corporation | Infinilux | CRSPXX60-03 (5000K)-C01 | Outdoor Luminaires | Mid Output | Fuel Pump Canopy Luminaires | Premium | FALSE | [9 empty] | 42695 |  |  | Yes |  | 4 | 6472 | 130 | 49.88 | 15 | 0.91 | 4835 | 72
PWWBGMRS | Infinilux Corporation | Infinilux | CLSPXX60-03 (5000K) | Outdoor Luminaires | Mid Output | Fuel Pump Canopy Luminaires | Premium | FALSE | [9 empty] | 42695 |  |  | No |  | 4 | 6472 | 130 | 49.88 | 15 | 0.91 | 4835 | 72
P4RR3XRC | Infinilux Corporation | Infinilux | CFSPXX60-03 (5000K) | Outdoor Luminaires | Mid Output | Fuel Pump Canopy Luminaires | Premium | FALSE | [9 empty] | 42695 |  |  | No |  | 4 | 6472 | 130 | 49.88 | 15 | 0.91 | 4835 | 72
P1DG2H9S | Infinilux Corporation | Infinilux | CLRPXX60-03 (5000K) | Outdoor Luminaires | Mid Output | Fuel Pump Canopy Luminaires | Premium | FALSE | [9 empty] | 42695 |  |  | No |  | 4 | 6472 | 130 | 49.88 | 15 | 0.91 | 4835 | 72
P24ZQHXR | Infinilux Corporation | Infinilux | CRSPXX25-03 (5000K)-C01 | Outdoor Luminaires | Low Output | Fuel Pump Canopy Luminaires | Premium | FALSE | [9 empty] | 42695 |  |  | Yes |  | 4 | 2670 | 129 | 20.66 | 16 | 0.89 | 4832 | 72
PSJ67J1B | Infinilux Corporation | Infinilux | CLRPXX25-03 (5000K) | Outdoor Luminaires | Low Output | Fuel Pump Canopy Luminaires | Premium | FALSE | [9 empty] | 42695 |  |  | No |  | 4 | 2670 | 129 | 20.66 | 16 | 0.89 | 4832 | 72
P1R6G951 | Infinilux Corporation | Infinilux | CFSPXX25-03 (5000K) | Outdoor Luminaires | Low Output | Fuel Pump Canopy Luminaires | Premium | FALSE | [9 empty] | 42695 |  |  | No |  | 4 | 2670 | 129 | 20.66 | 16 | 0.89 | 4832 | 72
P648MB6W | Infinilux Corporation | Infinilux | CRSPXX45-03 (5000K)-C01 | Outdoor Luminaires | Low Output | Fuel Pump Canopy Luminaires | Premium | FALSE | [9 empty] | 42695 |  |  | Yes |  | 4 | 4839 | 133 | 36.34 | 14 | 0.93 | 4808 | 73
PK4RWEGB | Infinilux Corporation | Infinilux | CFSPXX45-03 (5000K) | Outdoor Luminaires | Low Output | Fuel Pump Canopy Luminaires | Premium | FALSE | [9 empty] | 42695 |  |  | No |  | 4 | 4839 | 133 | 36.34 | 14 | 0.93 | 4808 | 73
PC7DNMWT | Infinilux Corporation | Infinilux | CLSPXX45-03 (5000K) | Outdoor Luminaires | Low Output | Fuel Pump Canopy Luminaires | Premium | FALSE | [9 empty] | 42695 |  |  | No |  | 4 | 4839 | 133 | 36.34 | 14 | 0.93 | 4808 | 73
P5HXJH3D | Infinilux Corporation | Infinilux | CLRPXX45-03 (5000K) | Outdoor Luminaires | Low Output | Fuel Pump Canopy Luminaires | Premium | FALSE | [9 empty] | 42695 |  |  | No |  | 4 | 4839 | 133 | 36.34 | 14 | 0.93 | 4808 | 73
PRJZKF99 | Infinilux Corporation | Infinilux | CRSPXX25-03 (4000K)-C01 | Outdoor Luminaires | Low Output | Fuel Pump Canopy Luminaires | Premium | FALSE | [9 empty] | 42695 |  |  | Yes |  | 4 | 2670 | 130 | 20.48 | 17 | 0.88 | 3864 | 72
PXK1MQNA | Infinilux Corporation | Infinilux | CFSPXX25-03 (4000K) | Outdoor Luminaires | Low Output | Fuel Pump Canopy Luminaires | Premium | FALSE | [9 empty] | 42695 |  |  | No |  | 4 | 2670 | 130 | 20.48 | 17 | 0.88 | 3864 | 72
PQ67AVHS | Infinilux Corporation | Infinilux | CLRPXX25-03 (4000K) | Outdoor Luminaires | Low Output | Fuel Pump Canopy Luminaires | Premium | FALSE | [9 empty] | 42695 |  |  | No |  | 4 | 2670 | 130 | 20.48 | 17 | 0.88 | 3864 | 72
PFHU3G83 | Infinilux Corporation | Infinilux | CRSPXX45-03 (4000K)-C01 | Outdoor Luminaires | Low Output | Fuel Pump Canopy Luminaires | Premium | FALSE | [9 empty] | 42695 |  |  | Yes |  | 4 | 4815 | 133 | 36.21 | 14 | 0.93 | 3864 | 72
PXDPA3A6 | Infinilux Corporation | Infinilux | CLSPXX45-03 (4000K) | Outdoor Luminaires | Low Output | Fuel Pump Canopy Luminaires | Premium | FALSE | [9 empty] | 42695 |  |  | No |  | 4 | 4815 | 133 | 36.21 | 14 | 0.93 | 3864 | 72
PSN3SUQD | Infinilux Corporation | Infinilux | CLRPXX45-03 (4000K) | Outdoor Luminaires | Low Output | Fuel Pump Canopy Luminaires | Premium | FALSE | [9 empty] | 42695 |  |  | No |  | 4 | 4815 | 133 | 36.21 | 14 | 0.93 | 3864 | 72
PJWZMQXA | Infinilux Corporation | Infinilux | CFSPXX45-03 (4000K) | Outdoor Luminaires | Low Output | Fuel Pump Canopy Luminaires | Premium | FALSE | [9 empty] | 42695 |  |  | No |  | 4 | 4815 | 133 | 36.21 | 14 | 0.93 | 3864 | 72
PWNPAB2N | Infinilux Corporation | Infinilux | CRSPXX60-03 (4000K)-C01 | Outdoor Luminaires | Mid Output | Fuel Pump Canopy Luminaires | Premium | FALSE | [9 empty] | 42695 |  |  | Yes |  | 4 | 6586 | 131 | 50.18 | 14 | 0.92 | 3858 | 72
PSJCZVBB | Infinilux Corporation | Infinilux | CLSPXX60-03 (4000K) | Outdoor Luminaires | Mid Output | Fuel Pump Canopy Luminaires | Premium | FALSE | [9 empty] | 42695 |  |  | No |  | 4 | 6586 | 131 | 50.18 | 14 | 0.92 | 3858 | 72
PRTRBB1F | Infinilux Corporation | Infinilux | CLRPXX60-03 (4000K) | Outdoor Luminaires | Mid Output | Fuel Pump Canopy Luminaires | Premium | FALSE | [9 empty] | 42695 |  |  | No |  | 4 | 6586 | 131 | 50.18 | 14 | 0.92 | 3858 | 72
P2YBTUWD | Infinilux Corporation | Infinilux | CFSPXX60-03 (4000K) | Outdoor Luminaires | Mid Output | Fuel Pump Canopy Luminaires | Premium | FALSE | [9 empty] | 42695 |  |  | No |  | 4 | 6586 | 131 | 50.18 | 14 | 0.92 | 3858 | 72
PD7GUTZ9 | Infinilux Corporation | Infinilux | CRSPXX80-03 (4000K)-C01 | Outdoor Luminaires | Mid Output | Fuel Pump Canopy Luminaires | Premium | FALSE | [9 empty] | 42695 |  |  | Yes |  | 4 | 8940 | 133 | 67.25 | 15 | 0.92 | 3837 | 72
PT7WX3FF | Infinilux Corporation | Infinilux | CFSPXX80-03 (4000K) | Outdoor Luminaires | Mid Output | Fuel Pump Canopy Luminaires | Premium | FALSE | [9 empty] | 42695 |  |  | No |  | 4 | 8940 | 133 | 67.25 | 15 | 0.92 | 3837 | 72
P8C51CNZ | Infinilux Corporation | Infinilux | CLSPXX80-03 (4000K) | Outdoor Luminaires | Mid Output | Fuel Pump Canopy Luminaires | Premium | FALSE | [9 empty] | 42695 |  |  | No |  | 4 | 8940 | 133 | 67.25 | 15 | 0.92 | 3837 | 72
P4844XY7 | Infinilux Corporation | Infinilux | CLRPXX80-03 (4000K) | Outdoor Luminaires | Mid Output | Fuel Pump Canopy Luminaires | Premium | FALSE | [9 empty] | 42695 |  |  | No |  | 4 | 8940 | 133 | 67.25 | 15 | 0.92 | 3837 | 72
P1HJZ2MB | Ledsion Lighting Technology CO.LTD | LEDSION | LS-UCP-240W-1321-1601 5700K | Outdoor Luminaires | Very High Output | Fuel Pump Canopy Luminaires | Standard | FALSE | [9 empty] | 42695 | Not Dimmable | Not Dimmable | No |  | 4 | 36958 | 152.85 | 241.8 | 17 | 0.94 | 5700 | 82.7
PZYS1XJS | Ledsion Lighting Technology CO.LTD | LEDSION | LS-UCP-180W-1321-1601 5700K | Outdoor Luminaires | High Output | Fuel Pump Canopy Luminaires | Standard | FALSE | [9 empty] | 42695 | Not Dimmable | Not Dimmable | No |  | 4 | 28152 | 156.4 | 180 | 16.27 | 0.93 | 5700 | 82.6
PQQC8RGZ | Ledsion Lighting Technology CO.LTD | LEDSION | LS-UCP-150W-3321-1602 5700K | Outdoor Luminaires | High Output | Fuel Pump Canopy Luminaires | Standard | FALSE | [9 empty] | 42695 | Not Dimmable | Not Dimmable | No |  | 4 | 23598 | 156.17 | 151.1 | 16.91 | 0.93 | 5700 | 81.9
PAZ4Y2QN | Ledsion Lighting Technology CO.LTD | LEDSION | LS-UCP-180W-1321-1601 5000K | Outdoor Luminaires | High Output | Fuel Pump Canopy Luminaires | Standard | FALSE | [9 empty] | 42695 | Not Dimmable | Not Dimmable | No |  | 4 | 26983 | 151.17 | 178.5 | 17.07 | 0.93 | 5000 | 82.9
PAQGAK1Q | Ledsion Lighting Technology CO.LTD | LEDSION | LS-UCP-240W-1321-1601 5000K | Outdoor Luminaires | Very High Output | Fuel Pump Canopy Luminaires | Standard | FALSE | [9 empty] | 42695 | Not Dimmable | Not Dimmable | No |  | 4 | 35197 | 147.45 | 238.7 | 16.28 | 0.94 | 5000 | 82.9
P5D1KW2F | Ledsion Lighting Technology CO.LTD | LEDSION | LS-UCP-150W-3321-1602 5000K | Outdoor Luminaires | High Output | Fuel Pump Canopy Luminaires | Standard | FALSE | [9 empty] | 42695 | Not Dimmable | Not Dimmable | No |  | 4 | 21906 | 146.72 | 149.3 | 16.57 | 0.93 | 5000 | 82.8
PBDKDWRQ | Ledsion Lighting Technology CO.LTD | LEDSION | LS-UCP-180W-1321-1601 4500K | Outdoor Luminaires | High Output | Fuel Pump Canopy Luminaires | Standard | FALSE | [9 empty] | 42695 | Not Dimmable | Not Dimmable | No |  | 4 | 26983 | 151.17 | 178.5 | 17.07 | 0.93 | 4500 | 82.9
PT1A44M4 | Ledsion Lighting Technology CO.LTD | LEDSION | LS-UCP-240W-1321-1601 4500K | Outdoor Luminaires | Very High Output | Fuel Pump Canopy Luminaires | Standard | FALSE | [9 empty] | 42695 | Not Dimmable | Not Dimmable | No |  | 4 | 35197 | 147.45 | 238.7 | 16.28 | 0.94 | 4500 | 82.9
PCQ4NPSF | Ledsion Lighting Technology CO.LTD | LEDSION | LS-UCP-150W-3321-1602 4500K | Outdoor Luminaires | High Output | Fuel Pump Canopy Luminaires | Standard | FALSE | [9 empty] | 42695 | Not Dimmable | Not Dimmable | No |  | 4 | 21906 | 146.72 | 149.3 | 16.57 | 0.93 | 4500 | 82.8
P9HJ1Z2D | LED Industries Inc. | LED Lights | CL120-3-AA | Outdoor Luminaires | High Output | Fuel Pump Canopy Luminaires | Standard | TRUE | 10665 | 94.45 | 112.9 | 12.6 | 0.9338 | 3048 | 83.7 | 5 | 50000 | 42692 |  |  | NotYetVerified |  | 3 | 10600 | 90 | 120 |  | 0.9 | 3000 | 80
PYMTVS46 | LED Industries Inc. | LED Lights | LI-CL120-AA | Outdoor Luminaires | High Output | Fuel Pump Canopy Luminaires | Standard | FALSE | [9 empty] | 42692 | Not Dimmable | Not Dimmable | NotYetVerified |  | 3 | 10600 | 90 | 120 |  | 0.9 | 5000 | 80
P8CBF846 | SMART ENERGY SOLUTIONS | SMART LED | SES-CP-150W-3321-1602 4000K | Outdoor Luminaires | High Output | Fuel Pump Canopy Luminaires | Standard | TRUE | 21906 | 146.72 | 149.3 | 16.57 | 0.9348 | 4146 | 82.8 | 5 | 50000 | 42688 |  |  | No |  | 4 | 21906 | 146.72 | 149.3 | 16.57 | 0.93 | 4000 | 82.8
P6N439XS | SMART ENERGY SOLUTIONS | SMART LED | SES-CP-150W-3111-1601 4000K | Outdoor Luminaires | High Output | Fuel Pump Canopy Luminaires | Standard | TRUE | 16142 | 107.04 | 150.8 | 10.01 | 0.9345 | 3965 | 74.3 | 5 | 50000 | 42688 |  |  | No |  | 3.1 | 16435 | 107 | 153.6 | 10.01 | 0.9345 | 4000 | 74.3
PFHS8ZZX | SMART ENERGY SOLUTIONS | SMART LED | SES-CP-150W-3321-1602 5700K | Outdoor Luminaires | High Output | Fuel Pump Canopy Luminaires | Standard | FALSE | [9 empty] | 42688 |  |  | No |  | 4 | 23598 | 156.17 | 151.1 | 16.91 | 0.93 | 5700 | 81.9
PKAP7TRN | SMART ENERGY SOLUTIONS | SMART LED | SES-CP-150W-3112-1601 5700K | Outdoor Luminaires | High Output | Fuel Pump Canopy Luminaires | Standard | FALSE | [9 empty] | 42688 |  |  | No |  | 3.1 | 16877 | 110.02 | 153.4 | 10.37 | 0.9315 | 5700 | 75.9
P7ZU4GGW | SMART ENERGY SOLUTIONS | SMART LED | SES-CP-150W-3111-1601 5700K | Outdoor Luminaires | High Output | Fuel Pump Canopy Luminaires | Standard | FALSE | [9 empty] | 42688 |  |  | No |  | 3.1 | 16877 | 110.02 | 153.4 | 10.37 | 0.9315 | 5700 | 75.9
PUHGSQKF | SMART ENERGY SOLUTIONS | SMART LED | SES-CP-150W-3321-1602 5000K | Outdoor Luminaires | High Output | Fuel Pump Canopy Luminaires | Standard | FALSE | [9 empty] | 42688 |  |  | No |  | 4 | 21906 | 146.72 | 149.3 | 16.57 | 0.93 | 5000 | 82.8
PUTZJAFM | SMART ENERGY SOLUTIONS | SMART LED | SES-CP-150W-3111-1601 5000K | Outdoor Luminaires | High Output | Fuel Pump Canopy Luminaires | Standard | FALSE | [9 empty] | 42688 |  |  | No |  | 3.1 | 16656 | 108.51 | 153.5 | 10.01 | 0.9345 | 5000 | 74.3
PNNR2BSW | SMART ENERGY SOLUTIONS | SMART LED | SES-CP-150W-3112-1601 5000K | Outdoor Luminaires | High Output | Fuel Pump Canopy Luminaires | Standard | FALSE | [9 empty] | 42688 |  |  | No |  | 3.1 | 16656 | 108.51 | 153.5 | 10.01 | 0.9345 | 5000 | 74.3
P96T3Y5V | SMART ENERGY SOLUTIONS | SMART LED | SES-CP-150W-3321-1602 4500K | Outdoor Luminaires | High Output | Fuel Pump Canopy Luminaires | Standard | FALSE | [9 empty] | 42688 |  |  | No |  | 4 | 21906 | 146.72 | 149.3 | 16.57 | 0.93 | 4500 | 82.8
PK4VWSHF | SMART ENERGY SOLUTIONS | SMART LED | SES-CP-150W-3112-1601 4000K | Outdoor Luminaires | High Output | Fuel Pump Canopy Luminaires | Standard | FALSE | [9 empty] | 42688 |  |  | No |  | 3.1 | 16435 | 107 | 153.6 | 10.01 | 0.9345 | 4000 | 74.3
P6ZH7PYD | Carolina Product Solutions LLC. | CPS LED Lighting | CPS-CL-EM-75W-UL-2111-40 | Outdoor Luminaires | Mid Output | Fuel Pump Canopy Luminaires | Standard | TRUE | 8354.8 | 111.65 | 74.83 | 13.09 | 0.9337 | 3983 | 84 | 5 | 50000 | 42685 |  |  | No |  | 3.1 | 8510.4 | 112.11 | 75.91 | 13.09 | 0.9337 | 4000 | 84
PG12ES23 | Carolina Product Solutions LLC. | CPS LED Lighting | CPS-CL-EM-45W-UL-2111-40 | Outdoor Luminaires | Mid Output | Fuel Pump Canopy Luminaires | Standard | TRUE | 5029.4 | 111.89 | 44.95 | 19.29 | 0.9088 | 3899 | 83.6 | 5 | 50000 | 42685 |  |  | No |  | 3.1 | 5034.2 | 113.13 | 44.5 | 19.29 | 0.9088 | 4000 | 83.6
PAWHJGX8 | Carolina Product Solutions LLC. | CPS LED Lighting | CPS-CL-RM-100W-UL-1111-40 | Outdoor Luminaires | High Output | Fuel Pump Canopy Luminaires | Standard | TRUE | 11087 | 112.16 | 98.84 | 17.9 | 0.9099 | 3968 | 74.3 | 5 | 50000 | 42685 |  |  | No |  | 3.1 | 11194 | 111.38 | 100.5 | 17.9 | 0.9099 | 4000 | 74.3
PXFJ2X45 | Carolina Product Solutions LLC. | CPS LED Lighting | CPS-CL-RM-130W-UL-3111-40 | Outdoor Luminaires | High Output | Fuel Pump Canopy Luminaires | Standard | TRUE | 13929 | 107.39 | 129.7 | 11.46 | 0.915 | 3962 | 74.2 | 5 | 50000 | 42685 |  |  | No |  | 3.1 | 14146 | 107.25 | 131.9 | 11.46 | 0.915 | 4000 | 74.2
PGE5QVFM | Carolina Product Solutions LLC. | CPS LED Lighting | CPS-CL-EM-75W-UL-2112-57 | Outdoor Luminaires | Mid Output | Fuel Pump Canopy Luminaires | Standard | FALSE | [9 empty] | 42685 | Not Dimmable | Not Dimmable | No |  | 3.1 | 8791 | 115.47 | 76.13 | 12.94 | 0.9316 | 5700 | 83
P4NNZTS5 | Carolina Product Solutions LLC. | CPS LED Lighting | CPS-CL-EM-75W-UL-2111-57 | Outdoor Luminaires | Mid Output | Fuel Pump Canopy Luminaires | Standard | FALSE | [9 empty] | 42685 | Not Dimmable | Not Dimmable | No |  | 3.1 | 8791 | 115.47 | 76.13 | 12.94 | 0.9316 | 5700 | 83
PCVYVN4Z | Carolina Product Solutions LLC. | CPS LED Lighting | CPS-CL-EM-45W-UL-2111-57 | Outdoor Luminaires | Mid Output | Fuel Pump Canopy Luminaires | Standard | FALSE | [9 empty] | 42685 | Not Dimmable | Not Dimmable | No |  | 3.1 | 5136 | 115.96 | 44.29 | 19.41 | 0.9076 | 5700 | 75.9
P2AZBK3R | Carolina Product Solutions LLC. | CPS LED Lighting | CPS-CL-EM-45W-UL-2112-57 | Outdoor Luminaires | Mid Output | Fuel Pump Canopy Luminaires | Standard | FALSE | [9 empty] | 42685 | Not Dimmable | Not Dimmable | No |  | 3.1 | 5136 | 115.96 | 44.29 | 19.41 | 0.9076 | 5700 | 75.9
PZ1KTJM6 | Carolina Product Solutions LLC. | CPS LED Lighting | CPS-CL-RM-100W-UL-1112-57 | Outdoor Luminaires | High Output | Fuel Pump Canopy Luminaires | Standard | FALSE | [9 empty] | 42685 | Not Dimmable | Not Dimmable | No |  | 3.1 | 11519 | 114.85 | 100.3 | 17.51 | 0.9101 | 5700 | 75.9
PNJNX14N | Carolina Product Solutions LLC. | CPS LED Lighting | CPS-CL-RM-100W-UL-1111-57 | Outdoor Luminaires | High Output | Fuel Pump Canopy Luminaires | Standard | FALSE | [9 empty] | 42685 | Not Dimmable | Not Dimmable | No |  | 3.1 | 11519 | 114.85 | 100.3 | 17.51 | 0.9101 | 5700 | 75.9
PH9BGU2M | Carolina Product Solutions LLC. | CPS LED Lighting | CPS-CL-RM-130W-UL-3112-57 | Outdoor Luminaires | High Output | Fuel Pump Canopy Luminaires | Standard | FALSE | [9 empty] | 42685 | Not Dimmable | Not Dimmable | No |  | 3.1 | 14634 | 110.7 | 132.2 | 11.83 | 0.9127 | 5700 | 75.7
PG9RNJMR | Carolina Product Solutions LLC. | CPS LED Lighting | CPS-CL-RM-130W-UL-3111-57 | Outdoor Luminaires | High Output | Fuel Pump Canopy Luminaires | Standard | FALSE | [9 empty] | 42685 | Not Dimmable | Not Dimmable | No |  | 3.1 | 14634 | 110.7 | 132.2 | 11.83 | 0.9127 | 5700 | 75.7
PU9TBBH9 | Carolina Product Solutions LLC. | CPS LED Lighting | CPS-CL-EM-75W-UL-2112-50 | Outdoor Luminaires | Mid Output | Fuel Pump Canopy Luminaires | Standard | FALSE | [9 empty] | 42685 | Not Dimmable | Not Dimmable | No |  | 3.1 | 8650.7 | 113.8 | 76.02 | 13.09 | 0.9337 | 5000 | 84
P7N8K5DN | Carolina Product Solutions LLC. | CPS LED Lighting | CPS-CL-EM-75W-UL-2111-50 | Outdoor Luminaires | Mid Output | Fuel Pump Canopy Luminaires | Standard | FALSE | [9 empty] | 42685 | Not Dimmable | Not Dimmable | No |  | 3.1 | 8650.7 | 113.8 | 76.02 | 13.09 | 0.9337 | 5000 | 84
PHPUTDM9 | Carolina Product Solutions LLC. | CPS LED Lighting | CPS-CL-EM-45W-UL-2112-50 | Outdoor Luminaires | Mid Output | Fuel Pump Canopy Luminaires | Standard | FALSE | [9 empty] | 42685 | Not Dimmable | Not Dimmable | No |  | 3.1 | 5085.1 | 114.54 | 44.4 | 19.29 | 0.9088 | 5000 | 83.6
PDD6TYB7 | Carolina Product Solutions LLC. | CPS LED Lighting | CPS-CL-EM-45W-UL-2111-50 | Outdoor Luminaires | Mid Output | Fuel Pump Canopy Luminaires | Standard | FALSE | [9 empty] | 42685 | Not Dimmable | Not Dimmable | No |  | 3.1 | 5085.1 | 114.54 | 44.4 | 19.29 | 0.9088 | 5000 | 83.6
PYMM2KWE | Carolina Product Solutions LLC. | CPS LED Lighting | CPS-CL-RM-100W-UL-1111-50 | Outdoor Luminaires | High Output | Fuel Pump Canopy Luminaires | Standard | FALSE | [9 empty] | 42685 | Not Dimmable | Not Dimmable | No |  | 3.1 | 11357 | 113.11 | 100.4 | 17.9 | 0.9099 | 5000 | 74.3
PGTJ8KUZ | Carolina Product Solutions LLC. | CPS LED Lighting | CPS-CL-RM-100W-UL-1112-50 | Outdoor Luminaires | High Output | Fuel Pump Canopy Luminaires | Standard | FALSE | [9 empty] | 42685 | Not Dimmable | Not Dimmable | No |  | 3.1 | 11357 | 113.11 | 100.4 | 17.9 | 0.9099 | 5000 | 74.3
PTBDRSS2 | Carolina Product Solutions LLC. | CPS LED Lighting | CPS-CL-RM-130W-UL-3112-50 | Outdoor Luminaires | High Output | Fuel Pump Canopy Luminaires | Standard | FALSE | [9 empty] | 42685 | Not Dimmable | Not Dimmable | No |  | 3.1 | 14390 | 108.97 | 132.1 | 11.46 | 0.915 | 5000 | 74.2
P6S24N8W | Carolina Product Solutions LLC. | CPS LED Lighting | CPS-CL-RM-130W-UL-3111-50 | Outdoor Luminaires | High Output | Fuel Pump Canopy Luminaires | Standard | FALSE | [9 empty] | 42685 | Not Dimmable | Not Dimmable | No |  | 3.1 | 14390 | 108.97 | 132.1 | 11.46 | 0.915 | 5000 | 74.2
P1M9V17K | Carolina Product Solutions LLC. | CPS LED Lighting | CPS-CL-EM-75W-UL-2112-40 | Outdoor Luminaires | Mid Output | Fuel Pump Canopy Luminaires | Standard | FALSE | [9 empty] | 42685 | Not Dimmable | Not Dimmable | No |  | 3.1 | 8510.4 | 112.11 | 75.91 | 13.09 | 0.9337 | 4000 | 84
P57P23HK | Carolina Product Solutions LLC. | CPS LED Lighting | CPS-CL-EM-45W-UL-2112-40 | Outdoor Luminaires | Mid Output | Fuel Pump Canopy Luminaires | Standard | FALSE | [9 empty] | 42685 | Not Dimmable | Not Dimmable | No |  | 3.1 | 5034.2 | 113.13 | 44.5 | 19.29 | 0.9088 | 4000 | 83.6
PPQJ35PW | Carolina Product Solutions LLC. | CPS LED Lighting | CPS-CL-RM-100W-UL-1112-40 | Outdoor Luminaires | High Output | Fuel Pump Canopy Luminaires | Standard | FALSE | [9 empty] | 42685 | Not Dimmable | Not Dimmable | No |  | 3.1 | 11194 | 111.38 | 100.5 | 17.9 | 0.9099 | 4000 | 74.3
P4C3ABRX | Carolina Product Solutions LLC. | CPS LED Lighting | CPS-CL-RM-130W-UL-3112-40 | Outdoor Luminaires | High Output | Fuel Pump Canopy Luminaires | Standard | FALSE | [9 empty] | 42685 | Not Dimmable | Not Dimmable | No |  | 3.1 | 14146 | 107.25 | 131.9 | 11.46 | 0.915 | 4000 | 74.2
PPUC2VVZ | Eiko Global LLC | EIKO | SCSS-3C-40K-U | Outdoor Luminaires | High Output | Fuel Pump Canopy Luminaires | Standard | TRUE | 10720 | 122.55 | 87.48 | 10.98 | 0.9656 | 3970 | 73.1 | 5 | 50000 | 42684 |  |  | Yes |  | 4 | 10720 | 122.55 | 87.48 | 8.58 | 0.99 | 3970 | 73.1
P5DBNJRC | Eiko Global LLC | EIKO | SCSS-4C-40K-U | Outdoor Luminaires | High Output | Fuel Pump Canopy Luminaires | Standard | TRUE | 13342 | 117.53 | 113.5 | 11.71 | 0.9419 | 4026 | 73.8 | 5 | 50000 | 42684 |  |  | Yes |  | 4 | 13342 | 117.53 | 113.5 | 6.16 | 1 | 4026 | 73.8
P6CE9HM9 | MaxLite Inc | MaxLite | CPR25AUTC50[000400] | Outdoor Retrofit Kit | Low Output | Retrofit Kits for Fuel Pump Canopy Luminaires | Premium | FALSE | [9 empty] | 42684 |  |  | Yes |  | 4 | 2798.1 | 113.44 | 24.7 | 8.96 | 0.97 | 5000 | 84.9
PGKBKK6N | MaxLite Inc | MaxLite | CPR40AUTC50[000400] | Outdoor Retrofit Kit | Low Output | Retrofit Kits for Fuel Pump Canopy Luminaires | Premium | FALSE | [9 empty] | 42684 |  |  | Yes |  | 4 | 4291.9 | 112.41 | 38.5 | 10.1 | 0.99 | 5000 | 84.6
PTFV6KEU | MaxLite Inc | MaxLite | CPR55AUTC50[000400] | Outdoor Retrofit Kit | Low Output | Retrofit Kits for Fuel Pump Canopy Luminaires | Premium | FALSE | [9 empty] | 42684 |  |  | Yes |  | 4 | 5289.9 | 101.9 | 51.6 | 11.08 | 0.98 | 5000 | 84.5
PVSBKPP6 | Eiko Global LLC | EIKO | SCSS-3C-50K-U | Outdoor Luminaires | High Output | Fuel Pump Canopy Luminaires | Standard | FALSE | [9 empty] | 42684 |  |  | Yes |  | 4 | 11176 | 127.24 | 87.84 | 8.58 | 0.99 | 5091 | 74.9
PAHH3D7Q | Eiko Global LLC | EIKO | SCSS-4C-50K-U | Outdoor Luminaires | High Output | Fuel Pump Canopy Luminaires | Standard | FALSE | [9 empty] | 42684 |  |  | Yes |  | 4 | 13993 | 121.19 | 115.5 | 6.16 | 1 | 5070 | 74.3
P5MCJ5DV | THOR SECURITY CO. LTD | OVS LED/THOR | 4 | Outdoor Luminaires | High Output | Fuel Pump Canopy Luminaires | Standard | TRUE | 16422.2 | 112.62 | 145.8 | 9.2 | 0.966 | 5669 | 83 | 5 | 50000 | 42681 |  |  | No |  | 4.1 | 17000 | 113.33 | 150 | 9.2 | 0.97 | 5700 | 80
PMXC58CW | THOR SECURITY CO. LTD | OVS LED/THOR | 3 | Outdoor Luminaires | High Output | Fuel Pump Canopy Luminaires | Standard | TRUE | 14182.8 | 108.3 | 131 | 12.2 | 0.924 | 5755 | 84.4 | 5 | 50000 | 42681 |  |  | No |  | 4.1 | 14000 | 107.69 | 130 | 12.2 | 0.92 | 5700 | 80
PPW3QUAE | Grandlite International Corp | Grandlite International | LED-372-L1-80W-4K | Outdoor Luminaires | High Output | Fuel Pump Canopy Luminaires | Standard | TRUE | 10720 | 122.55 | 87.48 | 10.98 | 0.9656 | 3970 | 73.1 | 5 | 50000 | 42678 |  |  | Yes |  | 4 | 10720 | 122.55 | 87.48 | 8.58 | 0.99 | 3970 | 73.1
PUNWUVBJ | Grandlite International Corp | Grandlite International | LED-372-L1-120W-4K | Outdoor Luminaires | High Output | Fuel Pump Canopy Luminaires | Standard | TRUE | 13342 | 117.53 | 113.5 | 11.71 | 0.9419 | 4026 | 73.8 | 5 | 50000 | 42678 |  |  | Yes |  | 4 | 13342 | 117.53 | 113.5 | 6.16 | 1 | 4026 | 73.8
PSPEYQA1 | Grandlite International Corp | Grandlite International | LED-372-L1-80W-5K | Outdoor Luminaires | High Output | Fuel Pump Canopy Luminaires | Standard | FALSE | [9 empty] | 42678 |  |  | Yes |  | 4 | 11176 | 127.24 | 87.84 | 8.58 | 0.99 | 5091 | 74.9
P829GN2H | Grandlite International Corp | Grandlite International | LED-372-L1-120W-5K | Outdoor Luminaires | High Output | Fuel Pump Canopy Luminaires | Standard | FALSE | [9 empty] | 42678 |  |  | Yes |  | 4 | 13993 | 121.19 | 115.5 | 6.16 | 1 | 5070 | 74.3
PYWE26ZT | ATG Electronics Corp. | ATG Electronics Corp. | CPPG-60-40-XX-G2 | Outdoor Luminaires | Mid Output | Fuel Pump Canopy Luminaires | Standard | TRUE | 6698.4 | 110.15 | 60.81 | 13.3 | 0.9957 | 4068 | 86.4 | 5 | 69000 | 42670 |  |  | Yes |  | 4 | 6700 | 110 | 61 | 13.3 | 0.91 | 4000 | 86
P6U2QMAA | ATG Electronics Corp. | ATG Electronics Corp. | CPPG-40-40-XX-G2 | Outdoor Luminaires | Low Output | Fuel Pump Canopy Luminaires | Standard | TRUE | 4421.7 | 110.7 | 39.94 | 6.1 | 0.9282 | 4044 | 85.2 | 5 | 69000 | 42670 |  |  | Yes |  | 4 | 4400 | 110 | 40 | 6.1 | 0.93 | 4000 | 85
PSQ4HX8X | ATG Electronics Corp. | ATG Electronics Corp. | CPPG-40-50-ND-XX-G2 | Outdoor Luminaires | Low Output | Fuel Pump Canopy Luminaires | Standard | FALSE | [9 empty] | 42670 | Not Dimmable | Not Dimmable | No |  | 4 | 4500 | 113 | 40 | 6.1 | 0.93 | 5000 | 86
PYWS395S | ATG Electronics Corp. | ATG Electronics Corp. | CPPG-60-50-ND-XX-G2 | Outdoor Luminaires | Mid Output | Fuel Pump Canopy Luminaires | Standard | FALSE | [9 empty] | 42670 | Not Dimmable | Not Dimmable | No |  | 4 | 6900 | 113 | 61 | 13.3 | 0.91 | 5000 | 85
PE9KEM6X | ATG Electronics Corp. | ATG Electronics Corp. | CPPG-60-45-ND-XX-G2 | Outdoor Luminaires | Mid Output | Fuel Pump Canopy Luminaires | Standard | FALSE | [9 empty] | 42670 | Not Dimmable | Not Dimmable | No |  | 4 | 6900 | 113 | 61 | 13.3 | 0.91 | 5000 | 85
PS2G1582 | ATG Electronics Corp. | ATG Electronics Corp. | CPPG-40-50-XX-G2-SE | Outdoor Luminaires | Low Output | Fuel Pump Canopy Luminaires | Standard | FALSE | [9 empty] | 42670 | Dimmable | Continuous Below 10 | Yes |  | 4 | 4500 | 113 | 40 | 6.1 | 0.93 | 5000 | 86
P9G6PAU1 | ATG Electronics Corp. | ATG Electronics Corp. | CPPG-40-50-XX-G2 | Outdoor Luminaires | Low Output | Fuel Pump Canopy Luminaires | Standard | FALSE | [9 empty] | 42670 | Dimmable | Continuous Below 10 | Yes |  | 4 | 4500 | 113 | 40 | 6.1 | 0.93 | 5000 | 86
PWEJNUUE | ATG Electronics Corp. | ATG Electronics Corp. | CPPG-60-45-XX-G2-SE | Outdoor Luminaires | Mid Output | Fuel Pump Canopy Luminaires | Standard | FALSE | [9 empty] | 42670 | Dimmable | Continuous Below 10 | Yes |  | 4 | 6900 | 113 | 61 | 13.3 | 0.91 | 5000 | 85
PPU5U6K1 | ATG Electronics Corp. | ATG Electronics Corp. | CPPG-60-50-XX-G2-SE | Outdoor Luminaires | Mid Output | Fuel Pump Canopy Luminaires | Standard | FALSE | [9 empty] | 42670 | Dimmable | Continuous Below 10 | Yes |  | 4 | 6900 | 113 | 61 | 13.3 | 0.91 | 5000 | 85
PKPY6MBS | ATG Electronics Corp. | ATG Electronics Corp. | CPPG-60-45-XX-G2 | Outdoor Luminaires | Mid Output | Fuel Pump Canopy Luminaires | Standard | FALSE | [9 empty] | 42670 | Dimmable | Continuous Below 10 | Yes |  | 4 | 6900 | 113 | 61 | 13.3 | 0.91 | 5000 | 85
P3BEPVD4 | ATG Electronics Corp. | ATG Electronics Corp. | CPPG-60-50-XX-G2 | Outdoor Luminaires | Mid Output | Fuel Pump Canopy Luminaires | Standard | FALSE | [9 empty] | 42670 | Dimmable | Continuous Below 10 | Yes |  | 4 | 6900 | 113 | 61 | 13.3 | 0.91 | 5000 | 85
P66UX9PZ | ATG Electronics Corp. | ATG Electronics Corp. | CPPG-40-45-ND-XX-G2 | Outdoor Luminaires | Low Output | Fuel Pump Canopy Luminaires | Standard | FALSE | [9 empty] | 42670 | Not Dimmable | Not Dimmable | No |  | 4 | 4500 | 113 | 40 | 6.1 | 0.93 | 4500 | 86
PYUE22KP | ATG Electronics Corp. | ATG Electronics Corp. | CPPG-40-45-XX-G2 | Outdoor Luminaires | Low Output | Fuel Pump Canopy Luminaires | Standard | FALSE | [9 empty] | 42670 | Dimmable | Continuous Below 10 | Yes |  | 4 | 4500 | 113 | 40 | 6.1 | 0.93 | 4500 | 86
PQ9TXS5U | ATG Electronics Corp. | ATG Electronics Corp. | CPPG-40-45-XX-G2-SE | Outdoor Luminaires | Low Output | Fuel Pump Canopy Luminaires | Standard | FALSE | [9 empty] | 42670 | Dimmable | Continuous Below 10 | Yes |  | 4 | 4500 | 113 | 40 | 6.1 | 0.93 | 4500 | 86
P7AASUF9 | ATG Electronics Corp. | ATG Electronics Corp. | CPPG-60-40-ND-XX-G2 | Outdoor Luminaires | Mid Output | Fuel Pump Canopy Luminaires | Standard | FALSE | [9 empty] | 42670 | Not Dimmable | Not Dimmable | No |  | 4 | 6700 | 110 | 61 | 13.3 | 0.91 | 4000 | 86
P8BS16MS | ATG Electronics Corp. | ATG Electronics Corp. | CPPG-40-40-ND-XX-G2 | Outdoor Luminaires | Low Output | Fuel Pump Canopy Luminaires | Standard | FALSE | [9 empty] | 42670 | Not Dimmable | Not Dimmable | No |  | 4 | 4400 | 110 | 40 | 6.1 | 0.93 | 4000 | 85
P7PJ621G | ATG Electronics Corp. | ATG Electronics Corp. | CPPG-60-40-XX-G2-SE | Outdoor Luminaires | Mid Output | Fuel Pump Canopy Luminaires | Standard | FALSE | [9 empty] | 42670 | Dimmable | Continuous Below 10 | Yes |  | 4 | 6700 | 110 | 61 | 13.3 | 0.91 | 4000 | 86
PE1DCAAQ | ATG Electronics Corp. | ATG Electronics Corp. | CPPG-40-40-XX-G2-SE | Outdoor Luminaires | Low Output | Fuel Pump Canopy Luminaires | Standard | FALSE | [9 empty] | 42670 | Dimmable | Continuous Below 10 | Yes |  | 4 | 4400 | 110 | 40 | 6.1 | 0.93 | 4000 | 85
PP1GGRJN | Ledsion Lighting Technology CO.LTD | LEDSION | LS-UCP-100W-1111-1601 4000K | Outdoor Luminaires | High Output | Fuel Pump Canopy Luminaires | Standard | TRUE | 11087 | 112.16 | 98.84 | 17.9 | 0.9099 | 3968 | 74.3 | 5 | 50000 | 42668 |  |  | No |  | 3.1 | 11194 | 111.38 | 100.5 | 17.9 | 0.9099 | 4000 | 74.3
P1SV3QV9 | Ledsion Lighting Technology CO.LTD | LEDSION | LS-UCP-150W-3111-1601 4000K | Outdoor Luminaires | High Output | Fuel Pump Canopy Luminaires | Standard | TRUE | 16142 | 107.04 | 150.8 | 10.01 | 0.9345 | 3965 | 74.3 | 5 | 50000 | 42668 |  |  | No |  | 3.1 | 16435 | 107 | 153.6 | 10.01 | 0.9345 | 4000 | 74.3
PKBPYFK7 | Ledsion Lighting Technology CO.LTD | LEDSION | LS-UCP-130W-1111-1602 4000K | Outdoor Luminaires | High Output | Fuel Pump Canopy Luminaires | Standard | TRUE | 14163 | 109.78 | 129 | 13.83 | 0.9094 | 3963 | 74.2 | 5 | 50000 | 42668 |  |  | No |  | 3.1 | 14291 | 110.19 | 129.7 | 13.83 | 0.9094 | 4000 | 74.2
PCCCPM3R | Foshan Naturaled Electric Co.Ltd | Naturaled | LED-FXGSC100/40K/XX | Outdoor Luminaires | High Output | Fuel Pump Canopy Luminaires | Premium | TRUE | 13091 | 125.74 | 104.1 | 11.4 | 0.959 | 4017 | 85 | 5 | 50000 | 42668 |  |  | No |  | 4 | 13091 | 125.74 | 104.1 | 11.4 | 0.99 | 4000 | 85
P8SGY81S | Ledsion Lighting Technology CO.LTD | LEDSION | LS-UCP-130W-3111-1601 4000K | Outdoor Luminaires | High Output | Fuel Pump Canopy Luminaires | Standard | TRUE | 13929 | 107.39 | 129.7 | 11.46 | 0.915 | 3962 | 74.2 | 5 | 50000 | 42668 |  |  | No |  | 3.1 | 14146 | 107.25 | 131.9 | 11.46 | 0.915 | 4000 | 74.2
P4EMRVZG | Foshan Naturaled Electric Co.Ltd | Naturaled | LED-FXGSC100/50K/XX | Outdoor Luminaires | High Output | Fuel Pump Canopy Luminaires | Premium | FALSE | [9 empty] | 42668 |  |  | No |  | 4 | 13279 | 127.06 | 104.5 | 11.4 | 0.99 | 5000 | 85
PQFJFZS9 | Ledsion Lighting Technology CO.LTD | LEDSION | LS-UCP-100W-1112-1601 5700K | Outdoor Luminaires | High Output | Fuel Pump Canopy Luminaires | Standard | FALSE | [9 empty] | 42668 | Not Dimmable | Not Dimmable | No |  | 3.1 | 11519 | 114.85 | 100.3 | 17.51 | 0.9101 | 5700 | 75.9
PCQ177BD | Ledsion Lighting Technology CO.LTD | LEDSION | LS-UCP-100W-1111-1601 5700K | Outdoor Luminaires | High Output | Fuel Pump Canopy Luminaires | Standard | FALSE | [9 empty] | 42668 | Not Dimmable | Not Dimmable | No |  | 3.1 | 11519 | 114.85 | 100.3 | 17.51 | 0.9101 | 5700 | 75.9
PZVSW8KM | Ledsion Lighting Technology CO.LTD | LEDSION | LS-UCP-150W-3111-1601 5700K | Outdoor Luminaires | High Output | Fuel Pump Canopy Luminaires | Standard | FALSE | [9 empty] | 42668 | Not Dimmable | Not Dimmable | No |  | 3.1 | 16877 | 110.02 | 153.4 | 10.37 | 0.9315 | 5700 | 75.9
PJBQ6HGS | Ledsion Lighting Technology CO.LTD | LEDSION | LS-UCP-150W-3112-1601 5700K | Outdoor Luminaires | High Output | Fuel Pump Canopy Luminaires | Standard | FALSE | [9 empty] | 42668 | Not Dimmable | Not Dimmable | No |  | 3.1 | 16877 | 110.02 | 153.4 | 10.37 | 0.9315 | 5700 | 75.9
P3RE6TK3 | Ledsion Lighting Technology CO.LTD | LEDSION | LS-UCP-130W-3111-1601 5700K | Outdoor Luminaires | High Output | Fuel Pump Canopy Luminaires | Standard | FALSE | [9 empty] | 42668 | Not Dimmable | Not Dimmable | No |  | 3.1 | 14634 | 110.7 | 132.2 | 11.83 | 0.9127 | 5700 | 75.7
P215MBEM | Ledsion Lighting Technology CO.LTD | LEDSION | LS-UCP-130W-3112-1601 5700K | Outdoor Luminaires | High Output | Fuel Pump Canopy Luminaires | Standard | FALSE | [9 empty] | 42668 | Not Dimmable | Not Dimmable | No |  | 3.1 | 14634 | 110.7 | 132.2 | 11.83 | 0.9127 | 5700 | 75.7
P8GT8DZJ | Ledsion Lighting Technology CO.LTD | LEDSION | LS-UCP-130W-1111-1602 5700K | Outdoor Luminaires | High Output | Fuel Pump Canopy Luminaires | Standard | FALSE | [9 empty] | 42668 | Not Dimmable | Not Dimmable | No |  | 3.1 | 14589 | 111.96 | 130.3 | 14.16 | 0.9091 | 5700 | 75.6
P2VAN515 | Ledsion Lighting Technology CO.LTD | LEDSION | LS-UCP-130W-1112-1602 5700K | Outdoor Luminaires | High Output | Fuel Pump Canopy Luminaires | Standard | FALSE | [9 empty] | 42668 | Not Dimmable | Not Dimmable | No |  | 3.1 | 14589 | 111.96 | 130.3 | 14.16 | 0.9091 | 5700 | 75.6
PG4G99YS | Ledsion Lighting Technology CO.LTD | LEDSION | LS-UCP-100W-1111-1601 5000K | Outdoor Luminaires | High Output | Fuel Pump Canopy Luminaires | Standard | FALSE | [9 empty] | 42668 | Not Dimmable | Not Dimmable | No |  | 3.1 | 11357 | 113.11 | 100.4 | 17.9 | 0.9099 | 5000 | 74.3
P8E8BRPZ | Ledsion Lighting Technology CO.LTD | LEDSION | LS-UCP-100W-1112-1601 5000K | Outdoor Luminaires | High Output | Fuel Pump Canopy Luminaires | Standard | FALSE | [9 empty] | 42668 | Not Dimmable | Not Dimmable | No |  | 3.1 | 11357 | 113.11 | 100.4 | 17.9 | 0.9099 | 5000 | 74.3
PE5RNQCH | Ledsion Lighting Technology CO.LTD | LEDSION | LS-UCP-150W-3111-1601 5000K | Outdoor Luminaires | High Output | Fuel Pump Canopy Luminaires | Standard | FALSE | [9 empty] | 42668 | Not Dimmable | Not Dimmable | No |  | 3.1 | 16656 | 108.51 | 153.5 | 10.01 | 0.9345 | 5000 | 74.3
P1JURES9 | Ledsion Lighting Technology CO.LTD | LEDSION | LS-UCP-150W-3112-1601 5000K | Outdoor Luminaires | High Output | Fuel Pump Canopy Luminaires | Standard | FALSE | [9 empty] | 42668 | Not Dimmable | Not Dimmable | No |  | 3.1 | 16656 | 108.51 | 153.5 | 10.01 | 0.9345 | 5000 | 74.3
PJR1GVEE | Ledsion Lighting Technology CO.LTD | LEDSION | LS-UCP-130W-1112-1602 5000K | Outdoor Luminaires | High Output | Fuel Pump Canopy Luminaires | Standard | FALSE | [9 empty] | 42668 | Not Dimmable | Not Dimmable | No |  | 3.1 | 14440 | 111.08 | 130 | 13.83 | 0.9094 | 5000 | 74.2
PCFS42R8 | Ledsion Lighting Technology CO.LTD | LEDSION | LS-UCP-130W-1111-1602 5000K | Outdoor Luminaires | High Output | Fuel Pump Canopy Luminaires | Standard | FALSE | [9 empty] | 42668 | Not Dimmable | Not Dimmable | No |  | 3.1 | 14440 | 111.08 | 130 | 13.83 | 0.9094 | 5000 | 74.2
PXTWJ9P1 | Ledsion Lighting Technology CO.LTD | LEDSION | LS-UCP-130W-3112-1601 5000K | Outdoor Luminaires | High Output | Fuel Pump Canopy Luminaires | Standard | FALSE | [9 empty] | 42668 | Not Dimmable | Not Dimmable | No |  | 3.1 | 14390 | 108.97 | 132.1 | 11.46 | 0.915 | 5000 | 74.2
P81HW2ZV | Ledsion Lighting Technology CO.LTD | LEDSION | LS-UCP-130W-3111-1601 5000K | Outdoor Luminaires | High Output | Fuel Pump Canopy Luminaires | Standard | FALSE | [9 empty] | 42668 | Not Dimmable | Not Dimmable | No |  | 3.1 | 14390 | 108.97 | 132.1 | 11.46 | 0.915 | 5000 | 74.2
PQ39YTEX | Ledsion Lighting Technology CO.LTD | LEDSION | LS-UCP-100W-1112-1601 4000K | Outdoor Luminaires | High Output | Fuel Pump Canopy Luminaires | Standard | FALSE | [9 empty] | 42668 | Not Dimmable | Not Dimmable | No |  | 3.1 | 11194 | 111.38 | 100.5 | 17.9 | 0.9099 | 4000 | 74.3
PGXM3K5A | Ledsion Lighting Technology CO.LTD | LEDSION | LS-UCP-150W-3112-1601 4000K | Outdoor Luminaires | High Output | Fuel Pump Canopy Luminaires | Standard | FALSE | [9 empty] | 42668 | Not Dimmable | Not Dimmable | No |  | 3.1 | 16435 | 107 | 153.6 | 10.01 | 0.9345 | 4000 | 74.3
PZH8TJ3X | Ledsion Lighting Technology CO.LTD | LEDSION | LS-UCP-130W-1112-1602 4000K | Outdoor Luminaires | High Output | Fuel Pump Canopy Luminaires | Standard | FALSE | [9 empty] | 42668 | Not Dimmable | Not Dimmable | No |  | 3.1 | 14291 | 110.19 | 129.7 | 13.83 | 0.9094 | 4000 | 74.2
PZ2XGM3F | Ledsion Lighting Technology CO.LTD | LEDSION | LS-UCP-130W-3112-1601 4000K | Outdoor Luminaires | High Output | Fuel Pump Canopy Luminaires | Standard | FALSE | [9 empty] | 42668 | Not Dimmable | Not Dimmable | No |  | 3.1 | 14146 | 107.25 | 131.9 | 11.46 | 0.915 | 4000 | 74.2
P7Q87YZQ | ABOVE ALL LIGHTING INC. | ABBlighting | PDG65401-[ALL motion sensor or photocontrol]-[ALL shellcolors] | Outdoor Luminaires | Mid Output | Fuel Pump Canopy Luminaires | Premium | TRUE | 9157.5 | 146.1 | 62.67 | 7.32 | 0.988 | 3964 | 84 | 5 | 50000 | 42667 |  |  | Yes |  | 4 | 9157.8 | 148.4 | 61.71 | 7.32 | 0.99 | 4000 | 80
PBNWGABU | ABOVE ALL LIGHTING INC. | ABBlighting | PDG120401-[ALL motion sensor or photocontrol]-[ALL shellcolors] | Outdoor Luminaires | High Output | Fuel Pump Canopy Luminaires | Premium | TRUE | 17366 | 147.9 | 117.39 | 13.13 | 0.9596 | 3973 | 83.9 | 5 | 50000 | 42667 |  |  | Yes |  | 4 | 17366 | 147.9 | 117.39 | 13.13 | 0.96 | 4000 | 80
P2W8CQHG | ABOVE ALL LIGHTING INC. | ABBlighting | PDG100401-[ALL motion sensor or photocontrol]-[ALL shellcolors] | Outdoor Luminaires | High Output | Fuel Pump Canopy Luminaires | Premium | TRUE | 13537 | 141.8 | 95.47 | 15.7 | 0.9434 | 3962 | 84 | 5 | 50000 | 42667 |  |  | Yes |  | 4 | 13537 | 141.8 | 95.47 | 15.7 | 0.94 | 4000 | 80
P5FSQNT5 | ABOVE ALL LIGHTING INC. | ABBlighting | PDG100501-[ALL motion sensor or photocontrol]- [ALL shellcolors] | Outdoor Luminaires | High Output | Fuel Pump Canopy Luminaires | Premium | FALSE | [9 empty] | 42667 | Dimmable | Continuous Below 10 | Yes |  | 4 | 13677 | 143.5 | 95.34 | 15.16 | 0.95 | 5000 | 80
P3A4JSHF | ABOVE ALL LIGHTING INC. | ABBlighting | PDG120501-[ALL motion sensor or photocontrol]- [ALL shellcolors] | Outdoor Luminaires | High Output | Fuel Pump Canopy Luminaires | Premium | FALSE | [9 empty] | 42667 | Dimmable | Continuous Below 10 | Yes |  | 4 | 17780 | 148.6 | 119.68 | 12.71 | 0.96 | 5000 | 80
PN69X7KZ | ABOVE ALL LIGHTING INC. | ABBlighting | PDG65501-[ALL motion sensor or photocontrol]- [ALL shellcolors] | Outdoor Luminaires | Mid Output | Fuel Pump Canopy Luminaires | Premium | FALSE | [9 empty] | 42667 | Dimmable | Continuous Below 10 | Yes |  | 4 | 9403.9 | 149.6 | 62.86 | 7.23 | 0.99 | 5000 | 80
PXPYGMD2 | ABOVE ALL LIGHTING INC. | ABBlighting | PDG100451-[ALL motion sensor or photocontrol]- [ALL shellcolors] | Outdoor Luminaires | High Output | Fuel Pump Canopy Luminaires | Premium | FALSE | [9 empty] | 42667 | Dimmable | Continuous Below 10 | Yes |  | 4 | 13537 | 141.8 | 95.47 | 15.7 | 0.94 | 4500 | 80
P8BWQ1TF | ABOVE ALL LIGHTING INC. | ABBlighting | PDG120451-[ALL motion sensor or photocontrol]- [ALL shellcolors] | Outdoor Luminaires | High Output | Fuel Pump Canopy Luminaires | Premium | FALSE | [9 empty] | 42667 | Dimmable | Continuous Below 10 | Yes |  | 4 | 17366 | 147.9 | 117.39 | 13.13 | 0.96 | 4500 | 80
P3JSKQTV | ABOVE ALL LIGHTING INC. | ABBlighting | PDG65451-[ALL motion sensor or photocontrol]- [ALL shellcolors] | Outdoor Luminaires | Mid Output | Fuel Pump Canopy Luminaires | Premium | FALSE | [9 empty] | 42667 | Dimmable | Continuous Below 10 | Yes |  | 4 | 9157.8 | 148.4 | 61.71 | 7.32 | 0.99 | 4500 | 80
PMJ42UQK | Beyond LED Technology | Beyond | BLTCN130W40K | Outdoor Luminaires | High Output | Fuel Pump Canopy Luminaires | Premium | TRUE | 14797 | 117.34 | 126.1 | 15.17 | 0.9165 | 4014 | 73.3 | 5 | 50000 | 42664 |  |  | Yes |  | 4 | 14797 | 117.34 | 126.1 | 15.17 | 0.92 | 4000 | 73.3
P2K2V8C6 | Beyond LED Technology | Beyond | BLTCN130W57K | Outdoor Luminaires | High Output | Fuel Pump Canopy Luminaires | Premium | FALSE | [9 empty] | 42664 | Not Dimmable | Not Dimmable | Yes |  | 4 | 15239 | 118.41 | 128.7 | 15.13 | 0.91 | 5700 | 73.8
P43MXW3H | Beyond LED Technology | Beyond | BLTCN130W50K | Outdoor Luminaires | High Output | Fuel Pump Canopy Luminaires | Premium | FALSE | [9 empty] | 42664 | Not Dimmable | Not Dimmable | Yes |  | 4 | 14797 | 117.34 | 126.1 | 15.17 | 0.92 | 5000 | 73.3
PZE3W2YF | Beyond LED Technology | Beyond | BLTCN130W45K | Outdoor Luminaires | High Output | Fuel Pump Canopy Luminaires | Premium | FALSE | [9 empty] | 42664 | Not Dimmable | Not Dimmable | Yes |  | 4 | 14797 | 117.34 | 126.1 | 15.17 | 0.92 | 4500 | 73.3
PD7XWZ2D | Z-Moto | Light Emitting Designs | [ ILX45 IL45 RWLII ] 150UV-02M-40 ND | Outdoor Luminaires | High Output | Fuel Pump Canopy Luminaires | Standard | FALSE | [9 empty] | 42662 |  |  | No |  | 3 | 17311 | 116.5 | 148.6 | 12.02 | 0.97 | 4060 | 73
P626159A | Z-Moto | Light Emitting Designs | [ ILX45 IL45 ] 075UV-F5L-40 ND | Outdoor Luminaires | Mid Output | Fuel Pump Canopy Luminaires | Standard | FALSE | [9 empty] | 42662 |  |  | No |  | 3 | 9279 | 123.2 | 75.3 | 9.91 | 0.98 | 3814 | 72.9
PRWX7M7G | Z-Moto | Light Emitting Designs | [ ILX45 IL45 ] 075UV-R5M-40 ND | Outdoor Luminaires | High Output | Fuel Pump Canopy Luminaires | Standard | FALSE | [9 empty] | 42662 |  |  | No |  | 3 | 10561 | 140.3 | 75.3 | 9.91 | 0.98 | 3814 | 72.9
PNM7117X | Z-Moto | Light Emitting Designs | [ ILX45 IL45 ] 075UV-R5L-40 ND | Outdoor Luminaires | Mid Output | Fuel Pump Canopy Luminaires | Standard | TRUE | 9100 | 120.9 | 75.3 | 9.91 | 0.979 | 3814 | 72.9 | 5 | 50000 | 42662 |  |  | No |  | 3 | 9100 | 120.9 | 75.3 | 9.91 | 0.98 | 3814 | 72.9
P75JH71U | Z-Moto | Light Emitting Designs | [ ILX45 IL45 ] 185UV-R5L-40 ND | Outdoor Luminaires | High Output | Fuel Pump Canopy Luminaires | Standard | TRUE | 19835 | 107.5 | 184.5 | 12.05 | 0.978 | 3835 | 72.7 | 5 | 50000 | 42662 |  |  | No |  | 3 | 19835 | 107.35 | 184.5 | 12.05 | 0.98 | 3835 | 72.7
PGN7SSUT | S LITE CO. LTD. | S LITE | DL384AE-UNV-0424-70-30K-00-00-00-Optional include[WHBKDBSLXX]-00-Optional include [PMSPMPSMSPMS00]-00-Optional include[CMPS]-NC-IVT | Outdoor Luminaires | Low Output | Fuel Pump Canopy Luminaires | Premium | TRUE | 4043.1 | 117.36 | 34.45 | 11.97 | 0.926 | 2992 | 75.2 | 5 | 50000 | 42662 |  |  | Yes |  | 4 | 4043.1 | 117.36 | 34.45 | 11.97 | 0.93 | 3000 | 75.2
P46S1RKX | S LITE CO. LTD. | S LITE | DL383HE-HV-0424-70-30K-00-00-00-Optional include[WHBKDBSLXX]-00-Optional include [PMSPMPSMSPMS00]-00-Optional include[CMPS]-NC-IVT | Outdoor Luminaires | Low Output | Fuel Pump Canopy Luminaires | Premium | TRUE | 3966.2 | 107.57 | 36.87 | 10.92 | 0.9511 | 3001 | 75.2 | 5 | 50000 | 42662 |  |  | Yes |  | 4 | 3973 | 108.26 | 36.7 | 7.76 | 0.95 | 3000 | 75.2
PYWRJCWG | S LITE CO. LTD. | S LITE | DL383AE-UNV-0424-70-30K-00-00-00-Optional include[WHBKDBSLXX]-00-Optional include [PMSPMPSMSPMS00]-00-Optional include[CMPS]-NC-IVT | Outdoor Luminaires | Low Output | Fuel Pump Canopy Luminaires | Premium | TRUE | 3642.3 | 107.57 | 33.86 | 10.31 | 0.9328 | 2995 | 75.1 | 5 | 50000 | 42662 |  |  | Yes |  | 4 | 3696 | 108.01 | 34.22 | 10.31 | 0.93 | 3000 | 75.1
P7419YH4 | S LITE CO. LTD. | S LITE | DL387HE-HV-0421-70-30K-00-00-00-Optional include[WHBKDBSLXX]-00-Optional include [PMSPMPSMSPMS00]-00-Optional include[CMPS]-NC-IVT | Outdoor Luminaires | Mid Output | Fuel Pump Canopy Luminaires | Premium | TRUE | 5619.4 | 154.42 | 36.39 | 7.92 | 0.9474 | 3015 | 73.1 | 5 | 50000 | 42662 |  |  | Yes |  | 4 | 5619.4 | 154.42 | 36.39 | 7.92 | 0.95 | 3000 | 73.1
P3N47ZXZ | S LITE CO. LTD. | S LITE | DL387AE-UNV-0421-70-30K-00-00-00-Optional include[WHBKDBSLXX]-00-Optional include [PMSPMPSMSPMS00]-00-Optional include[CMPS]-NC-IVT | Outdoor Luminaires | Mid Output | Fuel Pump Canopy Luminaires | Premium | TRUE | 5232.5 | 151.32 | 34.58 | 11.28 | 0.9264 | 3022 | 73.3 | 5 | 50000 | 42662 |  |  | Yes |  | 4 | 5232.5 | 151.32 | 34.58 | 11.28 | 0.93 | 3000 | 73.3
PP56PCTV | Z-Moto | Light Emitting Designs | [ ILX45 IL45 RWLII ] 100UV-02M-50 ND | Outdoor Luminaires | High Output | Fuel Pump Canopy Luminaires | Standard | FALSE | [9 empty] | 42662 |  |  | No |  | 3 | 12350 | 124 | 100 | 9.92 | 0.96 | 5000 | 73.1
PEKFVUZZ | Z-Moto | Light Emitting Designs | [ ILX45 IL45 RWLII ] 100UV-02M-50 DM | Outdoor Luminaires | High Output | Fuel Pump Canopy Luminaires | Standard | FALSE | [9 empty] | 42662 |  |  | No |  | 3 | 12350 | 124 | 100 | 9.92 | 0.96 | 5000 | 73.1
PBRB867X | Z-Moto | Light Emitting Designs | [ ILX45 IL45 RWLII ] 150UV-02M-50 ND | Outdoor Luminaires | High Output | Fuel Pump Canopy Luminaires | Standard | FALSE | [9 empty] | 42662 |  |  | No |  | 3 | 17500 | 117 | 150 | 12.02 | 0.97 | 5000 | 73
PA8F398R | Z-Moto | Light Emitting Designs | [ ILX45 IL45 RWLII ] 150UV-02M-50 DM | Outdoor Luminaires | High Output | Fuel Pump Canopy Luminaires | Standard | FALSE | [9 empty] | 42662 |  |  | No |  | 3 | 17500 | 117 | 150 | 12.02 | 0.97 | 5000 | 73
PKVYUPMR | Z-Moto | Light Emitting Designs | [ ILX45 IL45 RWLII ] 120UV-02M-50 DM | Outdoor Luminaires | High Output | Fuel Pump Canopy Luminaires | Standard | FALSE | [9 empty] | 42662 |  |  | No |  | 3 | 14500 | 121 | 120 | 9.96 | 0.98 | 5000 | 73
PDN1GMTM | Z-Moto | Light Emitting Designs | [ ILX45 IL45 RWLII ] 120UV-02M-50 ND | Outdoor Luminaires | High Output | Fuel Pump Canopy Luminaires | Standard | FALSE | [9 empty] | 42662 |  |  | No |  | 3 | 14500 | 121 | 120 | 9.96 | 0.98 | 5000 | 73
PKYYRYNP | Z-Moto | Light Emitting Designs | [ ILX45 IL45 ] 075UV-F5L-50 DM | Outdoor Luminaires | Mid Output | Fuel Pump Canopy Luminaires | Standard | FALSE | [9 empty] | 42662 |  |  | No |  | 3 | 9400 | 125 | 75 | 9.91 | 0.98 | 5000 | 72.9
PH4C62MQ | Z-Moto | Light Emitting Designs | [ ILX45 IL45 ] 075UV-F5L-50 ND | Outdoor Luminaires | Mid Output | Fuel Pump Canopy Luminaires | Standard | FALSE | [9 empty] | 42662 |  |  | No |  | 3 | 9400 | 125 | 75 | 9.91 | 0.98 | 5000 | 72.9
PV5GSQSV | Z-Moto | Light Emitting Designs | [ ILX45 IL45 ] 075UV-R5L-50 DM | Outdoor Luminaires | Mid Output | Fuel Pump Canopy Luminaires | Standard | FALSE | [9 empty] | 42662 |  |  | No |  | 3 | 9300 | 124 | 75 | 9.91 | 0.98 | 5000 | 72.9
PG4NP3RJ | Z-Moto | Light Emitting Designs | [ ILX45 IL45 ] 075UV-R5L-50 ND | Outdoor Luminaires | Mid Output | Fuel Pump Canopy Luminaires | Standard | FALSE | [9 empty] | 42662 |  |  | No |  | 3 | 9300 | 124 | 75 | 9.91 | 0.98 | 5000 | 72.9
PXTD6MKJ | Z-Moto | Light Emitting Designs | [ ILX45 IL45 ] 075UV-R5M-50 DM | Outdoor Luminaires | High Output | Fuel Pump Canopy Luminaires | Standard | FALSE | [9 empty] | 42662 |  |  | No |  | 3 | 10700 | 143 | 75 | 9.91 | 0.98 | 5000 | 72.9
PB4TKFEF | Z-Moto | Light Emitting Designs | [ ILX45 IL45 ] 075UV-R5M-50 ND | Outdoor Luminaires | High Output | Fuel Pump Canopy Luminaires | Standard | FALSE | [9 empty] | 42662 |  |  | No |  | 3 | 10700 | 143 | 75 | 9.91 | 0.98 | 5000 | 72.9
PRWNFMUU | Z-Moto | Light Emitting Designs | [ ILX45 IL45 ] 150UV-R5M-50 ND | Outdoor Luminaires | High Output | Fuel Pump Canopy Luminaires | Standard | FALSE | [9 empty] | 42662 |  |  | No |  | 3 | 20250 | 135 | 150 | 11.81 | 0.98 | 5000 | 72.8
PQHTWGKA | Z-Moto | Light Emitting Designs | [ ILX45 IL45 ] 150UV-R5M-50 DM | Outdoor Luminaires | High Output | Fuel Pump Canopy Luminaires | Standard | FALSE | [9 empty] | 42662 |  |  | No |  | 3 | 20250 | 135 | 150 | 11.81 | 0.98 | 5000 | 72.8
P2HQ8BED | Z-Moto | Light Emitting Designs | [ ILX45 IL45 ] 150UV-F5L-50 DM | Outdoor Luminaires | High Output | Fuel Pump Canopy Luminaires | Standard | FALSE | [9 empty] | 42662 |  |  | No |  | 3 | 18250 | 122 | 150 | 11.81 | 0.98 | 5000 | 72.8
P1NSTWA6 | Z-Moto | Light Emitting Designs | [ ILX45 IL45 ] 150UV-F5L-50 ND | Outdoor Luminaires | High Output | Fuel Pump Canopy Luminaires | Standard | FALSE | [9 empty] | 42662 |  |  | No |  | 3 | 18250 | 122 | 150 | 11.81 | 0.98 | 5000 | 72.8
PJVKDAJP | Z-Moto | Light Emitting Designs | [ ILX45 IL45 ] 150UV-R5L-50 DM | Outdoor Luminaires | High Output | Fuel Pump Canopy Luminaires | Standard | FALSE | [9 empty] | 42662 |  |  | No |  | 3 | 17800 | 119 | 150 | 11.81 | 0.98 | 5000 | 72.8
PHED5WW3 | Z-Moto | Light Emitting Designs | [ ILX45 IL45 ] 150UV-R5L-50 ND | Outdoor Luminaires | High Output | Fuel Pump Canopy Luminaires | Standard | FALSE | [9 empty] | 42662 |  |  | No |  | 3 | 17800 | 119 | 150 | 11.81 | 0.98 | 5000 | 72.8
PR6ZKUJQ | Z-Moto | Light Emitting Designs | [ ILX45 IL45 ] 100UV-R5M-50 ND | Outdoor Luminaires | High Output | Fuel Pump Canopy Luminaires | Standard | FALSE | [9 empty] | 42662 |  |  | No |  | 3 | 13850 | 139 | 100 | 9.96 | 0.97 | 5000 | 72.8
PG8JSDX8 | Z-Moto | Light Emitting Designs | [ ILX45 IL45 ] 100UV-R5M-50 DM | Outdoor Luminaires | High Output | Fuel Pump Canopy Luminaires | Standard | FALSE | [9 empty] | 42662 |  |  | No |  | 3 | 13850 | 139 | 100 | 9.96 | 0.97 | 5000 | 72.8
PBNZK7G4 | Z-Moto | Light Emitting Designs | [ ILX45 IL45 ] 100UV-F5L-50 DM | Outdoor Luminaires | High Output | Fuel Pump Canopy Luminaires | Standard | FALSE | [9 empty] | 42662 |  |  | No |  | 3 | 12450 | 125 | 100 | 9.96 | 0.97 | 5000 | 72.8
P765TA9B | Z-Moto | Light Emitting Designs | [ ILX45 IL45 ] 100UV-F5L-50 ND | Outdoor Luminaires | High Output | Fuel Pump Canopy Luminaires | Standard | FALSE | [9 empty] | 42662 |  |  | No |  | 3 | 12450 | 125 | 100 | 9.96 | 0.97 | 5000 | 72.8
PR2HC1S8 | Z-Moto | Light Emitting Designs | [ ILX45 IL45 ] 100UV-R5L-50 ND | Outdoor Luminaires | High Output | Fuel Pump Canopy Luminaires | Standard | FALSE | [9 empty] | 42662 |  |  | No |  | 3 | 12000 | 120 | 100 | 9.96 | 0.97 | 5000 | 72.8
PKFS7TEG | Z-Moto | Light Emitting Designs | [ ILX45 IL45 ] 100UV-R5L-50 DM | Outdoor Luminaires | High Output | Fuel Pump Canopy Luminaires | Standard | FALSE | [9 empty] | 42662 |  |  | No |  | 3 | 12000 | 120 | 100 | 9.96 | 0.97 | 5000 | 72.8
PRZKK9AT | Z-Moto | Light Emitting Designs | [ ILX45 IL45 ] 120UV-R5M-50 ND | Outdoor Luminaires | High Output | Fuel Pump Canopy Luminaires | Standard | FALSE | [9 empty] | 42662 |  |  | No |  | 3 | 16500 | 138 | 120 | 9.92 | 0.98 | 5000 | 72.8
P5GYGHZU | Z-Moto | Light Emitting Designs | [ ILX45 IL45 ] 120UV-R5M-50 DM | Outdoor Luminaires | High Output | Fuel Pump Canopy Luminaires | Standard | FALSE | [9 empty] | 42662 |  |  | No |  | 3 | 16500 | 138 | 120 | 9.92 | 0.98 | 5000 | 72.8
PWAMYV8W | Z-Moto | Light Emitting Designs | [ ILX45 IL45 ] 120UV-F5L-50 ND | Outdoor Luminaires | High Output | Fuel Pump Canopy Luminaires | Standard | FALSE | [9 empty] | 42662 |  |  | No |  | 3 | 14500 | 121 | 120 | 9.92 | 0.98 | 5000 | 72.8
PBD9D311 | Z-Moto | Light Emitting Designs | [ ILX45 IL45 ] 120UV-F5L-50 DM | Outdoor Luminaires | High Output | Fuel Pump Canopy Luminaires | Standard | FALSE | [9 empty] | 42662 |  |  | No |  | 3 | 14500 | 121 | 120 | 9.92 | 0.98 | 5000 | 72.8
PU9146XW | Z-Moto | Light Emitting Designs | [ ILX45 IL45 ] 120UV-R5L-50 ND | Outdoor Luminaires | High Output | Fuel Pump Canopy Luminaires | Standard | FALSE | [9 empty] | 42662 |  |  | No |  | 3 | 14250 | 119 | 120 | 9.92 | 0.98 | 5000 | 72.8
PM82AKKG | Z-Moto | Light Emitting Designs | [ ILX45 IL45 ] 120UV-R5L-50 DM | Outdoor Luminaires | High Output | Fuel Pump Canopy Luminaires | Standard | FALSE | [9 empty] | 42662 |  |  | No |  | 3 | 14250 | 119 | 120 | 9.92 | 0.98 | 5000 | 72.8
PYVRGC6V | Z-Moto | Light Emitting Designs | [ ILX45 IL45 ] 185UV-R5M-50 ND | Outdoor Luminaires | High Output | Fuel Pump Canopy Luminaires | Standard | FALSE | [9 empty] | 42662 |  |  | No |  | 3 | 23000 | 124 | 185 | 12.05 | 0.98 | 5000 | 72.7
P4BNYH9Q | Z-Moto | Light Emitting Designs | [ ILX45 IL45 ] 185UV-R5M-50 DM | Outdoor Luminaires | High Output | Fuel Pump Canopy Luminaires | Standard | FALSE | [9 empty] | 42662 |  |  | No |  | 3 | 23000 | 124 | 185 | 12.05 | 0.98 | 5000 | 72.7
PPHJB37E | Z-Moto | Light Emitting Designs | [ ILX45 IL45 ] 185UV-F5L-50 ND | Outdoor Luminaires | High Output | Fuel Pump Canopy Luminaires | Standard | FALSE | [9 empty] | 42662 |  |  | No |  | 3 | 20400 | 110 | 185 | 12.05 | 0.98 | 5000 | 72.7
PBUX8J94 | Z-Moto | Light Emitting Designs | [ ILX45 IL45 ] 185UV-F5L-50 DM | Outdoor Luminaires | High Output | Fuel Pump Canopy Luminaires | Standard | FALSE | [9 empty] | 42662 |  |  | No |  | 3 | 20400 | 110 | 185 | 12.05 | 0.98 | 5000 | 72.7
PKJDRN5H | Z-Moto | Light Emitting Designs | [ ILX45 IL45 ] 185UV-R5L-50 ND | Outdoor Luminaires | High Output | Fuel Pump Canopy Luminaires | Standard | FALSE | [9 empty] | 42662 |  |  | No |  | 3 | 20000 | 108 | 185 | 12.05 | 0.98 | 5000 | 72.7
P6736XUJ | Z-Moto | Light Emitting Designs | [ ILX45 IL45 ] 185UV-R5L-50 DM | Outdoor Luminaires | High Output | Fuel Pump Canopy Luminaires | Standard | FALSE | [9 empty] | 42662 |  |  | No |  | 3 | 20000 | 108 | 185 | 12.05 | 0.98 | 5000 | 72.7
PW1PGH89 | Z-Moto | Light Emitting Designs | [ ILX45 IL45 RWLII ] 150UV-02M-40 DM | Outdoor Luminaires | High Output | Fuel Pump Canopy Luminaires | Standard | FALSE | [9 empty] | 42662 |  |  | No |  | 3 | 17311 | 116.5 | 148.6 | 12.02 | 0.97 | 4060 | 73
P4EDWCVD | Z-Moto | Light Emitting Designs | [ ILX45 IL45 RWLII ] 120UV-02M-40 DM | Outdoor Luminaires | High Output | Fuel Pump Canopy Luminaires | Standard | FALSE | [9 empty] | 42662 |  |  | No |  | 3 | 14469 | 119 | 121.6 | 9.96 | 0.98 | 4041 | 73
P28HDXQE | Z-Moto | Light Emitting Designs | [ ILX45 IL45 RWLII ] 120UV-02M-40 ND | Outdoor Luminaires | High Output | Fuel Pump Canopy Luminaires | Standard | FALSE | [9 empty] | 42662 |  |  | No |  | 3 | 14469 | 119 | 121.6 | 9.96 | 0.98 | 4041 | 73
PEHTN3M7 | Z-Moto | Light Emitting Designs | [ ILX45 IL45 RWLII ] 100UV-02M-40 ND | Outdoor Luminaires | High Output | Fuel Pump Canopy Luminaires | Standard | FALSE | [9 empty] | 42662 |  |  | No |  | 3 | 12249 | 120.07 | 101.5 | 9.92 | 0.96 | 4033 | 73.1
P577FVH9 | Z-Moto | Light Emitting Designs | [ ILX45 IL45 RWLII ] 100UV-02M-40 DM | Outdoor Luminaires | High Output | Fuel Pump Canopy Luminaires | Standard | FALSE | [9 empty] | 42662 |  |  | No |  | 3 | 12249 | 120.07 | 101.5 | 9.92 | 0.96 | 4033 | 73.1
PQNH1RSP | Z-Moto | Light Emitting Designs | [ ILX45 IL45 ] 185UV-R5M-40 DM | Outdoor Luminaires | High Output | Fuel Pump Canopy Luminaires | Standard | FALSE | [9 empty] | 42662 |  |  | No |  | 3 | 22867 | 123.94 | 184.5 | 12.05 | 0.98 | 3835 | 72.7
P2TN219R | Z-Moto | Light Emitting Designs | [ ILX45 IL45 ] 185UV-R5M-40 ND | Outdoor Luminaires | High Output | Fuel Pump Canopy Luminaires | Standard | FALSE | [9 empty] | 42662 |  |  | No |  | 3 | 22867 | 123.94 | 184.5 | 12.05 | 0.98 | 3835 | 72.7
PUZHD6JF | Z-Moto | Light Emitting Designs | [ ILX45 IL45 ] 185UV-F5L-40 DM | Outdoor Luminaires | High Output | Fuel Pump Canopy Luminaires | Standard | FALSE | [9 empty] | 42662 |  |  | No |  | 3 | 20145 | 109.19 | 184.5 | 12.05 | 0.98 | 3835 | 72.7
PSEJT51H | Z-Moto | Light Emitting Designs | [ ILX45 IL45 ] 185UV-F5L-40 ND | Outdoor Luminaires | High Output | Fuel Pump Canopy Luminaires | Standard | FALSE | [9 empty] | 42662 |  |  | No |  | 3 | 20145 | 109.19 | 184.5 | 12.05 | 0.98 | 3835 | 72.7
PD91Q8GQ | Z-Moto | Light Emitting Designs | [ ILX45 IL45 ] 185UV-R5L-40 DM | Outdoor Luminaires | High Output | Fuel Pump Canopy Luminaires | Standard | FALSE | [9 empty] | 42662 |  |  | No |  | 3 | 19835 | 107.35 | 184.5 | 12.05 | 0.98 | 3835 | 72.7
PHKX43S8 | Z-Moto | Light Emitting Designs | [ ILX45 IL45 ] 150UV-R5M-40 DM | Outdoor Luminaires | High Output | Fuel Pump Canopy Luminaires | Standard | FALSE | [9 empty] | 42662 |  |  | No |  | 3 | 19742 | 134.02 | 147.3 | 11.81 | 0.98 | 3831 | 72.8
P86U4XCC | Z-Moto | Light Emitting Designs | [ ILX45 IL45 ] 150UV-R5M-40 ND | Outdoor Luminaires | High Output | Fuel Pump Canopy Luminaires | Standard | FALSE | [9 empty] | 42662 |  |  | No |  | 3 | 19742 | 134.02 | 147.3 | 11.81 | 0.98 | 3831 | 72.8
PAAHUAYY | Z-Moto | Light Emitting Designs | [ ILX45 IL45 ] 150UV-F5L-40 DM | Outdoor Luminaires | High Output | Fuel Pump Canopy Luminaires | Standard | FALSE | [9 empty] | 42662 |  |  | No |  | 3 | 17658.35 | 119.9 | 147.3 | 11.81 | 0.98 | 3831 | 72.8
P14AGBN8 | Z-Moto | Light Emitting Designs | [ ILX45 IL45 ] 150UV-F5L-40 ND | Outdoor Luminaires | High Output | Fuel Pump Canopy Luminaires | Standard | FALSE | [9 empty] | 42662 |  |  | No |  | 3 | 17658.35 | 119.9 | 147.3 | 11.81 | 0.98 | 3831 | 72.8
PBM79MPW | Z-Moto | Light Emitting Designs | [ ILX45 IL45 ] 150UV-R5L-40 DM | Outdoor Luminaires | High Output | Fuel Pump Canopy Luminaires | Standard | FALSE | [9 empty] | 42662 |  |  | No |  | 3 | 17134 | 116.32 | 147.3 | 11.81 | 0.98 | 3831 | 72.8
P1CDY5EM | Z-Moto | Light Emitting Designs | [ ILX45 IL45 ] 150UV-R5L-40 ND | Outdoor Luminaires | High Output | Fuel Pump Canopy Luminaires | Standard | FALSE | [9 empty] | 42662 |  |  | No |  | 3 | 17134 | 116.32 | 147.3 | 11.81 | 0.98 | 3831 | 72.8
P7Z2XE9F | Z-Moto | Light Emitting Designs | [ ILX45 IL45 ] 120UV-R5M-40 ND | Outdoor Luminaires | High Output | Fuel Pump Canopy Luminaires | Standard | FALSE | [9 empty] | 42662 |  |  | No |  | 3 | 16449 | 137.65 | 119.5 | 9.92 | 0.98 | 3824 | 72.8
P6264NWY | Z-Moto | Light Emitting Designs | [ ILX45 IL45 ] 120UV-R5M-40 DM | Outdoor Luminaires | High Output | Fuel Pump Canopy Luminaires | Standard | FALSE | [9 empty] | 42662 |  |  | No |  | 3 | 16449 | 137.65 | 119.5 | 9.92 | 0.98 | 3824 | 72.8
PB4XKQWP | Z-Moto | Light Emitting Designs | [ ILX45 IL45 ] 120UV-F5L-40 DM | Outdoor Luminaires | High Output | Fuel Pump Canopy Luminaires | Standard | FALSE | [9 empty] | 42662 |  |  | No |  | 3 | 14280 | 119.5 | 119.5 | 9.92 | 0.98 | 3824 | 72.8
P7984CXD | Z-Moto | Light Emitting Designs | [ ILX45 IL45 ] 120UV-F5L-40 ND | Outdoor Luminaires | High Output | Fuel Pump Canopy Luminaires | Standard | FALSE | [9 empty] | 42662 |  |  | No |  | 3 | 14280 | 119.5 | 119.5 | 9.92 | 0.98 | 3824 | 72.8
PQS612CT | Z-Moto | Light Emitting Designs | [ ILX45 IL45 ] 120UV-R5L-40 ND | Outdoor Luminaires | High Output | Fuel Pump Canopy Luminaires | Standard | FALSE | [9 empty] | 42662 |  |  | No |  | 3 | 14027 | 117.38 | 119.5 | 9.92 | 0.98 | 3824 | 72.8
P8NKUYTQ | Z-Moto | Light Emitting Designs | [ ILX45 IL45 ] 120UV-R5L-40 DM | Outdoor Luminaires | High Output | Fuel Pump Canopy Luminaires | Standard | FALSE | [9 empty] | 42662 |  |  | No |  | 3 | 14027 | 117.38 | 119.5 | 9.92 | 0.98 | 3824 | 72.8
PCRGA87G | Z-Moto | Light Emitting Designs | [ ILX45 IL45 ] 100UV-R5M-40 ND | Outdoor Luminaires | High Output | Fuel Pump Canopy Luminaires | Standard | FALSE | [9 empty] | 42662 |  |  | No |  | 3 | 13991 | 135.2 | 103.5 | 9.96 | 0.97 | 3820 | 72.8
PASHR6RV | Z-Moto | Light Emitting Designs | [ ILX45 IL45 ] 100UV-R5M-40 DM | Outdoor Luminaires | High Output | Fuel Pump Canopy Luminaires | Standard | FALSE | [9 empty] | 42662 |  |  | No |  | 3 | 13991 | 135.2 | 103.5 | 9.96 | 0.97 | 3820 | 72.8
PV636WRH | Z-Moto | Light Emitting Designs | [ ILX45 IL45 ] 100UV-F5L-40 ND | Outdoor Luminaires | High Output | Fuel Pump Canopy Luminaires | Standard | FALSE | [9 empty] | 42662 |  |  | No |  | 3 | 12318 | 119 | 103.5 | 9.96 | 0.97 | 3820 | 72.8
PSDWNWZY | Z-Moto | Light Emitting Designs | [ ILX45 IL45 ] 100UV-F5L-40 DM | Outdoor Luminaires | High Output | Fuel Pump Canopy Luminaires | Standard | FALSE | [9 empty] | 42662 |  |  | No |  | 3 | 12318 | 119 | 103.5 | 9.96 | 0.97 | 3820 | 72.8
PTACEHDX | Z-Moto | Light Emitting Designs | [ ILX45 IL45 ] 100UV-R5L-40 DM | Outdoor Luminaires | High Output | Fuel Pump Canopy Luminaires | Standard | FALSE | [9 empty] | 42662 |  |  | No |  | 3 | 12117 | 117.1 | 103.5 | 9.96 | 0.97 | 3820 | 72.8
PN3FCQ1U | Z-Moto | Light Emitting Designs | [ ILX45 IL45 ] 100UV-R5L-40 ND | Outdoor Luminaires | High Output | Fuel Pump Canopy Luminaires | Standard | FALSE | [9 empty] | 42662 |  |  | No |  | 3 | 12117 | 117.1 | 103.5 | 9.96 | 0.97 | 3820 | 72.8
PYJUG4SF | Z-Moto | Light Emitting Designs | [ ILX45 IL45 ] 075UV-F5L-40 DM | Outdoor Luminaires | Mid Output | Fuel Pump Canopy Luminaires | Standard | FALSE | [9 empty] | 42662 |  |  | No |  | 3 | 9279 | 123.2 | 75.3 | 9.91 | 0.98 | 3814 | 72.9
PSXVX3B9 | Z-Moto | Light Emitting Designs | [ ILX45 IL45 ] 075UV-R5L-40 DM | Outdoor Luminaires | Mid Output | Fuel Pump Canopy Luminaires | Standard | FALSE | [9 empty] | 42662 |  |  | No |  | 3 | 9100 | 120.9 | 75.3 | 9.91 | 0.98 | 3814 | 72.9
PYN9124M | Z-Moto | Light Emitting Designs | [ ILX45 IL45 ] 075UV-R5M-40 DM | Outdoor Luminaires | High Output | Fuel Pump Canopy Luminaires | Standard | FALSE | [9 empty] | 42662 |  |  | No |  | 3 | 10561 | 140.3 | 75.3 | 9.91 | 0.98 | 3814 | 72.9
PRXRSUV7 | S LITE CO. LTD. | S LITE | DL383AE-UNV-0424-70-50K-00-00-00-Optional include[WHBKDBSLXX]-00-Optional include [PMSPMPSMSPMS00]-00-Optional include[CMPS]-NC-IVT | Outdoor Luminaires | Low Output | Fuel Pump Canopy Luminaires | Premium | FALSE | [9 empty] | 42662 | Dimmable | Continuous Above 10 | Yes |  | 4 | 3830 | 110.59 | 34.63 | 10.53 | 0.93 | 5000 | 79.4
PAZJ92S2 | S LITE CO. LTD. | S LITE | DL383HE-HV-0424-70-50K-00-00-00-Optional include[WHBKDBSLXX]-00-Optional include [PMSPMPSMSPMS00]-02-Optional include[CMPS]-NC-IVT | Outdoor Luminaires | Low Output | Fuel Pump Canopy Luminaires | Premium | FALSE | [9 empty] | 42662 | Dimmable | Continuous Above 10 | Yes |  | 4 | 4099 | 110.72 | 37.02 | 7.6 | 0.95 | 5000 | 79.4
P7SKWQYR | S LITE CO. LTD. | S LITE | DL384AE-UNV-0424-70-50K-00-00-00-Optional include[WHBKDBSLXX]-00-Optional include [PMSPMPSMSPMS00]-00-Optional include[CMPS]-NC-IVT | Outdoor Luminaires | Low Output | Fuel Pump Canopy Luminaires | Premium | FALSE | [9 empty] | 42662 | Dimmable | Continuous Above 10 | Yes |  | 4 | 4174 | 120.25 | 34.71 | 11.16 | 0.92 | 5000 | 78.5
PY3PZ5WK | S LITE CO. LTD. | S LITE | DL387AE-UNV-0421-70-50K-00-00-00-Optional include[WHBKDBSLXX]-00-Optional include [PMSPMPSMSPMS00]-00-Optional include[CMPS]-NC-IVT | Outdoor Luminaires | Mid Output | Fuel Pump Canopy Luminaires | Premium | FALSE | [9 empty] | 42662 | Dimmable | Continuous Above 10 | Yes |  | 4 | 5248 | 153.81 | 34.12 | 11.48 | 0.93 | 5000 | 78.3
PE6BVZJS | S LITE CO. LTD. | S LITE | DL387HE-HV-0421-70-50K-00-00-00-Optional include[WHBKDBSLXX]-00-Optional include [PMSPMPSMSPMS00]-00-Optional include[CMPS]-NC-IVT | Outdoor Luminaires | Mid Output | Fuel Pump Canopy Luminaires | Premium | FALSE | [9 empty] | 42662 | Dimmable | Continuous Above 10 | Yes |  | 4 | 5700 | 155.57 | 36.64 | 7.88 | 0.95 | 5000 | 77.8
PCJAKH3V | S LITE CO. LTD. | S LITE | DL384AE-UNV-0424-70-45K-00-00-00-Optional include[WHBKDBSLXX]-00-Optional include [PMSPMPSMSPMS00]-00-Optional include[CMPS]-NC-IVT | Outdoor Luminaires | Low Output | Fuel Pump Canopy Luminaires | Premium | FALSE | [9 empty] | 42662 | Dimmable | Continuous Above 10 | Yes |  | 4 | 4141 | 119.76 | 34.58 | 11.97 | 0.93 | 4500 | 75.2
PWPHTX34 | S LITE CO. LTD. | S LITE | DL383HE-HV-0424-70-45K-00-00-00-Optional include[WHBKDBSLXX]-00-Optional include [PMSPMPSMSPMS00]-01-Optional include[CMPS]-NC-IVT | Outdoor Luminaires | Low Output | Fuel Pump Canopy Luminaires | Premium | FALSE | [9 empty] | 42662 | Dimmable | Continuous Above 10 | Yes |  | 4 | 4068 | 110.35 | 36.86 | 7.76 | 0.95 | 4500 | 75.2
PPVSXM3J | S LITE CO. LTD. | S LITE | DL383AE-UNV-0424-70-45K-00-00-00-Optional include[WHBKDBSLXX]-00-Optional include [PMSPMPSMSPMS00]-00-Optional include[CMPS]-NC-IVT | Outdoor Luminaires | Low Output | Fuel Pump Canopy Luminaires | Premium | FALSE | [9 empty] | 42662 | Dimmable | Continuous Above 10 | Yes |  | 4 | 3797 | 110.28 | 34.43 | 10.31 | 0.93 | 4500 | 75.1
PK9XVN7W | S LITE CO. LTD. | S LITE | DL387AE-UNV-0421-70-45K-00-00-00-Optional include[WHBKDBSLXX]-00-Optional include [PMSPMPSMSPMS00]-00-Optional include[CMPS]-NC-IVT | Outdoor Luminaires | Mid Output | Fuel Pump Canopy Luminaires | Premium | FALSE | [9 empty] | 42662 | Dimmable | Continuous Above 10 | Yes |  | 4 | 5244 | 152.67 | 34.35 | 11.28 | 0.93 | 4500 | 73.3
PSU1MC67 | S LITE CO. LTD. | S LITE | DL387HE-HV-0421-70-45K-00-00-00-Optional include[WHBKDBSLXX]-00-Optional include [PMSPMPSMSPMS00]-00-Optional include[CMPS]-NC-IVT | Outdoor Luminaires | Mid Output | Fuel Pump Canopy Luminaires | Premium | FALSE | [9 empty] | 42662 | Dimmable | Continuous Above 10 | Yes |  | 4 | 5680 | 155.55 | 36.52 | 7.92 | 0.95 | 4500 | 73.1
P41Z76YP | S LITE CO. LTD. | S LITE | DL384AE-UNV-0424-70-40K-00-00-00-Optional include[WHBKDBSLXX]-00-Optional include [PMSPMPSMSPMS00]-00-Optional include[CMPS]-NC-IVT | Outdoor Luminaires | Low Output | Fuel Pump Canopy Luminaires | Premium | FALSE | [9 empty] | 42662 | Dimmable | Continuous Above 10 | Yes |  | 4 | 4109 | 118.81 | 34.58 | 11.97 | 0.93 | 4000 | 75.2
P1PNAGNG | S LITE CO. LTD. | S LITE | DL383HE-HV-0424-70-40K-00-00-00-Optional include[WHBKDBSLXX]-00-Optional include [PMSPMPSMSPMS00]-01-Optional include[CMPS]-NC-IVT | Outdoor Luminaires | Low Output | Fuel Pump Canopy Luminaires | Premium | FALSE | [9 empty] | 42662 | Dimmable | Continuous Above 10 | Yes |  | 4 | 4036 | 109.5 | 36.86 | 7.76 | 0.95 | 4000 | 75.2
PJNF24KT | S LITE CO. LTD. | S LITE | DL383AE-UNV-0424-70-40K-00-00-00-Optional include[WHBKDBSLXX]-00-Optional include [PMSPMPSMSPMS00]-00-Optional include[CMPS]-NC-IVT | Outdoor Luminaires | Low Output | Fuel Pump Canopy Luminaires | Premium | FALSE | [9 empty] | 42662 | Dimmable | Continuous Above 10 | Yes |  | 4 | 3763 | 109.31 | 34.43 | 10.31 | 0.93 | 4000 | 75.1
P6RQNUJR | S LITE CO. LTD. | S LITE | DL387AE-UNV-0421-70-40K-00-00-00-Optional include[WHBKDBSLXX]-00-Optional include [PMSPMPSMSPMS00]-00-Optional include[CMPS]-NC-IVT | Outdoor Luminaires | Mid Output | Fuel Pump Canopy Luminaires | Premium | FALSE | [9 empty] | 42662 | Dimmable | Continuous Above 10 | Yes |  | 4 | 5240 | 152.55 | 34.35 | 11.28 | 0.93 | 4000 | 73.3
PCM5MAER | S LITE CO. LTD. | S LITE | DL387HE-HV-0421-70-40K-00-00-00-Optional include[WHBKDBSLXX]-00-Optional include [PMSPMPSMSPMS00]-00-Optional include[CMPS]-NC-IVT | Outdoor Luminaires | Mid Output | Fuel Pump Canopy Luminaires | Premium | FALSE | [9 empty] | 42662 | Dimmable | Continuous Above 10 | Yes |  | 4 | 5660 | 155 | 36.52 | 7.92 | 0.95 | 4000 | 73.1
PDCQHFU1 | S LITE CO. LTD. | S LITE | DL384AE-UNV-0424-70-35K-00-00-00-Optional include[WHBKDBSLXX]-00-Optional include [PMSPMPSMSPMS00]-00-Optional include[CMPS]-NC-IVT | Outdoor Luminaires | Low Output | Fuel Pump Canopy Luminaires | Premium | FALSE | [9 empty] | 42662 | Dimmable | Continuous Above 10 | Yes |  | 4 | 4076 | 117.87 | 34.58 | 11.97 | 0.93 | 3500 | 75.2
P5GKC9US | S LITE CO. LTD. | S LITE | DL383HE-HV-0424-70-35K-00-00-00-Optional include[WHBKDBSLXX]-00-Optional include [PMSPMPSMSPMS00]-00-Optional include[CMPS]-NC-IVT | Outdoor Luminaires | Low Output | Fuel Pump Canopy Luminaires | Premium | FALSE | [9 empty] | 42662 | Dimmable | Continuous Above 10 | Yes |  | 4 | 4005 | 108.64 | 36.86 | 7.76 | 0.95 | 3500 | 75.2
PPSER3CR | S LITE CO. LTD. | S LITE | DL383AE-UNV-0424-70-35K-00-00-00-Optional include[WHBKDBSLXX]-00-Optional include [PMSPMPSMSPMS00]-00-Optional include[CMPS]-NC-IVT | Outdoor Luminaires | Low Output | Fuel Pump Canopy Luminaires | Premium | FALSE | [9 empty] | 42662 | Dimmable | Continuous Above 10 | Yes |  | 4 | 3730 | 108.34 | 34.43 | 10.31 | 0.93 | 3500 | 75.1
PZS3K1VH | S LITE CO. LTD. | S LITE | DL387AE-UNV-0421-70-35K-00-00-00-Optional include[WHBKDBSLXX]-00-Optional include [PMSPMPSMSPMS00]-00-Optional include[CMPS]-NC-IVT | Outdoor Luminaires | Mid Output | Fuel Pump Canopy Luminaires | Premium | FALSE | [9 empty] | 42662 | Dimmable | Continuous Above 10 | Yes |  | 4 | 5236 | 152.44 | 34.35 | 11.28 | 0.93 | 3500 | 73.3
P1U59PDD | S LITE CO. LTD. | S LITE | DL387HE-HV-0421-70-35K-00-00-00-Optional include[WHBKDBSLXX]-00-Optional include [PMSPMPSMSPMS00]-00-Optional include[CMPS]-NC-IVT | Outdoor Luminaires | Mid Output | Fuel Pump Canopy Luminaires | Premium | FALSE | [9 empty] | 42662 | Dimmable | Continuous Above 10 | Yes |  | 4 | 5640 | 154.44 | 36.52 | 7.92 | 0.95 | 3500 | 73.1
PV2FXW7Z | Barron Lighting Group | Trace-Lite | MC-15-VS-4K-LG-XX | Outdoor Luminaires | Mid Output | Fuel Pump Canopy Luminaires | Standard | TRUE | 6011.46 | 105 | 57.14 | 10 | 0.93 | 3850 | 76 | 5 | 50000 | 42661 |  |  | No |  | 4 | 6011 | 105 | 57 | 9 | 0.99 | 3850 | 76
PEPQWZ7U | Barron Lighting Group | Trace-Lite | MC-10-VS-4K-LG-XX | Outdoor Luminaires | Low Output | Fuel Pump Canopy Luminaires | Premium | TRUE | 4845.9 | 115 | 42 | 14 | 0.93 | 3826 | 76 | 5 | 50000 | 42661 |  |  | No | Product updated on 9/27/2016 | 3.1 | 4845 | 115 | 42 | 9 | 0.99 | 3826 | 76
PX1CMQ2A | S LITE CO. LTD. | S LITE | DL384HE-HV-0424-70-30K-00-00-00-Optional include[WHBKDBSLXX]-00-Optional include [PMSPMPSMSPMS00]-00-Optional include[CMPS]-NC-IVT | Outdoor Luminaires | Low Output | Fuel Pump Canopy Luminaires | Premium | TRUE | 4402 | 119.36 | 36.88 | 7.78 | 0.9505 | 2989 | 75.1 | 5 | 50000 | 42661 |  |  | Yes |  | 4 | 4402 | 119.36 | 36.88 | 7.78 | 0.95 | 3000 | 75.1
P6RKCTYU | Beyond Signs Inc. dba Beyond LED Technology | Beyond led technology | 107482-20 | Outdoor Luminaires | Mid Output | Fuel Pump Canopy Luminaires | Standard | TRUE | 5621.49 | 92.46 | 60.8 | 11.9 | 0.972 | 2682 | 82.1 | 5 | 50000 | 42661 |  |  | NotYetVerified |  | 3 | 5621.49 | 92.46 | 60.8 | 3.8 | 0.997 | 2682 | 82.1
PVE372A6 | Beyond Signs Inc. dba Beyond LED Technology | Beyond led technology | 107474-20 | Outdoor Luminaires | Low Output | Fuel Pump Canopy Luminaires | Standard | TRUE | 3767.62 | 91.54 | 41.16 | 15.4 | 0.968 | 2688 | 82.1 | 5 | 50000 | 42661 |  |  | NotYetVerified |  | 3 | 3767.62 | 91.54 | 41.16 | 6 | 0.997 | 2688 | 82.1
PGJQFMQF | Beyond Signs Inc. dba Beyond LED Technology | Beyond led technology | 104747-7 | Outdoor Luminaires | Low Output | Fuel Pump Canopy Luminaires | Standard | FALSE | [9 empty] | 42661 | Dimmable | Stepped | NotYetVerified |  | 3 | 3700 | 92.5 | 40 | 6 | 0.997 | 5700 | 82.1
PF7GXCHM | Beyond Signs Inc. dba Beyond LED Technology | Beyond led technology | 107482-7 | Outdoor Luminaires | Mid Output | Fuel Pump Canopy Luminaires | Standard | FALSE | [9 empty] | 42661 | Dimmable | Stepped | NotYetVerified |  | 3 | 5700 | 95 | 60 | 3.8 | 0.997 | 5700 | 82.1
PU96PAVU | Beyond Signs Inc. dba Beyond LED Technology | Beyond led technology | 107482-14 | Outdoor Luminaires | Mid Output | Fuel Pump Canopy Luminaires | Standard | FALSE | [9 empty] | 42661 | Not Yet Verified | Not Yet Verified | NotYetVerified |  | 3 | 5700 | 95 | 60 | 3.8 | 0.997 | 5700 | 82.1
P8DGPXR7 | Beyond Signs Inc. dba Beyond LED Technology | Beyond led technology | 107474-14 | Outdoor Luminaires | Low Output | Fuel Pump Canopy Luminaires | Standard | FALSE | [9 empty] | 42661 | Not Dimmable | Not Dimmable | NotYetVerified |  | 3 | 3700 | 92.5 | 40 | 6 | 0.997 | 5700 | 82.1
P7DGZ3SA | Beyond Signs Inc. dba Beyond LED Technology | Beyond led technology | 107474 | Outdoor Luminaires | Low Output | Fuel Pump Canopy Luminaires | Standard | FALSE | [9 empty] | 42661 | Dimmable | Continuous Below 10 | NotYetVerified |  | 3 | 3700 | 92.5 | 40 | 6 | 0.997 | 5700 | 82.1
PVS89BXP | Beyond Signs Inc. dba Beyond LED Technology | Beyond led technology | 107482 | Outdoor Luminaires | Mid Output | Fuel Pump Canopy Luminaires | Standard | FALSE | [9 empty] | 42661 | Dimmable | Continuous Above 10 | NotYetVerified |  | 3 | 5700 | 95 | 60 | 3.8 | 0.997 | 5700 | 82.1
PFSBR4RU | Beyond Signs Inc. dba Beyond LED Technology | Beyond led technology | 104747-8 | Outdoor Luminaires | Low Output | Fuel Pump Canopy Luminaires | Standard | FALSE | [9 empty] | 42661 | Dimmable | Stepped | NotYetVerified |  | 3 | 3700 | 92.5 | 40 | 6 | 0.997 | 5000 | 82.1
PABSQC6T | Beyond Signs Inc. dba Beyond LED Technology | Beyond led technology | 107482-8 | Outdoor Luminaires | Mid Output | Fuel Pump Canopy Luminaires | Standard | FALSE | [9 empty] | 42661 | Dimmable | Stepped | NotYetVerified |  | 3 | 5700 | 95 | 60 | 3.8 | 0.997 | 5000 | 82.1
P86Z96EF | Beyond Signs Inc. dba Beyond LED Technology | Beyond led technology | 107482-15 | Outdoor Luminaires | Mid Output | Fuel Pump Canopy Luminaires | Standard | FALSE | [9 empty] | 42661 | Not Yet Verified | Not Yet Verified | NotYetVerified |  | 3 | 5700 | 95 | 60 | 3.8 | 0.997 | 5000 | 82.1
P5W9XGX9 | Beyond Signs Inc. dba Beyond LED Technology | Beyond led technology | 107474-15 | Outdoor Luminaires | Low Output | Fuel Pump Canopy Luminaires | Standard | FALSE | [9 empty] | 42661 | Not Dimmable | Not Dimmable | NotYetVerified |  | 3 | 3700 | 92.5 | 40 | 6 | 0.997 | 5000 | 82.1
PWH18N3Z | Beyond Signs Inc. dba Beyond LED Technology | Beyond led technology | 107474-1 | Outdoor Luminaires | Low Output | Fuel Pump Canopy Luminaires | Standard | FALSE | [9 empty] | 42661 | Dimmable | Continuous Below 10 | NotYetVerified |  | 3 | 3700 | 92.5 | 40 | 6 | 0.997 | 5000 | 82.1
PE8KW4BH | Beyond Signs Inc. dba Beyond LED Technology | Beyond led technology | 107482-1 | Outdoor Luminaires | Mid Output | Fuel Pump Canopy Luminaires | Standard | FALSE | [9 empty] | 42661 | Dimmable | Continuous Above 10 | NotYetVerified |  | 3 | 5700 | 95 | 60 | 3.8 | 0.997 | 5000 | 82.1
PCPG2SVY | Beyond Signs Inc. dba Beyond LED Technology | Beyond led technology | 107474-9 | Outdoor Luminaires | Low Output | Fuel Pump Canopy Luminaires | Standard | FALSE | [9 empty] | 42661 | Dimmable | Stepped | NotYetVerified |  | 3 | 3700 | 92.5 | 40 | 6 | 0.997 | 4500 | 82.1
PV2BQ23N | Beyond Signs Inc. dba Beyond LED Technology | Beyond led technology | 107482-9 | Outdoor Luminaires | Mid Output | Fuel Pump Canopy Luminaires | Standard | FALSE | [9 empty] | 42661 | Dimmable | Stepped | NotYetVerified |  | 3 | 5700 | 95 | 60 | 3.8 | 0.997 | 4500 | 82.1
PS3Q1RRF | Beyond Signs Inc. dba Beyond LED Technology | Beyond led technology | 107482-16 | Outdoor Luminaires | Mid Output | Fuel Pump Canopy Luminaires | Standard | FALSE | [9 empty] | 42661 | Not Yet Verified | Not Yet Verified | NotYetVerified |  | 3 | 5700 | 95 | 60 | 3.8 | 0.997 | 4500 | 82.1
PH55DBT5 | Beyond Signs Inc. dba Beyond LED Technology | Beyond led technology | 107474-16 | Outdoor Luminaires | Low Output | Fuel Pump Canopy Luminaires | Standard | FALSE | [9 empty] | 42661 | Not Dimmable | Not Dimmable | NotYetVerified |  | 3 | 3700 | 92.5 | 40 | 6 | 0.997 | 4500 | 82.1
P67YZCEU | Beyond Signs Inc. dba Beyond LED Technology | Beyond led technology | 107474-2 | Outdoor Luminaires | Low Output | Fuel Pump Canopy Luminaires | Standard | FALSE | [9 empty] | 42661 | Dimmable | Continuous Below 10 | NotYetVerified |  | 3 | 3700 | 92.5 | 40 | 6 | 0.997 | 4500 | 82.1
P1CSSG7S | Beyond Signs Inc. dba Beyond LED Technology | Beyond led technology | 107482-2 | Outdoor Luminaires | Mid Output | Fuel Pump Canopy Luminaires | Standard | FALSE | [9 empty] | 42661 | Dimmable | Continuous Above 10 | NotYetVerified |  | 3 | 5700 | 95 | 60 | 3.8 | 0.997 | 4500 | 82.1
PX1HWB6X | Beyond Signs Inc. dba Beyond LED Technology | Beyond led technology | 107474-10 | Outdoor Luminaires | Low Output | Fuel Pump Canopy Luminaires | Standard | FALSE | [9 empty] | 42661 | Dimmable | Stepped | NotYetVerified |  | 3 | 3700 | 92.5 | 40 | 6 | 0.997 | 4000 | 82.1
PYUNE2S3 | Beyond Signs Inc. dba Beyond LED Technology | Beyond led technology | 107482-10 | Outdoor Luminaires | Mid Output | Fuel Pump Canopy Luminaires | Standard | FALSE | [9 empty] | 42661 | Dimmable | Stepped | NotYetVerified |  | 3 | 5700 | 95 | 60 | 3.8 | 0.997 | 4000 | 82.1
P1Z86T2R | Beyond Signs Inc. dba Beyond LED Technology | Beyond led technology | 107482-17 | Outdoor Luminaires | Mid Output | Fuel Pump Canopy Luminaires | Standard | FALSE | [9 empty] | 42661 | Not Yet Verified | Not Yet Verified | NotYetVerified |  | 3 | 5700 | 95 | 60 | 3.8 | 0.997 | 4000 | 82.1
PT9EBMTB | Beyond Signs Inc. dba Beyond LED Technology | Beyond led technology | 107474-17 | Outdoor Luminaires | Low Output | Fuel Pump Canopy Luminaires | Standard | FALSE | [9 empty] | 42661 | Not Dimmable | Not Dimmable | NotYetVerified |  | 3 | 3700 | 92.5 | 40 | 6 | 0.997 | 4000 | 82.1
PVFV7V9V | Beyond Signs Inc. dba Beyond LED Technology | Beyond led technology | 107474-3 | Outdoor Luminaires | Low Output | Fuel Pump Canopy Luminaires | Standard | FALSE | [9 empty] | 42661 | Dimmable | Continuous Below 10 | NotYetVerified |  | 3 | 3700 | 92.5 | 40 | 6 | 0.997 | 4000 | 82.1
PPCZARPG | Beyond Signs Inc. dba Beyond LED Technology | Beyond led technology | 107482-3 | Outdoor Luminaires | Mid Output | Fuel Pump Canopy Luminaires | Standard | FALSE | [9 empty] | 42661 | Dimmable | Continuous Above 10 | NotYetVerified |  | 3 | 5700 | 95 | 60 | 3.8 | 0.997 | 4000 | 82.1
P1G1QZ8M | Beyond Signs Inc. dba Beyond LED Technology | Beyond led technology | 107474-11 | Outdoor Luminaires | Low Output | Fuel Pump Canopy Luminaires | Standard | FALSE | [9 empty] | 42661 | Dimmable | Stepped | NotYetVerified |  | 3 | 3700 | 92.5 | 40 | 6 | 0.997 | 3500 | 82.1
PJZTZGBA | Beyond Signs Inc. dba Beyond LED Technology | Beyond led technology | 107482-11 | Outdoor Luminaires | Mid Output | Fuel Pump Canopy Luminaires | Standard | FALSE | [9 empty] | 42661 | Dimmable | Stepped | NotYetVerified |  | 3 | 5700 | 95 | 60 | 3.8 | 0.997 | 3500 | 82.1
PXJ2Z7VV | Beyond Signs Inc. dba Beyond LED Technology | Beyond led technology | 107482-18 | Outdoor Luminaires | Mid Output | Fuel Pump Canopy Luminaires | Standard | FALSE | [9 empty] | 42661 | Not Yet Verified | Not Yet Verified | NotYetVerified |  | 3 | 5700 | 95 | 60 | 3.8 | 0.997 | 3500 | 82.1
PRFFGDG8 | Beyond Signs Inc. dba Beyond LED Technology | Beyond led technology | 107474-18 | Outdoor Luminaires | Low Output | Fuel Pump Canopy Luminaires | Standard | FALSE | [9 empty] | 42661 | Not Dimmable | Not Dimmable | NotYetVerified |  | 3 | 3700 | 92.5 | 40 | 6 | 0.997 | 3500 | 82.1
P86SG95V | Beyond Signs Inc. dba Beyond LED Technology | Beyond led technology | 107474-4 | Outdoor Luminaires | Low Output | Fuel Pump Canopy Luminaires | Standard | FALSE | [9 empty] | 42661 | Dimmable | Continuous Below 10 | NotYetVerified |  | 3 | 3700 | 92.5 | 40 | 6 | 0.997 | 3500 | 82.1
PEW4893Z | Beyond Signs Inc. dba Beyond LED Technology | Beyond led technology | 107482-4 | Outdoor Luminaires | Mid Output | Fuel Pump Canopy Luminaires | Standard | FALSE | [9 empty] | 42661 | Dimmable | Continuous Above 10 | NotYetVerified |  | 3 | 5700 | 95 | 60 | 3.8 | 0.997 | 3500 | 82.1
PBBRTFSJ | Beyond Signs Inc. dba Beyond LED Technology | Beyond led technology | 107474-12 | Outdoor Luminaires | Low Output | Fuel Pump Canopy Luminaires | Standard | FALSE | [9 empty] | 42661 | Dimmable | Stepped | NotYetVerified |  | 3 | 3700 | 92.5 | 40 | 6 | 0.997 | 3000 | 82.1
PW2PPG89 | Beyond Signs Inc. dba Beyond LED Technology | Beyond led technology | 107482-12 | Outdoor Luminaires | Mid Output | Fuel Pump Canopy Luminaires | Standard | FALSE | [9 empty] | 42661 | Dimmable | Stepped | NotYetVerified |  | 3 | 5700 | 95 | 60 | 3.8 | 0.997 | 3000 | 82.1
PA8BUQR9 | Beyond Signs Inc. dba Beyond LED Technology | Beyond led technology | 107482-19 | Outdoor Luminaires | Mid Output | Fuel Pump Canopy Luminaires | Standard | FALSE | [9 empty] | 42661 | Not Yet Verified | Not Yet Verified | NotYetVerified |  | 3 | 5700 | 95 | 60 | 3.8 | 0.997 | 3000 | 82.1
P132VHS1 | Beyond Signs Inc. dba Beyond LED Technology | Beyond led technology | 107474-19 | Outdoor Luminaires | Low Output | Fuel Pump Canopy Luminaires | Standard | FALSE | [9 empty] | 42661 | Not Dimmable | Not Dimmable | NotYetVerified |  | 3 | 3700 | 92.5 | 40 | 6 | 0.997 | 3000 | 82.1
PEY6RS5T | Beyond Signs Inc. dba Beyond LED Technology | Beyond led technology | 107474-5 | Outdoor Luminaires | Low Output | Fuel Pump Canopy Luminaires | Standard | FALSE | [9 empty] | 42661 | Dimmable | Continuous Below 10 | NotYetVerified |  | 3 | 3700 | 92.5 | 40 | 6 | 0.997 | 3000 | 82.1
P1MGA7DU | Beyond Signs Inc. dba Beyond LED Technology | Beyond led technology | 107482-5 | Outdoor Luminaires | Mid Output | Fuel Pump Canopy Luminaires | Standard | FALSE | [9 empty] | 42661 | Dimmable | Continuous Above 10 | NotYetVerified |  | 3 | 5700 | 95 | 60 | 3.8 | 0.997 | 3000 | 82.1
PG1FYWMD | Beyond Signs Inc. dba Beyond LED Technology | Beyond led technology | 107474-13 | Outdoor Luminaires | Low Output | Fuel Pump Canopy Luminaires | Standard | FALSE | [9 empty] | 42661 | Dimmable | Stepped | NotYetVerified |  | 3 | 3700 | 92.5 | 40 | 6 | 0.997 | 2700 | 82.1
PNBQA24W | Beyond Signs Inc. dba Beyond LED Technology | Beyond led technology | 107482-13 | Outdoor Luminaires | Mid Output | Fuel Pump Canopy Luminaires | Standard | FALSE | [9 empty] | 42661 | Dimmable | Stepped | NotYetVerified |  | 3 | 5700 | 95 | 60 | 3.8 | 0.997 | 2700 | 82.1
PYHWNCEB | Beyond Signs Inc. dba Beyond LED Technology | Beyond led technology | 107474-6 | Outdoor Luminaires | Low Output | Fuel Pump Canopy Luminaires | Standard | FALSE | [9 empty] | 42661 | Dimmable | Continuous Below 10 | NotYetVerified |  | 3 | 3700 | 92.5 | 40 | 6 | 0.997 | 2700 | 82.1
P9YSQ5WE | Beyond Signs Inc. dba Beyond LED Technology | Beyond led technology | 107482-6 | Outdoor Luminaires | Mid Output | Fuel Pump Canopy Luminaires | Standard | FALSE | [9 empty] | 42661 | Dimmable | Continuous Above 10 | NotYetVerified |  | 3 | 5700 | 95 | 60 | 3.8 | 0.997 | 2700 | 82.1
PUTFTDNK | Barron Lighting Group | Trace-Lite | MC-15-VS-5K-LG-XX | Outdoor Luminaires | Mid Output | Fuel Pump Canopy Luminaires | Standard | FALSE | [9 empty] | 42661 | Dimmable | Continuous Below 10 | No |  | 4 | 6205 | 108 | 57 | 9 | 0.99 | 4979 | 73
PM763JD3 | Barron Lighting Group | Trace-Lite | MC-10-VS-5K-LG-XX | Outdoor Luminaires | Low Output | Fuel Pump Canopy Luminaires | Premium | FALSE | [9 empty] | 42661 | Dimmable | Continuous Below 10 | No | Product updated on 9/27/2016 | 3.1 | 4944 | 117 | 42 | 9 | 0.99 | 4944 | 73
PEP25JT7 | S LITE CO. LTD. | S LITE | DL384HE-HV-0424-70-50K-00-00-00-Optional include[WHBKDBSLXX]-00-Optional include [PMSPMPSMSPMS00]-00-Optional include[CMPS]-NC-IVT | Outdoor Luminaires | Low Output | Fuel Pump Canopy Luminaires | Premium | FALSE | [9 empty] | 42661 | Dimmable | Continuous Above 10 | Yes |  | 4 | 4537 | 121.38 | 37.38 | 7.84 | 0.95 | 5000 | 78.2
PYVB1RDZ | S LITE CO. LTD. | S LITE | DL384HE-HV-0424-70-45K-00-00-00-Optional include[WHBKDBSLXX]-00-Optional include [PMSPMPSMSPMS00]-00-Optional include[CMPS]-NC-IVT | Outdoor Luminaires | Low Output | Fuel Pump Canopy Luminaires | Premium | FALSE | [9 empty] | 42661 | Dimmable | Continuous Above 10 | Yes |  | 4 | 4503 | 121.28 | 37.13 | 7.78 | 0.95 | 4500 | 75.1
PTK87DHS | S LITE CO. LTD. | S LITE | DL384HE-HV-0424-70-40K-00-00-00-Optional include[WHBKDBSLXX]-00-Optional include [PMSPMPSMSPMS00]-00-Optional include[CMPS]-NC-IVT | Outdoor Luminaires | Low Output | Fuel Pump Canopy Luminaires | Premium | FALSE | [9 empty] | 42661 | Dimmable | Continuous Above 10 | Yes |  | 4 | 4470 | 120.37 | 37.13 | 7.78 | 0.95 | 4000 | 75.1
PQ9QVTTT | S LITE CO. LTD. | S LITE | DL384HE-HV-0424-70-35K-00-00-00-Optional include[WHBKDBSLXX]-00-Optional include [PMSPMPSMSPMS00]-00-Optional include[CMPS]-NC-IVT | Outdoor Luminaires | Low Output | Fuel Pump Canopy Luminaires | Premium | FALSE | [9 empty] | 42661 | Dimmable | Continuous Above 10 | Yes |  | 4 | 4436 | 119.47 | 37.1 | 7.78 | 0.95 | 3500 | 75.1
PRF8US3N | SNC OPTO ELECTRONIC CO LTD. | SNC LED | SNC-CP-240W-1321-1601 4000K | Outdoor Luminaires | Very High Output | Fuel Pump Canopy Luminaires | Standard | TRUE | 35197 | 147.45 | 238.7 | 16.28 | 0.9352 | 4149 | 82.9 | 5 |  | 42657 |  |  | No |  | 4 | 35197 | 147.45 | 238.7 | 16.28 | 0.94 | 4000 | 82.9
PVHVHVQB | SNC OPTO ELECTRONIC CO LTD. | SNC LED | SNC-CP-240W-1321-1601 5700K | Outdoor Luminaires | Very High Output | Fuel Pump Canopy Luminaires | Standard | FALSE | [9 empty] | 42657 |  |  | No |  | 4 | 36958 | 152.85 | 241.8 | 17 | 0.94 | 5700 | 82.7
PJTKFM15 | SNC OPTO ELECTRONIC CO LTD. | SNC LED | SNC-CP-240W-1321-1601 5000K | Outdoor Luminaires | Very High Output | Fuel Pump Canopy Luminaires | Standard | FALSE | [9 empty] | 42657 |  |  | No |  | 4 | 35197 | 147.45 | 238.7 | 16.28 | 0.94 | 5000 | 82.9
PVA8KZU8 | SNC OPTO ELECTRONIC CO LTD. | SNC LED | SNC-CP-240W-1321-1601 4500K | Outdoor Luminaires | Very High Output | Fuel Pump Canopy Luminaires | Standard | FALSE | [9 empty] | 42657 |  |  | No |  | 4 | 35197 | 147.45 | 238.7 | 16.28 | 0.94 | 4500 | 82.9
PKW4YBKP | Wen Lighting | WEN | WEN-CP-75W-2111-1601 4000K | Outdoor Luminaires | Mid Output | Fuel Pump Canopy Luminaires | Standard | TRUE | 8354.8 | 111.65 | 74.83 | 13.09 | 0.9337 | 3983 | 84 | 5 | 50000 | 42655 |  |  | No |  | 3.1 | 8510.4 | 112.11 | 75.91 | 13.09 | 0.9337 | 4000 | 84
PXZK6321 | Wen Lighting | WEN | WEN-CP-75W-2112-1601 5700K | Outdoor Luminaires | Mid Output | Fuel Pump Canopy Luminaires | Standard | FALSE | [9 empty] | 42655 | Not Dimmable | Not Dimmable | No |  | 3.1 | 8791 | 115.47 | 76.13 | 12.94 | 0.9316 | 5700 | 83
PHHW135R | Wen Lighting | WEN | WEN-CP-75W-2111-1601 5700K | Outdoor Luminaires | Mid Output | Fuel Pump Canopy Luminaires | Standard | FALSE | [9 empty] | 42655 | Not Dimmable | Not Dimmable | No |  | 3.1 | 8791 | 115.47 | 76.13 | 12.94 | 0.9316 | 5700 | 83
PFU6AJPZ | Wen Lighting | WEN | WEN-CP-75W-2112-1601 5000K | Outdoor Luminaires | Mid Output | Fuel Pump Canopy Luminaires | Standard | FALSE | [9 empty] | 42655 | Not Dimmable | Not Dimmable | No |  | 3.1 | 8650.7 | 113.8 | 76.02 | 13.09 | 0.9337 | 5000 | 84
P76QFYPZ | Wen Lighting | WEN | WEN-CP-75W-2111-1601 5000K | Outdoor Luminaires | Mid Output | Fuel Pump Canopy Luminaires | Standard | FALSE | [9 empty] | 42655 | Not Dimmable | Not Dimmable | No |  | 3.1 | 8650.7 | 113.8 | 76.02 | 13.09 | 0.9337 | 5000 | 84
PXVX6VE8 | Wen Lighting | WEN | WEN-CP-75W-2112-1601 4000K | Outdoor Luminaires | Mid Output | Fuel Pump Canopy Luminaires | Standard | FALSE | [9 empty] | 42655 | Not Dimmable | Not Dimmable | No |  | 3.1 | 8510.4 | 112.11 | 75.91 | 13.09 | 0.9337 | 4000 | 84
PATWCJHZ | Howard Lighting | Howard | LMCHD93DMV | Outdoor Luminaires | Mid Output | Fuel Pump Canopy Luminaires | Premium | TRUE | 8806.1 | 123.54 | 71.79 | 10.59 | 0.9133 | 3080 | 72.9 | 5 | 50000 | 42653 |  |  | Yes |  | 3.1 | 8868.9 | 123.54 | 71.79 | 10.59 | 0.9133 | 3000 | 72.9
PGPARX2B | Howard Lighting | Howard | LSCHD43DMV | Outdoor Luminaires | Low Output | Fuel Pump Canopy Luminaires | Premium | TRUE | 4290 | 119.65 | 36.1 | 13.07 | 0.9389 | 3066 | 72.8 | 5 | 50000 | 42653 |  |  | Yes |  | 3.1 | 4322.7 | 119.74 | 36.1 | 13.07 | 0.9389 | 3000 | 72.8
P9ARPU41 | EELP INC. | EELP Inc. | VLVR12-B-120L-QT-30K | Outdoor Luminaires | High Output | Fuel Pump Canopy Luminaires | Standard | TRUE | 11963 | 100.04 | 119.6 | 12.71 | 0.933 | 3012 | 83.6 | 5 | 50000 | 42653 |  |  | NotYetVerified |  | 3 | 11963 | 100.04 | 119.6 | 12.71 | 0.933 | 3000 | 83.6
PAZHUZ5N | Howard Lighting | Howard | LMCHD95DMV | Outdoor Luminaires | Mid Output | Fuel Pump Canopy Luminaires | Premium | FALSE | [9 empty] | 42653 |  |  | Yes |  | 3.1 | 9222 | 126.28 | 73.03 | 10.97 | 0.9102 | 5000 | 74.9
PS7B3DDG | Howard Lighting | Howard | LSCHD45DMV | Outdoor Luminaires | Low Output | Fuel Pump Canopy Luminaires | Premium | FALSE | [9 empty] | 42653 |  |  | Yes |  | 3.1 | 4474 | 124.07 | 36.06 | 13.39 | 0.934 | 5000 | 74.6
P7SN6V31 | EELP INC. | EELP Inc. | VLVR12-B-120L-QT-50K | Outdoor Luminaires | High Output | Fuel Pump Canopy Luminaires | Standard | FALSE | [9 empty] | 42653 | Not Dimmable | Not Dimmable | NotYetVerified |  | 3 | 11963 | 100.04 | 119.6 | 12.71 | 0.933 | 5000 | 83.6
PNUDDJX2 | Hyperikon Inc. | Hyperikon | HyperCanopy70-401 | Outdoor Luminaires | Mid Output | Fuel Pump Canopy Luminaires | Standard | TRUE | 5066.57 | 73.06 | 69.35 | 22.8 | 0.898 | 4058 | 86.1 | 5 | 50000 | 42648 |  |  | No |  | 3.1 | 5000 | 71.43 | 70 | 2.3 | 0.9 | 4000 | 80
PJ6QN6U4 | Hyperikon Inc. | Hyperikon | HyperCanopy45-401 | Outdoor Luminaires | Low Output | Fuel Pump Canopy Luminaires | Standard | TRUE | 3323.88 | 78.06 | 42.58 | 19.4 | 0.905 | 3944 | 86.1 | 5 | 50000 | 42648 |  |  | No |  | 3.1 | 3400 | 75.56 | 45 | 19 | 0.91 | 4000 | 80
P2XYP4UH | Hyperikon Inc. | Hyperikon | HyperCanopy45-501 | Outdoor Luminaires | Low Output | Fuel Pump Canopy Luminaires | Standard | FALSE | [9 empty] | 42648 |  |  | No |  | 3.1 | 3400 | 75.56 | 45 | 19 | 0.91 | 5000 | 80
PGQAFGNX | Hyperikon Inc. | Hyperikon | HyperCanopy70-501 | Outdoor Luminaires | Mid Output | Fuel Pump Canopy Luminaires | Standard | FALSE | [9 empty] | 42648 |  |  | No |  | 3.1 | 5000 | 71.43 | 70 | 2.3 | 0.9 | 5000 | 80
PRX5FZYP | SUZHOU WISTA LIGHTING TECHNOLOGY CO.LTD | SUZHOU WISTA LIGHTING TECHNOLOGY CO.LTD | WST-DGK-24-70W(3000K) | Outdoor Luminaires | Mid Output | Fuel Pump Canopy Luminaires | Standard | TRUE | 7647.9 | 108.98 | 70.18 | 14.06 | 0.9223 | 2998 | 73.4 | 5 | 50000 | 42646 |  |  | Yes |  | 4 | 7647.9 | 108.98 | 70.18 | 14.06 | 0.92 | 3000 | 73.4
PCHAE7RM | SUZHOU WISTA LIGHTING TECHNOLOGY CO.LTD | SUZHOU WISTA LIGHTING TECHNOLOGYCO.LTD | WST-DGK-24-40W(3000K) | Outdoor Luminaires | Low Output | Fuel Pump Canopy Luminaires | Standard | TRUE | 4462.1 | 112 | 39.84 | 15.14 | 0.9148 | 2990 | 73.3 | 5 | 50000 | 42646 |  |  | Yes |  | 4 | 4456.6 | 112.97 | 39.45 | 15.14 | 0.91 | 3000 | 73.3
PY8GKB2D | SUZHOU WISTA LIGHTING TECHNOLOGY CO.LTD | SUZHOU WISTA LIGHTING TECHNOLOGYCO.LTD | WST-DGK-24-40W(5700K) | Outdoor Luminaires | Low Output | Fuel Pump Canopy Luminaires | Standard | FALSE | [9 empty] | 42646 | Not Dimmable | Not Dimmable | Yes |  | 4 | 4523 | 114.83 | 39.39 | 15.19 | 0.91 | 5700 | 82.5
PDJTW36S | SUZHOU WISTA LIGHTING TECHNOLOGY CO.LTD | SUZHOU WISTA LIGHTING TECHNOLOGY CO.LTD | WST-DGK-24-70W(5700K) | Outdoor Luminaires | Mid Output | Fuel Pump Canopy Luminaires | Standard | FALSE | [9 empty] | 42646 | Not Dimmable | Not Dimmable | Yes |  | 4 | 7752 | 110.68 | 70.04 | 14.09 | 0.92 | 5700 | 82.3
P5W7QJQ8 | SUZHOU WISTA LIGHTING TECHNOLOGY CO.LTD | SUZHOU WISTA LIGHTING TECHNOLOGY CO.LTD | WST-DGK-24-70W(5000K) | Outdoor Luminaires | Mid Output | Fuel Pump Canopy Luminaires | Standard | FALSE | [9 empty] | 42646 | Not Dimmable | Not Dimmable | Yes |  | 4 | 7647.9 | 108.98 | 70.18 | 14.06 | 0.92 | 5000 | 73.4
PUBURB71 | SUZHOU WISTA LIGHTING TECHNOLOGY CO.LTD | SUZHOU WISTA LIGHTING TECHNOLOGYCO.LTD | WST-DGK-24-40W(5000K) | Outdoor Luminaires | Low Output | Fuel Pump Canopy Luminaires | Standard | FALSE | [9 empty] | 42646 | Not Dimmable | Not Dimmable | Yes |  | 4 | 4456.6 | 112.97 | 39.45 | 15.14 | 0.91 | 5000 | 73.3
P369MHTC | SUZHOU WISTA LIGHTING TECHNOLOGY CO.LTD | SUZHOU WISTA LIGHTING TECHNOLOGY CO.LTD | WST-DGK-24-70W(4500K) | Outdoor Luminaires | Mid Output | Fuel Pump Canopy Luminaires | Standard | FALSE | [9 empty] | 42646 | Not Dimmable | Not Dimmable | Yes |  | 4 | 7647.9 | 108.98 | 70.18 | 14.06 | 0.92 | 4500 | 73.4
P68NCJWD | SUZHOU WISTA LIGHTING TECHNOLOGY CO.LTD | SUZHOU WISTA LIGHTING TECHNOLOGYCO.LTD | WST-DGK-24-40W(4500K) | Outdoor Luminaires | Low Output | Fuel Pump Canopy Luminaires | Standard | FALSE | [9 empty] | 42646 | Not Dimmable | Not Dimmable | Yes |  | 4 | 4456.6 | 112.97 | 39.45 | 15.14 | 0.91 | 4500 | 73.3
PG3UFJ8P | SUZHOU WISTA LIGHTING TECHNOLOGY CO.LTD | SUZHOU WISTA LIGHTING TECHNOLOGY CO.LTD | WST-DGK-24-70W(4000K) | Outdoor Luminaires | Mid Output | Fuel Pump Canopy Luminaires | Standard | FALSE | [9 empty] | 42646 | Not Dimmable | Not Dimmable | Yes |  | 4 | 7647.9 | 108.98 | 70.18 | 14.06 | 0.92 | 4000 | 73.4
P164REKM | SUZHOU WISTA LIGHTING TECHNOLOGY CO.LTD | SUZHOU WISTA LIGHTING TECHNOLOGYCO.LTD | WST-DGK-24-40W(4000K) | Outdoor Luminaires | Low Output | Fuel Pump Canopy Luminaires | Standard | FALSE | [9 empty] | 42646 | Not Dimmable | Not Dimmable | Yes |  | 4 | 4456.6 | 112.97 | 39.45 | 15.14 | 0.91 | 4000 | 73.3
PGT62NYU | SUZHOU WISTA LIGHTING TECHNOLOGY CO.LTD | SUZHOU WISTA LIGHTING TECHNOLOGY CO.LTD | WST-DGK-24-70W(3500K) | Outdoor Luminaires | Mid Output | Fuel Pump Canopy Luminaires | Standard | FALSE | [9 empty] | 42646 | Not Dimmable | Not Dimmable | Yes |  | 4 | 7647.9 | 108.98 | 70.18 | 14.06 | 0.92 | 3500 | 73.4
P27HVABX | SUZHOU WISTA LIGHTING TECHNOLOGY CO.LTD | SUZHOU WISTA LIGHTING TECHNOLOGYCO.LTD | WST-DGK-24-40W(3500K) | Outdoor Luminaires | Low Output | Fuel Pump Canopy Luminaires | Standard | FALSE | [9 empty] | 42646 | Not Dimmable | Not Dimmable | Yes |  | 4 | 4456.6 | 112.97 | 39.45 | 15.14 | 0.91 | 3500 | 73.3
PGXFYVTM | Venture Lighting International | Venture Lighting International | CPN-120WF-B | Outdoor Luminaires | High Output | Fuel Pump Canopy Luminaires | Standard | TRUE | 14229 | 130.78 | 108.8 | 11.08 | 0.9236 | 3045 | 71.9 | 5 | 50000 | 42643 |  |  | Yes |  | 4 | 14229 | 130.78 | 108.8 | 11.08 | 0.92 | 3000 | 71.9
PSXDCDJ1 | Venture Lighting International | Venture Lighting International | CPN-120WF-A | Outdoor Luminaires | High Output | Fuel Pump Canopy Luminaires | Standard | TRUE | 14995 | 126.54 | 118.5 | 18.37 | 0.9008 | 3046 | 71.9 | 5 | 50000 | 42643 |  |  | Yes |  | 4 | 14995 | 126.54 | 118.5 | 18.37 | 0.9 | 3000 | 71.9
PG62HKBS | Venture Lighting International | Venture Lighting International | CPN-120WD-B | Outdoor Luminaires | High Output | Fuel Pump Canopy Luminaires | Standard | TRUE | 14135 | 129.68 | 109 | 11.13 | 0.9232 | 3034 | 71.6 | 5 | 50000 | 42643 |  |  | Yes |  | 4 | 14135 | 129.68 | 109 | 11.13 | 0.92 | 3000 | 71.6
PX6FQ1YV | Venture Lighting International | Venture Lighting International | CPN-120WD-A | Outdoor Luminaires | High Output | Fuel Pump Canopy Luminaires | Standard | TRUE | 15179 | 127.23 | 119.3 | 18.43 | 0.9013 | 3045 | 71.5 | 5 | 50000 | 42643 |  |  | Yes |  | 4 | 15179 | 127.23 | 119.3 | 18.43 | 0.9 | 3000 | 71.5
PVGW41BY | Venture Lighting International | Venture Lighting International | CPN-120CF-B | Outdoor Luminaires | High Output | Fuel Pump Canopy Luminaires | Standard | FALSE | [9 empty] | 42643 |  |  | Yes |  | 4 | 14426 | 132.71 | 108.7 | 19.81 | 0.92 | 5000 | 75.6
PHPG3YCN | Venture Lighting International | Venture Lighting International | CPN-120CF-A | Outdoor Luminaires | High Output | Fuel Pump Canopy Luminaires | Standard | FALSE | [9 empty] | 42643 |  |  | Yes |  | 4 | 15170 | 128.13 | 118.4 | 12.67 | 0.9 | 5000 | 75.6
P7FTA7JP | Venture Lighting International | Venture Lighting International | CPN-120CD-A | Outdoor Luminaires | High Output | Fuel Pump Canopy Luminaires | Standard | FALSE | [9 empty] | 42643 |  |  | Yes |  | 4 | 15445 | 128.92 | 119.8 | 19.37 | 0.9 | 5000 | 75.2
PTMMM1BR | Venture Lighting International | Venture Lighting International | CPN-120CD-B | Outdoor Luminaires | High Output | Fuel Pump Canopy Luminaires | Standard | FALSE | [9 empty] | 42643 |  |  | Yes |  | 4 | 14342 | 131.82 | 108.8 | 13.92 | 0.92 | 5000 | 75.2
PFVJRPE5 | Venture Lighting International | Venture Lighting International | CPN-120NF-A | Outdoor Luminaires | High Output | Fuel Pump Canopy Luminaires | Standard | FALSE | [9 empty] | 42643 |  |  | Yes |  | 4 | 15083 | 127.28 | 118.5 | 18.37 | 0.9 | 4000 | 71.9
PYTHCCN1 | Venture Lighting International | Venture Lighting International | CPN-120NF-B | Outdoor Luminaires | High Output | Fuel Pump Canopy Luminaires | Standard | FALSE | [9 empty] | 42643 |  |  | Yes |  | 4 | 14328 | 131.69 | 108.8 | 11.08 | 0.92 | 4000 | 71.9
PCJC2W49 | Venture Lighting International | Venture Lighting International | CPN-120ND-B | Outdoor Luminaires | High Output | Fuel Pump Canopy Luminaires | Standard | FALSE | [9 empty] | 42643 |  |  | Yes |  | 4 | 14244 | 130.8 | 108.9 | 11.13 | 0.92 | 4000 | 71.6
P9RR6QZG | Venture Lighting International | Venture Lighting International | CPN-120ND-A | Outdoor Luminaires | High Output | Fuel Pump Canopy Luminaires | Standard | FALSE | [9 empty] | 42643 |  |  | Yes |  | 4 | 15312 | 128.03 | 119.6 | 18.43 | 0.9 | 4000 | 71.5
PJZJYTNU | Venture Lighting International | Venture Lighting International | CPN-120BF-A | Outdoor Luminaires | High Output | Fuel Pump Canopy Luminaires | Standard | FALSE | [9 empty] | 42643 |  |  | Yes |  | 4 | 15039 | 126.91 | 118.5 | 18.37 | 0.9 | 3500 | 71.9
PT2XVDF1 | Venture Lighting International | Venture Lighting International | CPN-120BF-B | Outdoor Luminaires | High Output | Fuel Pump Canopy Luminaires | Standard | FALSE | [9 empty] | 42643 |  |  | Yes |  | 4 | 14278 | 131.23 | 108.8 | 11.08 | 0.92 | 3500 | 71.9
P34AG5NM | Venture Lighting International | Venture Lighting International | CPN-120BD-B | Outdoor Luminaires | High Output | Fuel Pump Canopy Luminaires | Standard | FALSE | [9 empty] | 42643 |  |  | Yes |  | 4 | 14189 | 130.29 | 108.9 | 11.13 | 0.92 | 3500 | 71.6
PSNCRV9H | Venture Lighting International | Venture Lighting International | CPN-120BD-A | Outdoor Luminaires | High Output | Fuel Pump Canopy Luminaires | Standard | FALSE | [9 empty] | 42643 |  |  | Yes |  | 4 | 15246 | 127.47 | 119.6 | 18.43 | 0.9 | 3500 | 71.5
P7GXZ8KP | SNC OPTO ELECTRONIC CO LTD. | SNC LED | SNC-CP-150W-3321-1602 4000K | Outdoor Luminaires | High Output | Fuel Pump Canopy Luminaires | Standard | TRUE | 21906 | 146.72 | 149.3 | 16.57 | 0.9348 | 4146 | 82.8 | 5 | 50000 | 42642 |  |  | No |  | 4 | 21906 | 146.72 | 149.3 | 16.57 | 0.93 | 4000 | 82.8
PYPK8HS5 | SNC OPTO ELECTRONIC CO LTD. | SNC LED | SNC-CP-150W-3321-1602 5700K | Outdoor Luminaires | High Output | Fuel Pump Canopy Luminaires | Standard | FALSE | [9 empty] | 42642 |  |  | No |  | 4 | 23598 | 156.17 | 151.1 | 16.91 | 0.93 | 5700 | 81.9
P6XTWXEV | SNC OPTO ELECTRONIC CO LTD. | SNC LED | SNC-CP-150W-3321-1602 5000K | Outdoor Luminaires | High Output | Fuel Pump Canopy Luminaires | Standard | FALSE | [9 empty] | 42642 |  |  | No |  | 4 | 21906 | 146.72 | 149.3 | 16.57 | 0.93 | 5000 | 82.8
PDKBQ8UV | SNC OPTO ELECTRONIC CO LTD. | SNC LED | SNC-CP-150W-3321-1602 4500K | Outdoor Luminaires | High Output | Fuel Pump Canopy Luminaires | Standard | FALSE | [9 empty] | 42642 |  |  | No |  | 4 | 21906 | 146.72 | 149.3 | 16.57 | 0.93 | 4500 | 82.8
PPSMVA3T | Ozark LED | LEDPoint | LW-CP-130W-3111-1601 4000K | Outdoor Luminaires | High Output | Fuel Pump Canopy Luminaires | Standard | TRUE | 13929 | 107.39 | 129.7 | 11.46 | 0.915 | 3962 | 74.2 | 5 | 50000 | 42641 |  |  | No |  | 3.1 | 14146 | 107.25 | 131.9 | 11.46 | 0.915 | 4000 | 74.2
PRPJQY3J | Grandlite International Corp | Grandlite International | SML-364N-L1-60W-4K-C | Outdoor Luminaires | Mid Output | Fuel Pump Canopy Luminaires | Standard | TRUE | 7040.7 | 125.51 | 56.1 | 15.6 | 0.934 | 3992 | 73.1 | 5 | 50000 | 42641 |  |  | Yes |  | 4 | 7040.7 | 125.51 | 56.1 | 9.6 | 0.99 | 3992 | 73.1
P3JUH1NC | Grandlite International Corp | Grandlite International | SML-364N-L1-60W-5K-C | Outdoor Luminaires | Mid Output | Fuel Pump Canopy Luminaires | Standard | FALSE | [9 empty] | 42641 |  |  | Yes |  | 4 | 7220 | 128.07 | 56.44 | 9.6 | 0.99 | 4870 | 72.4
PY4K8KE3 | Ozark LED | LEDPoint | LW-CP-130W-3111-1601 5700K | Outdoor Luminaires | High Output | Fuel Pump Canopy Luminaires | Standard | FALSE | [9 empty] | 42641 | Not Dimmable | Not Dimmable | No |  | 3.1 | 14634 | 110.7 | 132.2 | 11.83 | 0.9127 | 5700 | 75.7
PAG6SP6M | Ozark LED | LEDPoint | LW-CP-130W-3112-1601 5700K | Outdoor Luminaires | High Output | Fuel Pump Canopy Luminaires | Standard | FALSE | [9 empty] | 42641 | Not Dimmable | Not Dimmable | No |  | 3.1 | 14634 | 110.7 | 132.2 | 11.83 | 0.9127 | 5700 | 75.7
PZE56KPT | Ozark LED | LEDPoint | LW-CP-130W-3111-1601 5000K | Outdoor Luminaires | High Output | Fuel Pump Canopy Luminaires | Standard | FALSE | [9 empty] | 42641 | Not Dimmable | Not Dimmable | No |  | 3.1 | 14390 | 108.97 | 132.1 | 11.46 | 0.915 | 5000 | 74.2
PJ3NHDRD | Ozark LED | LEDPoint | LW-CP-130W-3112-1601 5000K | Outdoor Luminaires | High Output | Fuel Pump Canopy Luminaires | Standard | FALSE | [9 empty] | 42641 | Not Dimmable | Not Dimmable | No |  | 3.1 | 14390 | 108.97 | 132.1 | 11.46 | 0.915 | 5000 | 74.2
PUVT7EFD | Ozark LED | LEDPoint | LW-CP-130W-3112-1601 4000K | Outdoor Luminaires | High Output | Fuel Pump Canopy Luminaires | Standard | FALSE | [9 empty] | 42641 | Not Dimmable | Not Dimmable | No |  | 3.1 | 14146 | 107.25 | 131.9 | 11.46 | 0.915 | 4000 | 74.2
PFXQM9ZM | Grandlite International Corp | Grandlite International | SML-364N-L1-40W-4K-C | Outdoor Luminaires | Low Output | Fuel Pump Canopy Luminaires | Standard | TRUE | 4730.2 | 127.66 | 37.05 | 14.87 | 0.9183 | 3984 | 73.2 | 5 | 50000 | 42640 |  |  | Yes |  | 4 | 4730.2 | 127.66 | 37.05 | 8.61 | 0.99 | 3984 | 73.2
P38BDTRZ | Grandlite International Corp | Grandlite International | SML-364N-L1-40W-5K-C | Outdoor Luminaires | Low Output | Fuel Pump Canopy Luminaires | Standard | FALSE | [9 empty] | 42640 |  |  | Yes |  | 4 | 4850.2 | 130.45 | 37.18 | 8.61 | 0.99 | 4853 | 73.8
PMNVUH7P | Morstar Inc | MORSTAR | V-CP01A-60W27V50K | Outdoor Luminaires | Mid Output | Fuel Pump Canopy Luminaires | Premium | TRUE | 6883.5 | 112.79 | 61.03 | 14.96 | 0.904 | 5164 | 71.5 | 5 | 60600 | 42639 |  |  | No |  | 3 | 6883.5 | 112.79 | 61.03 | 14.96 | 0.904 | 5000 | 71.5
PDRUHV94 | Morstar Inc | MORSTAR | V-CP02A-100W27V50K | Outdoor Luminaires | High Output | Fuel Pump Canopy Luminaires | Premium | TRUE | 11223 | 110.35 | 101.7 | 15.38 | 0.9224 | 5176 | 71.7 | 5 | 50000 | 42639 |  |  | No |  | 3.1 | 12546 | 107.05 | 117.2 | 16.08 | 0.9137 | 5000 | 71.5
P1R6X9NT | Morstar Inc | MORSTAR | V-CP03A-130W27V50K | Outdoor Luminaires | High Output | Fuel Pump Canopy Luminaires | Premium | TRUE | 13661 | 107.23 | 127.4 | 15.95 | 0.914 | 5159 | 71.6 | 5 | 60600 | 42639 |  |  | No |  | 3.1 | 13661 | 107.23 | 127.4 | 15.95 | 0.9141 | 5000 | 71.6
PH9HHZAQ | Beyond LED Technology | Beyond | 70061 | Outdoor Luminaires | High Output | Fuel Pump Canopy Luminaires | Standard | TRUE | 16883 | 113.08 | 149.3 | 6.55 | 0.9273 | 3985 | 74.2 | 5 | 50000 | 42639 |  |  | No |  | 3.1 | 16883 | 113.08 | 149.3 | 6.55 | 0.927 | 4000 | 74.2
P7NCCS21 | Beyond LED Technology | Beyond | 70060 | Outdoor Luminaires | High Output | Fuel Pump Canopy Luminaires | Standard | TRUE | 16883 | 113.08 | 149.3 | 6.55 | 0.9273 | 3985 | 74.2 | 5 | 50000 | 42639 |  |  | No |  | 3.1 | 16883 | 113.08 | 149.3 | 6.55 | 0.927 | 4000 | 74.2
PTX6RB89 | Beyond LED Technology | Beyond | 700055 | Outdoor Luminaires | High Output | Fuel Pump Canopy Luminaires | Standard | FALSE | [9 empty] | 42639 | Not Dimmable | Not Dimmable | No |  | 3.1 | 17242 | 114.79 | 150.2 | 6.41 | 0.928 | 5700 | 76
PH785ANN | Beyond LED Technology | Beyond | 100826 | Outdoor Luminaires | High Output | Fuel Pump Canopy Luminaires | Standard | FALSE | [9 empty] | 42639 | Not Dimmable | Not Dimmable | No |  | 3.1 | 17242 | 114.79 | 150.2 | 6.41 | 0.928 | 5700 | 76
PKM91A43 | Beyond LED Technology | Beyond | 70063 | Outdoor Luminaires | High Output | Fuel Pump Canopy Luminaires | Standard | FALSE | [9 empty] | 42639 | Not Dimmable | Not Dimmable | No |  | 3.1 | 17063 | 113.94 | 149.8 | 6.55 | 0.927 | 5000 | 74.2
P4RT2NGX | Beyond LED Technology | Beyond | 70062 | Outdoor Luminaires | High Output | Fuel Pump Canopy Luminaires | Standard | FALSE | [9 empty] | 42639 | Not Dimmable | Not Dimmable | No |  | 3.1 | 17063 | 113.94 | 149.8 | 6.55 | 0.927 | 5000 | 74.2
PVZFM5DP | SNC OPTO ELECTRONIC CO LTD. | SNC LED | SNC-CP-180W-1321-1601 4000K | Outdoor Luminaires | High Output | Fuel Pump Canopy Luminaires | Standard | TRUE | 26983 | 151.17 | 178.5 | 17.07 | 0.9303 | 4152 | 82.9 | 5 | 50000 | 42635 |  |  | No |  | 4 | 26983 | 151.17 | 178.5 | 17.07 | 0.93 | 4000 | 82.9
PFXUYD19 | SNC OPTO ELECTRONIC CO LTD. | SNC LED | SNC-CP-180W-1321-1601 5700K | Outdoor Luminaires | High Output | Fuel Pump Canopy Luminaires | Standard | FALSE | [9 empty] | 42635 |  |  | No |  | 4 | 28152 | 156.4 | 180 | 16.27 | 0.93 | 5700 | 82.6
P2FSVPYJ | SNC OPTO ELECTRONIC CO LTD. | SNC LED | SNC-CP-180W-1321-1601 5000K | Outdoor Luminaires | High Output | Fuel Pump Canopy Luminaires | Standard | FALSE | [9 empty] | 42635 |  |  | No |  | 4 | 26983 | 151.17 | 178.5 | 17.07 | 0.93 | 5000 | 82.9
P5WT93U4 | SNC OPTO ELECTRONIC CO LTD. | SNC LED | SNC-CP-180W-1321-1601 4500K | Outdoor Luminaires | High Output | Fuel Pump Canopy Luminaires | Standard | FALSE | [9 empty] | 42635 |  |  | No |  | 4 | 26983 | 151.17 | 178.5 | 17.07 | 0.93 | 4500 | 82.9
P5U3NGSV | Ozark LED | LEDPoint | LW-CP-130WF02 4000K | Outdoor Luminaires | High Output | Fuel Pump Canopy Luminaires | Standard | TRUE | 12947 | 98.68 | 131.2 | 11.45 | 0.9126 | 4017 | 83.6 | 5 | 50000 | 42634 |  |  | No |  | 3.1 | 12947 | 98.68 | 131.2 | 11.45 | 0.9126 | 4000 | 83.6
PCGDPWDW | Ozark LED | LEDPoint | LW-CP-130WF02 5700K | Outdoor Luminaires | High Output | Fuel Pump Canopy Luminaires | Standard | FALSE | [9 empty] | 42634 | Not Dimmable | Not Dimmable | No |  | 3.1 | 13251 | 100.84 | 131.4 | 11.45 | 0.9047 | 5700 | 83.2
PGDCJ1K4 | Ozark LED | LEDPoint | LW-CP-130WF02 5000K | Outdoor Luminaires | High Output | Fuel Pump Canopy Luminaires | Standard | FALSE | [9 empty] | 42634 | Not Dimmable | Not Dimmable | No |  | 3.1 | 13149.7 | 100.15 | 131.3 | 11.45 | 0.9126 | 5000 | 83.6
P8TKMAQT | Ozark LED | LEDPoint | LW-CP-130WF02 4500K | Outdoor Luminaires | High Output | Fuel Pump Canopy Luminaires | Standard | FALSE | [9 empty] | 42634 | Not Dimmable | Not Dimmable | No |  | 3.1 | 13048.3 | 99.38 | 131.3 | 11.45 | 0.9126 | 4500 | 83.6
P8B7VTU1 | Luminaire LED Inc. | Anyx 13 | ARV13-25W-4000K-120-277-CP-XXX-DIM-TX/SD | Outdoor Luminaires | Low Output | Fuel Pump Canopy Luminaires | Standard | FALSE | [9 empty] | 42632 |  |  | Yes |  | 4 | 3422 | 121.1 | 28.26 | 6.2 | 0.93 | 4160 | 86
PWJ2C8GA | XtraLight Manufacturing Ltd. | XtraLight | CCLM-4500L-40K-DIM | Outdoor Luminaires | Low Output | Specialty: Canopy Lighting | Standard | TRUE | 4490 | 94.91 | 47.31 | 12.55 | 0.925 | 4075 | 72.8 | 10 | 100000 | 42628 |  |  | Yes |  | 4 | 4490 | 94.9 | 47.28 | 6.28 | 1 | 4075 | 72.8
P99NW3CY | XtraLight Manufacturing Ltd. | XtraLight | CCLM-4500L-50K-DIM | Outdoor Luminaires | Low Output | Specialty: Canopy Lighting | Standard | TRUE | 4505 | 96.1 | 46.88 | 15.65 | 0.908 | 4980 | 75.29 | 10 | 100000 | 42628 |  |  | Yes |  | 4 | 4504 | 96.2 | 46.85 | 7.74 | 1 | 4980 | 75.29
P85FJC3M | Ledsion Lighting Technology Co.Ltd | LEDSION | LS-NCP75W 4000K | Outdoor Luminaires | Mid Output | Fuel Pump Canopy Luminaires | Standard | TRUE | 8354.8 | 111.65 | 74.83 | 13.09 | 0.9337 | 3983 | 84 | 5 | 50000 | 42627 |  |  | No |  | 3.1 | 8510.4 | 112.11 | 75.91 | 13.09 | 0.9337 | 4000 | 84
PNNS6M4Z | Renesola Zhejiang Ltd | Renesola | RECL-075W40K01 | Outdoor Luminaires | Mid Output | Fuel Pump Canopy Luminaires | Standard | TRUE | 8354.8 | 111.65 | 74.83 | 13.09 | 0.9337 | 3983 | 84 | 5 | 50000 | 42627 |  |  | No |  | 3.1 | 8510.4 | 112.11 | 75.91 | 13.09 | 0.9337 | 4000 | 84
P837DYG3 | Ledsion Lighting Technology Co.Ltd | LEDSION | LS-NCP45W 4000K | Outdoor Luminaires | Mid Output | Fuel Pump Canopy Luminaires | Standard | TRUE | 5029.4 | 111.89 | 44.95 | 19.29 | 0.9088 | 3899 | 83.6 | 5 | 50000 | 42627 |  |  | No |  | 3.1 | 5034.2 | 113.13 | 44.5 | 19.29 | 0.9088 | 4000 | 83.6
PZ4EPPZ7 | Renesola Zhejiang Ltd | Renesola | RECL-150W40K01 | Outdoor Luminaires | High Output | Fuel Pump Canopy Luminaires | Standard | TRUE | 16142 | 107.04 | 150.8 | 10.01 | 0.9345 | 3965 | 74.3 | 5 | 50000 | 42627 |  |  | No |  | 3.1 | 16435 | 107 | 153.6 | 10.01 | 0.9345 | 4000 | 74.3
PMPH23KQ | Renesola Zhejiang Ltd | Renesola | RECL-130W40K02 | Outdoor Luminaires | High Output | Fuel Pump Canopy Luminaires | Standard | TRUE | 14163 | 109.78 | 129 | 13.83 | 0.9094 | 3963 | 74.2 | 5 | 50000 | 42627 |  |  | No |  | 3.1 | 14291 | 110.19 | 129.7 | 13.83 | 0.9094 | 4000 | 74.2
P7S25SZY | Renesola Zhejiang Ltd | Renesola | RECL-130W40K01 | Outdoor Luminaires | High Output | Fuel Pump Canopy Luminaires | Standard | TRUE | 13929 | 107.39 | 129.7 | 11.46 | 0.915 | 3962 | 74.2 | 5 | 50000 | 42627 |  |  | No |  | 3.1 | 14146 | 107.25 | 131.9 | 11.46 | 0.915 | 4000 | 74.2
PSXDEJM8 | Eiko Global LLC | EIKO | SCRS-2C-U-4K | Outdoor Luminaires | Low Output | Fuel Pump Canopy Luminaires | Standard | TRUE | 3843.32 | 97 | 39.67 | 15 | 0.95 | 3981 | 74 | 5 |  | 42627 |  |  | Yes |  | 3.1 | 3843.32 | 97 | 39.67 | 9 | 0.99 | 3981 | 74
PDEAHS5Q | Eiko Global LLC | EIKO | SCRS-3C-U-4K | Outdoor Luminaires | Mid Output | Fuel Pump Canopy Luminaires | Standard | TRUE | 5770.61 | 97 | 59.23 | 18 | 0.99 | 3953 | 75 | 5 | 50000 | 42627 |  |  | Yes |  | 3.1 | 5770.61 | 97 | 59.23 | 8 | 0.99 | 3953 | 75
PMGNKS8P | Ledsion Lighting Technology Co.Ltd | LEDSION | LS-NCP75W 5700K | Outdoor Luminaires | Mid Output | Fuel Pump Canopy Luminaires | Standard | FALSE | [9 empty] | 42627 |  |  | No |  | 3.1 | 8791 | 115.47 | 76.13 | 12.94 | 0.9316 | 5700 | 83
PP28VEW9 | Ledsion Lighting Technology Co.Ltd | LEDSION | LS-NCP45W 5700K | Outdoor Luminaires | Mid Output | Fuel Pump Canopy Luminaires | Standard | FALSE | [9 empty] | 42627 |  |  | No |  | 3.1 | 5136 | 115.96 | 44.29 | 19.41 | 0.9076 | 5700 | 75.9
P1XX1ADT | Ledsion Lighting Technology Co.Ltd | LEDSION | LS-NCP75W 5000K | Outdoor Luminaires | Mid Output | Fuel Pump Canopy Luminaires | Standard | FALSE | [9 empty] | 42627 |  |  | No |  | 3.1 | 8650.7 | 113.8 | 76.02 | 13.09 | 0.9337 | 5000 | 84
PN7G43XC | Ledsion Lighting Technology Co.Ltd | LEDSION | LS-NCP45W 5000K | Outdoor Luminaires | Mid Output | Fuel Pump Canopy Luminaires | Standard | FALSE | [9 empty] | 42627 |  |  | No |  | 3.1 | 5085.1 | 114.54 | 44.4 | 19.29 | 0.9088 | 5000 | 83.6
PFAC44UW | Eiko Global LLC | EIKO | SCRS-3C-U | Outdoor Luminaires | Mid Output | Fuel Pump Canopy Luminaires | Standard | FALSE | [9 empty] | 42627 |  |  | Yes |  | 3.1 | 5770.61 | 97 | 59.23 | 9 | 0.99 | 5094 | 84
PG7CWHNC | Eiko Global LLC | EIKO | SCRS-2C-U | Outdoor Luminaires | Low Output | Fuel Pump Canopy Luminaires | Standard | FALSE | [9 empty] | 42627 |  |  | Yes |  | 3.1 | 3843.32 | 97 | 39.27 | 11 | 0.99 | 4832 | 73
PMXGUPJW | Renesola Zhejiang Ltd | Renesola | RECL-075W57K01 | Outdoor Luminaires | Mid Output | Fuel Pump Canopy Luminaires | Standard | FALSE | [9 empty] | 42627 | Not Dimmable | Not Dimmable | No |  | 3.1 | 8791 | 115.47 | 76.13 | 12.94 | 0.9316 | 5700 | 83
P6R7MV2E | Renesola Zhejiang Ltd | Renesola | RECL-150W57K01 | Outdoor Luminaires | High Output | Fuel Pump Canopy Luminaires | Standard | FALSE | [9 empty] | 42627 | Not Dimmable | Not Dimmable | No |  | 3.1 | 16877 | 110.02 | 153.4 | 10.37 | 0.9315 | 5700 | 75.9
P8JDUUKG | Renesola Zhejiang Ltd | Renesola | RECL-130W57K01 | Outdoor Luminaires | High Output | Fuel Pump Canopy Luminaires | Standard | FALSE | [9 empty] | 42627 | Not Dimmable | Not Dimmable | No |  | 3.1 | 14634 | 110.7 | 132.2 | 11.83 | 0.9127 | 5700 | 75.7
PQMZ56MN | Renesola Zhejiang Ltd | Renesola | RECL-130W57K02 | Outdoor Luminaires | High Output | Fuel Pump Canopy Luminaires | Standard | FALSE | [9 empty] | 42627 | Not Dimmable | Not Dimmable | No |  | 3.1 | 14589 | 111.96 | 130.3 | 14.16 | 0.9091 | 5700 | 75.6
P57M248J | Renesola Zhejiang Ltd | Renesola | RECL-075W50K01 | Outdoor Luminaires | Mid Output | Fuel Pump Canopy Luminaires | Standard | FALSE | [9 empty] | 42627 | Not Dimmable | Not Dimmable | No |  | 3.1 | 8650.7 | 113.8 | 76.02 | 13.09 | 0.9337 | 5000 | 84
PKTZS7HQ | Renesola Zhejiang Ltd | Renesola | RECL-150W50K01 | Outdoor Luminaires | High Output | Fuel Pump Canopy Luminaires | Standard | FALSE | [9 empty] | 42627 | Not Dimmable | Not Dimmable | No |  | 3.1 | 16656 | 108.51 | 153.5 | 10.01 | 0.9345 | 5000 | 74.3
PXGTWRUU | Renesola Zhejiang Ltd | Renesola | RECL-130W50K02 | Outdoor Luminaires | High Output | Fuel Pump Canopy Luminaires | Standard | FALSE | [9 empty] | 42627 | Not Dimmable | Not Dimmable | No |  | 3.1 | 14440 | 111.08 | 130 | 13.83 | 0.9094 | 5000 | 74.2
PTGH8K6B | Renesola Zhejiang Ltd | Renesola | RECL-130W50K01 | Outdoor Luminaires | High Output | Fuel Pump Canopy Luminaires | Standard | FALSE | [9 empty] | 42627 | Not Dimmable | Not Dimmable | No |  | 3.1 | 14390 | 108.97 | 132.1 | 11.46 | 0.915 | 5000 | 74.2
PE6E6495 | Shenzhen Techtop Lighting Co.Ltd | TECHTOP | TP-LCG-130W-B-DW | Outdoor Luminaires | High Output | Fuel Pump Canopy Luminaires | Premium | TRUE | 13661 | 107.23 | 127.4 | 15.95 | 0.914 | 5159 | 71.6 | 5 | 60600 | 42626 |  |  | No |  | 3.1 | 13661 | 107.23 | 127.4 | 15.95 | 0.9141 | 5000 | 71.6
PTRFRQ2Y | SIGN TWENTY HANDS INC | STH | STH-CNP150W 4000K | Outdoor Luminaires | High Output | Fuel Pump Canopy Luminaires | Standard | TRUE | 14962 | 99.09 | 151 | 10.43 | 0.9298 | 4005 | 83.6 | 5 | 50000 | 42625 |  |  | No |  | 3.1 | 14962 | 99.09 | 151 | 10.43 | 0.9298 | 4000 | 83.6
P2HBVN6W | RTG Lighting Inc | RTG Lighting | PG-LED-696-120W-3K-MV | Outdoor Luminaires | High Output | Fuel Pump Canopy Luminaires | Standard | TRUE | 13873 | 114.09 | 121.6 | 17.39 | 0.9027 | 3008 | 73.1 | 5 | 50000 | 42625 |  |  | No |  | 4 | 13873 | 114.09 | 121.6 | 17.39 | 0.9 | 3000 | 73.1
P18UQHFH | RTG Lighting Inc | RTG Lighting | PG-LED-696-85W-3K-MV | Outdoor Luminaires | Mid Output | Fuel Pump Canopy Luminaires | Standard | TRUE | 7893.5 | 85.99 | 91.8 | 10.91 | 0.9053 | 3082 | 70.4 | 5 | 50000 | 42625 |  |  | NotYetVerified |  | 3 | 7890 |  | 85 |  | 0.9 | 3000 | 70
PN6ZTGRZ | RTG Lighting Inc | RTG Lighting | PG-LED-696-100W-3K-MV | Outdoor Luminaires | Mid Output | Fuel Pump Canopy Luminaires | Standard | TRUE | 8725.3 | 88.53 | 98.55 | 10.95 | 0.9081 | 3085 | 70.5 | 5 | 50000 | 42625 |  |  | NotYetVerified |  | 3 | 8720 | 88.53 | 100 |  | 0.9 | 3000 | 70
PQGK333M | UNIVERSELITE CO.LTD. | UNIVERSELITE CO. LTD | LEDYZ60W001B(3000K) | Outdoor Luminaires | Mid Output | Fuel Pump Canopy Luminaires | Standard | TRUE | 6342.8 | 114.02 | 55.63 | 18.16 | 0.9027 | 3005 | 73 | 5 | 50000 | 42625 |  |  | No |  | 4 | 6387.3 | 114.94 | 55.57 | 18.16 | 0.9 | 3000 | 73
PN5YCYKU | RTG Lighting Inc | RTG Lighting | PG-LED-696-40W-3K-MV | Outdoor Luminaires | Low Output | Fuel Pump Canopy Luminaires | Standard | TRUE | 4777.4 | 110.43 | 43.26 | 15.74 | 0.9506 | 2999 | 72.9 | 5 | 50000 | 42625 |  |  | No |  | 3.1 | 4805.6 | 111.19 | 43.22 | 15.74 | 0.9506 | 3000 | 72.9
PWFYVYJB | RTG Lighting Inc | RTG Lighting | PG-LED-696-120W-5700K-MV | Outdoor Luminaires | High Output | Fuel Pump Canopy Luminaires | Standard | FALSE | [9 empty] | 42625 |  |  | No |  | 4 | 14787 | 121.3 | 121.9 | 17.41 | 0.9 | 5700 | 74.5
PV3RQJAJ | RTG Lighting Inc | RTG Lighting | PG-LED-696-40W-5700K-MV | Outdoor Luminaires | Low Output | Fuel Pump Canopy Luminaires | Standard | FALSE | [9 empty] | 42625 |  |  | No |  | 3.1 | 5107 | 117.16 | 43.59 | 15.88 | 0.9513 | 5700 | 73.9
PZSX67WZ | RTG Lighting Inc | RTG Lighting | PG-LED-696-100W-5700K-MV | Outdoor Luminaires | Mid Output | Fuel Pump Canopy Luminaires | Standard | FALSE | [9 empty] | 42625 |  |  | NotYetVerified |  | 3 | 8720 | 92.84 | 100 |  | 0.9 | 5700 | 70
PA4E1EZE | RTG Lighting Inc | RTG Lighting | PG-LED-696-85W-5700K-MV | Outdoor Luminaires | Mid Output | Fuel Pump Canopy Luminaires | Standard | FALSE | [9 empty] | 42625 |  |  | NotYetVerified |  | 3 | 7994.1 | 88.64 | 90.19 |  | 0.9 | 5700 | 70
P6XH5MD2 | RTG Lighting Inc | RTG Lighting | PG-LED-696-120W-5K-MV | Outdoor Luminaires | High Output | Fuel Pump Canopy Luminaires | Standard | FALSE | [9 empty] | 42625 |  |  | No |  | 4 | 14604 | 119.95 | 121.8 | 17.39 | 0.9 | 5000 | 73.1
PDUXGZPV | RTG Lighting Inc | RTG Lighting | PG-LED-696-40W-5K-MV | Outdoor Luminaires | Low Output | Fuel Pump Canopy Luminaires | Standard | FALSE | [9 empty] | 42625 |  |  | No |  | 3.1 | 5047 | 116.27 | 43.41 | 15.74 | 0.9506 | 5000 | 72.9
PTQ947F1 | RTG Lighting Inc | RTG Lighting | PG-LED-696-100W-5K-MV | Outdoor Luminaires | Mid Output | Fuel Pump Canopy Luminaires | Standard | FALSE | [9 empty] | 42625 |  |  | NotYetVerified |  | 3 | 8720 | 88.53 | 100 |  | 0.9 | 5000 | 70
PFY7M8JU | RTG Lighting Inc | RTG Lighting | PG-LED-696-85W-5K-MV | Outdoor Luminaires | Mid Output | Fuel Pump Canopy Luminaires | Standard | FALSE | [9 empty] | 42625 |  |  | NotYetVerified |  | 3 | 7893.5 | 85.99 | 91.8 |  | 0.9 | 5000 | 70
PCVFEDPK | RTG Lighting Inc | RTG Lighting | PG-LED-696-85W-4500K-MV | Outdoor Luminaires | Mid Output | Fuel Pump Canopy Luminaires | Standard | FALSE | [9 empty] | 42625 |  |  | NotYetVerified |  | 3 | 7890 | 85.99 | 85 |  | 0.9 | 4500 | 70
PS1RS17Y | RTG Lighting Inc | RTG Lighting | PG-LED-696-120W-4500K-MV | Outdoor Luminaires | High Output | Fuel Pump Canopy Luminaires | Standard | FALSE | [9 empty] | 42625 |  |  | No |  | 4 | 14421 | 118.45 | 121.8 | 17.39 | 0.9 | 4500 | 73.1
PJ8NU8M7 | RTG Lighting Inc | RTG Lighting | PG-LED-696-40W-4500K-MV | Outdoor Luminaires | Low Output | Fuel Pump Canopy Luminaires | Standard | FALSE | [9 empty] | 42625 |  |  | No |  | 3.1 | 4986 | 114.88 | 43.41 | 15.74 | 0.9506 | 4500 | 72.9
PU4GH7U6 | RTG Lighting Inc | RTG Lighting | PG-LED-696-100W-4500K-MV | Outdoor Luminaires | Mid Output | Fuel Pump Canopy Luminaires | Standard | FALSE | [9 empty] | 42625 |  |  | NotYetVerified |  | 3 | 8720 | 88.53 | 100 |  | 0.9 | 4500 | 70
P6MUZ9WM | RTG Lighting Inc | RTG Lighting | PG-LED-696-85W-4K-MV | Outdoor Luminaires | Mid Output | Fuel Pump Canopy Luminaires | Standard | FALSE | [9 empty] | 42625 |  |  | NotYetVerified |  | 3 | 7890 | 85.99 | 85 |  | 0.9 | 4000 | 70
PBSJK749 | RTG Lighting Inc | RTG Lighting | PG-LED-696-120W-4K-MV | Outdoor Luminaires | High Output | Fuel Pump Canopy Luminaires | Standard | FALSE | [9 empty] | 42625 |  |  | No |  | 4 | 14239 | 116.95 | 121.8 | 17.39 | 0.9 | 4000 | 73.1
P69DMV8T | RTG Lighting Inc | RTG Lighting | PG-LED-696-40W-4K-MV | Outdoor Luminaires | Low Output | Fuel Pump Canopy Luminaires | Standard | FALSE | [9 empty] | 42625 |  |  | No |  | 3.1 | 4926 | 113.49 | 43.41 | 15.74 | 0.9506 | 4000 | 72.9
PPNJE373 | RTG Lighting Inc | RTG Lighting | PG-LED-696-100W-4K-MV | Outdoor Luminaires | Mid Output | Fuel Pump Canopy Luminaires | Standard | FALSE | [9 empty] | 42625 |  |  | NotYetVerified |  | 3 | 8720 | 88.53 | 100 |  | 0.9 | 4000 | 70
PR5VN2N3 | RTG Lighting Inc | RTG Lighting | PG-LED-696-120W-3500K-MV | Outdoor Luminaires | High Output | Fuel Pump Canopy Luminaires | Standard | FALSE | [9 empty] | 42625 |  |  | No |  | 4 | 14056 | 115.45 | 121.8 | 17.39 | 0.9 | 3500 | 73.1
PRXHP5S8 | RTG Lighting Inc | RTG Lighting | PG-LED-696-40W-3500K-MV | Outdoor Luminaires | Low Output | Fuel Pump Canopy Luminaires | Standard | FALSE | [9 empty] | 42625 |  |  | No |  | 3.1 | 4866 | 112.1 | 43.41 | 15.74 | 0.9506 | 3500 | 72.9
PS6ZJP7X | RTG Lighting Inc | RTG Lighting | PG-LED-696-100W-3500K-MV | Outdoor Luminaires | Mid Output | Fuel Pump Canopy Luminaires | Standard | FALSE | [9 empty] | 42625 |  |  | NotYetVerified |  | 3 | 8720 | 88.53 | 100 |  | 0.9 | 3500 | 70
P9G2TGGD | RTG Lighting Inc | RTG Lighting | PG-LED-696-85W-3500K-MV | Outdoor Luminaires | Mid Output | Fuel Pump Canopy Luminaires | Standard | FALSE | [9 empty] | 42625 |  |  | NotYetVerified |  | 3 | 7890 | 85.99 | 85 |  | 0.9 | 3500 | 70
PEVK1D4A | SIGN TWENTY HANDS INC | STH | STH-CNP150W 5700K | Outdoor Luminaires | High Output | Fuel Pump Canopy Luminaires | Standard | FALSE | [9 empty] | 42625 | Not Dimmable | Not Dimmable | No |  | 3.1 | 15377 | 101.77 | 151.1 | 10.43 | 0.9291 | 5700 | 83.3
PTR5VXHY | SIGN TWENTY HANDS INC | STH | STH-CNP150W 5000K | Outdoor Luminaires | High Output | Fuel Pump Canopy Luminaires | Standard | FALSE | [9 empty] | 42625 | Not Dimmable | Not Dimmable | No |  | 3.1 | 15238.7 | 100.88 | 151.05 | 10.43 | 0.9298 | 5000 | 83.6
P42P8VUV | SIGN TWENTY HANDS INC | STH | STH-CNP150W 4500K | Outdoor Luminaires | High Output | Fuel Pump Canopy Luminaires | Standard | FALSE | [9 empty] | 42625 | Not Dimmable | Not Dimmable | No |  | 3.1 | 15100.3 | 99.97 | 151.05 | 10.43 | 0.9298 | 4500 | 83.6
PK5EXFSQ | UNIVERSELITE CO.LTD. | UNIVERSELITE CO. LTD | LEDYZ60W001B(5700K) | Outdoor Luminaires | Mid Output | Fuel Pump Canopy Luminaires | Standard | FALSE | [9 empty] | 42625 | Not Dimmable | Not Dimmable | No |  | 4 | 6790 | 120.99 | 56.12 | 18.05 | 0.9 | 5700 | 74.2
PXFMKPEW | UNIVERSELITE CO.LTD. | UNIVERSELITE CO. LTD | LEDYZ60W001B(5000K) | Outdoor Luminaires | Mid Output | Fuel Pump Canopy Luminaires | Standard | FALSE | [9 empty] | 42625 | Not Dimmable | Not Dimmable | No |  | 4 | 6709 | 120.14 | 55.85 | 18.16 | 0.9 | 5000 | 73
P1BHSD1Z | UNIVERSELITE CO.LTD. | UNIVERSELITE CO. LTD | LEDYZ60W001B(4500K) | Outdoor Luminaires | Mid Output | Fuel Pump Canopy Luminaires | Standard | FALSE | [9 empty] | 42625 | Not Dimmable | Not Dimmable | No |  | 4 | 6629 | 118.7 | 55.85 | 18.16 | 0.9 | 4500 | 73
PS9USXEN | UNIVERSELITE CO.LTD. | UNIVERSELITE CO. LTD | LEDYZ60W001B(4000K) | Outdoor Luminaires | Mid Output | Fuel Pump Canopy Luminaires | Standard | FALSE | [9 empty] | 42625 | Not Dimmable | Not Dimmable | No |  | 4 | 6548 | 117.26 | 55.85 | 18.16 | 0.9 | 4000 | 73
PAUZJFJ4 | UNIVERSELITE CO.LTD. | UNIVERSELITE CO. LTD | LEDYZ60W001B(3500K) | Outdoor Luminaires | Mid Output | Fuel Pump Canopy Luminaires | Standard | FALSE | [9 empty] | 42625 | Not Dimmable | Not Dimmable | No |  | 4 | 6468 | 115.82 | 55.85 | 18.16 | 0.9 | 3500 | 73
PZP4YG28 | S LITE CO. LTD. | S LITE | DL386ULD-UNV-0801-70-30K-00-00-00-Optional include[WHBKDBSLXX]-00-Optional include[PMSPMPSMSPMS00]-00-Optional include[CMPS]-NC-IVT | Outdoor Luminaires | Mid Output | Fuel Pump Canopy Luminaires | Standard | TRUE | 9632.9 | 121.4 | 79.35 | 11.4 | 0.9003 | 3033 | 71.9 | 5 | 50000 | 42621 |  |  | Yes |  | 4 | 9632.9 | 121.4 | 79.35 | 11.4 | 0.9 | 3000 | 71.9
PQTAKB1Q | S LITE CO. LTD. | S LITE | DL386HLD-HV-0701-70-30K-00-00-00-Optional include[WHBKDBSLXX]-00-Optional include[PMSPMPSMSPMS00]-00-Optional include[CMPS]-NC-IVT | Outdoor Luminaires | Mid Output | Fuel Pump Canopy Luminaires | Standard | TRUE | 8686.9 | 127.71 | 68.02 | 9.85 | 0.9302 | 2950 | 70.9 | 5 | 50000 | 42621 |  |  | Yes |  | 4 | 8732.2 | 128.6 | 67.9 | 9.85 | 0.93 | 3000 | 70.9
P84V5ANR | S LITE CO. LTD. | S LITE | DL382HLD-HV-0701-70-30K-00-00-00-Optional include[WHBKDBSLXX]-00-Optional include[PMSPMPSMSPMS00]-00-Optional include[CMPS]-NC-IVT | Outdoor Luminaires | Mid Output | Fuel Pump Canopy Luminaires | Standard | TRUE | 9066.7 | 131.38 | 69.01 | 12 | 0.9357 | 3154 | 73.5 | 5 | 50000 | 42621 |  |  | Yes |  | 4 | 9116.9 | 132.44 | 68.84 | 12 | 0.94 | 3000 | 73.5
PHKQCYY3 | S LITE CO. LTD. | S LITE | DL386ULDL-UNV-0701-70-30K-00-00-00-Optional include[WHBKDBSLXX]-00-Optional include[PMSPMPSMSPMS00]-00-Optional include[CMPS]-NC-SL | Outdoor Luminaires | Mid Output | Fuel Pump Canopy Luminaires | Standard | TRUE | 7987.3 | 113.28 | 70.51 | 18.82 | 0.901 | 3032 | 72.4 | 5 | 50000 | 42621 |  |  | Yes |  | 4 | 7987.3 | 113.28 | 70.51 | 18.82 | 0.9 | 3000 | 72.4
P5AB11YB | S LITE CO. LTD. | S LITE | DL381HLD-HV-0351-70-30K-00-00-00-Optional include[WHBKDBSLXX]-00-Optional include[PMSPMPSMSPMS00]-00-Optional include[CMPS]-NC-IVT | Outdoor Luminaires | Low Output | Fuel Pump Canopy Luminaires | Standard | TRUE | 4331.4 | 125.4 | 34.54 | 10.76 | 0.9272 | 3088 | 72.8 | 5 | 50000 | 42621 |  |  | Yes |  | 4 | 4350.8 | 126.59 | 34.37 | 10.76 | 0.93 | 3000 | 72.8
PAT6Q6JC | S LITE CO. LTD. | S LITE | DL385ULD-UNV-0421-70-30K-00-00-00-Optional include[WHBKDBSLXX]-00-Optional include[PMSPMPSMSPMS00]-00-Optional include[CMPS]-NC-IVT | Outdoor Luminaires | Mid Output | Fuel Pump Canopy Luminaires | Standard | TRUE | 5095.5 | 117.98 | 43.19 | 9.62 | 0.9609 | 3028 | 71.6 | 5 | 50000 | 42621 |  |  | Yes |  | 4 | 5095.5 | 117.98 | 43.19 | 9.62 | 0.96 | 3000 | 71.6
P41DU96N | S LITE CO. LTD. | S LITE | DL385HLD-HV-0351-70-30K-00-00-00-Optional include[WHBKDBSLXX]-00-Optional include[PMSPMPSMSPMS00]-00-Optional include[CMPS]-NC-IVT | Outdoor Luminaires | Low Output | Fuel Pump Canopy Luminaires | Standard | TRUE | 4190.3 | 122.02 | 34.34 | 9.79 | 0.923 | 3023 | 71.6 | 5 | 50000 | 42621 |  |  | Yes |  | 4 | 4167.8 | 122.4 | 34.05 | 9.79 | 0.92 | 3000 | 71.6
PQX25SPT | S LITE CO. LTD. | S LITE | DL385ULDL-UNV-0351-70-30K-00-00-00-Optional include[WHBKDBSLXX]-00-Optional include[PMSPMPSMSPMS00]-00-Optional include[CMPS]-NC-IVT | Outdoor Luminaires | Low Output | Fuel Pump Canopy Luminaires | Standard | TRUE | 4028.1 | 113.34 | 35.54 | 9.66 | 0.9408 | 3043 | 71.6 | 5 | 50000 | 42621 |  |  | Yes |  | 4 | 4028.1 | 113.34 | 35.54 | 9.66 | 0.94 | 3000 | 71.6
P4ZVRXS7 | S LITE CO. LTD. | S LITE | DL382HLD-HV-0701-70-50K-00-00-00-Optional include[WHBKDBSLXX]-00-Optional include[PMSPMPSMSPMS00]-00-Optional include[CMPS]-NC-IVT | Outdoor Luminaires | Mid Output | Fuel Pump Canopy Luminaires | Standard | FALSE | [9 empty] | 42621 | Dimmable | Continuous Above 10 | Yes |  | 4 | 9344 | 134.99 | 69.22 | 12.43 | 0.94 | 5000 | 78.4
PRZW8WTM | S LITE CO. LTD. | S LITE | DL381HLD-HV-0351-70-50K-00-00-00-Optional include[WHBKDBSLXX]-00-Optional include[PMSPMPSMSPMS00]-00-Optional include[CMPS]-NC-IVT | Outdoor Luminaires | Low Output | Fuel Pump Canopy Luminaires | Standard | FALSE | [9 empty] | 42621 | Dimmable | Continuous Above 10 | Yes |  | 4 | 4741.6 | 137.12 | 34.58 | 10.46 | 0.93 | 5000 | 78.2
P7N2WYA4 | S LITE CO. LTD. | S LITE | DL386ULDL-UNV-0701-70-50K-00-00-00-Optional include[WHBKDBSLXX]-00-Optional include[PMSPMPSMSPMS00]-00-Optional include[CMPS]-NC-SL | Outdoor Luminaires | Mid Output | Fuel Pump Canopy Luminaires | Standard | FALSE | [9 empty] | 42621 | Dimmable | Continuous Above 10 | Yes |  | 4 | 8774.2 | 124.23 | 70.63 | 18.05 | 0.9 | 5000 | 76.9
P11DMJKR | S LITE CO. LTD. | S LITE | DL386HLD-HV-0701-70-50K-00-00-00-Optional include[WHBKDBSLXX]-00-Optional include[PMSPMPSMSPMS00]-00-Optional include[CMPS]-NC-IVT | Outdoor Luminaires | Mid Output | Fuel Pump Canopy Luminaires | Standard | FALSE | [9 empty] | 42621 | Dimmable | Continuous Above 10 | Yes |  | 4 | 8959 | 131.06 | 68.36 | 9.51 | 0.93 | 5000 | 76.6
PQ9R5NF9 | S LITE CO. LTD. | S LITE | DL386ULD-UNV-0801-70-50K-00-00-00-Optional include[WHBKDBSLXX]-00-Optional include[PMSPMPSMSPMS00]-00-Optional include[CMPS]-NC-IVT | Outdoor Luminaires | Mid Output | Fuel Pump Canopy Luminaires | Standard | FALSE | [9 empty] | 42621 | Dimmable | Continuous Above 10 | Yes |  | 4 | 9836 | 123.61 | 79.57 | 11.19 | 0.9 | 5000 | 76.3
P4KQHE8M | S LITE CO. LTD. | S LITE | DL385ULDL-UNV-0351-70-50K-00-00-00-Optional include[WHBKDBSLXX]-00-Optional include[PMSPMPSMSPMS00]-00-Optional include[CMPS]-NC-IVT | Outdoor Luminaires | Low Output | Fuel Pump Canopy Luminaires | Standard | FALSE | [9 empty] | 42621 | Dimmable | Continuous Above 10 | Yes |  | 4 | 4263 | 119.92 | 35.55 | 9.32 | 0.94 | 5000 | 75.9
PJY8BEF7 | S LITE CO. LTD. | S LITE | DL385ULD-UNV-0421-70-50K-00-00-00-Optional include[WHBKDBSLXX]-00-Optional include[PMSPMPSMSPMS00]-00-Optional include[CMPS]-NC-IVT | Outdoor Luminaires | Mid Output | Fuel Pump Canopy Luminaires | Standard | FALSE | [9 empty] | 42621 | Dimmable | Continuous Above 10 | Yes |  | 4 | 5543 | 128.01 | 43.3 | 9.69 | 0.96 | 5000 | 75.8
PN8SK6FH | S LITE CO. LTD. | S LITE | DL385HLD-HV-0351-70-50K-00-00-00-Optional include[WHBKDBSLXX]-00-Optional include[PMSPMPSMSPMS00]-00-Optional include[CMPS]-NC-IVT | Outdoor Luminaires | Low Output | Fuel Pump Canopy Luminaires | Standard | FALSE | [9 empty] | 42621 | Dimmable | Continuous Above 10 | Yes |  | 4 | 4568 | 133.8 | 34.14 | 9.12 | 0.92 | 5000 | 75.8
PSJXUPYZ | S LITE CO. LTD. | S LITE | DL382HLD-HV-0701-70-45K-00-00-00-Optional include[WHBKDBSLXX]-00-Optional include[PMSPMPSMSPMS00]-00-Optional include[CMPS]-NC-IVT | Outdoor Luminaires | Mid Output | Fuel Pump Canopy Luminaires | Standard | FALSE | [9 empty] | 42621 | Dimmable | Continuous Above 10 | Yes |  | 4 | 9287.2 | 134.54 | 69.03 | 12 | 0.94 | 4500 | 73.5
PJT2CGKN | S LITE CO. LTD. | S LITE | DL381HLD-HV-0351-70-45K-00-00-00-Optional include[WHBKDBSLXX]-00-Optional include[PMSPMPSMSPMS00]-00-Optional include[CMPS]-NC-IVT | Outdoor Luminaires | Low Output | Fuel Pump Canopy Luminaires | Standard | FALSE | [9 empty] | 42621 | Dimmable | Continuous Above 10 | Yes |  | 4 | 4643.9 | 134.7 | 34.48 | 10.76 | 0.93 | 4500 | 72.8
PPC6F4NS | S LITE CO. LTD. | S LITE | DL386ULDL-UNV-0701-70-45K-00-00-00-Optional include[WHBKDBSLXX]-00-Optional include[PMSPMPSMSPMS00]-00-Optional include[CMPS]-NC-SL | Outdoor Luminaires | Mid Output | Fuel Pump Canopy Luminaires | Standard | FALSE | [9 empty] | 42621 | Dimmable | Continuous Above 10 | Yes |  | 4 | 8577.5 | 121.55 | 70.57 | 18.82 | 0.9 | 4500 | 72.4
PED1AA2Q | S LITE CO. LTD. | S LITE | DL386ULD-UNV-0801-70-45K-00-00-00-Optional include[WHBKDBSLXX]-00-Optional include[PMSPMPSMSPMS00]-00-Optional include[CMPS]-NC-IVT | Outdoor Luminaires | Mid Output | Fuel Pump Canopy Luminaires | Standard | FALSE | [9 empty] | 42621 | Dimmable | Continuous Above 10 | Yes |  | 4 | 9785.2 | 123.15 | 79.46 | 11.4 | 0.9 | 4500 | 71.9
PV7KXZ2D | S LITE CO. LTD. | S LITE | DL385HLD-HV-0351-70-45K-00-00-00-Optional include[WHBKDBSLXX]-00-Optional include[PMSPMPSMSPMS00]-00-Optional include[CMPS]-NC-IVT | Outdoor Luminaires | Low Output | Fuel Pump Canopy Luminaires | Standard | FALSE | [9 empty] | 42621 | Dimmable | Continuous Above 10 | Yes |  | 4 | 4467.7 | 131.04 | 34.1 | 9.79 | 0.92 | 4500 | 71.6
PZ9E2A92 | S LITE CO. LTD. | S LITE | DL385ULDL-UNV-0351-70-45K-00-00-00-Optional include[WHBKDBSLXX]-00-Optional include[PMSPMPSMSPMS00]-00-Optional include[CMPS]-NC-IVT | Outdoor Luminaires | Low Output | Fuel Pump Canopy Luminaires | Standard | FALSE | [9 empty] | 42621 | Dimmable | Continuous Above 10 | Yes |  | 4 | 4204.3 | 118.28 | 35.55 | 9.66 | 0.94 | 4500 | 71.6
P437KDHC | S LITE CO. LTD. | S LITE | DL385ULD-UNV-0421-70-45K-00-00-00-Optional include[WHBKDBSLXX]-00-Optional include[PMSPMPSMSPMS00]-00-Optional include[CMPS]-NC-IVT | Outdoor Luminaires | Mid Output | Fuel Pump Canopy Luminaires | Standard | FALSE | [9 empty] | 42621 | Dimmable | Continuous Above 10 | Yes |  | 4 | 5431.1 | 125.59 | 43.25 | 9.62 | 0.96 | 4500 | 71.6
PXWDRP2V | S LITE CO. LTD. | S LITE | DL386HLD-HV-0701-70-45K-00-00-00-Optional include[WHBKDBSLXX]-00-Optional include[PMSPMPSMSPMS00]-00-Optional include[CMPS]-NC-IVT | Outdoor Luminaires | Mid Output | Fuel Pump Canopy Luminaires | Standard | FALSE | [9 empty] | 42621 | Dimmable | Continuous Above 10 | Yes |  | 4 | 8902.3 | 130.67 | 68.13 | 9.85 | 0.93 | 4500 | 70.9
PB2XQQ2W | S LITE CO. LTD. | S LITE | DL382HLD-HV-0701-70-40K-00-00-00-Optional include[WHBKDBSLXX]-00-Optional include[PMSPMPSMSPMS00]-00-Optional include[CMPS]-NC-IVT | Outdoor Luminaires | Mid Output | Fuel Pump Canopy Luminaires | Standard | FALSE | [9 empty] | 42621 | Dimmable | Continuous Above 10 | Yes |  | 4 | 9230.5 | 133.72 | 69.03 | 12 | 0.94 | 4000 | 73.5
P6YM8UNM | S LITE CO. LTD. | S LITE | DL381HLD-HV-0351-70-40K-00-00-00-Optional include[WHBKDBSLXX]-00-Optional include[PMSPMPSMSPMS00]-00-Optional include[CMPS]-NC-IVT | Outdoor Luminaires | Low Output | Fuel Pump Canopy Luminaires | Standard | FALSE | [9 empty] | 42621 | Dimmable | Continuous Above 10 | Yes |  | 4 | 4546.2 | 131.87 | 34.48 | 10.76 | 0.93 | 4000 | 72.8
PN1HPRYW | S LITE CO. LTD. | S LITE | DL386ULDL-UNV-0701-70-40K-00-00-00-Optional include[WHBKDBSLXX]-00-Optional include[PMSPMPSMSPMS00]-00-Optional include[CMPS]-NC-SL | Outdoor Luminaires | Mid Output | Fuel Pump Canopy Luminaires | Standard | FALSE | [9 empty] | 42621 | Dimmable | Continuous Above 10 | Yes |  | 4 | 8380.8 | 118.76 | 70.57 | 18.82 | 0.9 | 4000 | 72.4
P2T37GW3 | S LITE CO. LTD. | S LITE | DL386ULD-UNV-0801-70-40K-00-00-00-Optional include[WHBKDBSLXX]-00-Optional include[PMSPMPSMSPMS00]-00-Optional include[CMPS]-NC-IVT | Outdoor Luminaires | Mid Output | Fuel Pump Canopy Luminaires | Standard | FALSE | [9 empty] | 42621 | Dimmable | Continuous Above 10 | Yes |  | 4 | 9734.5 | 122.51 | 79.46 | 11.4 | 0.9 | 4000 | 71.9
P88TG21S | S LITE CO. LTD. | S LITE | DL385HLD-HV-0351-70-40K-00-00-00-Optional include[WHBKDBSLXX]-00-Optional include[PMSPMPSMSPMS00]-00-Optional include[CMPS]-NC-IVT | Outdoor Luminaires | Low Output | Fuel Pump Canopy Luminaires | Standard | FALSE | [9 empty] | 42621 | Dimmable | Continuous Above 10 | Yes |  | 4 | 4367.8 | 128.11 | 34.1 | 9.79 | 0.92 | 4000 | 71.6
P6GQD18F | S LITE CO. LTD. | S LITE | DL385ULDL-UNV-0351-70-40K-00-00-00-Optional include[WHBKDBSLXX]-00-Optional include[PMSPMPSMSPMS00]-00-Optional include[CMPS]-NC-IVT | Outdoor Luminaires | Low Output | Fuel Pump Canopy Luminaires | Standard | FALSE | [9 empty] | 42621 | Dimmable | Continuous Above 10 | Yes |  | 4 | 4145.6 | 116.63 | 35.55 | 9.66 | 0.94 | 4000 | 71.6
P2CJ62RJ | S LITE CO. LTD. | S LITE | DL385ULD-UNV-0421-70-40K-00-00-00-Optional include[WHBKDBSLXX]-00-Optional include[PMSPMPSMSPMS00]-00-Optional include[CMPS]-NC-IVT | Outdoor Luminaires | Mid Output | Fuel Pump Canopy Luminaires | Standard | FALSE | [9 empty] | 42621 | Dimmable | Continuous Above 10 | Yes |  | 4 | 5319.3 | 123 | 43.25 | 9.62 | 0.96 | 4000 | 71.6
PRU7QG21 | S LITE CO. LTD. | S LITE | DL386HLD-HV-0701-70-40K-00-00-00-Optional include[WHBKDBSLXX]-00-Optional include[PMSPMPSMSPMS00]-00-Optional include[CMPS]-NC-IVT | Outdoor Luminaires | Mid Output | Fuel Pump Canopy Luminaires | Standard | FALSE | [9 empty] | 42621 | Dimmable | Continuous Above 10 | Yes |  | 4 | 8845.6 | 129.83 | 68.13 | 9.85 | 0.93 | 4000 | 70.9
P7CU77NC | S LITE CO. LTD. | S LITE | DL382HLD-HV-0701-70-35K-00-00-00-Optional include[WHBKDBSLXX]-00-Optional include[PMSPMPSMSPMS00]-00-Optional include[CMPS]-NC-IVT | Outdoor Luminaires | Mid Output | Fuel Pump Canopy Luminaires | Standard | FALSE | [9 empty] | 42621 | Dimmable | Continuous Above 10 | Yes |  | 4 | 9173.7 | 132.89 | 69.03 | 12 | 0.94 | 3500 | 73.5
PETMUCF4 | S LITE CO. LTD. | S LITE | DL381HLD-HV-0351-70-35K-00-00-00-Optional include[WHBKDBSLXX]-00-Optional include[PMSPMPSMSPMS00]-00-Optional include[CMPS]-NC-IVT | Outdoor Luminaires | Low Output | Fuel Pump Canopy Luminaires | Standard | FALSE | [9 empty] | 42621 | Dimmable | Continuous Above 10 | Yes |  | 4 | 4448.5 | 129.04 | 34.48 | 10.76 | 0.93 | 3500 | 72.8
PS9BH68G | S LITE CO. LTD. | S LITE | DL386ULDL-UNV-0701-70-35K-00-00-00-Optional include[WHBKDBSLXX]-00-Optional include[PMSPMPSMSPMS00]-00-Optional include[CMPS]-NC-SL | Outdoor Luminaires | Mid Output | Fuel Pump Canopy Luminaires | Standard | FALSE | [9 empty] | 42621 | Dimmable | Continuous Above 10 | Yes |  | 4 | 8184 | 115.97 | 70.57 | 18.82 | 0.9 | 3500 | 72.4
PHGD9UPP | S LITE CO. LTD. | S LITE | DL386ULD-UNV-0801-70-35K-00-00-00-Optional include[WHBKDBSLXX]-00-Optional include[PMSPMPSMSPMS00]-00-Optional include[CMPS]-NC-IVT | Outdoor Luminaires | Mid Output | Fuel Pump Canopy Luminaires | Standard | FALSE | [9 empty] | 42621 | Dimmable | Continuous Above 10 | Yes |  | 4 | 9683.7 | 121.87 | 79.46 | 11.4 | 0.9 | 3500 | 71.9
PQHEJ7KP | S LITE CO. LTD. | S LITE | DL385HLD-HV-0351-70-35K-00-00-00-Optional include[WHBKDBSLXX]-00-Optional include[PMSPMPSMSPMS00]-00-Optional include[CMPS]-NC-IVT | Outdoor Luminaires | Low Output | Fuel Pump Canopy Luminaires | Standard | FALSE | [9 empty] | 42621 | Dimmable | Continuous Above 10 | Yes |  | 4 | 4267.8 | 125.17 | 34.1 | 9.79 | 0.92 | 3500 | 71.6
PQBEMRHW | S LITE CO. LTD. | S LITE | DL385ULDL-UNV-0351-70-35K-00-00-00-Optional include[WHBKDBSLXX]-00-Optional include[PMSPMPSMSPMS00]-00-Optional include[CMPS]-NC-IVT | Outdoor Luminaires | Low Output | Fuel Pump Canopy Luminaires | Standard | FALSE | [9 empty] | 42621 | Dimmable | Continuous Above 10 | Yes |  | 4 | 4086.8 | 114.98 | 35.55 | 9.66 | 0.94 | 3500 | 71.6
PBTJSNK6 | S LITE CO. LTD. | S LITE | DL385ULD-UNV-0421-70-35K-00-00-00-Optional include[WHBKDBSLXX]-00-Optional include[PMSPMPSMSPMS00]-00-Optional include[CMPS]-NC-IVT | Outdoor Luminaires | Mid Output | Fuel Pump Canopy Luminaires | Standard | FALSE | [9 empty] | 42621 | Dimmable | Continuous Above 10 | Yes |  | 4 | 5207.4 | 120.42 | 43.25 | 9.62 | 0.96 | 3500 | 71.6
P228YARP | S LITE CO. LTD. | S LITE | DL386HLD-HV-0701-70-35K-00-00-00-Optional include[WHBKDBSLXX]-00-Optional include[PMSPMPSMSPMS00]-00-Optional include[CMPS]-NC-IVT | Outdoor Luminaires | Mid Output | Fuel Pump Canopy Luminaires | Standard | FALSE | [9 empty] | 42621 | Dimmable | Continuous Above 10 | Yes |  | 4 | 8788.9 | 129 | 68.13 | 9.85 | 0.93 | 3500 | 70.9
P3AVFUAX | AASHAYA BUSINESS INVESTMENTS LLC | LED KING | LKNG-CP-75W-2111-1601 4000K | Outdoor Luminaires | Mid Output | Fuel Pump Canopy Luminaires | Standard | TRUE | 8354.8 | 111.65 | 74.83 | 13.09 | 0.9337 | 3983 | 84 | 5 | 50000 | 42620 |  |  | No |  | 3.1 | 8510.4 | 112.11 | 75.91 | 13.09 | 0.9337 | 4000 | 84
PJ9K4DP4 | AASHAYA BUSINESS INVESTMENTS LLC | LED KING | LKNG-CP-45W-2111-1601 4000K | Outdoor Luminaires | Mid Output | Fuel Pump Canopy Luminaires | Standard | TRUE | 5029.4 | 111.89 | 44.95 | 19.29 | 0.9088 | 3899 | 83.6 | 5 | 50000 | 42620 |  |  | No |  | 3.1 | 5034.2 | 113.13 | 44.5 | 19.29 | 0.9088 | 4000 | 83.6
P69SSCSZ | AASHAYA BUSINESS INVESTMENTS LLC | LED KING | LKNG-CP-150WF02 4000K | Outdoor Luminaires | High Output | Fuel Pump Canopy Luminaires | Standard | TRUE | 14962 | 99.09 | 151 | 10.43 | 0.9298 | 4005 | 83.6 | 5 | 50000 | 42620 |  |  | No |  | 3.1 | 14962 | 99.09 | 151 | 10.43 | 0.9298 | 4000 | 83.6
PQ2G2GKU | AASHAYA BUSINESS INVESTMENTS LLC | LED KING | LKNG-CP-130W-3111-1601 4000K | Outdoor Luminaires | High Output | Fuel Pump Canopy Luminaires | Standard | TRUE | 13929 | 107.39 | 129.7 | 11.46 | 0.915 | 3962 | 74.2 | 5 | 50000 | 42620 |  |  | No |  | 3.1 | 14146 | 107.25 | 131.9 | 11.46 | 0.915 | 4000 | 74.2
P76HCQ28 | AASHAYA BUSINESS INVESTMENTS LLC | LED KING | LKNG-CP-150WF02 5700K | Outdoor Luminaires | High Output | Fuel Pump Canopy Luminaires | Standard | FALSE | [9 empty] | 42620 | Not Dimmable | Not Dimmable | No |  | 3.1 | 15377 | 101.77 | 151.1 | 10.43 | 0.9291 | 5700 | 83.3
PWRB5S2E | AASHAYA BUSINESS INVESTMENTS LLC | LED KING | LKNG-CP-75W-2111-1601 5700K | Outdoor Luminaires | Mid Output | Fuel Pump Canopy Luminaires | Standard | FALSE | [9 empty] | 42620 | Not Dimmable | Not Dimmable | No |  | 3.1 | 8791 | 115.47 | 76.13 | 12.94 | 0.9316 | 5700 | 83
PNJWZ5R1 | AASHAYA BUSINESS INVESTMENTS LLC | LED KING | LKNG-CP-75W-2112-1601 5700K | Outdoor Luminaires | Mid Output | Fuel Pump Canopy Luminaires | Standard | FALSE | [9 empty] | 42620 | Not Dimmable | Not Dimmable | No |  | 3.1 | 8791 | 115.47 | 76.13 | 12.94 | 0.9316 | 5700 | 83
PP9A9ED3 | AASHAYA BUSINESS INVESTMENTS LLC | LED KING | LKNG-CP-45W-2112-1601 5700K | Outdoor Luminaires | Mid Output | Fuel Pump Canopy Luminaires | Standard | FALSE | [9 empty] | 42620 | Not Dimmable | Not Dimmable | No |  | 3.1 | 5136 | 115.96 | 44.29 | 19.41 | 0.9076 | 5700 | 75.9
PN77D2WH | AASHAYA BUSINESS INVESTMENTS LLC | LED KING | LKNG-CP-45W-2111-1601 5700K | Outdoor Luminaires | Mid Output | Fuel Pump Canopy Luminaires | Standard | FALSE | [9 empty] | 42620 | Not Dimmable | Not Dimmable | No |  | 3.1 | 5136 | 115.96 | 44.29 | 19.41 | 0.9076 | 5700 | 75.9
PCU2ZNH3 | AASHAYA BUSINESS INVESTMENTS LLC | LED KING | LKNG-CP-130W-3111-1601 5700K | Outdoor Luminaires | High Output | Fuel Pump Canopy Luminaires | Standard | FALSE | [9 empty] | 42620 | Not Dimmable | Not Dimmable | No |  | 3.1 | 14634 | 110.7 | 132.2 | 11.83 | 0.9127 | 5700 | 75.7
PANS5QAJ | AASHAYA BUSINESS INVESTMENTS LLC | LED KING | LKNG-CP-130W-3112-1601 5700K | Outdoor Luminaires | High Output | Fuel Pump Canopy Luminaires | Standard | FALSE | [9 empty] | 42620 | Not Dimmable | Not Dimmable | No |  | 3.1 | 14634 | 110.7 | 132.2 | 11.83 | 0.9127 | 5700 | 75.7
PRU1XQAV | AASHAYA BUSINESS INVESTMENTS LLC | LED KING | LKNG-CP-75W-2111-1601 5000K | Outdoor Luminaires | Mid Output | Fuel Pump Canopy Luminaires | Standard | FALSE | [9 empty] | 42620 | Not Dimmable | Not Dimmable | No |  | 3.1 | 8650.7 | 113.8 | 76.02 | 13.09 | 0.9337 | 5000 | 84
P86EWSR6 | AASHAYA BUSINESS INVESTMENTS LLC | LED KING | LKNG-CP-75W-2112-1601 5000K | Outdoor Luminaires | Mid Output | Fuel Pump Canopy Luminaires | Standard | FALSE | [9 empty] | 42620 | Not Dimmable | Not Dimmable | No |  | 3.1 | 8650.7 | 113.8 | 76.02 | 13.09 | 0.9337 | 5000 | 84
PMSPCUFV | AASHAYA BUSINESS INVESTMENTS LLC | LED KING | LKNG-CP-45W-2111-1601 5000K | Outdoor Luminaires | Mid Output | Fuel Pump Canopy Luminaires | Standard | FALSE | [9 empty] | 42620 | Not Dimmable | Not Dimmable | No |  | 3.1 | 5085.1 | 114.54 | 44.4 | 19.29 | 0.9088 | 5000 | 83.6
PGJ47HTV | AASHAYA BUSINESS INVESTMENTS LLC | LED KING | LKNG-CP-45W-2112-1601 5000K | Outdoor Luminaires | Mid Output | Fuel Pump Canopy Luminaires | Standard | FALSE | [9 empty] | 42620 | Not Dimmable | Not Dimmable | No |  | 3.1 | 5085.1 | 114.54 | 44.4 | 19.29 | 0.9088 | 5000 | 83.6
PXH32JC6 | AASHAYA BUSINESS INVESTMENTS LLC | LED KING | LKNG-CP-150WF02 5000K | Outdoor Luminaires | High Output | Fuel Pump Canopy Luminaires | Standard | FALSE | [9 empty] | 42620 | Not Dimmable | Not Dimmable | No |  | 3.1 | 15238.7 | 100.88 | 151.05 | 10.43 | 0.9298 | 5000 | 83.6
PN83SR9S | AASHAYA BUSINESS INVESTMENTS LLC | LED KING | LKNG-CP-130W-3111-1601 5000K | Outdoor Luminaires | High Output | Fuel Pump Canopy Luminaires | Standard | FALSE | [9 empty] | 42620 | Not Dimmable | Not Dimmable | No |  | 3.1 | 14390 | 108.97 | 132.1 | 11.46 | 0.915 | 5000 | 74.2
PDJQXZ1W | AASHAYA BUSINESS INVESTMENTS LLC | LED KING | LKNG-CP-130W-3112-1601 5000K | Outdoor Luminaires | High Output | Fuel Pump Canopy Luminaires | Standard | FALSE | [9 empty] | 42620 | Not Dimmable | Not Dimmable | No |  | 3.1 | 14390 | 108.97 | 132.1 | 11.46 | 0.915 | 5000 | 74.2
PA2VHB1V | AASHAYA BUSINESS INVESTMENTS LLC | LED KING | LKNG-CP-150WF02 4500K | Outdoor Luminaires | High Output | Fuel Pump Canopy Luminaires | Standard | FALSE | [9 empty] | 42620 | Not Dimmable | Not Dimmable | No |  | 3.1 | 15100.3 | 99.97 | 151.05 | 10.43 | 0.9298 | 4500 | 83.6
PGUEKYA9 | AASHAYA BUSINESS INVESTMENTS LLC | LED KING | LKNG-CP-75W-2112-1601 4000K | Outdoor Luminaires | Mid Output | Fuel Pump Canopy Luminaires | Standard | FALSE | [9 empty] | 42620 | Not Dimmable | Not Dimmable | No |  | 3.1 | 8510.4 | 112.11 | 75.91 | 13.09 | 0.9337 | 4000 | 84
PZN42J6C | AASHAYA BUSINESS INVESTMENTS LLC | LED KING | LKNG-CP-45W-2112-1601 4000K | Outdoor Luminaires | Mid Output | Fuel Pump Canopy Luminaires | Standard | FALSE | [9 empty] | 42620 | Not Dimmable | Not Dimmable | No |  | 3.1 | 5034.2 | 113.13 | 44.5 | 19.29 | 0.9088 | 4000 | 83.6
P5PJ4CU8 | AASHAYA BUSINESS INVESTMENTS LLC | LED KING | LKNG-CP-130W-3112-1601 4000K | Outdoor Luminaires | High Output | Fuel Pump Canopy Luminaires | Standard | FALSE | [9 empty] | 42620 | Not Dimmable | Not Dimmable | No |  | 3.1 | 14146 | 107.25 | 131.9 | 11.46 | 0.915 | 4000 | 74.2
PBSG434P | Best Lighting Products | BEST LIGHTING | LEDCPYSM120W-3K | Outdoor Luminaires | High Output | Fuel Pump Canopy Luminaires | Standard | TRUE | 11963 | 100.04 | 119.6 | 12.71 | 0.933 | 3012 | 83.6 | 5 | 50000 | 42619 |  |  | NotYetVerified |  | 3 | 11963 | 100.04 | 119.6 | 12.71 | 0.933 | 3000 | 83.6
PW8983XX | Best Lighting Products | BEST LIGHTING | LEDCPYSM120W-5K | Outdoor Luminaires | High Output | Fuel Pump Canopy Luminaires | Standard | FALSE | [9 empty] | 42619 |  |  | NotYetVerified |  | 3 | 11963 | 100.04 | 119.6 | 12.71 | 0.933 | 5000 | 83.6
PDX9G6QG | Classy & Neo-Lighting Group Inc | NEOTOP | CP-75W-2111-1601 4000K | Outdoor Luminaires | Mid Output | Fuel Pump Canopy Luminaires | Standard | TRUE | 8354.8 | 111.65 | 74.83 | 13.09 | 0.9337 | 3983 | 84 | 5 | 50000 | 42614 |  |  | No |  | 3.1 | 8510.4 | 112.11 | 75.91 | 13.09 | 0.9337 | 4000 | 84
PUXY2E1C | Classy & Neo-Lighting Group Inc | NEOTOP | CP-45W-2111-1601 4000K | Outdoor Luminaires | Mid Output | Fuel Pump Canopy Luminaires | Standard | TRUE | 5029.4 | 111.89 | 44.95 | 19.29 | 0.9088 | 3899 | 83.6 | 5 | 50000 | 42614 |  |  | No |  | 3.1 | 5034.2 | 113.13 | 44.5 | 19.29 | 0.9088 | 4000 | 83.6
PCP9YAYJ | Classy & Neo-Lighting Group Inc | NEOTOP | CP-150WF02 4000K | Outdoor Luminaires | High Output | Fuel Pump Canopy Luminaires | Standard | TRUE | 14962 | 99.09 | 151 | 10.43 | 0.9298 | 4005 | 83.6 | 5 | 50000 | 42614 |  |  | No |  | 3.1 | 14962 | 99.09 | 151 | 10.43 | 0.9298 | 4000 | 83.6
PX1EZM8Y | Classy & Neo-Lighting Group Inc | NEOTOP | CP-130WF02 4000K | Outdoor Luminaires | High Output | Fuel Pump Canopy Luminaires | Standard | TRUE | 12947 | 98.68 | 131.2 | 11.45 | 0.9126 | 4017 | 83.6 | 5 | 50000 | 42614 |  |  | No |  | 3.1 | 12947 | 98.68 | 131.2 | 11.45 | 0.9126 | 4000 | 83.6
PN6T6KYY | Classy & Neo-Lighting Group Inc | NEOTOP | CP-80WA1(4000K) | Outdoor Luminaires | Mid Output | Fuel Pump Canopy Luminaires | Standard | TRUE | 8211.2 | 97.2 | 84.53 | 15.17 | 0.9241 | 4038 | 72.9 | 5 | 50000 | 42614 |  |  | NotYetVerified |  | 3 | 8211.2 | 97.2 | 84.48 | 15.17 | 0.9241 | 4000 | 72.9
P32J9DVA | Classy & Neo-Lighting Group Inc | NEOTOP | CP-120WA1(4000K) | Outdoor Luminaires | High Output | Fuel Pump Canopy Luminaires | Standard | TRUE | 11754 | 96.69 | 122.3 | 15.91 | 0.903 | 4033 | 73 | 5 | 50000 | 42614 |  |  | NotYetVerified |  | 3 | 11754 | 96.69 | 122.3 | 15.91 | 0.903 | 4000 | 73
P2SNTCRU | Classy & Neo-Lighting Group Inc | NEOTOP | CP-150WF02 5700K | Outdoor Luminaires | High Output | Fuel Pump Canopy Luminaires | Standard | FALSE | [9 empty] | 42614 | Not Dimmable | Not Dimmable | No |  | 3.1 | 15377 | 101.77 | 151.1 | 10.43 | 0.9291 | 5700 | 83.3
PDSUP877 | Classy & Neo-Lighting Group Inc | NEOTOP | CP-130WF02 5700K | Outdoor Luminaires | High Output | Fuel Pump Canopy Luminaires | Standard | FALSE | [9 empty] | 42614 | Not Dimmable | Not Dimmable | No |  | 3.1 | 13251 | 100.84 | 131.4 | 11.45 | 0.9047 | 5700 | 83.2
PU3VXM75 | Classy & Neo-Lighting Group Inc | NEOTOP | CP-75W-2112-1601 5700K | Outdoor Luminaires | Mid Output | Fuel Pump Canopy Luminaires | Standard | FALSE | [9 empty] | 42614 | Not Dimmable | Not Dimmable | No |  | 3.1 | 8791 | 115.47 | 76.13 | 12.94 | 0.9316 | 5700 | 83
PR59W98U | Classy & Neo-Lighting Group Inc | NEOTOP | CP-75W-2111-1601 5700K | Outdoor Luminaires | Mid Output | Fuel Pump Canopy Luminaires | Standard | FALSE | [9 empty] | 42614 | Not Dimmable | Not Dimmable | No |  | 3.1 | 8791 | 115.47 | 76.13 | 12.94 | 0.9316 | 5700 | 83
PS88HKPN | Classy & Neo-Lighting Group Inc | NEOTOP | CP-45W-2111-1601 5700K | Outdoor Luminaires | Mid Output | Fuel Pump Canopy Luminaires | Standard | FALSE | [9 empty] | 42614 | Not Dimmable | Not Dimmable | No |  | 3.1 | 5136 | 115.96 | 44.29 | 19.41 | 0.9076 | 5700 | 75.9
PEQ1ZSBD | Classy & Neo-Lighting Group Inc | NEOTOP | CP-45W-2112-1601 5700K | Outdoor Luminaires | Mid Output | Fuel Pump Canopy Luminaires | Standard | FALSE | [9 empty] | 42614 | Not Dimmable | Not Dimmable | No |  | 3.1 | 5136 | 115.96 | 44.29 | 19.41 | 0.9076 | 5700 | 75.9
PY7KHXET | Classy & Neo-Lighting Group Inc | NEOTOP | CP-120WA1(5700K) | Outdoor Luminaires | High Output | Fuel Pump Canopy Luminaires | Standard | FALSE | [9 empty] | 42614 | Not Dimmable | Not Dimmable | NotYetVerified |  | 3 | 12103 | 99.56 | 122.4 | 14.85 | 0.904 | 5700 | 73.3
P4N5HTU8 | Classy & Neo-Lighting Group Inc | NEOTOP | CP-80WA1(5700K) | Outdoor Luminaires | Mid Output | Fuel Pump Canopy Luminaires | Standard | FALSE | [9 empty] | 42614 | Not Dimmable | Not Dimmable | NotYetVerified |  | 3 | 8453 | 99.11 | 85.43 | 15.68 | 0.9236 | 5700 | 73.2
PUHT3NHJ | Classy & Neo-Lighting Group Inc | NEOTOP | CP-75W-2112-1601 5000K | Outdoor Luminaires | Mid Output | Fuel Pump Canopy Luminaires | Standard | FALSE | [9 empty] | 42614 | Not Dimmable | Not Dimmable | No |  | 3.1 | 8650.7 | 113.8 | 76.02 | 13.09 | 0.9337 | 5000 | 84
P8MAN1FF | Classy & Neo-Lighting Group Inc | NEOTOP | CP-75W-2111-1601 5000K | Outdoor Luminaires | Mid Output | Fuel Pump Canopy Luminaires | Standard | FALSE | [9 empty] | 42614 | Not Dimmable | Not Dimmable | No |  | 3.1 | 8650.7 | 113.8 | 76.02 | 13.09 | 0.9337 | 5000 | 84
PP6BRUD2 | Classy & Neo-Lighting Group Inc | NEOTOP | CP-45W-2111-1601 5000K | Outdoor Luminaires | Mid Output | Fuel Pump Canopy Luminaires | Standard | FALSE | [9 empty] | 42614 | Not Dimmable | Not Dimmable | No |  | 3.1 | 5085.1 | 114.54 | 44.4 | 19.29 | 0.9088 | 5000 | 83.6
P491SRSE | Classy & Neo-Lighting Group Inc | NEOTOP | CP-45W-2112-1601 5000K | Outdoor Luminaires | Mid Output | Fuel Pump Canopy Luminaires | Standard | FALSE | [9 empty] | 42614 | Not Dimmable | Not Dimmable | No |  | 3.1 | 5085.1 | 114.54 | 44.4 | 19.29 | 0.9088 | 5000 | 83.6
PKBDJ35Q | Classy & Neo-Lighting Group Inc | NEOTOP | CP-130WF02 5000K | Outdoor Luminaires | High Output | Fuel Pump Canopy Luminaires | Standard | FALSE | [9 empty] | 42614 | Not Dimmable | Not Dimmable | No |  | 3.1 | 13149.7 | 100.15 | 131.3 | 11.45 | 0.9126 | 5000 | 83.6
PSQMJXBH | Classy & Neo-Lighting Group Inc | NEOTOP | CP-150WF02 5000K | Outdoor Luminaires | High Output | Fuel Pump Canopy Luminaires | Standard | FALSE | [9 empty] | 42614 | Not Dimmable | Not Dimmable | No |  | 3.1 | 15238.7 | 100.88 | 151.05 | 10.43 | 0.9298 | 5000 | 83.6
PS9ZQ1AG | Classy & Neo-Lighting Group Inc | NEOTOP | CP-120WA1(5000K) | Outdoor Luminaires | High Output | Fuel Pump Canopy Luminaires | Standard | FALSE | [9 empty] | 42614 | Not Dimmable | Not Dimmable | NotYetVerified |  | 3 | 11754 | 96.69 | 122.3 | 15.91 | 0.903 | 5000 | 73
PRJBRCTS | Classy & Neo-Lighting Group Inc | NEOTOP | CP-80WA1(5000K) | Outdoor Luminaires | Mid Output | Fuel Pump Canopy Luminaires | Standard | FALSE | [9 empty] | 42614 | Not Dimmable | Not Dimmable | NotYetVerified |  | 3 | 8211.2 | 97.2 | 84.48 | 15.17 | 0.9241 | 5000 | 72.9
PU1CSCVG | Classy & Neo-Lighting Group Inc | NEOTOP | CP-130WF02 4500K | Outdoor Luminaires | High Output | Fuel Pump Canopy Luminaires | Standard | FALSE | [9 empty] | 42614 | Not Dimmable | Not Dimmable | No |  | 3.1 | 13048.3 | 99.38 | 131.3 | 11.45 | 0.9126 | 4500 | 83.6
PW4PKXYA | Classy & Neo-Lighting Group Inc | NEOTOP | CP-150WF02 4500K | Outdoor Luminaires | High Output | Fuel Pump Canopy Luminaires | Standard | FALSE | [9 empty] | 42614 | Not Dimmable | Not Dimmable | No |  | 3.1 | 15100.3 | 99.97 | 151.05 | 10.43 | 0.9298 | 4500 | 83.6
PZ3CT5HD | Classy & Neo-Lighting Group Inc | NEOTOP | CP-120WA1(4500K) | Outdoor Luminaires | High Output | Fuel Pump Canopy Luminaires | Standard | FALSE | [9 empty] | 42614 | Not Dimmable | Not Dimmable | NotYetVerified |  | 3 | 11754 | 96.69 | 122.3 | 15.91 | 0.903 | 4500 | 73
P5EEAUDD | Classy & Neo-Lighting Group Inc | NEOTOP | CP-80WA1(4500K) | Outdoor Luminaires | Mid Output | Fuel Pump Canopy Luminaires | Standard | FALSE | [9 empty] | 42614 | Not Dimmable | Not Dimmable | NotYetVerified |  | 3 | 8211.2 | 97.2 | 84.48 | 15.17 | 0.9241 | 4500 | 72.9
P7M8CWWM | Classy & Neo-Lighting Group Inc | NEOTOP | CP-75W-2112-1601 4000K | Outdoor Luminaires | Mid Output | Fuel Pump Canopy Luminaires | Standard | FALSE | [9 empty] | 42614 | Not Dimmable | Not Dimmable | No |  | 3.1 | 8510.4 | 112.11 | 75.91 | 13.09 | 0.9337 | 4000 | 84
PNF33U1D | Classy & Neo-Lighting Group Inc | NEOTOP | CP-45W-2112-1601 4000K | Outdoor Luminaires | Mid Output | Fuel Pump Canopy Luminaires | Standard | FALSE | [9 empty] | 42614 | Not Dimmable | Not Dimmable | No |  | 3.1 | 5034.2 | 113.13 | 44.5 | 19.29 | 0.9088 | 4000 | 83.6
PVV4NY3K | Xiamen Holly Lite Co. Ltd. | CCD LIGHITNG | CCD-B-GS-150-25-NON [Qualified pointing straight down] | Outdoor Luminaires | High Output | Fuel Pump Canopy Luminaires | Standard | TRUE | 18576.73 | 121.64 | 152.72 | 21.72 | 0.9237 | 4852 | 74.2 | 5 | 50000 | 42612 |  |  | No |  | 3.1 | 18576.73 | 121.64 | 152.72 | 21.72 | 1 | 4852 | 74.2
PWMTUJ5K | Xiamen Holly Lite Co. Ltd. | CCD LIGHITNG | CCD-B-GS-110-25-NON [Qualified pointing straight down] | Outdoor Luminaires | High Output | Fuel Pump Canopy Luminaires | Standard | TRUE | 13398.68 | 122 | 109.82 | 23.82 | 0.8869 | 4892 | 73.8 | 5 | 50000 | 42612 |  |  | No |  | 3.1 | 13398.68 | 122.01 | 109.82 | 23.82 | 1 | 4892 | 73.8
P1K6GCCV | Xiamen Holly Lite Co. Ltd. | CCD LIGHITNG | CCD-B-GS-075-25-NON [Qualified pointing straight down] | Outdoor Luminaires | Mid Output | Fuel Pump Canopy Luminaires | Standard | TRUE | 8608.7 | 115.71 | 26.3 | 23.92 | 0.8823 | 4879 | 74 | 5 | 50000 | 42612 |  |  | No |  | 3.1 | 8608.73 | 115.71 | 74.4 | 23.92 | 1 | 4879 | 74
PJHEPSVM | XtraLight Manufacturing Ltd. | XtraLight | CCLS-2000L-50K-DIM | Outdoor Luminaires | Low Output | Specialty: Canopy Lighting | Standard | TRUE | 2232 | 87.9 | 25.44 | 7.6 | 0.932 | 4886 | 73.34 | 10 | 100000 | 42612 |  |  | Yes |  | 4 | 2232 | 87.9 | 25.44 | 6.91 | 1 | 4886 | 73.34
PZJHNX57 | XtraLight Manufacturing Ltd. | XtraLight | CCLS-2000L-40K-DIM | Outdoor Luminaires | Low Output | Specialty: Canopy Lighting | Standard | TRUE | 2283 | 94 | 24.3 | 7.12 | 0.926 | 4040 | 72.82 | 10 | 100000 | 42612 |  |  | Yes |  | 4 | 2283 | 94 | 24.3 | 8.43 | 1 | 4040 | 72.82
PJAEC7XG | XtraLight Manufacturing Ltd. | XtraLight | CCLS-3000L-50K-DIM | Outdoor Luminaires | Low Output | Specialty: Canopy Lighting | Standard | TRUE | 2819 | 83.9 | 33.64 | 8.28 | 0.923 | 4964 | 73.47 | 10 | 100000 | 42612 |  |  | Yes |  | 4 | 2819 | 83.9 | 33.64 | 6.71 | 1 | 4964 | 73.47
PSHHGRE5 | XtraLight Manufacturing Ltd. | XtraLight | CCLS-3000L-40K-DIM | Outdoor Luminaires | Low Output | Specialty: Canopy Lighting | Standard | FALSE | [9 empty] | 42612 |  |  | Yes |  | 4 | 2827 | 88.9 | 31.83 | 7.56 | 1 | 4084 | 72.86
P2F5X55C | Xiamen Holly Lite Co. Ltd. | CCD LIGHITNG | CCD-B-GS-110-25-STP [Qualified pointing straight down] | Outdoor Luminaires | High Output | Fuel Pump Canopy Luminaires | Standard | FALSE | [9 empty] | 42612 |  |  | No |  | 3.1 | 13398.68 | 122.01 | 109.82 | 23.82 | 1 | 4892 | 73.8
PGX65KTY | Xiamen Holly Lite Co. Ltd. | CCD LIGHITNG | CCD-B-GS-110-25-CTN [Qualified pointing straight down] | Outdoor Luminaires | High Output | Fuel Pump Canopy Luminaires | Standard | FALSE | [9 empty] | 42612 |  |  | No |  | 3.1 | 13398.68 | 122.01 | 109.82 | 23.82 | 1 | 4892 | 73.8
PMHFTHGH | Xiamen Holly Lite Co. Ltd. | CCD LIGHITNG | CCD-B-GS-075-25-STP [Qualified pointing straight down] | Outdoor Luminaires | Mid Output | Fuel Pump Canopy Luminaires | Standard | FALSE | [9 empty] | 42612 |  |  | No |  | 3.1 | 8608.73 | 115.71 | 74.4 | 23.92 | 1 | 4879 | 74
PSJMSMEW | Xiamen Holly Lite Co. Ltd. | CCD LIGHITNG | CCD-B-GS-075-25-CTN [Qualified pointing straight down] | Outdoor Luminaires | Mid Output | Fuel Pump Canopy Luminaires | Standard | FALSE | [9 empty] | 42612 |  |  | No |  | 3.1 | 8608.73 | 115.71 | 74.4 | 23.92 | 1 | 4879 | 74
PJBEB8TE | Xiamen Holly Lite Co. Ltd. | CCD LIGHITNG | CCD-B-GS-150-25-STP [Qualified pointing straight down] | Outdoor Luminaires | High Output | Fuel Pump Canopy Luminaires | Standard | FALSE | [9 empty] | 42612 |  |  | No |  | 3.1 | 18576.73 | 121.64 | 152.72 | 21.72 | 1 | 4852 | 74.2
P9PX3HKV | Xiamen Holly Lite Co. Ltd. | CCD LIGHITNG | CCD-B-GS-150-25-CTN [Qualified pointing straight down] | Outdoor Luminaires | High Output | Fuel Pump Canopy Luminaires | Standard | FALSE | [9 empty] | 42612 |  |  | No |  | 3.1 | 18576.73 | 121.64 | 152.72 | 21.72 | 1 | 4852 | 74.2
PGZK7REG | Shenzhen Syhdee Co.Ltd. | SYHDEE | SYH-CL70(3000K) | Outdoor Luminaires | Mid Output | Fuel Pump Canopy Luminaires | Standard | TRUE | 5731.7 | 80.45 | 71.24 | 11.9 | 0.9652 | 3165 | 82.8 | 5 | 50000 | 42611 |  |  | No |  | 3.1 | 5731.7 | 80.45 | 71.24 | 11.9 | 0.97 | 3000 | 82.8
PY3N192A | Shenzhen Syhdee Co.Ltd. | SYHDEE | SYH-CL45(3000K) | Outdoor Luminaires | Low Output | Fuel Pump Canopy Luminaires | Standard | TRUE | 3580.9 | 88.99 | 40.24 | 8.1 | 0.9259 | 3043 | 85 | 5 | 50000 | 42611 |  |  | NotYetVerified |  | 4 | 3612.2 | 89.34 | 40.43 | 8.1 | 0.93 | 3000 | 85
PWAWYCHB | Grandlite International Corp | Grandlite International | SML-364N-L1-60W-4K | Outdoor Luminaires | Mid Output | Fuel Pump Canopy Luminaires | Standard | TRUE | 6313.1 | 110.36 | 57.2 | 11.55 | 0.9654 | 3951 | 72.6 | 5 | 50000 | 42611 |  |  | Yes |  | 4 | 6313.1 | 110.36 | 57.2 | 11.55 | 0.97 | 3951 | 72.6
P8A6Q3EK | Grandlite International Corp | Grandlite International | SML-364N-L1-40W-4K | Outdoor Luminaires | Low Output | Fuel Pump Canopy Luminaires | Standard | TRUE | 4666.8 | 118.57 | 39.36 | 15.38 | 0.931 | 3889 | 72.8 | 5 | 50000 | 42611 |  |  | Yes |  | 4 | 4666.8 | 118.57 | 39.36 | 15.38 | 0.93 | 3889 | 72.8
PYJ66PEA | Shenzhen Syhdee Co.Ltd. | SYHDEE | SYH-CL45(5000K) | Outdoor Luminaires | Low Output | Fuel Pump Canopy Luminaires | Standard | FALSE | [9 empty] | 42611 |  |  | NotYetVerified |  | 4 | 3689 | 91.47 | 40.33 | 8.5 | 0.92 | 5000 | 84.7
P4FJA394 | Shenzhen Syhdee Co.Ltd. | SYHDEE | SYH-CL70(5000K) | Outdoor Luminaires | Mid Output | Fuel Pump Canopy Luminaires | Standard | FALSE | [9 empty] | 42611 |  |  | No |  | 3.1 | 5860 | 82.41 | 71.11 | 10.6 | 0.95 | 5000 | 76.7
P59A9BW4 | Shenzhen Syhdee Co.Ltd. | SYHDEE | SYH-CL45(4500K) | Outdoor Luminaires | Low Output | Fuel Pump Canopy Luminaires | Standard | FALSE | [9 empty] | 42611 |  |  | NotYetVerified |  | 4 | 3612.2 | 89.34 | 40.43 | 8.1 | 0.93 | 4500 | 85
PTA8QQPF | Shenzhen Syhdee Co.Ltd. | SYHDEE | SYH-CL70(4500K) | Outdoor Luminaires | Mid Output | Fuel Pump Canopy Luminaires | Standard | FALSE | [9 empty] | 42611 |  |  | No |  | 3.1 | 5731.7 | 80.45 | 71.24 | 11.9 | 0.97 | 4500 | 82.8
PA32YURU | Shenzhen Syhdee Co.Ltd. | SYHDEE | SYH-CL45(4000K) | Outdoor Luminaires | Low Output | Fuel Pump Canopy Luminaires | Standard | FALSE | [9 empty] | 42611 |  |  | NotYetVerified |  | 4 | 3612.2 | 89.34 | 40.43 | 8.1 | 0.93 | 4000 | 85
PGAYJAU5 | Shenzhen Syhdee Co.Ltd. | SYHDEE | SYH-CL70(4000K) | Outdoor Luminaires | Mid Output | Fuel Pump Canopy Luminaires | Standard | FALSE | [9 empty] | 42611 |  |  | No |  | 3.1 | 5731.7 | 80.45 | 71.24 | 11.9 | 0.97 | 4000 | 82.8
PMT5SCWF | Shenzhen Syhdee Co.Ltd. | SYHDEE | SYH-CL45(3500K) | Outdoor Luminaires | Low Output | Fuel Pump Canopy Luminaires | Standard | FALSE | [9 empty] | 42611 |  |  | NotYetVerified |  | 4 | 3612.2 | 89.34 | 40.43 | 8.1 | 0.93 | 3500 | 85
PB3ED5HA | Shenzhen Syhdee Co.Ltd. | SYHDEE | SYH-CL70(3500K) | Outdoor Luminaires | Mid Output | Fuel Pump Canopy Luminaires | Standard | FALSE | [9 empty] | 42611 |  |  | No |  | 3.1 | 5731.7 | 80.45 | 71.24 | 11.9 | 0.97 | 3500 | 82.8
PXWHXSAS | Grandlite International Corp | Grandlite International | SML-364N-L1-60W-5K | Outdoor Luminaires | Mid Output | Fuel Pump Canopy Luminaires | Standard | FALSE | [9 empty] | 42611 |  |  | Yes |  | 4 | 6375.2 | 111.47 | 57.19 | 11.55 | 0.97 | 5040 | 75.6
P4P6PQPR | Grandlite International Corp | Grandlite International | SML-364N-L1-40W-5K | Outdoor Luminaires | Low Output | Fuel Pump Canopy Luminaires | Standard | FALSE | [9 empty] | 42611 |  |  | Yes |  | 4 | 4803.2 | 122.57 | 39.19 | 15.38 | 0.93 | 4884 | 72.9
P4QQ3JP4 | Green Lighting LED | GREEN LIGHTING LED | GLL-CNP-F-75W 4000K | Outdoor Luminaires | Mid Output | Fuel Pump Canopy Luminaires | Standard | TRUE | 8354.8 | 111.65 | 74.83 | 13.09 | 0.9337 | 3983 | 84 | 5 | 50000 | 42606 |  |  | No |  | 3.1 | 8510.4 | 112.11 | 75.91 | 13.09 | 0.9337 | 4000 | 84
PJ2PS4U9 | Green Lighting LED | GREEN LIGHTING LED | GLL-CNP-F-45W 4000K | Outdoor Luminaires | Mid Output | Fuel Pump Canopy Luminaires | Standard | TRUE | 5029.4 | 111.89 | 44.95 | 19.29 | 0.9088 | 3899 | 83.6 | 5 | 50000 | 42606 |  |  | No |  | 3.1 | 5034.2 | 113.13 | 44.5 | 19.29 | 0.9088 | 4000 | 83.6
P5VXAF2B | White Lightning Fixtures LTD | White Lightning Fixtures | CPY-02507-S100-US | Outdoor Luminaires | High Output | Fuel Pump Canopy Luminaires | Standard | TRUE | 10176 | 93.6 | 108.7 | 18.9 | 0.891 | 5212 | 72 | 5 | 50000 | 42606 |  |  | No |  | 4 | 10176 | 93.62 | 108.7 | 18.9 | 0.89 | 5000 | 70
PH2NU4B6 | Green Lighting LED | GREEN LIGHTING LED | GLL-CNP-F-100W 4000K | Outdoor Luminaires | High Output | Fuel Pump Canopy Luminaires | Standard | TRUE | 11087 | 112.16 | 98.84 | 17.9 | 0.9099 | 3968 | 74.3 | 5 | 50000 | 42606 |  |  | No |  | 3.1 | 11194 | 111.38 | 100.5 | 17.9 | 0.9099 | 4000 | 74.3
PHETHK41 | Green Lighting LED | GREEN LIGHTING LED | GLL-CNP-F-150W 4000K | Outdoor Luminaires | High Output | Fuel Pump Canopy Luminaires | Standard | TRUE | 16142 | 107.04 | 150.8 | 10.01 | 0.9345 | 3965 | 74.3 | 5 | 50000 | 42606 |  |  | No |  | 3.1 | 16435 | 107 | 153.6 | 10.01 | 0.9345 | 4000 | 74.3
PSXBSZDP | Green Lighting LED | GREEN LIGHTING LED | GLL-CNP-F-130W-HV 4000K | Outdoor Luminaires | High Output | Fuel Pump Canopy Luminaires | Standard | TRUE | 14163 | 109.78 | 129 | 13.83 | 0.9094 | 3963 | 74.2 | 5 | 50000 | 42606 |  |  | No |  | 3.1 | 14291 | 110.19 | 129.7 | 13.83 | 0.9094 | 4000 | 74.2
PMJWG34E | Green Lighting LED | GREEN LIGHTING LED | GLL-CNP-F-130W 4000K | Outdoor Luminaires | High Output | Fuel Pump Canopy Luminaires | Standard | TRUE | 13929 | 107.39 | 129.7 | 11.46 | 0.915 | 3962 | 74.2 | 5 | 50000 | 42606 |  |  | No |  | 3.1 | 14146 | 107.25 | 131.9 | 11.46 | 0.915 | 4000 | 74.2
P13JCZGC | White Lightning Fixtures LTD | White Lightning Fixtures | CPY-03507-S100-US | Outdoor Luminaires | High Output | Fuel Pump Canopy Luminaires | Standard | FALSE | [9 empty] | 42606 |  |  | No |  | 4 | 15651.6 | 98.44 | 159 | 17.5 | 0.92 | 5000 | 70
PPNXQ5RG | White Lightning Fixtures LTD | White Lightning Fixtures | CPY-04507-S100-US | Outdoor Luminaires | High Output | Fuel Pump Canopy Luminaires | Standard | FALSE | [9 empty] | 42606 |  |  | No |  | 4 | 20403.6 | 98.81 | 206.5 | 6.6 | 0.93 | 5000 | 70
PU1Q7F1F | Green Lighting LED | GREEN LIGHTING LED | GLL-CNP-F-75W 5700K | Outdoor Luminaires | Mid Output | Fuel Pump Canopy Luminaires | Standard | FALSE | [9 empty] | 42606 | Not Dimmable | Not Dimmable | No |  | 3.1 | 8791 | 115.47 | 76.13 | 12.94 | 0.9316 | 5700 | 83
PZVVGKQ2 | Green Lighting LED | GREEN LIGHTING LED | GLL-CNP-F-45W 5700K | Outdoor Luminaires | Mid Output | Fuel Pump Canopy Luminaires | Standard | FALSE | [9 empty] | 42606 | Not Dimmable | Not Dimmable | No |  | 3.1 | 5136 | 115.96 | 44.29 | 19.41 | 0.9076 | 5700 | 75.9
PN9ZVFFC | Green Lighting LED | GREEN LIGHTING LED | GLL-CNP-F-100W 5700K | Outdoor Luminaires | High Output | Fuel Pump Canopy Luminaires | Standard | FALSE | [9 empty] | 42606 | Not Dimmable | Not Dimmable | No |  | 3.1 | 11519 | 114.85 | 100.3 | 17.51 | 0.9101 | 5700 | 75.9
P4KQ628D | Green Lighting LED | GREEN LIGHTING LED | GLL-CNP-F-150W 5700K | Outdoor Luminaires | High Output | Fuel Pump Canopy Luminaires | Standard | FALSE | [9 empty] | 42606 | Not Dimmable | Not Dimmable | No |  | 3.1 | 16877 | 110.02 | 153.4 | 10.37 | 0.9315 | 5700 | 75.9
PYNU8AUC | Green Lighting LED | GREEN LIGHTING LED | GLL-CNP-F-130W 5700K | Outdoor Luminaires | High Output | Fuel Pump Canopy Luminaires | Standard | FALSE | [9 empty] | 42606 | Not Dimmable | Not Dimmable | No |  | 3.1 | 14634 | 110.7 | 132.2 | 11.83 | 0.9127 | 5700 | 75.7
PT2NBH2N | Green Lighting LED | GREEN LIGHTING LED | GLL-CNP-F-130W-HV 5700K | Outdoor Luminaires | High Output | Fuel Pump Canopy Luminaires | Standard | FALSE | [9 empty] | 42606 | Not Dimmable | Not Dimmable | No |  | 3.1 | 14589 | 111.96 | 130.3 | 14.16 | 0.9091 | 5700 | 75.6
PND68Z3T | Green Lighting LED | GREEN LIGHTING LED | GLL-CNP-F-75W 5000K | Outdoor Luminaires | Mid Output | Fuel Pump Canopy Luminaires | Standard | FALSE | [9 empty] | 42606 | Not Dimmable | Not Dimmable | No |  | 3.1 | 8650.7 | 113.8 | 76.02 | 13.09 | 0.9337 | 5000 | 84
PQQEV6VM | Green Lighting LED | GREEN LIGHTING LED | GLL-CNP-F-45W 5000K | Outdoor Luminaires | Mid Output | Fuel Pump Canopy Luminaires | Standard | FALSE | [9 empty] | 42606 | Not Dimmable | Not Dimmable | No |  | 3.1 | 5085.1 | 114.54 | 44.4 | 19.29 | 0.9088 | 5000 | 83.6
PHPRW76R | Green Lighting LED | GREEN LIGHTING LED | GLL-CNP-F-100W 5000K | Outdoor Luminaires | High Output | Fuel Pump Canopy Luminaires | Standard | FALSE | [9 empty] | 42606 | Not Dimmable | Not Dimmable | No |  | 3.1 | 11357 | 113.11 | 100.4 | 17.9 | 0.9099 | 5000 | 74.3
P7RE4J7V | Green Lighting LED | GREEN LIGHTING LED | GLL-CNP-F-150W 5000K | Outdoor Luminaires | High Output | Fuel Pump Canopy Luminaires | Standard | FALSE | [9 empty] | 42606 | Not Dimmable | Not Dimmable | No |  | 3.1 | 16656 | 108.51 | 153.5 | 10.01 | 0.9345 | 5000 | 74.3
P11MAUD7 | Green Lighting LED | GREEN LIGHTING LED | GLL-CNP-F-130W-HV 5000K | Outdoor Luminaires | High Output | Fuel Pump Canopy Luminaires | Standard | FALSE | [9 empty] | 42606 | Not Dimmable | Not Dimmable | No |  | 3.1 | 14440 | 111.08 | 130 | 13.83 | 0.9094 | 5000 | 74.2
P5EKDZVW | Green Lighting LED | GREEN LIGHTING LED | GLL-CNP-F-130W 5000K | Outdoor Luminaires | High Output | Fuel Pump Canopy Luminaires | Standard | FALSE | [9 empty] | 42606 | Not Dimmable | Not Dimmable | No |  | 3.1 | 14390 | 108.97 | 132.1 | 11.46 | 0.915 | 5000 | 74.2
PUR47UMA | CEA GROUP INTERNATIONAL CO.LTD | CEA/EAEC | CNL5-100(2700K) | Outdoor Luminaires | High Output | Fuel Pump Canopy Luminaires | Standard | TRUE | 10931 | 115.03 | 95.03 | 13.22 | 0.9028 | 2718 | 80 | 5 | 50000 | 42604 |  |  | No |  | 4 | 10931 | 115.03 | 95.03 | 13.22 | 0.9 | 2700 | 80
PC9926ZZ | CEA GROUP INTERNATIONAL CO.LTD | CEA/EAEC | CNL5-30(2700K) | Outdoor Luminaires | Low Output | Fuel Pump Canopy Luminaires | Standard | TRUE | 3195 | 110.13 | 29.01 | 12.64 | 0.9078 | 2716 | 80 | 5 | 50000 | 42604 |  |  | No |  | 4 | 3195 | 110.13 | 29.01 | 12.64 | 0.91 | 2700 | 80
PRGNQPKT | CEA GROUP INTERNATIONAL CO.LTD | CEA/EAEC | CNL5-50(2700K) | Outdoor Luminaires | Mid Output | Fuel Pump Canopy Luminaires | Standard | TRUE | 5057 | 105.08 | 48.13 | 14.96 | 0.9043 | 2719 | 80 | 5 | 50000 | 42604 |  |  | No |  | 4 | 5057.6 | 105.08 | 48.13 | 14.96 | 0.9 | 2700 | 80
P3HVV4GG | CEA GROUP INTERNATIONAL CO.LTD | CEA/EAEC | CNL5-75(2700K) | Outdoor Luminaires | Mid Output | Fuel Pump Canopy Luminaires | Standard | TRUE | 7941.9 | 115.07 | 69.02 | 14.39 | 0.9082 | 2725 | 80 | 5 | 50000 | 42604 |  |  | No |  | 4 | 7941.9 | 115.07 | 69.02 | 14.39 | 0.91 | 2700 | 80
PFBAJBUW | CEA GROUP INTERNATIONAL CO.LTD | CEA/EAEC | CNL5-50(5700K) | Outdoor Luminaires | Mid Output | Fuel Pump Canopy Luminaires | Standard | FALSE | [9 empty] | 42604 |  |  | No |  | 4 | 5186 | 106.64 | 48.63 | 14.77 | 0.9 | 5700 | 85.7
PYKWFT3G | CEA GROUP INTERNATIONAL CO.LTD | CEA/EAEC | CNL5-30(5700K) | Outdoor Luminaires | Low Output | Fuel Pump Canopy Luminaires | Standard | FALSE | [9 empty] | 42604 |  |  | No |  | 4 | 3275 | 111.32 | 29.42 | 12.67 | 0.91 | 5700 | 85.7
PFT1YE73 | CEA GROUP INTERNATIONAL CO.LTD | CEA/EAEC | CNL5-75(5700K) | Outdoor Luminaires | Mid Output | Fuel Pump Canopy Luminaires | Standard | FALSE | [9 empty] | 42604 |  |  | No |  | 4 | 8134 | 116.12 | 70.05 | 14.24 | 0.92 | 5700 | 85.6
P52YPSFU | CEA GROUP INTERNATIONAL CO.LTD | CEA/EAEC | CNL5-100(5700K) | Outdoor Luminaires | High Output | Fuel Pump Canopy Luminaires | Standard | FALSE | [9 empty] | 42604 |  |  | No |  | 4 | 11204 | 116.98 | 95.78 | 13.16 | 0.9 | 5700 | 85.6
PE835Q5M | CEA GROUP INTERNATIONAL CO.LTD | CEA/EAEC | CNL5-50(5000K) | Outdoor Luminaires | Mid Output | Fuel Pump Canopy Luminaires | Standard | FALSE | [9 empty] | 42604 |  |  | No |  | 4 | 5057.6 | 105.08 | 48.13 | 14.96 | 0.9 | 5000 | 80
P7TENA9K | CEA GROUP INTERNATIONAL CO.LTD | CEA/EAEC | CNL5-75(5000K) | Outdoor Luminaires | Mid Output | Fuel Pump Canopy Luminaires | Standard | FALSE | [9 empty] | 42604 |  |  | No |  | 4 | 7941.9 | 115.07 | 69.02 | 14.39 | 0.91 | 5000 | 80
PBY18E3F | CEA GROUP INTERNATIONAL CO.LTD | CEA/EAEC | CNL5-100(5000K) | Outdoor Luminaires | High Output | Fuel Pump Canopy Luminaires | Standard | FALSE | [9 empty] | 42604 |  |  | No |  | 4 | 10931 | 115.03 | 95.03 | 13.22 | 0.9 | 5000 | 80
PS2W343Q | CEA GROUP INTERNATIONAL CO.LTD | CEA/EAEC | CNL5-30(5000K) | Outdoor Luminaires | Low Output | Fuel Pump Canopy Luminaires | Standard | FALSE | [9 empty] | 42604 |  |  | No |  | 4 | 3195 | 110.13 | 29.01 | 12.64 | 0.91 | 5000 | 80
PYVXMACP | CEA GROUP INTERNATIONAL CO.LTD | CEA/EAEC | CNL5-50(4500K) | Outdoor Luminaires | Mid Output | Fuel Pump Canopy Luminaires | Standard | FALSE | [9 empty] | 42604 |  |  | No |  | 4 | 5057.6 | 105.08 | 48.13 | 14.96 | 0.9 | 4500 | 80
PS2TK13K | CEA GROUP INTERNATIONAL CO.LTD | CEA/EAEC | CNL5-75(4500K) | Outdoor Luminaires | Mid Output | Fuel Pump Canopy Luminaires | Standard | FALSE | [9 empty] | 42604 |  |  | No |  | 4 | 7941.9 | 115.07 | 69.02 | 14.39 | 0.91 | 4500 | 80
PJS1NYUT | CEA GROUP INTERNATIONAL CO.LTD | CEA/EAEC | CNL5-100(4500K) | Outdoor Luminaires | High Output | Fuel Pump Canopy Luminaires | Standard | FALSE | [9 empty] | 42604 |  |  | No |  | 4 | 10931 | 115.03 | 95.03 | 13.22 | 0.9 | 4500 | 80
PCED1FHF | CEA GROUP INTERNATIONAL CO.LTD | CEA/EAEC | CNL5-30(4500K) | Outdoor Luminaires | Low Output | Fuel Pump Canopy Luminaires | Standard | FALSE | [9 empty] | 42604 |  |  | No |  | 4 | 3195 | 110.13 | 29.01 | 12.64 | 0.91 | 4500 | 80
PB1D733H | CEA GROUP INTERNATIONAL CO.LTD | CEA/EAEC | CNL5-50(4000K) | Outdoor Luminaires | Mid Output | Fuel Pump Canopy Luminaires | Standard | FALSE | [9 empty] | 42604 |  |  | No |  | 4 | 5057.6 | 105.08 | 48.13 | 14.96 | 0.9 | 4000 | 80
PG4ABU6H | CEA GROUP INTERNATIONAL CO.LTD | CEA/EAEC | CNL5-75(4000K) | Outdoor Luminaires | Mid Output | Fuel Pump Canopy Luminaires | Standard | FALSE | [9 empty] | 42604 |  |  | No |  | 4 | 7941.9 | 115.07 | 69.02 | 14.39 | 0.91 | 4000 | 80
P554SGN2 | CEA GROUP INTERNATIONAL CO.LTD | CEA/EAEC | CNL5-100(4000K) | Outdoor Luminaires | High Output | Fuel Pump Canopy Luminaires | Standard | FALSE | [9 empty] | 42604 |  |  | No |  | 4 | 10931 | 115.03 | 95.03 | 13.22 | 0.9 | 4000 | 80
P62PY4UA | CEA GROUP INTERNATIONAL CO.LTD | CEA/EAEC | CNL5-30(4000K) | Outdoor Luminaires | Low Output | Fuel Pump Canopy Luminaires | Standard | FALSE | [9 empty] | 42604 |  |  | No |  | 4 | 3195 | 110.13 | 29.01 | 12.64 | 0.91 | 4000 | 80
PWGF84Z6 | CEA GROUP INTERNATIONAL CO.LTD | CEA/EAEC | CNL5-50(3500K) | Outdoor Luminaires | Mid Output | Fuel Pump Canopy Luminaires | Standard | FALSE | [9 empty] | 42604 |  |  | No |  | 4 | 5057.6 | 105.08 | 48.13 | 14.96 | 0.9 | 3500 | 80
P6MW3AFE | CEA GROUP INTERNATIONAL CO.LTD | CEA/EAEC | CNL5-75(3500K) | Outdoor Luminaires | Mid Output | Fuel Pump Canopy Luminaires | Standard | FALSE | [9 empty] | 42604 |  |  | No |  | 4 | 7941.9 | 115.07 | 69.02 | 14.39 | 0.91 | 3500 | 80
PNVTM3WZ | CEA GROUP INTERNATIONAL CO.LTD | CEA/EAEC | CNL5-100(3500K) | Outdoor Luminaires | High Output | Fuel Pump Canopy Luminaires | Standard | FALSE | [9 empty] | 42604 |  |  | No |  | 4 | 10931 | 115.03 | 95.03 | 13.22 | 0.9 | 3500 | 80
PX8R46NM | CEA GROUP INTERNATIONAL CO.LTD | CEA/EAEC | CNL5-30(3500K) | Outdoor Luminaires | Low Output | Fuel Pump Canopy Luminaires | Standard | FALSE | [9 empty] | 42604 |  |  | No |  | 4 | 3195 | 110.13 | 29.01 | 12.64 | 0.91 | 3500 | 80
PA8DHNMZ | CEA GROUP INTERNATIONAL CO.LTD | CEA/EAEC | CNL5-50(3000K) | Outdoor Luminaires | Mid Output | Fuel Pump Canopy Luminaires | Standard | FALSE | [9 empty] | 42604 |  |  | No |  | 4 | 5057.6 | 105.08 | 48.13 | 14.96 | 0.9 | 3000 | 80
PGWCCFYT | CEA GROUP INTERNATIONAL CO.LTD | CEA/EAEC | CNL5-75(3000K) | Outdoor Luminaires | Mid Output | Fuel Pump Canopy Luminaires | Standard | FALSE | [9 empty] | 42604 |  |  | No |  | 4 | 7941.9 | 115.07 | 69.02 | 14.39 | 0.91 | 3000 | 80
PXDZ3SQ5 | CEA GROUP INTERNATIONAL CO.LTD | CEA/EAEC | CNL5-100(3000K) | Outdoor Luminaires | High Output | Fuel Pump Canopy Luminaires | Standard | FALSE | [9 empty] | 42604 |  |  | No |  | 4 | 10931 | 115.03 | 95.03 | 13.22 | 0.9 | 3000 | 80
PWARM9JN | CEA GROUP INTERNATIONAL CO.LTD | CEA/EAEC | CNL5-30(3000K) | Outdoor Luminaires | Low Output | Fuel Pump Canopy Luminaires | Standard | FALSE | [9 empty] | 42604 |  |  | No |  | 4 | 3195 | 110.13 | 29.01 | 12.64 | 0.91 | 3000 | 80
PJM7AWHV | QSSI | Eco Revolution | ECVN43QF1X45U5K** | Outdoor Luminaires | Mid Output | Fuel Pump Canopy Luminaires | Standard | TRUE | 5412 | 104.68 | 51.7 | 7.82 | 0.956 | 5404 | 85.5 | 5 | 50000 | 42601 |  |  | NotYetVerified |  | 3 | 5412 | 104.68 | 51.7 | 7.82 | 0.956 | 5404 | 85.51
PXF7BA1C | Utopia Lighting | UTOPIA LIGHTING | LSC-2G-45LED/30 | Outdoor Luminaires | Mid Output | Fuel Pump Canopy Luminaires | Premium | TRUE | 5435.6 | 124.47 | 43.67 | 13.22 | 0.9356 | 3072 | 72.9 | 5 | 50000 | 42600 |  |  | Yes |  | 3.1 | 5435.6 | 124.47 | 43.67 | 13.22 | 0.9356 | 3000 | 72.9
P1CVW75T | Huizhou Arrlux Optoelectronic Co.Ltd | ARRLUX | CLB160H-4000K | Outdoor Luminaires | High Output | Fuel Pump Canopy Luminaires | Premium | TRUE | 20270 | 123.17 | 164.6 | 6.69 | 0.9893 | 3994 | 72.5 | 5 | 50000 | 42600 |  |  | No |  | 4 | 20270 | 123.17 | 164.6 | 6.69 | 0.99 | 4000 | 72.5
P4EPTPDT | Huizhou Arrlux Optoelectronic Co.Ltd | ARRLUX | CLA120-4000K | Outdoor Luminaires | High Output | Fuel Pump Canopy Luminaires | Premium | TRUE | 15707 | 130.62 | 120.3 | 8.75 | 0.952 | 3975 | 72.5 | 5 | 50000 | 42600 |  |  | No |  | 4 | 15707 | 130.62 | 120.3 | 8.75 | 0.95 | 4000 | 72.5
PQNRZ77R | Utopia Lighting | UTOPIA LIGHTING | LSC-2G-45LED/50 | Outdoor Luminaires | Mid Output | Fuel Pump Canopy Luminaires | Premium | FALSE | [9 empty] | 42600 |  |  | Yes |  | 3.1 | 5625 | 129.67 | 43.38 | 13.75 | 0.9313 | 5000 | 74.3
P1T458GN | Utopia Lighting | UTOPIA LIGHTING | LSC-2G-45LED/45 | Outdoor Luminaires | Mid Output | Fuel Pump Canopy Luminaires | Premium | FALSE | [9 empty] | 42600 |  |  | Yes |  | 3.1 | 5578 | 128.15 | 43.53 | 13.22 | 0.9356 | 4500 | 72.9
PPJZ2NR4 | Utopia Lighting | UTOPIA LIGHTING | LSC-2G-45LED/40 | Outdoor Luminaires | Mid Output | Fuel Pump Canopy Luminaires | Premium | FALSE | [9 empty] | 42600 |  |  | Yes |  | 3.1 | 5530 | 127.06 | 43.53 | 13.22 | 0.9356 | 4000 | 72.9
P1Z2HCKF | Utopia Lighting | UTOPIA LIGHTING | LSC-2G-45LED/35 | Outdoor Luminaires | Mid Output | Fuel Pump Canopy Luminaires | Premium | FALSE | [9 empty] | 42600 |  |  | Yes |  | 3.1 | 5483 | 125.97 | 43.53 | 13.22 | 0.9356 | 3500 | 72.9
P1FPJ7AX | Huizhou Arrlux Optoelectronic Co.Ltd | ARRLUX | CLB160-5000K | Outdoor Luminaires | High Output | Fuel Pump Canopy Luminaires | Premium | FALSE | [9 empty] | 42600 |  |  | No |  | 4 | 20258 | 124.12 | 163.2 | 10.67 | 0.96 | 5000 | 71.9
P2W9WZST | Huizhou Arrlux Optoelectronic Co.Ltd | ARRLUX | CLA120H-5000K | Outdoor Luminaires | High Output | Fuel Pump Canopy Luminaires | Premium | FALSE | [9 empty] | 42600 |  |  | No |  | 4 | 16241 | 133.9 | 121.3 | 9.43 | 0.98 | 5000 | 71.9
PWMNDFAA | Huizhou Arrlux Optoelectronic Co.Ltd | ARRLUX | CLA120-5000K | Outdoor Luminaires | High Output | Fuel Pump Canopy Luminaires | Premium | FALSE | [9 empty] | 42600 |  |  | No |  | 4 | 15858 | 131.39 | 120.7 | 8.89 | 0.95 | 5000 | 71.9
PSGD64KB | Huizhou Arrlux Optoelectronic Co.Ltd | ARRLUX | CLB160H-5000K | Outdoor Luminaires | High Output | Fuel Pump Canopy Luminaires | Premium | FALSE | [9 empty] | 42600 |  |  | No |  | 4 | 20695 | 125.43 | 165 | 6.37 | 0.99 | 5000 | 71.7
PYU1YHAA | Huizhou Arrlux Optoelectronic Co.Ltd | ARRLUX | CLB160-4000K | Outdoor Luminaires | High Output | Fuel Pump Canopy Luminaires | Premium | FALSE | [9 empty] | 42600 |  |  | No |  | 4 | 20178 | 123.45 | 163.4 | 10.73 | 0.96 | 4000 | 72.5
PRXC8WPJ | Huizhou Arrlux Optoelectronic Co.Ltd | ARRLUX | CLA120H-4000K | Outdoor Luminaires | High Output | Fuel Pump Canopy Luminaires | Premium | FALSE | [9 empty] | 42600 |  |  | No |  | 4 | 16021 | 132.3 | 121.1 | 9.68 | 0.98 | 4000 | 72.5
PK27PRGA | MaxLite Inc | MaxLite | CPL58AUC50B000 | Outdoor Luminaires | Mid Output | Fuel Pump Canopy Luminaires | Standard | TRUE | 5101.1 | 97.3 | 52.42 | 12.67 | 0.9201 | 5037 | 76.8 | 5 | 50000 | 42599 |  |  | Yes |  | 4 | 5100 | 98 | 58 | 12.67 | 0.92 | 5000 | 75
PMKH56BW | LEDtronics Inc. | LEDtronics Inc | CNP001-130WF-XPW-105 | Outdoor Luminaires | High Output | Fuel Pump Canopy Luminaires | Standard | TRUE | 10853 | 83.87 | 129.4 | 15.01 | 0.9207 | 5992 | 72.1 | 5 | 50000 | 42594 |  |  | NotYetVerified |  | 3 | 10000 | 83 | 130 |  | 0.9 | 5700 | 70
P66XJ637 | LEDtronics Inc. | LEDtronics Inc | CNP001-060WF-XPW-105 | Outdoor Luminaires | Mid Output | Fuel Pump Canopy Luminaires | Standard | TRUE | 5373.3 | 89.63 | 59.95 | 15.78 | 0.9156 | 5982 | 71.2 | 5 | 50000 | 42594 |  |  | NotYetVerified |  | 3 | 5000 | 89 | 60 |  | 0.9 | 5700 | 70
PT1975CE | LEDtronics Inc. | LEDtronics Inc | CNP001-100WF-XPW-105 | Outdoor Luminaires | Mid Output | Fuel Pump Canopy Luminaires | Standard | TRUE | 8298.7 | 83.15 | 99.8 | 14.3 | 0.9154 | 5977 | 71.6 | 5 | 50000 | 42594 |  |  | NotYetVerified |  | 3 | 8000 | 80 | 100 |  | 0.9 | 5700 | 70
PKVD9VFC | LEDtronics Inc. | LEDtronics Inc | CNP001-060WC-XPW-105 | Outdoor Luminaires | Mid Output | Fuel Pump Canopy Luminaires | Premium | TRUE | 6883.5 | 112.79 | 61.03 | 14.96 | 0.904 | 5164 | 71.5 | 5 | 60600 | 42594 |  |  | No |  | 3 | 6883.5 | 112.79 | 61.03 | 14.96 | 0.904 | 5000 | 71.5
PVW1VRX6 | LEDtronics Inc. | LEDtronics Inc | CNP001-100WC-XPW-105 | Outdoor Luminaires | High Output | Fuel Pump Canopy Luminaires | Premium | TRUE | 11223 | 110.35 | 101.7 | 15.38 | 0.9224 | 5176 | 71.7 | 5 | 50000 | 42594 |  |  | No |  | 3.1 | 12546 | 107.05 | 117.2 | 16.08 | 0.9137 | 5000 | 71.5
P8ED54KN | LEDtronics Inc. | LEDtronics Inc | CNP001-130WC-XPW-105 | Outdoor Luminaires | High Output | Fuel Pump Canopy Luminaires | Premium | TRUE | 13661 | 107.23 | 127.4 | 15.95 | 0.914 | 5159 | 71.6 | 5 | 60600 | 42594 |  |  | No |  | 3.1 | 13661 | 107.23 | 127.4 | 15.95 | 0.9141 | 5000 | 71.6
PBDK7DA7 | CEA GROUP INTERNATIONAL CO.LTD | CEA/EAEC | CNL1-100(2700K) | Outdoor Luminaires | Mid Output | Fuel Pump Canopy Luminaires | Standard | TRUE | 8586 | 92.31 | 93.01 | 15.79 | 0.9072 | 2673 | 81.1 | 5 | 50000 | 42594 |  |  | No | Updated 2/24/2017 | 4.1 | 7753 | 80.04 | 96.86 | 14.3 | 0.91 | 2700 | 81.6
PTZ3CWKE | CEA GROUP INTERNATIONAL CO.LTD | CEA/EAEC | CNL1-100(5700K) | Outdoor Luminaires | Mid Output | Fuel Pump Canopy Luminaires | Standard | FALSE | [9 empty] | 42594 |  |  | No | Updated 2/24/2017 | 4.1 | 8140 | 84.12 | 96.75 | 14.72 | 0.91 | 5700 | 87.9
PCEUS34B | CEA GROUP INTERNATIONAL CO.LTD | CEA/EAEC | CNL1-100(5000K) | Outdoor Luminaires | Mid Output | Fuel Pump Canopy Luminaires | Standard | FALSE | [9 empty] | 42594 |  |  | No | Updated 2/24/2017 | 4.1 | 7753 | 80.04 | 96.86 | 14.3 | 0.91 | 5000 | 81.6
P3UDXBSN | CEA GROUP INTERNATIONAL CO.LTD | CEA/EAEC | CNL1-100(4500K) | Outdoor Luminaires | Mid Output | Fuel Pump Canopy Luminaires | Standard | FALSE | [9 empty] | 42594 |  |  | No | Updated 2/24/2017 | 4.1 | 7753 | 80.04 | 96.86 | 14.3 | 0.91 | 4500 | 81.6
PBTNU89J | CEA GROUP INTERNATIONAL CO.LTD | CEA/EAEC | CNL1-100(4000K) | Outdoor Luminaires | Mid Output | Fuel Pump Canopy Luminaires | Standard | FALSE | [9 empty] | 42594 |  |  | No | Updated 2/24/2017 | 4.1 | 7753 | 80.04 | 96.86 | 14.3 | 0.91 | 4000 | 81.6
PGA8MV8P | CEA GROUP INTERNATIONAL CO.LTD | CEA/EAEC | CNL1-100(3500K) | Outdoor Luminaires | Mid Output | Fuel Pump Canopy Luminaires | Standard | FALSE | [9 empty] | 42594 |  |  | No | Updated 2/24/2017 | 4.1 | 7753 | 80.04 | 96.86 | 14.3 | 0.91 | 3500 | 81.6
PBJVM3HU | CEA GROUP INTERNATIONAL CO.LTD | CEA/EAEC | CNL1-100(3000K) | Outdoor Luminaires | Mid Output | Fuel Pump Canopy Luminaires | Standard | FALSE | [9 empty] | 42594 |  |  | No | Updated 2/24/2017 | 4.1 | 7753 | 80.04 | 96.86 | 14.3 | 0.91 | 3000 | 81.6
P7AFTTPD | S LITE CO. LTD. | S LITE | DL399HED-HV-1201-70-30K-FG-00-00-Optional include[WHBKDBSLXX]-00-Optional include[PMSPMPSMSPMS]-00-Optional include[CMPS]-NC-IVT | Outdoor Luminaires | High Output | Fuel Pump Canopy Luminaires | Standard | TRUE | 14229 | 130.78 | 108.8 | 11.08 | 0.9236 | 3045 | 71.9 | 5 | 50000 | 42593 |  |  | Yes |  | 4 | 14229 | 130.78 | 108.8 | 11.08 | 0.92 | 3000 | 71.9
P7SA5MXT | S LITE CO. LTD. | S LITE | DL399AED-UNV-1201-70-30K-FG-00-00-Optional include[WHBKDBSLXX]-00-Optional include[PMSPMPSMSPMS]-00-Optional include[CMPS]-NC-IVT | Outdoor Luminaires | High Output | Fuel Pump Canopy Luminaires | Standard | TRUE | 14995 | 126.54 | 118.5 | 18.37 | 0.9008 | 3046 | 71.9 | 5 | 50000 | 42593 |  |  | Yes |  | 4 | 14995 | 126.54 | 118.5 | 18.37 | 0.9 | 3000 | 71.9
PCABAVHF | S LITE CO. LTD. | S LITE | DL399HED-HV-1201-70-30K- DG-00-00-Optional include[WHBKDBSLXX]-00-Optional include[PMSPMPSMSPMS]-00-Optional include[CMPS]-NC-IVT | Outdoor Luminaires | High Output | Fuel Pump Canopy Luminaires | Standard | TRUE | 14135 | 129.68 | 109 | 11.13 | 0.9232 | 3034 | 71.6 | 5 | 50000 | 42593 |  |  | Yes |  | 4 | 14135 | 129.68 | 109 | 11.13 | 0.92 | 3000 | 71.6
PFHJF7RR | S LITE CO. LTD. | S LITE | DL399AED-UNV-1201-70-30K-DG-00-00-Optional include[WHBKDBSLXX]-00-Optional include[PMSPMPSMSPMS]-00-Optional include[CMPS]-NC-IVT | Outdoor Luminaires | High Output | Fuel Pump Canopy Luminaires | Standard | TRUE | 15179 | 127.23 | 119.3 | 18.43 | 0.9013 | 3045 | 71.5 | 5 | 50000 | 42593 |  |  | Yes |  | 4 | 15179 | 127.23 | 119.3 | 18.43 | 0.9 | 3000 | 71.5
P72MW9W8 | S LITE CO. LTD. | S LITE | DL399HED-HV-1201-70-50K-FG-00-00-Optional include[WHBKDBSLXX]-00-Optional include[PMSPMPSMSPMS]-00-Optional include[CMPS]-NC-IVT | Outdoor Luminaires | High Output | Fuel Pump Canopy Luminaires | Standard | FALSE | [9 empty] | 42593 | Dimmable | Continuous Above 10 | Yes |  | 4 | 14426 | 132.71 | 108.7 | 19.81 | 0.92 | 5000 | 75.6
P4JR4223 | S LITE CO. LTD. | S LITE | DL399AED-UNV-1201-70-50K-FG-00-00-Optional include[WHBKDBSLXX]-00-Optional include[PMSPMPSMSPMS]-00-Optional include[CMPS]-NC-IVT | Outdoor Luminaires | High Output | Fuel Pump Canopy Luminaires | Standard | FALSE | [9 empty] | 42593 | Dimmable | Continuous Above 10 | Yes |  | 4 | 15170 | 128.13 | 118.4 | 12.67 | 0.9 | 5000 | 75.6
PH14Q85J | S LITE CO. LTD. | S LITE | DL399AED-UNV-1201-70-50K-DG-00-00-Optional include[WHBKDBSLXX]-00-Optional include[PMSPMPSMSPMS]-00-Optional include[CMPS]-NC-IVT | Outdoor Luminaires | High Output | Fuel Pump Canopy Luminaires | Standard | FALSE | [9 empty] | 42593 | Dimmable | Continuous Above 10 | Yes |  | 4 | 15445 | 128.92 | 119.8 | 19.37 | 0.9 | 5000 | 75.2
PMN5K65M | S LITE CO. LTD. | S LITE | DL399HED-HV-1201-70-50K- DG-00-00-Optional include[WHBKDBSLXX]-00-Optional include[PMSPMPSMSPMS]-00-Optional include[CMPS]-NC-IVT | Outdoor Luminaires | High Output | Fuel Pump Canopy Luminaires | Standard | FALSE | [9 empty] | 42593 | Dimmable | Continuous Above 10 | Yes |  | 4 | 14342 | 131.82 | 108.8 | 13.92 | 0.92 | 5000 | 75.2
PZPFHDQ1 | S LITE CO. LTD. | S LITE | DL399AED-UNV-1201-70-45K-FG-00-00-Optional include[WHBKDBSLXX]-00-Optional include[PMSPMPSMSPMS]-00-Optional include[CMPS]-NC-IVT | Outdoor Luminaires | High Output | Fuel Pump Canopy Luminaires | Standard | FALSE | [9 empty] | 42593 | Dimmable | Continuous Above 10 | Yes |  | 4 | 15126 | 127.65 | 118.5 | 18.37 | 0.9 | 4500 | 71.9
P9XETJYT | S LITE CO. LTD. | S LITE | DL399HED-HV-1201-70-45K-FG-00-00-Optional include[WHBKDBSLXX]-00-Optional include[PMSPMPSMSPMS]-00-Optional include[CMPS]-NC-IVT | Outdoor Luminaires | High Output | Fuel Pump Canopy Luminaires | Standard | FALSE | [9 empty] | 42593 | Dimmable | Continuous Above 10 | Yes |  | 4 | 14377 | 132.14 | 108.8 | 11.08 | 0.92 | 4500 | 71.9
PQPSBF9Q | S LITE CO. LTD. | S LITE | DL399HED-HV-1201-70-45K- DG-00-00-Optional include[WHBKDBSLXX]-00-Optional include[PMSPMPSMSPMS]-00-Optional include[CMPS]-NC-IVT | Outdoor Luminaires | High Output | Fuel Pump Canopy Luminaires | Standard | FALSE | [9 empty] | 42593 | Dimmable | Continuous Above 10 | Yes |  | 4 | 14298 | 131.29 | 108.9 | 11.13 | 0.92 | 4500 | 71.6
PTKHAQ8B | S LITE CO. LTD. | S LITE | DL399AED-UNV-1201-70-45K-DG-00-00-Optional include[WHBKDBSLXX]-00-Optional include[PMSPMPSMSPMS]-00-Optional include[CMPS]-NC-IVT | Outdoor Luminaires | High Output | Fuel Pump Canopy Luminaires | Standard | FALSE | [9 empty] | 42593 | Dimmable | Continuous Above 10 | Yes |  | 4 | 15379 | 128.59 | 119.6 | 18.43 | 0.9 | 4500 | 71.5
PGZYFU5S | S LITE CO. LTD. | S LITE | DL399AED-UNV-1201-70-40K-FG-00-00-Optional include[WHBKDBSLXX]-00-Optional include[PMSPMPSMSPMS]-00-Optional include[CMPS]-NC-IVT | Outdoor Luminaires | High Output | Fuel Pump Canopy Luminaires | Standard | FALSE | [9 empty] | 42593 | Dimmable | Continuous Above 10 | Yes |  | 4 | 15083 | 127.28 | 118.5 | 18.37 | 0.9 | 4000 | 71.9
P4GPBJ8F | S LITE CO. LTD. | S LITE | DL399HED-HV-1201-70-40K-FG-00-00-Optional include[WHBKDBSLXX]-00-Optional include[PMSPMPSMSPMS]-00-Optional include[CMPS]-NC-IVT | Outdoor Luminaires | High Output | Fuel Pump Canopy Luminaires | Standard | FALSE | [9 empty] | 42593 | Dimmable | Continuous Above 10 | Yes |  | 4 | 14328 | 131.69 | 108.8 | 11.08 | 0.92 | 4000 | 71.9
P51JYWG2 | S LITE CO. LTD. | S LITE | DL399HED-HV-1201-70-40K- DG-00-00-Optional include[WHBKDBSLXX]-00-Optional include[PMSPMPSMSPMS]-00-Optional include[CMPS]-NC-IVT | Outdoor Luminaires | High Output | Fuel Pump Canopy Luminaires | Standard | FALSE | [9 empty] | 42593 | Dimmable | Continuous Above 10 | Yes |  | 4 | 14244 | 130.8 | 108.9 | 11.13 | 0.92 | 4000 | 71.6
P4DUPNZ9 | S LITE CO. LTD. | S LITE | DL399AED-UNV-1201-70-40K-DG-00-00-Optional include[WHBKDBSLXX]-00-Optional include[PMSPMPSMSPMS]-00-Optional include[CMPS]-NC-IVT | Outdoor Luminaires | High Output | Fuel Pump Canopy Luminaires | Standard | FALSE | [9 empty] | 42593 | Dimmable | Continuous Above 10 | Yes |  | 4 | 15312 | 128.03 | 119.6 | 18.43 | 0.9 | 4000 | 71.5
PYUX7MJN | S LITE CO. LTD. | S LITE | DL399AED-UNV-1201-70-35K-FG-00-00-Optional include[WHBKDBSLXX]-00-Optional include[PMSPMPSMSPMS]-00-Optional include[CMPS]-NC-IVT | Outdoor Luminaires | High Output | Fuel Pump Canopy Luminaires | Standard | FALSE | [9 empty] | 42593 | Dimmable | Continuous Above 10 | Yes |  | 4 | 15039 | 126.91 | 118.5 | 18.37 | 0.9 | 3500 | 71.9
PKM6BK58 | S LITE CO. LTD. | S LITE | DL399HED-HV-1201-70-35K-FG-00-00-Optional include[WHBKDBSLXX]-00-Optional include[PMSPMPSMSPMS]-00-Optional include[CMPS]-NC-IVT | Outdoor Luminaires | High Output | Fuel Pump Canopy Luminaires | Standard | FALSE | [9 empty] | 42593 | Dimmable | Continuous Above 10 | Yes |  | 4 | 14278 | 131.23 | 108.8 | 11.08 | 0.92 | 3500 | 71.9
PC65EEAJ | S LITE CO. LTD. | S LITE | DL399HED-HV-1201-70-35K- DG-00-00-Optional include[WHBKDBSLXX]-00-Optional include[PMSPMPSMSPMS]-00-Optional include[CMPS]-NC-IVT | Outdoor Luminaires | High Output | Fuel Pump Canopy Luminaires | Standard | FALSE | [9 empty] | 42593 | Dimmable | Continuous Above 10 | Yes |  | 4 | 14189 | 130.29 | 108.9 | 11.13 | 0.92 | 3500 | 71.6
PMAFM9ED | S LITE CO. LTD. | S LITE | DL399AED-UNV-1201-70-35K-DG-00-00-Optional include[WHBKDBSLXX]-00-Optional include[PMSPMPSMSPMS]-00-Optional include[CMPS]-NC-IVT | Outdoor Luminaires | High Output | Fuel Pump Canopy Luminaires | Standard | FALSE | [9 empty] | 42593 | Dimmable | Continuous Above 10 | Yes |  | 4 | 15246 | 127.47 | 119.6 | 18.43 | 0.9 | 3500 | 71.5
P5KN9MQB | DONGGUAN THAILIGHT SEMICONDUCTOR LIGHTING CO.LTD. | Thailight | TLCLC40H4YYZZ | Outdoor Luminaires | Low Output | Fuel Pump Canopy Luminaires | Standard | TRUE | 4258.8 | 113.39 | 37.56 | 9.12 | 0.9541 | 4014 | 82.1 | 5 | 50000 | 42592 |  |  | Yes |  | 4 | 4291.2 | 114.77 | 37.39 | 9.12 | 0.95 | 4000 | 82.1
PQDVU736 | DONGGUAN THAILIGHT SEMICONDUCTOR LIGHTING CO.LTD. | Thailight | TLCLC454YYZZ | Outdoor Luminaires | Mid Output | Fuel Pump Canopy Luminaires | Standard | TRUE | 4948.2 | 111.67 | 44.59 | 10.52 | 0.9237 | 4028 | 82.3 | 5 | 50000 | 42592 |  |  | Yes |  | 4 | 4948.2 | 111.67 | 44.31 | 10.52 | 0.92 | 4000 | 82.3
P47NWQRY | DONGGUAN THAILIGHT SEMICONDUCTOR LIGHTING CO.LTD. | Thailight | TLCLC804YYZZ | Outdoor Luminaires | Mid Output | Fuel Pump Canopy Luminaires | Standard | TRUE | 9548.4 | 119.91 | 79.63 | 12.32 | 0.9016 | 4058 | 82.5 | 5 | 50000 | 42592 |  |  | Yes |  | 4 | 9548.4 | 119.91 | 79.63 | 12.32 | 0.9 | 4000 | 82.5
PCTM5NYN | DONGGUAN THAILIGHT SEMICONDUCTOR LIGHTING CO.LTD. | Thailight | TLCLC806YYZZ | Outdoor Luminaires | Mid Output | Fuel Pump Canopy Luminaires | Standard | FALSE | [9 empty] | 42592 |  |  | Yes |  | 4 | 9703 | 122.11 | 79.46 | 12.36 | 0.9 | 5700 | 82.2
PZ4CDN5X | DONGGUAN THAILIGHT SEMICONDUCTOR LIGHTING CO.LTD. | Thailight | TLCLC40H6YYZZ | Outdoor Luminaires | Low Output | Fuel Pump Canopy Luminaires | Standard | FALSE | [9 empty] | 42592 |  |  | Yes |  | 4 | 4335 | 116.41 | 37.24 | 9.19 | 0.95 | 5700 | 82.1
PG4NRSB5 | DONGGUAN THAILIGHT SEMICONDUCTOR LIGHTING CO.LTD. | Thailight | TLCLC456YYZZ | Outdoor Luminaires | Mid Output | Fuel Pump Canopy Luminaires | Standard | FALSE | [9 empty] | 42592 |  |  | Yes |  | 4 | 4998 | 113.36 | 44.09 | 10.59 | 0.92 | 5700 | 82
PAP5AG1K | DONGGUAN THAILIGHT SEMICONDUCTOR LIGHTING CO.LTD. | Thailight | TLCLC805YYZZ | Outdoor Luminaires | Mid Output | Fuel Pump Canopy Luminaires | Standard | FALSE | [9 empty] | 42592 |  |  | Yes |  | 4 | 9548.4 | 119.91 | 79.63 | 12.32 | 0.9 | 5000 | 82.5
PNNS75B3 | DONGGUAN THAILIGHT SEMICONDUCTOR LIGHTING CO.LTD. | Thailight | TLCLC455YYZZ | Outdoor Luminaires | Mid Output | Fuel Pump Canopy Luminaires | Standard | FALSE | [9 empty] | 42592 |  |  | Yes |  | 4 | 4948.2 | 111.67 | 44.31 | 10.52 | 0.92 | 5000 | 82.3
PNMW56YP | DONGGUAN THAILIGHT SEMICONDUCTOR LIGHTING CO.LTD. | Thailight | TLCLC40H5YYZZ | Outdoor Luminaires | Low Output | Fuel Pump Canopy Luminaires | Standard | FALSE | [9 empty] | 42592 |  |  | Yes |  | 4 | 4291.2 | 114.77 | 37.39 | 9.12 | 0.95 | 5000 | 82.1
PB3JYADU | YANKON LIGHTING INC. | Yankon | ZDL1018-LED120K757-AAA(3000K) | Outdoor Luminaires | High Output | Fuel Pump Canopy Luminaires | Standard | TRUE | 13873 | 114.09 | 121.6 | 17.39 | 0.9027 | 3008 | 73.1 | 5 | 50000 | 42591 |  |  | No |  | 4 | 13873 | 114.09 | 121.6 | 17.39 | 0.9 | 3000 | 73.1
PZX4AVR2 | YANKON LIGHTING INC. | Yankon | ZDL1018-LED120K757-AAA(5700K) | Outdoor Luminaires | High Output | Fuel Pump Canopy Luminaires | Standard | FALSE | [9 empty] | 42591 | Not Dimmable | Not Dimmable | No |  | 4 | 14787 | 121.3 | 121.9 | 17.41 | 0.9 | 5700 | 74.5
PCRCJ941 | YANKON LIGHTING INC. | Yankon | ZDL1018-LED120K757-AAA(5000K) | Outdoor Luminaires | High Output | Fuel Pump Canopy Luminaires | Standard | FALSE | [9 empty] | 42591 | Not Dimmable | Not Dimmable | No |  | 4 | 14604 | 119.95 | 121.8 | 17.39 | 0.9 | 5000 | 73.1
PC3URHMR | YANKON LIGHTING INC. | Yankon | ZDL1018-LED120K757-AAA(4500K) | Outdoor Luminaires | High Output | Fuel Pump Canopy Luminaires | Standard | FALSE | [9 empty] | 42591 | Not Dimmable | Not Dimmable | No |  | 4 | 14421 | 118.45 | 121.8 | 17.39 | 0.9 | 4500 | 73.1
PC1QG8NJ | YANKON LIGHTING INC. | Yankon | ZDL1018-LED120K757-AAA(4000K) | Outdoor Luminaires | High Output | Fuel Pump Canopy Luminaires | Standard | FALSE | [9 empty] | 42591 | Not Dimmable | Not Dimmable | No |  | 4 | 14239 | 116.95 | 121.8 | 17.39 | 0.9 | 4000 | 73.1
PQCSGKGD | YANKON LIGHTING INC. | Yankon | ZDL1018-LED120K757-AAA(3500K) | Outdoor Luminaires | High Output | Fuel Pump Canopy Luminaires | Standard | FALSE | [9 empty] | 42591 | Not Dimmable | Not Dimmable | No |  | 4 | 14056 | 115.45 | 121.8 | 17.39 | 0.9 | 3500 | 73.1
PWG1KSBR | Homelite Technology Co.Ltd | Homelite | HTCP70WC40K | Outdoor Luminaires | Mid Output | Fuel Pump Canopy Luminaires | Standard | TRUE | 5066.57 | 73.06 | 69.35 | 22.8 | 0.898 | 4058 | 86.1 | 5 | 50000 | 42590 |  |  | No |  | 3.1 | 5000 | 71.43 | 70 | 2.3 | 0.9 | 4000 | 80
PK2WCZB9 | Homelite Technology Co.Ltd | Homelite | HTCP45WC40K | Outdoor Luminaires | Low Output | Fuel Pump Canopy Luminaires | Standard | TRUE | 3323.88 | 78.06 | 42.58 | 19.4 | 0.905 | 3944 | 86.1 | 5 | 50000 | 42590 |  |  | No |  | 3.1 | 3400 | 75.56 | 45 | 19 | 0.91 | 4000 | 80
PAHBUZNK | Homelite Technology Co.Ltd | Homelite | HTCP45WC50K | Outdoor Luminaires | Low Output | Fuel Pump Canopy Luminaires | Standard | FALSE | [9 empty] | 42590 |  |  | No |  | 3.1 | 3400 | 75.56 | 45 | 19 | 0.91 | 5000 | 80
PSXZF6Z2 | Homelite Technology Co.Ltd | Homelite | HTCP70WC50K | Outdoor Luminaires | Mid Output | Fuel Pump Canopy Luminaires | Standard | FALSE | [9 empty] | 42590 |  |  | No |  | 3.1 | 5000 | 71.43 | 70 | 2.3 | 0.9 | 5000 | 80
P69E8NKY | Prospolisi Corp | PREMIER LED | PPC-GSL100W27-50K | Outdoor Luminaires | High Output | Fuel Pump Canopy Luminaires | Standard | TRUE | 12609.59 | 121.726 | 103.59 | 10.42 | 0.9357 | 4921 | 80.8 | 5 |  | 42587 |  |  | No |  | 3.1 | 11500 | 115 | 100 | 10 | 0.98 | 5000 | 80
PX7FUQWY | Prospolisi Corp | PREMIER LED | PPC-GSL150W27-50K | Outdoor Luminaires | High Output | Fuel Pump Canopy Luminaires | Standard | TRUE | 18052.623 | 113.204 | 159.47 | 10.45 | 0.946 | 5036 | 82.4 | 5 | 50000 | 42587 |  |  | NotYetVerified |  | 3
PXJN8YZH | Prospolisi Corp | PREMIER LED | PPC-GSL120W27-50K | Outdoor Luminaires | High Output | Fuel Pump Canopy Luminaires | Standard | TRUE | 13956.15 | 109.94 | 126.94 | 6.73 | 0.9118 | 5026 | 83 | 5 | 50000 | 42587 |  |  | NotYetVerified |  | 3 | 14700 | 115 | 120 |  | 0.98
PWBWCSXA | Prospolisi Corp | PREMIER LED | PPC-GSL200W27-50K | Outdoor Luminaires | High Output | Fuel Pump Canopy Luminaires | Standard | TRUE | 22913.46 | 112.178 | 204.26 | 10.06 | 0.9221 | 5016 | 82.1 | 5 | 50000 | 42587 |  |  | NotYetVerified |  | 3 | 23300 | 115 | 200 |  | 0.98 | 5000 | 80
PY9X2RAK | SATCO Products Inc | SATCO/NUVO | 65-074 | Outdoor Luminaires | Mid Output | Fuel Pump Canopy Luminaires | Standard | TRUE | 5524 | 95.91 | 57.6 | 17.68 | 0.931 | 5116 | 73.1 | 5 | 50000 | 42587 |  |  | NotYetVerified |  | 3 | 5524 | 95.24 | 58 |  |  | 5000 | 70
P7GYARRW | SATCO Products Inc | SATCO/NUVO | 65-073 | Outdoor Luminaires | Low Output | Fuel Pump Canopy Luminaires | Standard | TRUE | 2976 | 88.4 | 33.7 | 14.5 | 0.971 | 4980 | 72 | 5 | 50000 | 42587 |  |  | NotYetVerified |  | 3 | 3000 | 88 | 34 |  |  | 5000 | 70
PESZZ643 | Luminaire LED Inc. | Anyx 13 | ARV13-25W-3500K-120-277-CP-XXX-DIM-TX/SD | Outdoor Luminaires | Low Output | Fuel Pump Canopy Luminaires | Standard | TRUE | 3009 | 113.5 | 26.5 | 6.2 | 0.934 | 3260 | 85 | 5 | 50000 | 42587 |  |  | Yes |  | 4 | 3009 | 106.5 | 28.26 | 6.2 | 0.93 | 3260 | 85
PEA9K3T7 | SATCO Products Inc | SATCO/NUVO | 65-076 | Outdoor Luminaires | Low Output | Fuel Pump Canopy Luminaires | Standard | TRUE | 3706.4 | 90.68 | 40.87 | 18.75 | 0.912 | 5115 | 73 | 5 |  | 42587 |  |  | NotYetVerified |  | 3
PSU1BZ9D | SATCO Products Inc | SATCO/NUVO | 65-075 | Outdoor Luminaires | Low Output | Fuel Pump Canopy Luminaires | Standard | TRUE | 4285.8 | 78 | 54.62 | 19 | 0.92 | 5518 | 78 | 5 |  | 42587 |  |  | NotYetVerified |  | 3
PSHWGQ1U | SNC OPTO ELECTRONIC CO LTD. | SNC LED | SNC-CP-130W-121[12]-1601 4000K | Outdoor Luminaires | High Output | Fuel Pump Canopy Luminaires | Premium | TRUE | 14797 | 117.34 | 126.1 | 15.17 | 0.9165 | 4014 | 73.3 | 5 | 50000 | 42586 |  |  | Yes |  | 4 | 14797 | 117.34 | 126.1 | 15.17 | 0.92 | 4000 | 73.3
PTBC7GR7 | Silver Stream AiCos | Silver Stream | SSHB120A1(3000K) | Outdoor Luminaires | High Output | Fuel Pump Canopy Luminaires | Standard | TRUE | 13873 | 114.09 | 121.6 | 17.39 | 0.9027 | 3008 | 73.1 | 5 | 50000 | 42586 |  |  | No |  | 4 | 13873 | 114.09 | 121.6 | 17.39 | 0.9 | 3000 | 73.1
PJ8PGCQR | DONGGUAN THAILIGHT SEMICONDUCTOR LIGHTING CO.LTD. | Thailight | TLCLC80H4YYZZ | Outdoor Luminaires | Mid Output | Fuel Pump Canopy Luminaires | Standard | TRUE | 8830.7 | 119.54 | 73.87 | 12.02 | 0.9469 | 4071 | 82.7 | 5 | 50000 | 42586 |  |  | Yes |  | 4 | 8909 | 121.19 | 73.51 | 12.02 | 0.95 | 4000 | 82.7
P5VVB5HT | NLS Lighting | NLS Lighting | ECP-20-T5-40K-UNV | Outdoor Luminaires | Low Output | Fuel Pump Canopy Luminaires | Standard | TRUE | 1836.3 | 93.87 | 19.56 | 14.55 | 0.9125 | 4051 | 85.4 | 5 | 50000 | 42586 |  |  | Yes |  | 3.1 | 1836.3 | 93.87 | 19.56 | 14.55 | 0.9125 | 4000 | 85.4
P652ZT47 | Silver Stream AiCos | Silver Stream | SSHB120A1(5700K) | Outdoor Luminaires | High Output | Fuel Pump Canopy Luminaires | Standard | FALSE | [9 empty] | 42586 |  |  | No |  | 4 | 14787 | 121.3 | 121.9 | 17.41 | 0.9 | 5700 | 74.5
P65TTR4S | Silver Stream AiCos | Silver Stream | SSHB120A1(5000K) | Outdoor Luminaires | High Output | Fuel Pump Canopy Luminaires | Standard | FALSE | [9 empty] | 42586 |  |  | No |  | 4 | 14604 | 119.95 | 121.8 | 17.39 | 0.9 | 5000 | 73.1
PCNMEBJM | Silver Stream AiCos | Silver Stream | SSHB120A1(4500K) | Outdoor Luminaires | High Output | Fuel Pump Canopy Luminaires | Standard | FALSE | [9 empty] | 42586 |  |  | No |  | 4 | 14421 | 118.45 | 121.8 | 17.39 | 0.9 | 4500 | 73.1
PDPSVWEH | Silver Stream AiCos | Silver Stream | SSHB120A1(4000K) | Outdoor Luminaires | High Output | Fuel Pump Canopy Luminaires | Standard | FALSE | [9 empty] | 42586 |  |  | No |  | 4 | 14239 | 116.95 | 121.8 | 17.39 | 0.9 | 4000 | 73.1
PSRGBMRB | Silver Stream AiCos | Silver Stream | SSHB120A1(3500K) | Outdoor Luminaires | High Output | Fuel Pump Canopy Luminaires | Standard | FALSE | [9 empty] | 42586 |  |  | No |  | 4 | 14056 | 115.45 | 121.8 | 17.39 | 0.9 | 3500 | 73.1
P6TQHAPN | SNC OPTO ELECTRONIC CO LTD. | SNC LED | SNC-CP-130W-121[12]-1601 5700K | Outdoor Luminaires | High Output | Fuel Pump Canopy Luminaires | Premium | FALSE | [9 empty] | 42586 |  |  | Yes |  | 4 | 15239 | 118.41 | 128.7 | 15.13 | 0.91 | 5700 | 73.8
PMACHD3A | SNC OPTO ELECTRONIC CO LTD. | SNC LED | SNC-CP-130W-121[12]-1601 5000K | Outdoor Luminaires | High Output | Fuel Pump Canopy Luminaires | Premium | FALSE | [9 empty] | 42586 |  |  | Yes |  | 4 | 14797 | 117.34 | 126.1 | 15.17 | 0.92 | 5000 | 73.3
PXUAUW8W | SNC OPTO ELECTRONIC CO LTD. | SNC LED | SNC-CP-130W-121[12]-1601 4500K | Outdoor Luminaires | High Output | Fuel Pump Canopy Luminaires | Premium | FALSE | [9 empty] | 42586 |  |  | Yes |  | 4 | 14797 | 117.34 | 126.1 | 15.17 | 0.92 | 4500 | 73.3
P7NTKN12 | DONGGUAN THAILIGHT SEMICONDUCTOR LIGHTING CO.LTD. | Thailight | TLCLC80H6YYZZ | Outdoor Luminaires | Mid Output | Fuel Pump Canopy Luminaires | Standard | FALSE | [9 empty] | 42586 |  |  | Yes |  | 4 | 9047 | 123.27 | 73.39 | 12.08 | 0.95 | 5700 | 83.3
P5PJ8XWK | DONGGUAN THAILIGHT SEMICONDUCTOR LIGHTING CO.LTD. | Thailight | TLCLC80H5YYZZ | Outdoor Luminaires | Mid Output | Fuel Pump Canopy Luminaires | Standard | FALSE | [9 empty] | 42586 |  |  | Yes |  | 4 | 8909 | 121.19 | 73.51 | 12.02 | 0.95 | 5000 | 82.7
PPD4RPMB | Revolution Lighting Technologies | Revolution Lighting Technologies | 111003-105 | Outdoor Luminaires | High Output | Fuel Pump Canopy Luminaires | Standard | FALSE | [9 empty] | 42583 |  |  | No |  | 3 | 12000 | 100 | 120 | 20 | 0.95 | 5000 | 70
PH15ASJ4 | Revolution Lighting Technologies | Revolution Lighting Technologies | 111002-105 | Outdoor Luminaires | High Output | Fuel Pump Canopy Luminaires | Standard | FALSE | [9 empty] | 42583 |  |  | No |  | 3.1 | 10000 | 100 | 100 | 20 | 0.95 | 5000
P6C9V8X7 | EYE Lighting | EYE Lighting | RFCL5-750-W-UNV-N-DB | Outdoor Luminaires | Mid Output | Fuel Pump Canopy Luminaires | Standard | TRUE | 5524 | 95.91 | 57.6 | 17.68 | 0.931 | 5116 | 73.1 | 5 | 50000 | 42579 |  |  | NotYetVerified |  | 3 | 5524 | 95.24 | 58 |  |  | 5000 | 70
PXJMFRP3 | EYE Lighting | EYE Lighting | RFCL3-750-W-UNV-N-DB | Outdoor Luminaires | Low Output | Fuel Pump Canopy Luminaires | Standard | TRUE | 2976 | 88.4 | 33.7 | 14.5 | 0.971 | 4980 | 72 | 5 | 50000 | 42579 |  |  | NotYetVerified |  | 3 | 3000 | 88 | 34 |  |  | 5000 | 70
PTVJ7RQZ | MaxLite Inc | MaxLite | RCX120AU50X | Outdoor Luminaires | High Output | Fuel Pump Canopy Luminaires | Premium | TRUE | 15765 | 123.21 | 128 | 15.07 | 0.9141 | 5379 | 86.6 | 5 | 50000 | 42576 |  |  | Yes | Product updated 8/29 | 4 | 15765 | 123.2 | 128 | 16 | 0.91 | 5000 | 86
PX6SZZMY | Singbee | Singbee | SP-2030-100W-3B-40K-17-MV-N | Outdoor Luminaires | High Output | Fuel Pump Canopy Luminaires | Standard | TRUE | 10391 | 107.3 | 96.84 | 16.42 | 0.9307 | 4190 | 75.6 | 5 | 50000 | 42572 |  |  | Yes |  | 4 | 10731 | 107.31 | 100 | 6.52 | 0.9943 | 4190 | 75.6
PQE69GY3 | Wen Lighting | WEN | WEN-CP-150W-111[12]-1601 4000K | Outdoor Luminaires | High Output | Fuel Pump Canopy Luminaires | Standard | TRUE | 16883 | 113.08 | 149.3 | 6.55 | 0.9273 | 3985 | 74.2 | 5 | 50000 | 42572 |  |  | No |  | 3.1 | 16883 | 113.08 | 149.3 | 6.55 | 0.927 | 4000 | 74.2
PZZ63479 | Wen Lighting | WEN | WEN-CP-150W-111[12]-1601 5700K | Outdoor Luminaires | High Output | Fuel Pump Canopy Luminaires | Standard | FALSE | [9 empty] | 42572 | Not Dimmable | Not Dimmable | No |  | 3.1 | 17242 | 114.79 | 150.2 | 6.41 | 0.928 | 5700 | 76
P8KPV8MT | Wen Lighting | WEN | WEN-CP-150W-111[12]-1601 5000K | Outdoor Luminaires | High Output | Fuel Pump Canopy Luminaires | Standard | FALSE | [9 empty] | 42572 | Not Dimmable | Not Dimmable | No |  | 3.1 | 17063 | 113.94 | 149.8 | 6.55 | 0.927 | 5000 | 74.2
PQKBERHF | Singbee | Singbee | SP-2103-100W-3B-57K-17-MV-N | Outdoor Luminaires | High Output | Fuel Pump Canopy Luminaires | Standard | FALSE | [9 empty] | 42572 | Not Dimmable | Not Dimmable | Yes |  | 4 | 10813.57 | 108.57 | 99.6 | 6.55 | 0.9946 | 5979 | 75.3
PF9GKPDE | Singbee | Singbee | SP-2030-100W-3B-57K-17-MV-N | Outdoor Luminaires | High Output | Fuel Pump Canopy Luminaires | Standard | FALSE | [9 empty] | 42572 | Not Dimmable | Not Dimmable | Yes |  | 4 | 10813.57 | 108.57 | 99.6 | 6.55 | 0.9946 | 5979 | 75.3
PQ3GDQYH | Singbee | Singbee | SP-2103-120W-4B-57K-17-MV-N | Outdoor Luminaires | High Output | Fuel Pump Canopy Luminaires | Standard | FALSE | [9 empty] | 42572 | Not Dimmable | Not Dimmable | Yes |  | 4 | 13649.7 | 114.8 | 118.9 | 6.51 | 0.9937 | 5832 | 79.3
P1NWTYP4 | Singbee | Singbee | SP-2030-120W-4B-57K-17-MV-N | Outdoor Luminaires | High Output | Fuel Pump Canopy Luminaires | Standard | FALSE | [9 empty] | 42572 | Not Dimmable | Not Dimmable | Yes |  | 4 | 13649.7 | 114.8 | 118.9 | 6.51 | 0.9937 | 5832 | 79.3
PA5XD391 | Singbee | Singbee | SP-2030-150W-5B-57K-17-MV-N | Outdoor Luminaires | High Output | Fuel Pump Canopy Luminaires | Standard | FALSE | [9 empty] | 42572 | Not Dimmable | Not Dimmable | Yes |  | 4 | 16779.2 | 114.3 | 146.8 | 6.28 | 0.9932 | 5796 | 78.6
P6SHECEA | Singbee | Singbee | SP-2103-150W-5B-57K-17-MV-N | Outdoor Luminaires | High Output | Fuel Pump Canopy Luminaires | Standard | FALSE | [9 empty] | 42572 | Not Dimmable | Not Dimmable | Yes |  | 4 | 16779.2 | 114.3 | 146.8 | 6.28 | 0.9932 | 5796 | 78.6
PRMMFQ9S | Singbee | Singbee | SP-2103-100W-3B-40K-17-MV-N | Outdoor Luminaires | High Output | Fuel Pump Canopy Luminaires | Standard | FALSE | [9 empty] | 42572 | Not Dimmable | Not Dimmable | Yes |  | 4 | 10731 | 107.31 | 100 | 6.52 | 0.9943 | 4190 | 75.6
PUQV6MEA | Singbee | Singbee | SP-2103-120W-4B-40K-17-MV-N | Outdoor Luminaires | High Output | Fuel Pump Canopy Luminaires | Standard | FALSE | [9 empty] | 42572 | Not Dimmable | Not Dimmable | Yes |  | 4 | 13575.2 | 113.6 | 119.5 | 6.48 | 0.9939 | 4079 | 75.5
PR8NYJKF | Singbee | Singbee | SP-2030-120W-4B-40K-17-MV-N | Outdoor Luminaires | High Output | Fuel Pump Canopy Luminaires | Standard | FALSE | [9 empty] | 42572 | Not Dimmable | Not Dimmable | Yes |  | 4 | 13575.2 | 113.6 | 119.5 | 6.48 | 0.9939 | 4079 | 75.5
PVQVJDS1 | Singbee | Singbee | SP-2030-150W-5B-40K-17-MV-N | Outdoor Luminaires | High Output | Fuel Pump Canopy Luminaires | Standard | FALSE | [9 empty] | 42572 | Not Dimmable | Not Dimmable | Yes |  | 4 | 16331 | 113.1 | 144.4 | 6.32 | 0.9935 | 4038 | 75.4
P9ZX2VX5 | Singbee | Singbee | SP-2103-150W-5B-40K-17-MV-N | Outdoor Luminaires | High Output | Fuel Pump Canopy Luminaires | Standard | FALSE | [9 empty] | 42572 | Not Dimmable | Not Dimmable | Yes |  | 4 | 16331 | 113.1 | 144.4 | 6.32 | 0.9935 | 4038 | 75.4
P86BCFCS | NINGBO MORELUX LIGHTING MFG LTD | MORELUX | CVL-403-020W-40K-[158]-D-3XX | Outdoor Luminaires | Low Output | Fuel Pump Canopy Luminaires | Standard | TRUE | 2193.4 | 90.26 | 24.3 | 12.89 | 0.9094 | 4065 | 93.5 | 5 | 50000 | 42571 |  |  | Yes |  | 4 | 2193 | 90 | 24 | 12.89 | 0.9094 | 4000 | 83
PQKN6RTJ | NINGBO MORELUX LIGHTING MFG LTD | MORELUX | CVL-403-020W-50K-[158]-D-3XX | Outdoor Luminaires | Low Output | Fuel Pump Canopy Luminaires | Standard | FALSE | [9 empty] | 42571 | Dimmable | Continuous Below 10 | Yes |  | 4 | 2376 | 102 | 23 | 12.75 | 0.9132 | 5000 | 85
PRMVU1EU | UNIVERSELITE CO.LTD. | N/A | LEDYZ120W001B(3000K) | Outdoor Luminaires | High Output | Fuel Pump Canopy Luminaires | Standard | TRUE | 13873 | 114.09 | 121.6 | 17.39 | 0.9027 | 3008 | 73.1 | 5 | 50000 | 42566 |  |  | No |  | 4 | 13873 | 114.09 | 121.6 | 17.39 | 0.9 | 3000 | 73.1
PXMCZ6XW | UNIVERSELITE CO.LTD. | N/A | LEDYZ120W001B(5700K) | Outdoor Luminaires | High Output | Fuel Pump Canopy Luminaires | Standard | FALSE | [9 empty] | 42566 | Not Dimmable | Not Dimmable | No |  | 4 | 14787 | 121.3 | 121.9 | 17.41 | 0.9 | 5700 | 74.5
PJVRXPZ1 | UNIVERSELITE CO.LTD. | N/A | LEDYZ120W001B(5000K) | Outdoor Luminaires | High Output | Fuel Pump Canopy Luminaires | Standard | FALSE | [9 empty] | 42566 | Not Dimmable | Not Dimmable | No |  | 4 | 14604 | 119.95 | 121.8 | 17.39 | 0.9 | 5000 | 73.1
PB1FWEJF | UNIVERSELITE CO.LTD. | N/A | LEDYZ120W001B(4500K) | Outdoor Luminaires | High Output | Fuel Pump Canopy Luminaires | Standard | FALSE | [9 empty] | 42566 | Not Dimmable | Not Dimmable | No |  | 4 | 14421 | 118.45 | 121.8 | 17.39 | 0.9 | 4500 | 73.1
PXVUUYSB | UNIVERSELITE CO.LTD. | N/A | LEDYZ120W001B(4000K) | Outdoor Luminaires | High Output | Fuel Pump Canopy Luminaires | Standard | FALSE | [9 empty] | 42566 | Not Dimmable | Not Dimmable | No |  | 4 | 14239 | 116.95 | 121.8 | 17.39 | 0.9 | 4000 | 73.1
PWDB4497 | UNIVERSELITE CO.LTD. | N/A | LEDYZ120W001B(3500K) | Outdoor Luminaires | High Output | Fuel Pump Canopy Luminaires | Standard | FALSE | [9 empty] | 42566 | Not Dimmable | Not Dimmable | No |  | 4 | 14056 | 115.45 | 121.8 | 17.39 | 0.9 | 3500 | 73.1
PYKRN72P | Plusrite USA | Naturaled | LED-FXGSC100/50K/XX | Outdoor Luminaires | High Output | Fuel Pump Canopy Luminaires | Standard | TRUE | 12609.59 | 121.726 | 103.59 | 10.42 | 0.9357 | 4921 | 80.8 | 5 |  | 42565 |  |  | No |  | 3.1 | 11500 | 115 | 100 | 10 | 0.98 | 5000 | 80
P4GJ2YU6 | Aleo Lighting Inc. | aleo | LSC-85/30K | Outdoor Luminaires | Mid Output | Fuel Pump Canopy Luminaires | Standard | TRUE | 7893.5 | 85.99 | 91.8 | 10.91 | 0.9053 | 3082 | 70.4 | 5 | 50000 | 42564 |  |  | NotYetVerified |  | 3 | 7890 |  | 85 |  | 0.9 | 3000 | 70
PB5BWHQA | Aleo Lighting Inc. | aleo | LSC-100/30K | Outdoor Luminaires | Mid Output | Fuel Pump Canopy Luminaires | Standard | TRUE | 8725.3 | 88.53 | 98.55 | 10.95 | 0.9081 | 3085 | 70.5 | 5 | 50000 | 42564 |  |  | NotYetVerified |  | 3 | 8720 | 88.53 | 100 |  | 0.9 | 3000 | 70
P2DN68QT | Aleo Lighting Inc. | aleo | LSC-40/40K | Outdoor Luminaires | Low Output | Fuel Pump Canopy Luminaires | Standard | TRUE | 3473.6 | 84.24 | 41.23 | 18.31 | 0.9531 | 3956 | 72 | 5 | 50000 | 42564 |  |  | NotYetVerified |  | 3 | 3473.6 | 84.24 | 41.23 | 18.31 | 0.9531 | 4000 | 72
PKRJ3B7J | Aleo Lighting Inc. | aleo | LSC-120/30K | Outdoor Luminaires | High Output | Fuel Pump Canopy Luminaires | Standard | TRUE | 10819 | 88.3 | 122.5 | 18.91 | 0.9356 | 3075 | 70.5 | 5 | 50000 | 42564 |  |  | NotYetVerified |  | 3 | 10819 | 88.3 | 122.5 | 18.91 | 0.9356 | 3000 | 70.5
PB3YG3R3 | Aleo Lighting Inc. | aleo | LSC-40/30K-D | Outdoor Luminaires | Low Output | Fuel Pump Canopy Luminaires | Standard | TRUE | 4777.4 | 110.43 | 43.26 | 15.74 | 0.9506 | 2999 | 72.9 | 5 | 50000 | 42564 |  |  | No |  | 3.1 | 4805.6 | 111.19 | 43.22 | 15.74 | 0.9506 | 3000 | 72.9
PJNT1XS3 | Aleo Lighting Inc. | aleo | LSC-120/57K | Outdoor Luminaires | High Output | Fuel Pump Canopy Luminaires | Standard | FALSE | [9 empty] | 42564 | Not Dimmable | Not Dimmable | NotYetVerified |  | 3 | 11289 | 95.83 | 117.8 | 18.79 | 0.9294 | 5700 | 74.1
PJ964J83 | Aleo Lighting Inc. | aleo | LSC-40/57K-D | Outdoor Luminaires | Low Output | Fuel Pump Canopy Luminaires | Standard | FALSE | [9 empty] | 42564 | Not Dimmable | Not Dimmable | No |  | 3.1 | 5107 | 117.16 | 43.59 | 15.88 | 0.9513 | 5700 | 73.9
PYDQD758 | Aleo Lighting Inc. | aleo | LSC-100/57K | Outdoor Luminaires | Mid Output | Fuel Pump Canopy Luminaires | Standard | FALSE | [9 empty] | 42564 | Not Dimmable | Not Dimmable | NotYetVerified |  | 3 | 8720 | 92.84 | 100 |  | 0.9 | 5700 | 70
P23JCCFP | Aleo Lighting Inc. | aleo | LSC-85/57K | Outdoor Luminaires | Mid Output | Fuel Pump Canopy Luminaires | Standard | FALSE | [9 empty] | 42564 | Not Dimmable | Not Dimmable | NotYetVerified |  | 3 | 7994.1 | 88.64 | 90.19 |  | 0.9 | 5700 | 70
PYBX2KG6 | Aleo Lighting Inc. | aleo | LSC-40/57K | Outdoor Luminaires | Low Output | Fuel Pump Canopy Luminaires | Standard | FALSE | [9 empty] | 42564 | Dimmable | Continuous Below 10 | NotYetVerified |  | 3 | 3812 | 91.39 | 41.71 | 16.77 | 0.9575 | 5700 | 78.2
PB1DXGXY | Aleo Lighting Inc. | aleo | LSC-40/50K-D | Outdoor Luminaires | Low Output | Fuel Pump Canopy Luminaires | Standard | FALSE | [9 empty] | 42564 | Not Dimmable | Not Dimmable | No |  | 3.1 | 5047 | 116.27 | 43.41 | 15.74 | 0.9506 | 5000 | 72.9
PK5BJ6H2 | Aleo Lighting Inc. | aleo | LSC-120/50K | Outdoor Luminaires | High Output | Fuel Pump Canopy Luminaires | Standard | FALSE | [9 empty] | 42564 | Not Dimmable | Not Dimmable | NotYetVerified |  | 3 | 10819 | 88.3 | 122.5 | 18.91 | 0.9356 | 5000 | 70.5
PJKGJUSP | Aleo Lighting Inc. | aleo | LSC-100/50K | Outdoor Luminaires | Mid Output | Fuel Pump Canopy Luminaires | Standard | FALSE | [9 empty] | 42564 | Not Dimmable | Not Dimmable | NotYetVerified |  | 3 | 8720 | 88.53 | 100 |  | 0.9 | 5000 | 70
PQMRJCQZ | Aleo Lighting Inc. | aleo | LSC-85/50K | Outdoor Luminaires | Mid Output | Fuel Pump Canopy Luminaires | Standard | FALSE | [9 empty] | 42564 | Not Dimmable | Not Dimmable | NotYetVerified |  | 3 | 7893.5 | 85.99 | 91.8 |  | 0.9 | 5000 | 70
PC5UYXZE | Aleo Lighting Inc. | aleo | LSC-40/50K | Outdoor Luminaires | Low Output | Fuel Pump Canopy Luminaires | Standard | FALSE | [9 empty] | 42564 | Dimmable | Continuous Below 10 | NotYetVerified |  | 3 | 3473.6 | 84.24 | 41.23 | 18.31 | 0.9531 | 5000 | 72
PMH2YP7S | Aleo Lighting Inc. | aleo | LSC-85/45K | Outdoor Luminaires | Mid Output | Fuel Pump Canopy Luminaires | Standard | FALSE | [9 empty] | 42564 | Not Yet Verified | Not Yet Verified | NotYetVerified |  | 3 | 7890 | 85.99 | 85 |  | 0.9 | 4500 | 70
PT8CA2XC | Aleo Lighting Inc. | aleo | LSC-40/45K-D | Outdoor Luminaires | Low Output | Fuel Pump Canopy Luminaires | Standard | FALSE | [9 empty] | 42564 | Not Dimmable | Not Dimmable | No |  | 3.1 | 4986 | 114.88 | 43.41 | 15.74 | 0.9506 | 4500 | 72.9
PUPPHNKU | Aleo Lighting Inc. | aleo | LSC-120/45K | Outdoor Luminaires | High Output | Fuel Pump Canopy Luminaires | Standard | FALSE | [9 empty] | 42564 | Not Dimmable | Not Dimmable | NotYetVerified |  | 3 | 10819 | 88.3 | 122.5 | 18.91 | 0.9356 | 4500 | 70.5
PCZWK3V2 | Aleo Lighting Inc. | aleo | LSC-100/45K | Outdoor Luminaires | Mid Output | Fuel Pump Canopy Luminaires | Standard | FALSE | [9 empty] | 42564 | Not Dimmable | Not Dimmable | NotYetVerified |  | 3 | 8720 | 88.53 | 100 |  | 0.9 | 4500 | 70
PZCYCWZ2 | Aleo Lighting Inc. | aleo | LSC-40/45K | Outdoor Luminaires | Low Output | Fuel Pump Canopy Luminaires | Standard | FALSE | [9 empty] | 42564 | Dimmable | Continuous Below 10 | NotYetVerified |  | 3 | 3473.6 | 84.24 | 41.23 | 16.31 | 0.9531 | 4500 | 72
P5WFA3ZH | Aleo Lighting Inc. | aleo | LSC-85/40K | Outdoor Luminaires | Mid Output | Fuel Pump Canopy Luminaires | Standard | FALSE | [9 empty] | 42564 | Not Yet Verified | Not Yet Verified | NotYetVerified |  | 3 | 7890 | 85.99 | 85 |  | 0.9 | 4000 | 70
P2PGKTAG | Aleo Lighting Inc. | aleo | LSC-40/40K-D | Outdoor Luminaires | Low Output | Fuel Pump Canopy Luminaires | Standard | FALSE | [9 empty] | 42564 | Not Dimmable | Not Dimmable | No |  | 3.1 | 4926 | 113.49 | 43.41 | 15.74 | 0.9506 | 4000 | 72.9
PEQMQ4JH | Aleo Lighting Inc. | aleo | LSC-120/40K | Outdoor Luminaires | High Output | Fuel Pump Canopy Luminaires | Standard | FALSE | [9 empty] | 42564 | Not Dimmable | Not Dimmable | NotYetVerified |  | 3 | 10819 | 88.3 | 122.5 | 18.91 | 0.9356 | 4000 | 70.5
PHQJEF1F | Aleo Lighting Inc. | aleo | LSC-100/40K | Outdoor Luminaires | Mid Output | Fuel Pump Canopy Luminaires | Standard | FALSE | [9 empty] | 42564 | Not Dimmable | Not Dimmable | NotYetVerified |  | 3 | 8720 | 88.53 | 100 |  | 0.9 | 4000 | 70
PJBNQ6BV | Aleo Lighting Inc. | aleo | LSC-40/35K-D | Outdoor Luminaires | Low Output | Fuel Pump Canopy Luminaires | Standard | FALSE | [9 empty] | 42564 | Not Dimmable | Not Dimmable | No |  | 3.1 | 4866 | 112.1 | 43.41 | 15.74 | 0.9506 | 3500 | 72.9
PRUD6YT9 | Aleo Lighting Inc. | aleo | LSC-120/35K | Outdoor Luminaires | High Output | Fuel Pump Canopy Luminaires | Standard | FALSE | [9 empty] | 42564 | Not Dimmable | Not Dimmable | NotYetVerified |  | 3 | 10819 | 88.3 | 122.5 | 18.91 | 0.9356 | 3500 | 70.5
PT5VX34Y | Aleo Lighting Inc. | aleo | LSC-100/35K | Outdoor Luminaires | Mid Output | Fuel Pump Canopy Luminaires | Standard | FALSE | [9 empty] | 42564 | Not Dimmable | Not Dimmable | NotYetVerified |  | 3 | 8720 | 88.53 | 100 |  | 0.9 | 3500 | 70
PYQS2FYT | Aleo Lighting Inc. | aleo | LSC-85/35K | Outdoor Luminaires | Mid Output | Fuel Pump Canopy Luminaires | Standard | FALSE | [9 empty] | 42564 | Not Dimmable | Not Dimmable | NotYetVerified |  | 3 | 7890 | 85.99 | 85 |  | 0.9 | 3500 | 70
P7MJHK7D | Xiamen Holly Lite Co. Ltd. | Holly Lite | FP3-X-040-25XX-NON[Qualified pointing straight down only] | Outdoor Luminaires | Low Output | Fuel Pump Canopy Luminaires | Standard | TRUE | 4633.61 | 115.96 | 39.96 | 17.95 | 0.9252 | 5040 | 83.2 | 5 | 50000 | 42563 |  |  | No |  | 3.1 | 4633.61 | 115.96 | 39.96 | 17.95 | 0.99 | 5040 | 83.2
PNWPMUAT | Xiamen Holly Lite Co. Ltd. | Holly Lite | FP3-X-060-25XX-NON[Qualified pointing straight down only] | Outdoor Luminaires | Mid Output | Fuel Pump Canopy Luminaires | Standard | TRUE | 6045.22 | 98.91 | 19.05 | 22.92 | 0.8823 | 5128 | 83.5 | 5 | 50000 | 42563 |  |  | No |  | 3.1 | 6045.22 | 98.91 | 61.12 | 22.92 | 0.99 | 5128 | 83.5
PK81QWEH | Solas Ray Lighting | Gas Station Canopy Light | CS18-159-50-CL-U-FM | Outdoor Luminaires | High Output | Fuel Pump Canopy Luminaires | Standard | TRUE | 18052.623 | 113.204 | 159.47 | 10.45 | 0.946 | 5036 | 82.4 | 5 | 50000 | 42563 |  |  | NotYetVerified |  | 3
P2T9KTQ6 | Solas Ray Lighting | Gas Station Canopy Light | CS14-127-50-CL-U-FM | Outdoor Luminaires | High Output | Fuel Pump Canopy Luminaires | Standard | TRUE | 13956.15 | 109.94 | 126.94 | 6.73 | 0.9118 | 5026 | 83 | 5 | 50000 | 42563 |  |  | NotYetVerified |  | 3 | 14700 | 115 | 120 |  | 0.98
PHQ4U3N9 | Solas Ray Lighting | Gas Station Canopy Light | CS23-204-50-CL-U-CM | Outdoor Luminaires | High Output | Fuel Pump Canopy Luminaires | Standard | TRUE | 22913.46 | 112.178 | 204.26 | 10.06 | 0.9221 | 5016 | 82.1 | 5 | 50000 | 42563 |  |  | NotYetVerified |  | 3 | 23300 | 115 | 200 |  | 0.98 | 5000 | 80
PXFFDGFW | Xiamen Holly Lite Co. Ltd. | Holly Lite | FP3-X-150-25XX-NON[Qualified pointing straight down only] | Outdoor Luminaires | High Output | Fuel Pump Canopy Luminaires | Standard | TRUE | 18576.73 | 121.64 | 152.72 | 21.72 | 0.9237 | 4852 | 74.2 | 5 | 50000 | 42563 |  |  | No |  | 3.1 | 18576.73 | 121.64 | 152.72 | 21.72 | 1 | 4852 | 74.2
PCTT4VKN | Xiamen Holly Lite Co. Ltd. | Holly Lite | FP3-X-110-25XX-NON[Qualified pointing straight down only] | Outdoor Luminaires | High Output | Fuel Pump Canopy Luminaires | Standard | TRUE | 13398.68 | 122 | 109.82 | 23.82 | 0.8869 | 4892 | 73.8 | 5 | 50000 | 42563 |  |  | No |  | 3.1 | 13398.68 | 122.01 | 109.82 | 23.82 | 1 | 4892 | 73.8
PDV3DPA3 | Xiamen Holly Lite Co. Ltd. | Holly Lite | FP3-X-075-25XX-NON[Qualified pointing straight down only] | Outdoor Luminaires | Mid Output | Fuel Pump Canopy Luminaires | Standard | TRUE | 8608.7 | 115.71 | 26.3 | 23.92 | 0.8823 | 4879 | 74 | 5 | 50000 | 42563 |  |  | No |  | 3.1 | 8608.73 | 115.71 | 74.4 | 23.92 | 1 | 4879 | 74
PJBW8VFV | Reno LED Lighting Inc. | RENO | RENO CANOPY - 50W | Outdoor Luminaires | Low Output | Fuel Pump Canopy Luminaires | Standard | TRUE | 4672.61 | 93.84 | 49.79 | 18.5 | 0.887 | 5294 | 87.1 | 5 |  | 42563 |  |  | No |  | 3 | 4672 | 90 | 52 | 19 | 0.99 | 5000 | 80
PTJT9M8D | Xiamen Holly Lite Co. Ltd. | Holly Lite | FP3-X-060-25XX-STP[Qualified pointing straight down only] | Outdoor Luminaires | Mid Output | Fuel Pump Canopy Luminaires | Standard | FALSE | [9 empty] | 42563 |  |  | No |  | 3.1 | 6045.22 | 98.91 | 61.12 | 22.92 | 0.99 | 5128 | 83.5
P856YGEM | Xiamen Holly Lite Co. Ltd. | Holly Lite | FP3-X-060-25XX-CTN[Qualified pointing straight down only] | Outdoor Luminaires | Mid Output | Fuel Pump Canopy Luminaires | Standard | FALSE | [9 empty] | 42563 |  |  | No |  | 3.1 | 6045.22 | 98.91 | 61.12 | 22.92 | 0.99 | 5128 | 83.5
PYG1C9SC | Xiamen Holly Lite Co. Ltd. | Holly Lite | FP3-X-040-25XX-STP[Qualified pointing straight down only] | Outdoor Luminaires | Low Output | Fuel Pump Canopy Luminaires | Standard | FALSE | [9 empty] | 42563 |  |  | No |  | 3.1 | 4633.61 | 115.96 | 39.96 | 17.95 | 0.99 | 5040 | 83.2
P4HZGRCB | Xiamen Holly Lite Co. Ltd. | Holly Lite | FP3-X-040-25XX-CTN[Qualified pointing straight down only] | Outdoor Luminaires | Low Output | Fuel Pump Canopy Luminaires | Standard | FALSE | [9 empty] | 42563 |  |  | No |  | 3.1 | 4633.61 | 115.96 | 39.96 | 17.95 | 0.99 | 5040 | 83.2
PY8D8PFJ | Xiamen Holly Lite Co. Ltd. | Holly Lite | FP3-X-110-25XX-STP[Qualified pointing straight down only] | Outdoor Luminaires | High Output | Fuel Pump Canopy Luminaires | Standard | FALSE | [9 empty] | 42563 |  |  | No |  | 3.1 | 13398.68 | 122.01 | 109.82 | 23.82 | 1 | 4892 | 73.8
PAWHE9ZW | Xiamen Holly Lite Co. Ltd. | Holly Lite | FP3-X-110-25XX-CTN[Qualified pointing straight down only] | Outdoor Luminaires | High Output | Fuel Pump Canopy Luminaires | Standard | FALSE | [9 empty] | 42563 |  |  | No |  | 3.1 | 13398.68 | 122.01 | 109.82 | 23.82 | 1 | 4892 | 73.8
P7WM3H18 | Xiamen Holly Lite Co. Ltd. | Holly Lite | FP3-X-075-25XX-STP[Qualified pointing straight down only] | Outdoor Luminaires | Mid Output | Fuel Pump Canopy Luminaires | Standard | FALSE | [9 empty] | 42563 |  |  | No |  | 3.1 | 8608.73 | 115.71 | 74.4 | 23.92 | 1 | 4879 | 74
PND6TD5E | Xiamen Holly Lite Co. Ltd. | Holly Lite | FP3-X-075-25XX-CTN[Qualified pointing straight down only] | Outdoor Luminaires | Mid Output | Fuel Pump Canopy Luminaires | Standard | FALSE | [9 empty] | 42563 |  |  | No |  | 3.1 | 8608.73 | 115.71 | 74.4 | 23.92 | 1 | 4879 | 74
P2AECJFA | Xiamen Holly Lite Co. Ltd. | Holly Lite | FP3-X-150-25XX-STP[Qualified pointing straight down only] | Outdoor Luminaires | High Output | Fuel Pump Canopy Luminaires | Standard | FALSE | [9 empty] | 42563 |  |  | No |  | 3.1 | 18576.73 | 121.64 | 152.72 | 21.72 | 1 | 4852 | 74.2
PCJJ41RH | Xiamen Holly Lite Co. Ltd. | Holly Lite | FP3-X-150-25XX-CTN[Qualified pointing straight down only] | Outdoor Luminaires | High Output | Fuel Pump Canopy Luminaires | Standard | FALSE | [9 empty] | 42563 |  |  | No |  | 3.1 | 18576.73 | 121.64 | 152.72 | 21.72 | 1 | 4852 | 74.2
PY18TP6P | LEDVANCE LLC (formerly OSRAM SYLVANIA INC) | LEDVANCE | CANOPYA045347D74010C5WH | Outdoor Luminaires | Low Output | Fuel Pump Canopy Luminaires | Standard | TRUE | 4720.63 | 103 | 45.73 | 21 | 0.97 | 3849 | 73 | 5 | 50000 | 42559 |  |  | No |  | 4 | 4720.63 | 103.23 | 45.73 | 21 | 0.97 | 3849 | 73
PGAAX64E | LEDVANCE LLC (formerly OSRAM SYLVANIA INC) | LEDVANCE | CANOPYA060347D74010C5WH | Outdoor Luminaires | Mid Output | Fuel Pump Canopy Luminaires | Standard | TRUE | 5815.3 | 97 | 60.19 | 15 | 0.97 | 3879 | 73 | 5 | 50000 | 42559 |  |  | No |  | 4 | 5815.3 | 96.62 | 60.19 | 15 | 0.97 | 3879 | 73.2
P1KGE4XP | LEDVANCE LLC (formerly OSRAM SYLVANIA INC) | LEDVANCE | CANOPYA060347D75010C5WH | Outdoor Luminaires | Mid Output | Fuel Pump Canopy Luminaires | Standard | FALSE | [9 empty] | 42559 |  |  | No |  | 4 | 5856.98 | 96.53 | 60.68 | 14 | 0.97 | 4992 | 73
PFK4WJ5U | LEDVANCE LLC (formerly OSRAM SYLVANIA INC) | LEDVANCE | CANOPYA045347D75010C5WH | Outdoor Luminaires | Low Output | Fuel Pump Canopy Luminaires | Standard | FALSE | [9 empty] | 42559 |  |  | No |  | 4 | 4784.84 | 104.05 | 45.98 | 19 | 0.96 | 4953 | 72.6
PSF4ZWZY | Infinilux Corporation | Infinilux CS1 CS2 40W Series | CS1DXX10-05 (4000K)-34V | Outdoor Luminaires | Low Output | Fuel Pump Canopy Luminaires | Standard | TRUE | 4720.63 | 103 | 45.73 | 21 | 0.97 | 3849 | 73 | 5 | 50000 | 42557 |  |  | No | Product updated on 9/27/2016 | 4 | 4720.63 | 103.23 | 45.73 | 21 | 0.97 | 3849 | 73
PZU429EK | Infinilux Corporation | Infinilux CS1 CS2 50W series Series | CS1DXX15-05 (4000K)-34V | Outdoor Luminaires | Mid Output | Fuel Pump Canopy Luminaires | Standard | TRUE | 5815.3 | 97 | 60.19 | 15 | 0.97 | 3879 | 73 | 5 | 50000 | 42557 |  |  | No | Product updated on 9/27/2016 | 4 | 5815.3 | 96.62 | 60.19 | 15 | 0.97 | 3879 | 73.2
PETTZFGA | RISE-LITE GROUP CO. LTD | RISELITE | RL-00-0130-1-LV-N-WW [120-277VAC Only] | Outdoor Luminaires | High Output | Fuel Pump Canopy Luminaires | Standard | TRUE | 12083 | 97.84 | 123.5 | 14.39 | 0.9095 | 2950 | 72.3 | 5 | 50000 | 42557 |  |  | Yes |  | 4 | 12083 | 97.84 | 123.5 | 14.39 | 0.91 | 3000 | 72.3
PV266EZ4 | RISE-LITE GROUP CO. LTD | RISELITE | RL-00-0130-1-LV-N-CW [120-277VAC Only] | Outdoor Luminaires | High Output | Fuel Pump Canopy Luminaires | Standard | FALSE | [9 empty] | 42557 |  |  | Yes |  | 4 | 12315 | 99.56 | 123.7 | 14.34 | 0.91 | 5700 | 85.8
PPW22KKB | RISE-LITE GROUP CO. LTD | RISELITE | RL-00-0130-1-LV-N-DW [120-277VAC Only] | Outdoor Luminaires | High Output | Fuel Pump Canopy Luminaires | Standard | FALSE | [9 empty] | 42557 |  |  | Yes |  | 4 | 12083 | 97.84 | 123.5 | 14.39 | 0.91 | 5000 | 72.3
P8R1FA4M | RISE-LITE GROUP CO. LTD | RISELITE | RL-00-0130-1-LV-N-NW [120-277VAC Only] | Outdoor Luminaires | High Output | Fuel Pump Canopy Luminaires | Standard | FALSE | [9 empty] | 42557 |  |  | Yes |  | 4 | 12083 | 97.84 | 123.5 | 14.39 | 0.91 | 4100 | 72.3
PJZSXSVE | Infinilux Corporation | Infinilux CS1 CS2 50W series Series | CS1DXX15-05 (5000K)-34V | Outdoor Luminaires | Mid Output | Fuel Pump Canopy Luminaires | Standard | FALSE | [9 empty] | 42557 |  |  | No | Product updated on 9/27/2016 | 3.1 | 5856.98 | 96.53 | 60.68 | 14 | 0.97 | 4992 | 73
PB4ABRZ3 | Infinilux Corporation | Infinilux CS1 CS2 50W series Series | CS2DXX15-05 (5000K)-34V | Outdoor Luminaires | Mid Output | Fuel Pump Canopy Luminaires | Standard | FALSE | [9 empty] | 42557 |  |  | No | Product updated on 9/27/2016 | 3.1 | 5856.98 | 96.53 | 60.68 | 14 | 0.97 | 4992 | 73
PS8WE2SH | Infinilux Corporation | Infinilux CS1 CS2 40W Series | CS1DXX10-05 (5000K)-34V | Outdoor Luminaires | Low Output | Fuel Pump Canopy Luminaires | Standard | FALSE | [9 empty] | 42557 |  |  | No | Product updated on 9/27/2016 | 3.1 | 4784.84 | 104.05 | 45.98 | 19 | 0.96 | 4953 | 72.6
P57ZBE9M | Infinilux Corporation | Infinilux CS1 CS2 40W Series | CS2DXX10-05 (5000K)-34V | Outdoor Luminaires | Low Output | Fuel Pump Canopy Luminaires | Standard | FALSE | [9 empty] | 42557 |  |  | No | Product updated on 9/27/2016 | 3.1 | 4784.84 | 104.05 | 45.98 | 19 | 0.96 | 4953 | 72.6
PJGVRRJE | Infinilux Corporation | Infinilux CS1 CS2 50W series Series | CS2DXX15-05 (4000K)-34V | Outdoor Luminaires | Mid Output | Fuel Pump Canopy Luminaires | Standard | FALSE | [9 empty] | 42557 |  |  | No | Product updated on 9/27/2016 | 3.1 | 5815.3 | 96.62 | 60.19 | 15 | 0.97 | 3879 | 73.2
P4WP2X34 | Infinilux Corporation | Infinilux CS1 CS2 40W Series | CS2DXX10-05 (4000K)-34V | Outdoor Luminaires | Low Output | Fuel Pump Canopy Luminaires | Standard | FALSE | [9 empty] | 42557 |  |  | No | Product updated on 9/27/2016 | 3.1 | 4720.63 | 103.23 | 45.73 | 21 | 0.97 | 3849 | 73
P45H7NP5 | Mastled Lighting Technology Co. Limited | Mastled | ML-CP-75WG21 4000K | Outdoor Luminaires | Mid Output | Fuel Pump Canopy Luminaires | Standard | TRUE | 8354.8 | 111.65 | 74.83 | 13.09 | 0.9337 | 3983 | 84 | 5 | 50000 | 42552 |  |  | No |  | 3.1 | 8510.4 | 112.11 | 75.91 | 13.09 | 0.9337 | 4000 | 84
PZFPCHAF | Mastled Lighting Technology Co. Limited | Mastled | ML-CP-45WG21 4000K | Outdoor Luminaires | Mid Output | Fuel Pump Canopy Luminaires | Standard | TRUE | 5029.4 | 111.89 | 44.95 | 19.29 | 0.9088 | 3899 | 83.6 | 5 | 50000 | 42552 |  |  | No |  | 3.1 | 5034.2 | 113.13 | 44.5 | 19.29 | 0.9088 | 4000 | 83.6
PD34KBAV | RISE-LITE GROUP CO. LTD | RISELITE | RL-CP-200W-G-LV-N-WW | Outdoor Luminaires | High Output | Fuel Pump Canopy Luminaires | Premium | TRUE | 24140 | 119.27 | 202.4 | 12.04 | 0.9206 | 3075 | 72.4 | 5 | 50000 | 42552 |  |  | Yes |  | 4 | 24140 | 119.27 | 202.4 | 12.04 | 0.92 | 3000 | 72.4
PYSAMC9V | Mastled Lighting Technology Co. Limited | Mastled | ML-CP-100WG21 4000K | Outdoor Luminaires | High Output | Fuel Pump Canopy Luminaires | Standard | TRUE | 11087 | 112.16 | 98.84 | 17.9 | 0.9099 | 3968 | 74.3 | 5 | 50000 | 42552 |  |  | No |  | 3.1 | 11194 | 111.38 | 100.5 | 17.9 | 0.9099 | 4000 | 74.3
PEWXJU8R | Mastled Lighting Technology Co. Limited | Mastled | ML-CP-150WG21 4000K | Outdoor Luminaires | High Output | Fuel Pump Canopy Luminaires | Standard | TRUE | 16142 | 107.04 | 150.8 | 10.01 | 0.9345 | 3965 | 74.3 | 5 | 50000 | 42552 |  |  | No |  | 3.1 | 16435 | 107 | 153.6 | 10.01 | 0.9345 | 4000 | 74.3
PXSBMD7Z | Mastled Lighting Technology Co. Limited | Mastled | ML-CP-130WG21-HV 4000K | Outdoor Luminaires | High Output | Fuel Pump Canopy Luminaires | Standard | TRUE | 14163 | 109.78 | 129 | 13.83 | 0.9094 | 3963 | 74.2 | 5 | 50000 | 42552 |  |  | No |  | 3.1 | 14291 | 110.19 | 129.7 | 13.83 | 0.9094 | 4000 | 74.2
PSBP32V4 | Mastled Lighting Technology Co. Limited | Mastled | ML-CP-130WG21 4000K | Outdoor Luminaires | High Output | Fuel Pump Canopy Luminaires | Standard | TRUE | 13929 | 107.39 | 129.7 | 11.46 | 0.915 | 3962 | 74.2 | 5 | 50000 | 42552 |  |  | No |  | 3.1 | 14146 | 107.25 | 131.9 | 11.46 | 0.915 | 4000 | 74.2
PF9KM3XH | RISE-LITE GROUP CO. LTD | RISELITE | RL-CP-200W-G-LV-N-CW | Outdoor Luminaires | High Output | Fuel Pump Canopy Luminaires | Premium | FALSE | [9 empty] | 42552 |  |  | Yes |  | 4 | 24613 | 121.31 | 202.9 | 11.96 | 0.92 | 5700 | 85.7
P4C58S4C | RISE-LITE GROUP CO. LTD | RISELITE | RL-CP-200W-G-LV-N-DW | Outdoor Luminaires | High Output | Fuel Pump Canopy Luminaires | Premium | FALSE | [9 empty] | 42552 |  |  | Yes |  | 4 | 24140 | 119.27 | 202.4 | 12.04 | 0.92 | 5000 | 72.4
PJUAMNC3 | RISE-LITE GROUP CO. LTD | RISELITE | RL-CP-200W-G-LV-N-NW | Outdoor Luminaires | High Output | Fuel Pump Canopy Luminaires | Premium | FALSE | [9 empty] | 42552 |  |  | Yes |  | 4 | 24140 | 119.27 | 202.4 | 12.04 | 0.92 | 4100 | 72.4
PHQR5Y4D | Mastled Lighting Technology Co. Limited | Mastled | ML-CP-75WG21 5700K | Outdoor Luminaires | Mid Output | Fuel Pump Canopy Luminaires | Standard | FALSE | [9 empty] | 42552 |  |  | No |  | 3.1 | 8791 | 115.47 | 76.13 | 12.94 | 0.9316 | 5700 | 83
PD1ZA8SR | Mastled Lighting Technology Co. Limited | Mastled | ML-CP-75WG22 5700K | Outdoor Luminaires | Mid Output | Fuel Pump Canopy Luminaires | Standard | FALSE | [9 empty] | 42552 |  |  | No |  | 3.1 | 8791 | 115.47 | 76.13 | 12.94 | 0.9316 | 5700 | 83
PGCARVV5 | Mastled Lighting Technology Co. Limited | Mastled | ML-CP-45WG21 5700K | Outdoor Luminaires | Mid Output | Fuel Pump Canopy Luminaires | Standard | FALSE | [9 empty] | 42552 |  |  | No |  | 3.1 | 5136 | 115.96 | 44.29 | 19.41 | 0.9076 | 5700 | 75.9
P38AEQ3W | Mastled Lighting Technology Co. Limited | Mastled | ML-CP-45WG22 5700K | Outdoor Luminaires | Mid Output | Fuel Pump Canopy Luminaires | Standard | FALSE | [9 empty] | 42552 |  |  | No |  | 3.1 | 5136 | 115.96 | 44.29 | 19.41 | 0.9076 | 5700 | 75.9
PJGVWKR7 | Mastled Lighting Technology Co. Limited | Mastled | ML-CP-100WG21 5700K | Outdoor Luminaires | High Output | Fuel Pump Canopy Luminaires | Standard | FALSE | [9 empty] | 42552 |  |  | No |  | 3.1 | 11519 | 114.85 | 100.3 | 17.51 | 0.9101 | 5700 | 75.9
PCAAYD4W | Mastled Lighting Technology Co. Limited | Mastled | ML-CP-100WG22 5700K | Outdoor Luminaires | High Output | Fuel Pump Canopy Luminaires | Standard | FALSE | [9 empty] | 42552 |  |  | No |  | 3.1 | 11519 | 114.85 | 100.3 | 17.51 | 0.9101 | 5700 | 75.9
PBW87AQF | Mastled Lighting Technology Co. Limited | Mastled | ML-CP-150WG21 5700K | Outdoor Luminaires | High Output | Fuel Pump Canopy Luminaires | Standard | FALSE | [9 empty] | 42552 |  |  | No |  | 3.1 | 16877 | 110.02 | 153.4 | 10.37 | 0.9315 | 5700 | 75.9
P43DX85V | Mastled Lighting Technology Co. Limited | Mastled | ML-CP-150WG22 5700K | Outdoor Luminaires | High Output | Fuel Pump Canopy Luminaires | Standard | FALSE | [9 empty] | 42552 |  |  | No |  | 3.1 | 16877 | 110.02 | 153.4 | 10.37 | 0.9315 | 5700 | 75.9
PPFVMUR4 | Mastled Lighting Technology Co. Limited | Mastled | ML-CP-130WG21 5700K | Outdoor Luminaires | High Output | Fuel Pump Canopy Luminaires | Standard | FALSE | [9 empty] | 42552 |  |  | No |  | 3.1 | 14634 | 110.7 | 132.2 | 11.83 | 0.9127 | 5700 | 75.7
PCS895JF | Mastled Lighting Technology Co. Limited | Mastled | ML-CP-130WG22 5700K | Outdoor Luminaires | High Output | Fuel Pump Canopy Luminaires | Standard | FALSE | [9 empty] | 42552 |  |  | No |  | 3.1 | 14634 | 110.7 | 132.2 | 11.83 | 0.9127 | 5700 | 75.7
PXNF7PXM | Mastled Lighting Technology Co. Limited | Mastled | ML-CP-130WG21-HV 5700K | Outdoor Luminaires | High Output | Fuel Pump Canopy Luminaires | Standard | FALSE | [9 empty] | 42552 |  |  | No |  | 3.1 | 14589 | 111.96 | 130.3 | 14.16 | 0.9091 | 5700 | 75.6
P79M1HSM | Mastled Lighting Technology Co. Limited | Mastled | ML-CP-130WG22-HV 5700K | Outdoor Luminaires | High Output | Fuel Pump Canopy Luminaires | Standard | FALSE | [9 empty] | 42552 |  |  | No |  | 3.1 | 14589 | 111.96 | 130.3 | 14.16 | 0.9091 | 5700 | 75.6
PEAKE2JH | Mastled Lighting Technology Co. Limited | Mastled | ML-CP-75WG22 5000K | Outdoor Luminaires | Mid Output | Fuel Pump Canopy Luminaires | Standard | FALSE | [9 empty] | 42552 |  |  | No |  | 3.1 | 8650.7 | 113.8 | 76.02 | 13.09 | 0.9337 | 5000 | 84
PCEQAUAY | Mastled Lighting Technology Co. Limited | Mastled | ML-CP-75WG21 5000K | Outdoor Luminaires | Mid Output | Fuel Pump Canopy Luminaires | Standard | FALSE | [9 empty] | 42552 |  |  | No |  | 3.1 | 8650.7 | 113.8 | 76.02 | 13.09 | 0.9337 | 5000 | 84
PX8TBH41 | Mastled Lighting Technology Co. Limited | Mastled | ML-CP-45WG21 5000K | Outdoor Luminaires | Mid Output | Fuel Pump Canopy Luminaires | Standard | FALSE | [9 empty] | 42552 |  |  | No |  | 3.1 | 5085.1 | 114.54 | 44.4 | 19.29 | 0.9088 | 5000 | 83.6
PU37A6CX | Mastled Lighting Technology Co. Limited | Mastled | ML-CP-45WG22 5000K | Outdoor Luminaires | Mid Output | Fuel Pump Canopy Luminaires | Standard | FALSE | [9 empty] | 42552 |  |  | No |  | 3.1 | 5085.1 | 114.54 | 44.4 | 19.29 | 0.9088 | 5000 | 83.6
PZ25ZMXS | Mastled Lighting Technology Co. Limited | Mastled | ML-CP-100WG22 5000K | Outdoor Luminaires | High Output | Fuel Pump Canopy Luminaires | Standard | FALSE | [9 empty] | 42552 |  |  | No |  | 3.1 | 11357 | 113.11 | 100.4 | 17.9 | 0.9099 | 5000 | 74.3
PTUJ29SY | Mastled Lighting Technology Co. Limited | Mastled | ML-CP-100WG21 5000K | Outdoor Luminaires | High Output | Fuel Pump Canopy Luminaires | Standard | FALSE | [9 empty] | 42552 |  |  | No |  | 3.1 | 11357 | 113.11 | 100.4 | 17.9 | 0.9099 | 5000 | 74.3
PP4GEEAR | Mastled Lighting Technology Co. Limited | Mastled | ML-CP-150WG22 5000K | Outdoor Luminaires | High Output | Fuel Pump Canopy Luminaires | Standard | FALSE | [9 empty] | 42552 |  |  | No |  | 3.1 | 16656 | 108.51 | 153.5 | 10.01 | 0.9345 | 5000 | 74.3
PD3CRX4C | Mastled Lighting Technology Co. Limited | Mastled | ML-CP-150WG21 5000K | Outdoor Luminaires | High Output | Fuel Pump Canopy Luminaires | Standard | FALSE | [9 empty] | 42552 |  |  | No |  | 3.1 | 16656 | 108.51 | 153.5 | 10.01 | 0.9345 | 5000 | 74.3
PYWMZFXE | Mastled Lighting Technology Co. Limited | Mastled | ML-CP-130WG22-HV 5000K | Outdoor Luminaires | High Output | Fuel Pump Canopy Luminaires | Standard | FALSE | [9 empty] | 42552 |  |  | No |  | 3.1 | 14440 | 111.08 | 130 | 13.83 | 0.9094 | 5000 | 74.2
P5QMUN2Z | Mastled Lighting Technology Co. Limited | Mastled | ML-CP-130WG21-HV 5000K | Outdoor Luminaires | High Output | Fuel Pump Canopy Luminaires | Standard | FALSE | [9 empty] | 42552 |  |  | No |  | 3.1 | 14440 | 111.08 | 130 | 13.83 | 0.9094 | 5000 | 74.2
PTEPYATU | Mastled Lighting Technology Co. Limited | Mastled | ML-CP-130WG21 5000K | Outdoor Luminaires | High Output | Fuel Pump Canopy Luminaires | Standard | FALSE | [9 empty] | 42552 |  |  | No |  | 3.1 | 14390 | 108.97 | 132.1 | 11.46 | 0.915 | 5000 | 74.2
PGV8GXMX | Mastled Lighting Technology Co. Limited | Mastled | ML-CP-130WG22 5000K | Outdoor Luminaires | High Output | Fuel Pump Canopy Luminaires | Standard | FALSE | [9 empty] | 42552 |  |  | No |  | 3.1 | 14390 | 108.97 | 132.1 | 11.46 | 0.915 | 5000 | 74.2
PEVAM1CP | Mastled Lighting Technology Co. Limited | Mastled | ML-CP-75WG22 4000K | Outdoor Luminaires | Mid Output | Fuel Pump Canopy Luminaires | Standard | FALSE | [9 empty] | 42552 |  |  | No |  | 3.1 | 8510.4 | 112.11 | 75.91 | 13.09 | 0.9337 | 4000 | 84
PB88WNMM | Mastled Lighting Technology Co. Limited | Mastled | ML-CP-45WG22 4000K | Outdoor Luminaires | Mid Output | Fuel Pump Canopy Luminaires | Standard | FALSE | [9 empty] | 42552 |  |  | No |  | 3.1 | 5034.2 | 113.13 | 44.5 | 19.29 | 0.9088 | 4000 | 83.6
PDD522QD | Mastled Lighting Technology Co. Limited | Mastled | ML-CP-100WG22 4000K | Outdoor Luminaires | High Output | Fuel Pump Canopy Luminaires | Standard | FALSE | [9 empty] | 42552 |  |  | No |  | 3.1 | 11194 | 111.38 | 100.5 | 17.9 | 0.9099 | 4000 | 74.3
P4A4GDUZ | Mastled Lighting Technology Co. Limited | Mastled | ML-CP-150WG22 4000K | Outdoor Luminaires | High Output | Fuel Pump Canopy Luminaires | Standard | FALSE | [9 empty] | 42552 |  |  | No |  | 3.1 | 16435 | 107 | 153.6 | 10.01 | 0.9345 | 4000 | 74.3
PVRRPG7K | Mastled Lighting Technology Co. Limited | Mastled | ML-CP-130WG22-HV 4000K | Outdoor Luminaires | High Output | Fuel Pump Canopy Luminaires | Standard | FALSE | [9 empty] | 42552 |  |  | No |  | 3.1 | 14291 | 110.19 | 129.7 | 13.83 | 0.9094 | 4000 | 74.2
P2PBX5FG | Mastled Lighting Technology Co. Limited | Mastled | ML-CP-130WG22 4000K | Outdoor Luminaires | High Output | Fuel Pump Canopy Luminaires | Standard | FALSE | [9 empty] | 42552 |  |  | No |  | 3.1 | 14146 | 107.25 | 131.9 | 11.46 | 0.915 | 4000 | 74.2
PNQTV914 | RISE-LITE GROUP CO. LTD | RISELITE | RL-CP-160W-G-LV-N-WW | Outdoor Luminaires | High Output | Fuel Pump Canopy Luminaires | Standard | TRUE | 14952 | 97.92 | 152.7 | 11.28 | 0.9361 | 3067 | 72.5 | 5 | 50000 | 42549 |  |  | No |  | 4 | 14952 | 97.92 | 152.7 | 11.28 | 0.9361 | 3000 | 72.5
PB4QT82A | YES LED Lighting Inc. | YES LED Lighting | YGSF-120W-30PDZZ | Outdoor Luminaires | High Output | Fuel Pump Canopy Luminaires | Standard | TRUE | 10665 | 94.45 | 112.9 | 12.6 | 0.9338 | 3048 | 83.7 | 5 | 50000 | 42549 |  |  | NotYetVerified |  | 3 | 10600 | 90 | 120 |  | 0.9 | 3000 | 80
PBMVZ7ZS | YES LED Lighting Inc. | YES LED Lighting | YGSF-120W-50PDZZ | Outdoor Luminaires | High Output | Fuel Pump Canopy Luminaires | Standard | FALSE | [9 empty] | 42549 |  |  | NotYetVerified |  | 3 | 10600 | 90 | 120 |  | 0.9 | 5000 | 80
PPV1C3D3 | RISE-LITE GROUP CO. LTD | RISELITE | RL-CP-160W-G-LV-N-CW | Outdoor Luminaires | High Output | Fuel Pump Canopy Luminaires | Standard | FALSE | [9 empty] | 42549 |  |  | No |  | 4 | 15229 | 99.28 | 153.4 | 11.24 | 0.9369 | 5700 | 85.8
P5D2G9RA | RISE-LITE GROUP CO. LTD | RISELITE | RL-CP-160W-G-LV-N-DW | Outdoor Luminaires | High Output | Fuel Pump Canopy Luminaires | Standard | FALSE | [9 empty] | 42549 |  |  | No |  | 4 | 14952 | 97.92 | 152.7 | 11.28 | 0.9361 | 5000 | 72.5
P7M1EDH7 | RISE-LITE GROUP CO. LTD | RISELITE | RL-CP-160W-G-LV-N-NW | Outdoor Luminaires | High Output | Fuel Pump Canopy Luminaires | Standard | FALSE | [9 empty] | 42549 |  |  | No |  | 4 | 14952 | 97.92 | 152.7 | 11.28 | 0.9361 | 4100 | 72.5
PMSCV14Y | Louvers International Inc | Louvers LED | RC-52-CNP-LED | Outdoor Retrofit Kit | Mid Output | Retrofit Kits for Fuel Pump Canopy Luminaires | Standard | TRUE | 6648 | 109.128 | 59.27 | 8.4 | 0.93 | 5030 | 75.7 | 5 | 60000 | 42548 |  |  | NotYetVerified |  | 3 | 6468 | 109 | 59.18 | 8.4 | 0.93 | 5030 | 75.7
PQDQN6WJ | MaxLite Inc | MaxLite | QM-2A[UH]2AU7TC-[BWL]-XXX | Outdoor Luminaires | Mid Output | Specialty: Canopy Lighting | Standard | FALSE | [9 empty] | 42545 |  |  | No |  | 3 | 6091 | 104.66 | 56.3 | 6.3 | 0.9179 | 5000 | 80
P72WJ2S8 | MaxLite Inc | MaxLite | QM-6A[UH]6AU7TC-[BWL]-XXX | Outdoor Luminaires | High Output | Specialty: Canopy Lighting | Standard | FALSE | [9 empty] | 42545 |  |  | No |  | 3 | 17953 | 113.15 | 161.6 | 7.23 | 0.9708 | 5000 | 77
PY9C3JQP | MaxLite Inc | MaxLite | QM-6A[UH]6AU7TC-[BWL]-XXX | Outdoor Luminaires | High Output | Specialty: Canopy Lighting | Standard | FALSE | [9 empty] | 42545 |  |  | No |  | 3 | 17839 | 109.82 | 161.6 | 7.23 | 0.9708 | 5000 | 77
PA5AEF4W | MaxLite Inc | MaxLite | QM-6A[UH]6AU7TC-[BWL]-XXX | Outdoor Luminaires | High Output | Specialty: Canopy Lighting | Standard | FALSE | [9 empty] | 42545 |  |  | No |  | 3 | 17661 | 107.55 | 161.6 | 7.23 | 0.9708 | 5000 | 77
P9JSRRRE | MaxLite Inc | MaxLite | QM-4A[UH]4AU7TC-[BWL]-XXX | Outdoor Luminaires | High Output | Specialty: Canopy Lighting | Standard | FALSE | [9 empty] | 42545 |  |  | No |  | 3 | 12507 | 113.39 | 107.5 | 10.6 | 0.9443 | 5000 | 73
PP7A4BM6 | MaxLite Inc | MaxLite | QM-4A[UH]4AU7TC-[BWL]-XXX | Outdoor Luminaires | High Output | Specialty: Canopy Lighting | Standard | FALSE | [9 empty] | 42545 |  |  | No |  | 3 | 12291 | 113.99 | 107.5 | 10.6 | 0.9443 | 5000 | 73
PTSCQTG5 | MaxLite Inc | MaxLite | QM-4A[UH]4AU7TC-[BWL]-XXX | Outdoor Luminaires | High Output | Specialty: Canopy Lighting | Standard | FALSE | [9 empty] | 42545 |  |  | No |  | 3 | 12038 | 111.06 | 107.5 | 10.6 | 0.9443 | 5000 | 73
PDBA7BH1 | MaxLite Inc | MaxLite | QM-5A[UH]5AU7TC-[BWL]-XXX | Outdoor Luminaires | High Output | Specialty: Canopy Lighting | Standard | FALSE | [9 empty] | 42545 |  |  | No |  | 3 | 15388 | 116.02 | 134.14 | 8.87 | 0.9609 | 5000 | 73
PHYANNTX | MaxLite Inc | MaxLite | QM-5A[UH]5AU7TC-[BWL]-XXX | Outdoor Luminaires | High Output | Specialty: Canopy Lighting | Standard | FALSE | [9 empty] | 42545 |  |  | No |  | 3 | 15258 | 113.06 | 134.14 | 8.87 | 0.9609 | 5000 | 73
PPYCWWV8 | MaxLite Inc | MaxLite | QM-5A[UH]5AU7TC-[BWL]-XXX | Outdoor Luminaires | High Output | Specialty: Canopy Lighting | Standard | FALSE | [9 empty] | 42545 |  |  | No |  | 3 | 14869 | 111.71 | 134.14 | 8.87 | 0.9609 | 5000 | 73
PF7Q6EDR | MaxLite Inc | MaxLite | QM-2A[UH]2AU7TC-[BWL]-XXX | Outdoor Luminaires | Mid Output | Specialty: Canopy Lighting | Standard | FALSE | [9 empty] | 42545 |  |  | No |  | 3 | 5934 | 104.39 | 56.3 | 6.3 | 0.9179 | 5000 | 73
PU22JWKE | MaxLite Inc | MaxLite | QM-3A[UH]3AU7TC-[BWL]-XXX | Outdoor Luminaires | Mid Output | Specialty: Canopy Lighting | Standard | FALSE | [9 empty] | 42545 |  |  | No |  | 3 | 9060 | 107.06 | 82.58 | 4.7 | 0.9606 | 5000 | 73
PA161H8P | MaxLite Inc | MaxLite | QM-3A[UH]3AU7TC-[BWL]-XXX | Outdoor Luminaires | Mid Output | Specialty: Canopy Lighting | Standard | FALSE | [9 empty] | 42545 |  |  | No |  | 3 | 8845 | 107.06 | 81.3 | 4.7 | 0.9606 | 5000 | 73
PBV2AGZ9 | MaxLite Inc | MaxLite | QM-4A[UH]4AU7TC-[BWL]-XXX | Outdoor Luminaires | High Output | Specialty: Canopy Lighting | Standard | FALSE | [9 empty] | 42545 |  |  | No |  | 3 | 11675 | 108.18 | 107.5 | 10.6 | 0.9443 | 4000 | 74
PHQU2W3Y | MaxLite Inc | MaxLite | QM-4A[UH]4AU7TC-[BWL]-XXX | Outdoor Luminaires | High Output | Specialty: Canopy Lighting | Standard | FALSE | [9 empty] | 42545 |  |  | No |  | 3 | 11865 | 107.97 | 107.6 | 10 | 0.9464 | 4000 | 74
PJY4DCJ2 | MaxLite Inc | MaxLite | QM-5A[UH]5AU7TC-[BWL]-XXX | Outdoor Luminaires | High Output | Specialty: Canopy Lighting | Standard | FALSE | [9 empty] | 42545 |  |  | No |  | 3 | 14626 | 109.78 | 135.5 | 8.6 | 0.9608 | 4000 | 74
P7VVAU5A | MaxLite Inc | MaxLite | QM-5A[UH]5AU7TC-[BWL]-XXX | Outdoor Luminaires | High Output | Specialty: Canopy Lighting | Standard | FALSE | [9 empty] | 42545 |  |  | No |  | 3 | 14417 | 109.39 | 135.5 | 8.6 | 0.9608 | 4000 | 74
PX9QMJ7C | MaxLite Inc | MaxLite | QM-3A[UH]3AU7TC-[BWL]-XXX | Outdoor Luminaires | Mid Output | Specialty: Canopy Lighting | Standard | FALSE | [9 empty] | 42545 |  |  | No |  | 3 | 8758 | 105.65 | 82.6 | 4.9 | 0.9607 | 4000 | 74
PENUGVYY | MaxLite Inc | MaxLite | QM-6A[UH]6AU7TC-[BWL]-XXX | Outdoor Luminaires | High Output | Specialty: Canopy Lighting | Standard | FALSE | [9 empty] | 42545 |  |  | No |  | 3 | 17775 | 108.79 | 159.9 | 7.7 | 0.9708 | 4000 | 73
PHGBBS9A | MaxLite Inc | MaxLite | QM-6A[UH]6AU7TC-[BWL]-XXX | Outdoor Luminaires | High Output | Specialty: Canopy Lighting | Standard | FALSE | [9 empty] | 42545 |  |  | No |  | 3 | 17537 | 106.97 | 159.9 | 7.7 | 0.9708 | 4000 | 73
PQR3WK7F | MaxLite Inc | MaxLite | QM-6A[UH]6AU7TC-[BWL]-XXX | Outdoor Luminaires | High Output | Specialty: Canopy Lighting | Standard | FALSE | [9 empty] | 42545 |  |  | No |  | 3 | 17332 | 107.05 | 159.9 | 7.7 | 0.9708 | 4000 | 73
P585UJZP | MaxLite Inc | MaxLite | QM-2A[UH]2AU7TC-[BWL]-XXX | Outdoor Luminaires | Mid Output | Specialty: Canopy Lighting | Standard | FALSE | [9 empty] | 42545 |  |  | No |  | 3 | 5848 | 103.91 | 56.3 | 6.3 | 0.9179 | 4000 | 73
PQSKJWUC | MaxLite Inc | MaxLite | QM-2A[UH]2AU7TC-[BWL]-XXX | Outdoor Luminaires | Mid Output | Specialty: Canopy Lighting | Standard | FALSE | [9 empty] | 42545 |  |  | No |  | 3 | 5767 | 102.52 | 56.3 | 6.3 | 0.9179 | 4000 | 73
P5AS6ZFN | TechBrite LLC | TechBrite | TB-EP100 | Outdoor Luminaires | Mid Output | Fuel Pump Canopy Luminaires | Standard | TRUE | 8462.71 | 84.32 | 100.37 | 12.08 | 0.9426 | 5948 | 65.9 | 5 |  | 42543 |  |  | NotYetVerified |  | 3 | 8462.71 | 84.32 | 100.37 | 12.08 | 0.9426 | 5948 | 65.9
PP2SQR18 | MAVERICK ENERGY SOLUTIONS INTERNATIONAL | Maverick Energy Solutions International | MES-CP-1-150W 4000K | Outdoor Luminaires | High Output | Fuel Pump Canopy Luminaires | Standard | TRUE | 16142 | 107.04 | 150.8 | 10.01 | 0.9345 | 3965 | 74.3 | 5 | 50000 | 42543 |  |  | No |  | 3.1 | 16435 | 107 | 153.6 | 10.01 | 0.9345 | 4000 | 74.3
PCEYDXFF | Revolution Lighting Technologies | Revolution Lighting Technologies | 111002-204 | Outdoor Luminaires | Mid Output | Fuel Pump Canopy Luminaires | Premium | TRUE | 5164 | 103.51 | 49.89 | 13.14 | 0.9112 | 5146 | 85.4 | 5 | 50000 | 42543 | Not Dimmable | Not Dimmable | Yes |  | 3 | 5197 | 103.73 | 50.1 | 13.14 | 0.9112 | 5000 | 85.4
PMRFPV4X | Revolution Lighting Technologies | Revolution Lighting Technologies | 111012-202 | Outdoor Luminaires | Mid Output | Fuel Pump Canopy Luminaires | Standard | TRUE | 5143 | 100.16 | 51.35 | 13.63 | 0.9087 | 3996 | 85.4 | 5 | 50000 | 42543 |  |  | Yes |  | 3.1 | 5143 | 100.16 | 51.35 | 13.63 | 0.9087 | 4000 | 85.4
PFGG9P9F | Revolution Lighting Technologies | Revolution Lighting Technologies | 111010-202 | Outdoor Luminaires | Low Output | Fuel Pump Canopy Luminaires | Standard | TRUE | 1836.3 | 93.87 | 19.56 | 14.55 | 0.9125 | 4051 | 85.4 | 5 | 50000 | 42543 |  |  | Yes |  | 3.1 | 1836.3 | 93.87 | 19.56 | 14.55 | 0.9125 | 4000 | 85.4
P3BE691N | Revolution Lighting Technologies | Revolution Lighting Technologies | 111000-204 | Outdoor Luminaires | Low Output | Fuel Pump Canopy Luminaires | Premium | TRUE | 1849 | 97.58 | 18.95 | 14.72 | 0.9108 | 5159 | 85.4 | 5 | 50000 | 42543 |  |  | Yes |  | 3.1 | 1837 | 97.66 | 18.81 | 14.72 | 0.91 | 5000 | 85.4
PTJVBBJ8 | Revolution Lighting Technologies | Revolution Lighting Technologies | 111012-204 | Outdoor Luminaires | Mid Output | Fuel Pump Canopy Luminaires | Standard | FALSE | [9 empty] | 42543 |  |  | Yes |  | 3.1 | 5236 | 101.25 | 51.71 | 13.44 | 0.9092 | 5000 | 85.2
PJP971PZ | Revolution Lighting Technologies | Revolution Lighting Technologies | 111010-204 | Outdoor Luminaires | Low Output | Fuel Pump Canopy Luminaires | Standard | FALSE | [9 empty] | 42543 |  |  | Yes |  | 3.1 | 1874 | 95.42 | 19.64 | 14.58 | 0.9151 | 5000 | 84.8
PQ8M5DH6 | Revolution Lighting Technologies | Revolution Lighting Technologies | 111002-202 | Outdoor Luminaires | Mid Output | Fuel Pump Canopy Luminaires | Premium | FALSE | [9 empty] | 42543 |  |  | Yes |  | 3 | 5255 | 105.37 | 49.87 | 13.52 | 0.9087 | 4000 | 85.4
P9MV6EEJ | Revolution Lighting Technologies | Revolution Lighting Technologies | 111000-202 | Outdoor Luminaires | Low Output | Fuel Pump Canopy Luminaires | Premium | FALSE | [9 empty] | 42543 |  |  | Yes |  | 3.1 | 1893.3 | 101.52 | 18.65 | 14.36 | 0.9 | 4000 | 85.3
PTPKF2NW | MAVERICK ENERGY SOLUTIONS INTERNATIONAL | Maverick Energy Solutions International | MES-CP-1-150W 5700K | Outdoor Luminaires | High Output | Fuel Pump Canopy Luminaires | Standard | FALSE | [9 empty] | 42543 | Not Dimmable | Not Dimmable | No |  | 3.1 | 16877 | 110.02 | 153.4 | 10.37 | 0.9315 | 5700 | 75.9
PUUB65WA | MAVERICK ENERGY SOLUTIONS INTERNATIONAL | Maverick Energy Solutions International | MES-CP-1-150W 5000K | Outdoor Luminaires | High Output | Fuel Pump Canopy Luminaires | Standard | FALSE | [9 empty] | 42543 | Not Dimmable | Not Dimmable | No |  | 3.1 | 16656 | 108.51 | 153.5 | 10.01 | 0.9345 | 5000 | 74.3
PF137N4Y | NINGBO MORELUX LIGHTING MFG LTD | MORELUX | CVL-403-020W-40K-[158]-3PC | Outdoor Luminaires | Low Output | Fuel Pump Canopy Luminaires | Standard | TRUE | 2210.6 | 92.77 | 23.83 | 17.48 | 0.9522 | 4071 | 83.4 | 5 | 50000 | 42542 |  |  | Yes |  | 3.1 | 2219 | 94 | 23.6 | 17.48 | 0.9522 | 4000 | 83
PU9YJ7DM | NINGBO MORELUX LIGHTING MFG LTD | MORELUX | CVL-503-035W-40K-[158]-D-3PC | Outdoor Luminaires | Low Output | Fuel Pump Canopy Luminaires | Standard | TRUE | 3578.1 | 100.73 | 35.52 | 8.63 | 0.9063 | 4041 | 84.1 | 5 | 50000 | 42542 |  |  | Yes |  | 3.1 | 3578 | 100 | 35.5 | 8.63 | 0.9063 | 4000 | 84
PX9NK9UV | NINGBO MORELUX LIGHTING MFG LTD | MORELUX | CVL-503-035W-50K-[158]-D-3PC | Outdoor Luminaires | Low Output | Fuel Pump Canopy Luminaires | Standard | TRUE | 3476 | 102.38 | 33.95 | 8.41 | 0.9029 | 5094 | 86.3 | 5 | 50000 | 42542 |  |  | Yes |  | 3.1 | 3476 | 102 | 34 | 8.41 | 0.9029 | 5000 | 86
PZFWZAQ1 | NINGBO MORELUX LIGHTING MFG LTD | MORELUX | CVL-503-050W-40K-[158]-D-3PC | Outdoor Luminaires | Mid Output | Fuel Pump Canopy Luminaires | Standard | TRUE | 5297.5 | 98.86 | 53.59 | 11.74 | 0.9114 | 4051 | 84.2 | 5 | 50000 | 42542 |  |  | Yes |  | 3.1 | 5297 | 98 | 53.6 | 11.74 | 0.9114 | 4000 | 84
PRKF41P5 | NINGBO MORELUX LIGHTING MFG LTD | MORELUX | CVL-503-050W-50K-[158]-D-3PC | Outdoor Luminaires | Mid Output | Fuel Pump Canopy Luminaires | Standard | TRUE | 5210 | 101.31 | 51.43 | 11.8 | 0.9041 | 5094 | 86.3 | 5 | 50000 | 42542 |  |  | Yes |  | 3.1 | 5210 | 101 | 51.4 | 11.8 | 0.9041 | 5000 | 86
PUVNBM67 | NINGBO MORELUX LIGHTING MFG LTD | MORELUX | CVL-503-035W-40K-[158]-3PC | Outdoor Luminaires | Low Output | Fuel Pump Canopy Luminaires | Standard | TRUE | 2940.4 | 87.43 | 33.63 | 17.75 | 0.9211 | 3978 | 86.3 | 5 | 50000 | 42542 |  |  | Yes |  | 3.1 | 2965 | 88 | 33.5 | 17.75 | 0.9211 | 4000 | 86
PAVMBK5C | Cree Inc. | E-Conolight | E-CRB03A-W40[ZW] | Outdoor Luminaires | Low Output | Fuel Pump Canopy Luminaires | Standard | TRUE | 3843.32 | 97 | 39.67 | 15 | 0.95 | 3981 | 74 | 5 |  | 42542 |  |  | Yes |  | 3.1 | 3843.32 | 97 | 39.67 | 9 | 0.99 | 3981 | 74
P9CKKBCB | Cree Inc. | E-Conolight | E-CRB05A-W40[ZW] | Outdoor Luminaires | Mid Output | Fuel Pump Canopy Luminaires | Standard | TRUE | 5770.61 | 97 | 59.23 | 18 | 0.99 | 3953 | 75 | 5 | 50000 | 42542 |  |  | Yes |  | 3.1 | 5770.61 | 97 | 59.23 | 8 | 0.99 | 3953 | 75
PG7AS9F9 | Cree Inc. | E-Conolight | E-CRB05A-W50[ZW] | Outdoor Luminaires | Mid Output | Fuel Pump Canopy Luminaires | Standard | FALSE | [9 empty] | 42542 |  |  | Yes |  | 3.1 | 5770.61 | 97 | 59.23 | 9 | 0.99 | 5094 | 84
PD9Q2D9K | Cree Inc. | E-Conolight | E-CRB03A-W50[ZW] | Outdoor Luminaires | Low Output | Fuel Pump Canopy Luminaires | Standard | FALSE | [9 empty] | 42542 |  |  | Yes |  | 3.1 | 3843.32 | 97 | 39.27 | 11 | 0.99 | 4832 | 73
P9DHC1UN | NINGBO MORELUX LIGHTING MFG LTD | MORELUX | CVL-403-020W-50K-[158]-3PC | Outdoor Luminaires | Low Output | Fuel Pump Canopy Luminaires | Standard | FALSE | [9 empty] | 42542 | Not Dimmable | Not Dimmable | Yes |  | 3.1 | 2426 | 106 | 23 | 17.8 | 0.9616 | 5000 | 85
PSFQDPD8 | NINGBO MORELUX LIGHTING MFG LTD | MORELUX | CVL-503-035W-50K-[158]-3PC | Outdoor Luminaires | Low Output | Fuel Pump Canopy Luminaires | Standard | FALSE | [9 empty] | 42542 | Not Dimmable | Not Dimmable | Yes |  | 3.1 | 3190 | 93 | 34 | 17.5 | 0.9216 | 5000 | 83
PMBE2KKT | IKIO LED LIGHTING | IKIO LED LIGHTING | IK-NCP100W 4000K | Outdoor Luminaires | High Output | Fuel Pump Canopy Luminaires | Standard | TRUE | 10650 | 105.97 | 100.5 | 14.13 | 0.9023 | 4012 | 83.5 | 5 | 50000 | 42541 |  |  | No |  | 3 | 10650 | 105.97 | 100.5 | 14.13 | 0.9023 | 4000 | 83.5
PC4VGMFW | IKIO LED LIGHTING | IKIO LED LIGHTING | IK-NCP150W 4000K | Outdoor Luminaires | High Output | Fuel Pump Canopy Luminaires | Standard | TRUE | 15934 | 104.83 | 152 | 10.52 | 0.933 | 4028 | 83.6 | 5 | 50000 | 42541 |  |  | No |  | 3 | 15934 | 104.83 | 152 | 10.52 | 0.933 | 4000 | 83.6
PFXUW7BX | SKYLER LED Lighting | SKYLER | SKT-WD-CP-100-5K | Outdoor Luminaires | High Output | Fuel Pump Canopy Luminaires | Standard | TRUE | 12609.59 | 121.726 | 103.59 | 10.42 | 0.9357 | 4921 | 80.8 | 5 |  | 42541 |  |  | No |  | 3.1 | 11500 | 115 | 100 | 10 | 0.98 | 5000 | 80
PHG7TF71 | SKYLER LED Lighting | SKYLER | SKT-WD-CP-150-5K [90V-305V] | Outdoor Luminaires | High Output | Fuel Pump Canopy Luminaires | Standard | TRUE | 18052.623 | 113.204 | 159.47 | 10.45 | 0.946 | 5036 | 82.4 | 5 | 50000 | 42541 |  |  | NotYetVerified |  | 3
PD9RWFJA | SKYLER LED Lighting | SKYLER | SKT-WD-CP-120-5K | Outdoor Luminaires | High Output | Fuel Pump Canopy Luminaires | Standard | TRUE | 13956.15 | 109.94 | 126.94 | 6.73 | 0.9118 | 5026 | 83 | 5 | 50000 | 42541 |  |  | NotYetVerified |  | 3 | 14700 | 115 | 120 |  | 0.98
PEXKRD96 | SKYLER LED Lighting | SKYLER | SKT-WD-CP-200-5K | Outdoor Luminaires | High Output | Fuel Pump Canopy Luminaires | Standard | TRUE | 22913.46 | 112.178 | 204.26 | 10.06 | 0.9221 | 5016 | 82.1 | 5 | 50000 | 42541 |  |  | NotYetVerified |  | 3 | 23300 | 115 | 200 |  | 0.98 | 5000 | 80
PVNGW5T8 | NINGBO MORELUX LIGHTING MFG LTD | MORELUX | CVL-503-070W-50K-[158]-3PC | Outdoor Luminaires | Mid Output | Fuel Pump Canopy Luminaires | Standard | TRUE | 6816 | 102.2 | 66.69 | 18.25 | 0.9072 | 5122 | 86.3 | 5 | 50000 | 42541 |  |  | Yes |  | 3.1 | 6908 | 103 | 67 | 18.25 | 0.907 | 5000 | 86
PC6R7TK1 | NINGBO MORELUX LIGHTING MFG LTD | MORELUX | CVL-503-070W-40K-[158]-3PC | Outdoor Luminaires | Mid Output | Fuel Pump Canopy Luminaires | Standard | TRUE | 6876.9 | 98.69 | 69.68 | 18.61 | 0.9067 | 4087 | 84.2 | 5 | 50000 | 42541 |  |  | Yes |  | 3.1 | 6970 | 100 | 70 | 18.61 | 0.907 | 4000 | 84
PJYS1WX2 | NINGBO MORELUX LIGHTING MFG LTD | MORELUX | CVL-503-070W-40K-[158]-D-3PC | Outdoor Luminaires | Mid Output | Fuel Pump Canopy Luminaires | Standard | TRUE | 7105.6 | 100.04 | 71.03 | 15.63 | 0.9242 | 4073 | 84.2 | 5 | 50000 | 42541 |  |  | Yes |  | 3.1 | 7105 | 100 | 71 | 15.69 | 0.924 | 4000 | 84
P28RN8FK | NINGBO MORELUX LIGHTING MFG LTD | MORELUX | CVL-503-070W-50K-[158]-D-3PC | Outdoor Luminaires | Mid Output | Fuel Pump Canopy Luminaires | Standard | TRUE | 6911 | 101.31 | 68.22 | 15.42 | 0.9232 | 5139 | 86.4 | 5 | 50000 | 42541 |  |  | Yes |  | 3.1 | 6911 | 101 | 68 | 15.42 | 0.923 | 5000 | 86
PK7JQSDG | IKIO LED LIGHTING | IKIO LED LIGHTING | IK-NCP150W 5700K | Outdoor Luminaires | High Output | Fuel Pump Canopy Luminaires | Standard | FALSE | [9 empty] | 42541 |  |  | No |  | 3 | 16606 | 106.59 | 155.8 | 11.23 | 0.9241 | 5700 | 84
PEB8SC8Z | IKIO LED LIGHTING | IKIO LED LIGHTING | IK-NCP100W 5700K | Outdoor Luminaires | High Output | Fuel Pump Canopy Luminaires | Standard | FALSE | [9 empty] | 42541 |  |  | No |  | 3 | 11056 | 108.18 | 102.2 | 13.97 | 0.9106 | 5700 | 83.8
PRR9UTHW | IKIO LED LIGHTING | IKIO LED LIGHTING | IK-NCP150W 5000K | Outdoor Luminaires | High Output | Fuel Pump Canopy Luminaires | Standard | FALSE | [9 empty] | 42541 |  |  | No |  | 3 | 15934 | 104.83 | 152 | 10.52 | 0.933 | 5000 | 83.6
PWZ9NZ75 | IKIO LED LIGHTING | IKIO LED LIGHTING | IK-NCP100W 5000K | Outdoor Luminaires | High Output | Fuel Pump Canopy Luminaires | Standard | FALSE | [9 empty] | 42541 |  |  | No |  | 3 | 10650 | 105.97 | 100.5 | 14.13 | 0.9023 | 5000 | 83.5
P4355BZV | IKIO LED LIGHTING | IKIO LED LIGHTING | IK-NCP150W 4500K | Outdoor Luminaires | High Output | Fuel Pump Canopy Luminaires | Standard | FALSE | [9 empty] | 42541 |  |  | No |  | 3 | 15934 | 104.83 | 152 | 10.52 | 0.933 | 4500 | 83.6
P833Y2UN | IKIO LED LIGHTING | IKIO LED LIGHTING | IK-NCP100W 4500K | Outdoor Luminaires | High Output | Fuel Pump Canopy Luminaires | Standard | FALSE | [9 empty] | 42541 |  |  | No |  | 3 | 10650 | 105.97 | 100.5 | 14.13 | 0.9023 | 4500 | 83.5
PWE8T352 | Carolina Product Solutions LLC | CPS | CPS-CL-RM-60W-UL-W-50 | Outdoor Luminaires | Mid Output | Fuel Pump Canopy Luminaires | Premium | TRUE | 6883.5 | 112.79 | 61.03 | 14.96 | 0.904 | 5164 | 71.5 | 5 | 60600 | 42538 |  |  | No |  | 3 | 6883.5 | 112.79 | 61.03 | 14.96 | 0.904 | 5000 | 71.5
PCKCVSDY | Carolina Product Solutions LLC | CPS | CPS-CL-RM-100W-UL-W-50 | Outdoor Luminaires | High Output | Fuel Pump Canopy Luminaires | Premium | TRUE | 11223 | 110.35 | 101.7 | 15.38 | 0.9224 | 5176 | 71.7 | 5 | 50000 | 42538 |  |  | No |  | 3.1 | 12546 | 107.05 | 117.2 | 16.08 | 0.9137 | 5000 | 71.5
PZUCSS27 | Carolina Product Solutions LLC | CPS | CPS-CL-RM-130W-UL-W-50 | Outdoor Luminaires | High Output | Fuel Pump Canopy Luminaires | Premium | TRUE | 13661 | 107.23 | 127.4 | 15.95 | 0.914 | 5159 | 71.6 | 5 | 60600 | 42538 |  |  | No |  | 3.1 | 13661 | 107.23 | 127.4 | 15.95 | 0.9141 | 5000 | 71.6
PE9E5VN7 | Singbee | Singbee | SP-2025-80W-3B-57K-17-(MVHV)-N | Outdoor Luminaires | High Output | Fuel Pump Canopy Luminaires | Premium | FALSE | [9 empty] | 42537 | Dimmable | Continuous Below 10 | Yes | Updated on 12/28/2016 | 3 | 9594.602 | 121.62 | 78.89 | 7.46 | 0.9935 | 5726 | 75.4
PXTP8K9K | Singbee | Singbee | SP-2025-80W-3B-40K-17-(MVHV)-N | Outdoor Luminaires | High Output | Fuel Pump Canopy Luminaires | Premium | FALSE | [9 empty] | 42537 | Dimmable | Continuous Below 10 | Yes | Updated on 12/28/2016 | 3 | 9553.579 | 121.1 | 78.89 | 7.46 | 0.9935 | 4007 | 72.2
PEJU9V44 | Optec LED Lighting | Optec LED | OLC-030 | Outdoor Luminaires | Low Output | Fuel Pump Canopy Luminaires | Standard | TRUE | 2641 | 88.3 | 29.9 | 14.93 | 0.898 | 4912 | 70 | 5 | 50000 | 42534 |  |  | NotYetVerified |  | 3 | 2650 | 100 | 30 |  | 0.9 | 5000 | 70
PE577T9N | Optec LED Lighting | Optec LED | OLC-100 | Outdoor Luminaires | Mid Output | Fuel Pump Canopy Luminaires | Standard | FALSE | [9 empty] | 42534 | Not Yet Verified | Not Yet Verified | NotYetVerified |  | 3 | 9166 | 91.66 | 100 | 15 | 0.9 | 5000 | 65
PAF6H67D | Optec LED Lighting | Optec LED | OLC-090 | Outdoor Luminaires | Mid Output | Fuel Pump Canopy Luminaires | Standard | FALSE | [9 empty] | 42534 | Not Yet Verified | Not Yet Verified | NotYetVerified |  | 3 | 8206 | 91.1778 | 90 | 15 | 0.9 | 5000 | 65
P63V4NSC | Optec LED Lighting | Optec LED | OLC-080 | Outdoor Luminaires | Mid Output | Fuel Pump Canopy Luminaires | Standard | FALSE | [9 empty] | 42534 | Not Yet Verified | Not Yet Verified | NotYetVerified |  | 3 | 7256 | 90.7 | 80 | 15 | 0.9 | 5000 | 65
PMWCGK25 | Optec LED Lighting | Optec LED | OLC-070 | Outdoor Luminaires | Mid Output | Fuel Pump Canopy Luminaires | Standard | FALSE | [9 empty] | 42534 | Not Yet Verified | Not Yet Verified | NotYetVerified |  | 3 | 6315 | 90.2143 | 70 | 15 | 0.9 | 5000 | 65
P7HNMYKD | Optec LED Lighting | Optec LED | OLC-060 | Outdoor Luminaires | Mid Output | Fuel Pump Canopy Luminaires | Standard | FALSE | [9 empty] | 42534 | Not Yet Verified | Not Yet Verified | NotYetVerified |  | 3 | 5385 | 89.75 | 60 | 15 | 0.9 | 5000 | 65
PU4ATPHP | Optec LED Lighting | Optec LED | OLC-050 | Outdoor Luminaires | Low Output | Fuel Pump Canopy Luminaires | Standard | FALSE | [9 empty] | 42534 | Not Yet Verified | Not Yet Verified | NotYetVerified |  | 3 | 4463 | 89.26 | 50 | 15 | 0.9 | 5000 | 65
PJUSEHU2 | Optec LED Lighting | Optec LED | OLC-040 | Outdoor Luminaires | Low Output | Fuel Pump Canopy Luminaires | Standard | FALSE | [9 empty] | 42534 | Not Yet Verified | Not Yet Verified | NotYetVerified |  | 3 | 3550 | 88.75 | 40 | 15 | 0.9 | 5000 | 65
PU1RFQ5Z | Optec LED Lighting | Optec LED | OLC-230 | Outdoor Luminaires | High Output | Fuel Pump Canopy Luminaires | Standard | FALSE | [9 empty] | 42534 | Not Yet Verified | Not Yet Verified | NotYetVerified |  | 3 | 22517 | 97.9 | 230 | 15 | 0.9 | 5000 | 65
PQSNRA24 | Optec LED Lighting | Optec LED | OLC-220 | Outdoor Luminaires | High Output | Fuel Pump Canopy Luminaires | Standard | FALSE | [9 empty] | 42534 | Not Yet Verified | Not Yet Verified | NotYetVerified |  | 3 | 21432 | 97.4182 | 220 | 15 | 0.9 | 5000 | 65
PVFNSC92 | Optec LED Lighting | Optec LED | OLC-210 | Outdoor Luminaires | High Output | Fuel Pump Canopy Luminaires | Standard | FALSE | [9 empty] | 42534 | Not Yet Verified | Not Yet Verified | NotYetVerified |  | 3 | 20357 | 96.9381 | 210 | 15 | 0.9 | 5000 | 65
PSJYCWXJ | Optec LED Lighting | Optec LED | OLC-200 | Outdoor Luminaires | High Output | Fuel Pump Canopy Luminaires | Standard | FALSE | [9 empty] | 42534 | Not Yet Verified | Not Yet Verified | NotYetVerified |  | 3 | 19292 | 96.46 | 200 | 15 | 0.9 | 5000 | 65
PA8SPJCD | Optec LED Lighting | Optec LED | OLC-190 | Outdoor Luminaires | High Output | Fuel Pump Canopy Luminaires | Standard | FALSE | [9 empty] | 42534 | Not Yet Verified | Not Yet Verified | NotYetVerified |  | 3 | 18236 | 95.9789 | 190 | 15 | 0.9 | 5000 | 65
PN781E8P | Optec LED Lighting | Optec LED | OLC-180 | Outdoor Luminaires | High Output | Fuel Pump Canopy Luminaires | Standard | FALSE | [9 empty] | 42534 | Not Yet Verified | Not Yet Verified | NotYetVerified |  | 3 | 17190 | 95.5 | 180 | 15 | 0.9 | 5000 | 65
P56HX6WD | Optec LED Lighting | Optec LED | OLC-170 | Outdoor Luminaires | High Output | Fuel Pump Canopy Luminaires | Standard | FALSE | [9 empty] | 42534 | Not Yet Verified | Not Yet Verified | NotYetVerified |  | 3 | 16153 | 95.0177 | 170 | 15 | 0.9 | 5000 | 65
PNKUT51C | Optec LED Lighting | Optec LED | OLC-160 | Outdoor Luminaires | High Output | Fuel Pump Canopy Luminaires | Standard | FALSE | [9 empty] | 42534 | Not Yet Verified | Not Yet Verified | NotYetVerified |  | 3 | 15126 | 94.5375 | 160 | 15 | 0.9 | 5000 | 65
PS2C3HRQ | Optec LED Lighting | Optec LED | OLC-150 | Outdoor Luminaires | High Output | Fuel Pump Canopy Luminaires | Standard | FALSE | [9 empty] | 42534 | Not Yet Verified | Not Yet Verified | NotYetVerified |  | 3 | 14109 | 94.06 | 150 | 15 | 0.9 | 5000 | 65
PT5C2YZG | Optec LED Lighting | Optec LED | OLC-140 | Outdoor Luminaires | High Output | Fuel Pump Canopy Luminaires | Standard | FALSE | [9 empty] | 42534 | Not Yet Verified | Not Yet Verified | NotYetVerified |  | 3 | 13101 | 93.5786 | 140 | 15 | 0.9 | 5000 | 65
PJQ27APW | Optec LED Lighting | Optec LED | OLC-130 | Outdoor Luminaires | High Output | Fuel Pump Canopy Luminaires | Standard | FALSE | [9 empty] | 42534 | Not Yet Verified | Not Yet Verified | NotYetVerified |  | 3 | 12103 | 93.1 | 130 | 15 | 0.9 | 5000 | 65
PPRRZAEY | Optec LED Lighting | Optec LED | OLC-120 | Outdoor Luminaires | High Output | Fuel Pump Canopy Luminaires | Standard | FALSE | [9 empty] | 42534 | Not Yet Verified | Not Yet Verified | NotYetVerified |  | 3 | 11114 | 92.6167 | 120 | 15 | 0.9 | 5000 | 65
PX75PNB6 | Optec LED Lighting | Optec LED | OLC-110 | Outdoor Luminaires | High Output | Fuel Pump Canopy Luminaires | Standard | FALSE | [9 empty] | 42534 | Not Yet Verified | Not Yet Verified | NotYetVerified |  | 3 | 10135 | 92.1364 | 110 | 15 | 0.9 | 5000 | 65
PZ26VJ4E | MaxLite Inc | MaxLite | RCX080AU50X | Outdoor Luminaires | High Output | Fuel Pump Canopy Luminaires | Premium | TRUE | 10911 | 132.3 | 82.45 | 17.19 | 0.9144 | 5128 | 84.2 | 5 | 50000 | 42529 |  |  | No | Product updated 8/29 | 3.1 | 10000 | 125 | 80 | 20 | 0.9 | 5000 | 80
PMMBEMG1 | Cree Inc. | Cree 228 Series | CAN-228-SL-RM-09-E-Ux-xx-700-DIM-40K | Outdoor Luminaires | High Output | Fuel Pump Canopy Luminaires | Standard | TRUE | 21336.8 | 103.59 | 205.98 | 12.97 | 0.953 | 3944 | 75 | 5 | 50000 | 42528 |  |  | Yes |  | 3.1 | 20015 | 99.6 | 201 | 20 | 0.9 | 4000 | 70
PY7J8TWN | Cree Inc. | Cree 228 Series | CAN-228-SL-RM-09-E-Ux-xx-700-ML | Outdoor Luminaires | High Output | Fuel Pump Canopy Luminaires | Standard | FALSE | [9 empty] | 42528 |  |  | Yes |  | 3 | 20785 | 103.4 | 201 | 20 | 0.9 | 5700 | 70
PVV2YWZW | Cree Inc. | Cree 228 Series | CAN-228-PS-RM-09-E-Ux-xx-700 | Outdoor Luminaires | High Output | Fuel Pump Canopy Luminaires | Standard | FALSE | [9 empty] | 42528 |  |  | Yes |  | 3 | 20785 | 103.4 | 201 | 20 | 0.9 | 5700 | 70
PR2YMRGB | Cree Inc. | Cree 228 Series | CAN-228-SL-RM-09-E-Ux-xx-700-PML | Outdoor Luminaires | High Output | Fuel Pump Canopy Luminaires | Standard | FALSE | [9 empty] | 42528 |  |  | Yes |  | 3 | 20785 | 103.4 | 201 | 20 | 0.9 | 5700 | 70
PNW3PNX6 | Cree Inc. | Cree 228 Series | CAN-228-SL-RM-09-E-Ux-xx-700 | Outdoor Luminaires | High Output | Fuel Pump Canopy Luminaires | Standard | FALSE | [9 empty] | 42528 |  |  | Yes |  | 3 | 20785 | 103.4 | 201 | 20 | 0.9 | 5700 | 70
PCQRZWKU | Cree Inc. | Cree 228 Series | CAN-228-PS-RM-09-E-Ux-xx-700-ML | Outdoor Luminaires | High Output | Fuel Pump Canopy Luminaires | Standard | FALSE | [9 empty] | 42528 |  |  | Yes |  | 3 | 20785 | 103.4 | 201 | 20 | 0.9 | 5700 | 70
P6BRN9S7 | Cree Inc. | Cree 228 Series | CAN-228-SL-RM-09-E-Ux-xx-700-DIM | Outdoor Luminaires | High Output | Fuel Pump Canopy Luminaires | Standard | FALSE | [9 empty] | 42528 |  |  | Yes |  | 3 | 20785 | 103.4 | 201 | 20 | 0.9 | 5700 | 70
P67RBQBM | Cree Inc. | Cree 228 Series | CAN-228-PS-RM-09-E-Ux-xx-700-DIM | Outdoor Luminaires | High Output | Fuel Pump Canopy Luminaires | Standard | FALSE | [9 empty] | 42528 |  |  | Yes |  | 3 | 20785 | 103.4 | 201 | 20 | 0.9 | 5700 | 70
P2F22HH5 | Cree Inc. | Cree 228 Series | CAN-228-PS-RM-09-E-Ux-xx-700-PML | Outdoor Luminaires | High Output | Fuel Pump Canopy Luminaires | Standard | FALSE | [9 empty] | 42528 |  |  | Yes |  | 3 | 20785 | 103.4 | 201 | 20 | 0.9 | 5700 | 70
PS1ZSD83 | Cree Inc. | Cree 228 Series | CAN-228-PS-RM-09-E-Ux-xx-525 | Outdoor Luminaires | High Output | Fuel Pump Canopy Luminaires | Standard | FALSE | [9 empty] | 42528 |  |  | Yes |  | 3 | 16166 | 104.3 | 155 | 20 | 0.9 | 5700 | 70
PQMEUN9S | Cree Inc. | Cree 228 Series | CAN-228-PS-RM-09-E-Ux-xx-525-PML | Outdoor Luminaires | High Output | Fuel Pump Canopy Luminaires | Standard | FALSE | [9 empty] | 42528 |  |  | Yes |  | 3 | 16166 | 104.3 | 155 | 20 | 0.9 | 5700 | 70
PKYTHYRY | Cree Inc. | Cree 228 Series | CAN-228-PS-RM-09-E-Ux-xx-525-DIM | Outdoor Luminaires | High Output | Fuel Pump Canopy Luminaires | Standard | FALSE | [9 empty] | 42528 |  |  | Yes |  | 3 | 16166 | 104.3 | 155 | 20 | 0.9 | 5700 | 70
PKV3MZ3U | Cree Inc. | Cree 228 Series | CAN-228-SL-RM-09-E-Ux-xx-525-ML | Outdoor Luminaires | High Output | Fuel Pump Canopy Luminaires | Standard | FALSE | [9 empty] | 42528 |  |  | Yes |  | 3 | 16166 | 104.3 | 155 | 20 | 0.9 | 5700 | 70
PERYFWQZ | Cree Inc. | Cree 228 Series | CAN-228-SL-RM-09-E-Ux-xx-525 | Outdoor Luminaires | High Output | Fuel Pump Canopy Luminaires | Standard | FALSE | [9 empty] | 42528 |  |  | Yes |  | 3 | 16166 | 104.3 | 155 | 20 | 0.9 | 5700 | 70
PD9TH7GG | Cree Inc. | Cree 228 Series | CAN-228-SL-RM-09-E-Ux-xx-525-DIM | Outdoor Luminaires | High Output | Fuel Pump Canopy Luminaires | Standard | FALSE | [9 empty] | 42528 |  |  | Yes |  | 3 | 16166 | 104.3 | 155 | 20 | 0.9 | 5700 | 70
P819GPUQ | Cree Inc. | Cree 228 Series | CAN-228-PS-RM-09-E-Ux-xx-525-ML | Outdoor Luminaires | High Output | Fuel Pump Canopy Luminaires | Standard | FALSE | [9 empty] | 42528 |  |  | Yes |  | 3 | 16166 | 104.3 | 155 | 20 | 0.9 | 5700 | 70
P6U4S1E4 | Cree Inc. | Cree 228 Series | CAN-228-SL-RM-09-E-Ux-xx-525-PML | Outdoor Luminaires | High Output | Fuel Pump Canopy Luminaires | Standard | FALSE | [9 empty] | 42528 |  |  | Yes |  | 3 | 16166 | 104.3 | 155 | 20 | 0.9 | 5700 | 70
PYK1FQSG | Cree Inc. | Cree 228 Series | CAN-228-PS-RM-09-E-Ux-xx-350-DIM | Outdoor Luminaires | High Output | Fuel Pump Canopy Luminaires | Standard | FALSE | [9 empty] | 42528 |  |  | Yes |  | 3 | 11547 | 116.6 | 99 | 20 | 0.9 | 5700 | 70
PWVYT9CR | Cree Inc. | Cree 228 Series | CAN-228-SL-RM-09-E-Ux-xx-350-ML | Outdoor Luminaires | High Output | Fuel Pump Canopy Luminaires | Standard | FALSE | [9 empty] | 42528 |  |  | Yes |  | 3 | 11547 | 116.6 | 99 | 20 | 0.9 | 5700 | 70
PWV9N1B8 | Cree Inc. | Cree 228 Series | CAN-228-SL-RM-09-E-Ux-xx-350-PML | Outdoor Luminaires | High Output | Fuel Pump Canopy Luminaires | Standard | FALSE | [9 empty] | 42528 |  |  | Yes |  | 3 | 11547 | 116.6 | 99 | 20 | 0.9 | 5700 | 70
PT7XHHFU | Cree Inc. | Cree 228 Series | CAN-228-PS-RM-09-E-Ux-xx-350-ML | Outdoor Luminaires | High Output | Fuel Pump Canopy Luminaires | Standard | FALSE | [9 empty] | 42528 |  |  | Yes |  | 3 | 11547 | 116.6 | 99 | 20 | 0.9 | 5700 | 70
PMCZA3HT | Cree Inc. | Cree 228 Series | CAN-228-PS-RM-09-E-Ux-xx-350 | Outdoor Luminaires | High Output | Fuel Pump Canopy Luminaires | Standard | FALSE | [9 empty] | 42528 |  |  | Yes |  | 3 | 11547 | 116.6 | 99 | 20 | 0.9 | 5700 | 70
PD2SPMB6 | Cree Inc. | Cree 228 Series | CAN-228-SL-RM-09-E-Ux-xx-350 | Outdoor Luminaires | High Output | Fuel Pump Canopy Luminaires | Standard | FALSE | [9 empty] | 42528 |  |  | Yes |  | 3 | 11547 | 116.6 | 99 | 20 | 0.9 | 5700 | 70
PBVR68H6 | Cree Inc. | Cree 228 Series | CAN-228-SL-RM-09-E-Ux-xx-350-DIM | Outdoor Luminaires | High Output | Fuel Pump Canopy Luminaires | Standard | FALSE | [9 empty] | 42528 |  |  | Yes |  | 3 | 11547 | 116.6 | 99 | 20 | 0.9 | 5700 | 70
P6NT3RMT | Cree Inc. | Cree 228 Series | CAN-228-PS-RM-09-E-Ux-xx-350-PML | Outdoor Luminaires | High Output | Fuel Pump Canopy Luminaires | Standard | FALSE | [9 empty] | 42528 |  |  | Yes |  | 3 | 11547 | 116.6 | 99 | 20 | 0.9 | 5700 | 70
PW342ANS | Cree Inc. | Cree 228 Series | CAN-228-SL-RM-09-E-Ux-xx-700-ML-40K | Outdoor Luminaires | High Output | Fuel Pump Canopy Luminaires | Standard | FALSE | [9 empty] | 42528 |  |  | Yes |  | 3 | 20015 | 99.6 | 201 | 20 | 0.9 | 4000 | 70
PV7R6VKM | Cree Inc. | Cree 228 Series | CAN-228-SL-RM-09-E-Ux-xx-700-40K | Outdoor Luminaires | High Output | Fuel Pump Canopy Luminaires | Standard | FALSE | [9 empty] | 42528 |  |  | Yes |  | 3 | 20015 | 99.6 | 201 | 20 | 0.9 | 4000 | 70
PV534EXT | Cree Inc. | Cree 228 Series | CAN-228-PS-RM-09-E-Ux-xx-700-ML-40K | Outdoor Luminaires | High Output | Fuel Pump Canopy Luminaires | Standard | FALSE | [9 empty] | 42528 |  |  | Yes |  | 3 | 20015 | 99.6 | 201 | 20 | 0.9 | 4000 | 70
PR5FBXQ6 | Cree Inc. | Cree 228 Series | CAN-228-PS-RM-09-E-Ux-xx-700-DIM-40K | Outdoor Luminaires | High Output | Fuel Pump Canopy Luminaires | Standard | FALSE | [9 empty] | 42528 |  |  | Yes |  | 3 | 20015 | 99.6 | 201 | 20 | 0.9 | 4000 | 70
PM6DAX4S | Cree Inc. | Cree 228 Series | CAN-228-SL-RM-09-E-Ux-xx-700-PML-40K | Outdoor Luminaires | High Output | Fuel Pump Canopy Luminaires | Standard | FALSE | [9 empty] | 42528 |  |  | Yes |  | 3 | 20015 | 99.6 | 201 | 20 | 0.9 | 4000 | 70
PKXSSZN4 | Cree Inc. | Cree 228 Series | CAN-228-PS-RM-09-E-Ux-xx-700-PML-40K | Outdoor Luminaires | High Output | Fuel Pump Canopy Luminaires | Standard | FALSE | [9 empty] | 42528 |  |  | Yes |  | 3 | 20015 | 99.6 | 201 | 20 | 0.9 | 4000 | 70
P48YAW3Y | Cree Inc. | Cree 228 Series | CAN-228-PS-RM-09-E-Ux-xx-700-40K | Outdoor Luminaires | High Output | Fuel Pump Canopy Luminaires | Standard | FALSE | [9 empty] | 42528 |  |  | Yes |  | 3 | 20015 | 99.6 | 201 | 20 | 0.9 | 4000 | 70
PWWD6QFK | Cree Inc. | Cree 228 Series | CAN-228-SL-RM-09-E-Ux-xx-525-DIM-40K | Outdoor Luminaires | High Output | Fuel Pump Canopy Luminaires | Standard | FALSE | [9 empty] | 42528 |  |  | Yes |  | 3 | 15567 | 100.4 | 155 | 20 | 0.9 | 4000 | 70
PHXV9ER5 | Cree Inc. | Cree 228 Series | CAN-228-SL-RM-09-E-Ux-xx-525-PML-40K | Outdoor Luminaires | High Output | Fuel Pump Canopy Luminaires | Standard | FALSE | [9 empty] | 42528 |  |  | Yes |  | 3 | 15567 | 100.4 | 155 | 20 | 0.9 | 4000 | 70
PCYHJP31 | Cree Inc. | Cree 228 Series | CAN-228-PS-RM-09-E-Ux-xx-525-PML-40K | Outdoor Luminaires | High Output | Fuel Pump Canopy Luminaires | Standard | FALSE | [9 empty] | 42528 |  |  | Yes |  | 3 | 15567 | 100.4 | 155 | 20 | 0.9 | 4000 | 70
PAE8635F | Cree Inc. | Cree 228 Series | CAN-228-SL-RM-09-E-Ux-xx-525-40K | Outdoor Luminaires | High Output | Fuel Pump Canopy Luminaires | Standard | FALSE | [9 empty] | 42528 |  |  | Yes |  | 3 | 15567 | 100.4 | 155 | 20 | 0.9 | 4000 | 70
P4GR56Z4 | Cree Inc. | Cree 228 Series | CAN-228-PS-RM-09-E-Ux-xx-525-DIM-40K | Outdoor Luminaires | High Output | Fuel Pump Canopy Luminaires | Standard | FALSE | [9 empty] | 42528 |  |  | Yes |  | 3 | 15567 | 100.4 | 155 | 20 | 0.9 | 4000 | 70
P38G671F | Cree Inc. | Cree 228 Series | CAN-228-PS-RM-09-E-Ux-xx-525-40K | Outdoor Luminaires | High Output | Fuel Pump Canopy Luminaires | Standard | FALSE | [9 empty] | 42528 |  |  | Yes |  | 3 | 15567 | 100.4 | 155 | 20 | 0.9 | 4000 | 70
P2WM1GA1 | Cree Inc. | Cree 228 Series | CAN-228-PS-RM-09-E-Ux-xx-525-ML-40K | Outdoor Luminaires | High Output | Fuel Pump Canopy Luminaires | Standard | FALSE | [9 empty] | 42528 |  |  | Yes |  | 3 | 15567 | 100.4 | 155 | 20 | 0.9 | 4000 | 70
P2FNMCUV | Cree Inc. | Cree 228 Series | CAN-228-SL-RM-09-E-Ux-xx-525-ML-40K | Outdoor Luminaires | High Output | Fuel Pump Canopy Luminaires | Standard | FALSE | [9 empty] | 42528 |  |  | Yes |  | 3 | 15567 | 100.4 | 155 | 20 | 0.9 | 4000 | 70
PXGJZZHH | Cree Inc. | Cree 228 Series | CAN-228-SL-RM-09-E-Ux-xx-350-DIM-40K | Outdoor Luminaires | High Output | Fuel Pump Canopy Luminaires | Standard | FALSE | [9 empty] | 42528 |  |  | Yes |  | 3 | 11120 | 112.3 | 99 | 20 | 0.9 | 4000 | 70
PS7UX9ZJ | Cree Inc. | Cree 228 Series | CAN-228-SL-RM-09-E-Ux-xx-350-ML-40K | Outdoor Luminaires | High Output | Fuel Pump Canopy Luminaires | Standard | FALSE | [9 empty] | 42528 |  |  | Yes |  | 3 | 11120 | 112.3 | 99 | 20 | 0.9 | 4000 | 70
PQ5V8JX5 | Cree Inc. | Cree 228 Series | CAN-228-PS-RM-09-E-Ux-xx-350-DIM-40K | Outdoor Luminaires | High Output | Fuel Pump Canopy Luminaires | Standard | FALSE | [9 empty] | 42528 |  |  | Yes |  | 3 | 11120 | 112.3 | 99 | 20 | 0.9 | 4000 | 70
PHGK1157 | Cree Inc. | Cree 228 Series | CAN-228-PS-RM-09-E-Ux-xx-350-ML-40K | Outdoor Luminaires | High Output | Fuel Pump Canopy Luminaires | Standard | FALSE | [9 empty] | 42528 |  |  | Yes |  | 3 | 11120 | 112.3 | 99 | 20 | 0.9 | 4000 | 70
PC28A2Z3 | Cree Inc. | Cree 228 Series | CAN-228-PS-RM-09-E-Ux-xx-350-40K | Outdoor Luminaires | High Output | Fuel Pump Canopy Luminaires | Standard | FALSE | [9 empty] | 42528 |  |  | Yes |  | 3 | 11120 | 112.3 | 99 | 20 | 0.9 | 4000 | 70
PBFSRR7K | Cree Inc. | Cree 228 Series | CAN-228-PS-RM-09-E-Ux-xx-350-PML-40K | Outdoor Luminaires | High Output | Fuel Pump Canopy Luminaires | Standard | FALSE | [9 empty] | 42528 |  |  | Yes |  | 3 | 11120 | 112.3 | 99 | 20 | 0.9 | 4000 | 70
P7GNVNYM | Cree Inc. | Cree 228 Series | CAN-228-SL-RM-09-E-Ux-xx-350-40K | Outdoor Luminaires | High Output | Fuel Pump Canopy Luminaires | Standard | FALSE | [9 empty] | 42528 |  |  | Yes |  | 3 | 11120 | 112.3 | 99 | 20 | 0.9 | 4000 | 70
P3E64XWJ | Cree Inc. | Cree 228 Series | CAN-228-SL-RM-09-E-Ux-xx-350-PML-40K | Outdoor Luminaires | High Output | Fuel Pump Canopy Luminaires | Standard | FALSE | [9 empty] | 42528 |  |  | Yes |  | 3 | 11120 | 112.3 | 99 | 20 | 0.9 | 4000 | 70
PWD43A72 | Hubbell Lighting | Whiteway | CLED-LW-7-UNV-X-5-X | Outdoor Luminaires | Low Output | Fuel Pump Canopy Luminaires | Standard | TRUE | 3629 | 112.4 | 32.3 | 18.4 | 0.8743 | 5022 | 74 | 5 | 50000 | 42527 |  |  | Yes |  | 4 | 3629 | 112.4 | 32.3 | 11.5 | 0.99 | 5022 | 80
P38EEKF4 | Hubbell Lighting | Whiteway | CLED-HL-UNV-X-5-X-DL | Outdoor Luminaires | High Output | Fuel Pump Canopy Luminaires | Standard | TRUE | 14337 | 116.17 | 123.4 | 13.28 | 0.9128 | 3115 | 82.1 | 5 | 50000 | 42527 |  |  | Yes |  | 4 | 14337 | 116.17 | 123.4 | 13.28 | 0.91 | 5000 | 80
PPTF5KJ6 | Hubbell Lighting | Whiteway | FLED-RL-HL-UNV-CVQ-5-X | Outdoor Luminaires | High Output | Fuel Pump Canopy Luminaires | Standard | TRUE | 16760 | 119.8 | 139.9 | 20.3 | 0.932 | 4876 | 66 | 5 | 50000 | 42527 |  |  | No |  | 4 | 17990 | 119.8 | 139.9 | 14.1 | 0.99 | 4876 | 80
PC5EVUS1 | Amled Technologies Inc | AMLED TECHNOLOGIES | R2T125FCP40XN-C | Outdoor Luminaires | High Output | Fuel Pump Canopy Luminaires | Standard | TRUE | 15200 | 124.5 | 122.1 | 12.4 | 0.963 | 4029 | 83.3 | 5 | 50000 | 42524 |  |  | No |  | 3.1 | 15200 | 124.5 | 122.1 | 5.48 | 0.997 | 4029 | 83.3
P1XE3UT5 | SMART ENERGY SOLUTIONS | SES LED | SES-CP-130W-3111-1601 4000K | Outdoor Luminaires | High Output | Fuel Pump Canopy Luminaires | Standard | TRUE | 13929 | 107.39 | 129.7 | 11.46 | 0.915 | 3962 | 74.2 | 5 | 50000 | 42523 |  |  | No |  | 3.1 | 14146 | 107.25 | 131.9 | 11.46 | 0.915 | 4000 | 74.2
P17HNN8G | SMART ENERGY SOLUTIONS | SES LED | SES-CP-130W-3111-1601 5700K | Outdoor Luminaires | High Output | Fuel Pump Canopy Luminaires | Standard | FALSE | [9 empty] | 42523 |  |  | No |  | 3.1 | 14634 | 110.7 | 132.2 | 11.83 | 0.9127 | 5700 | 75.7
PZA1CARB | SMART ENERGY SOLUTIONS | SES LED | SES-CP-130W-3111-1601 5000K | Outdoor Luminaires | High Output | Fuel Pump Canopy Luminaires | Standard | FALSE | [9 empty] | 42523 |  |  | No |  | 3.1 | 14390 | 108.97 | 132.1 | 11.46 | 0.915 | 5000 | 74.2
P2FSN3XN | MaxLite Inc | MaxLite | CP55AUTC50[BW][000100200300400] | Outdoor Luminaires | Low Output | Fuel Pump Canopy Luminaires | Premium | FALSE | [9 empty] | 42523 |  |  | Yes |  | 3.1 | 4999.3 | 97 | 51.74 | 14.66 | 0.954 | 5572 | 84.9
P9CRRQ6F | MaxLite Inc | MaxLite | CP40AUTC50[BW][000100200300400] | Outdoor Luminaires | Low Output | Fuel Pump Canopy Luminaires | Premium | FALSE | [9 empty] | 42523 |  |  | Yes |  | 3.1 | 4019.2 | 105.5 | 38.1 | 14.3 | 0.931 | 5474 | 84.5
P6JPWV1T | MaxLite Inc | MaxLite | CP25AUTC50[BW][000100200300400] | Outdoor Luminaires | Low Output | Fuel Pump Canopy Luminaires | Premium | FALSE | [9 empty] | 42523 |  |  | Yes |  | 3.1 | 2798.1 | 113.4 | 24.67 | 13.1 | 0.953 | 5308 | 84.9
P9REEUF7 | RMS International Inc | RMSLED | RMS-CY-130 | Outdoor Luminaires | High Output | Fuel Pump Canopy Luminaires | Standard | TRUE | 10853 | 83.87 | 129.4 | 15.01 | 0.9207 | 5992 | 72.1 | 5 | 50000 | 42522 |  |  | NotYetVerified |  | 3 | 10000 | 83 | 130 |  | 0.9 | 5700 | 70
PSR7P7N7 | WISDOM OPTOELECTRONICS TECHNOLOGY CO.LIMITED | WISDOM | WSD-GSL10W27-50K | Outdoor Luminaires | High Output | Fuel Pump Canopy Luminaires | Standard | TRUE | 12609.59 | 121.726 | 103.59 | 10.42 | 0.9357 | 4921 | 80.8 | 5 |  | 42522 |  |  | No |  | 3.1 | 11500 | 115 | 100 | 10 | 0.98 | 5000 | 80
PTTREKNJ | Dalian Shungji Technology Industry Co.Ltd | SHJ | SHJ-CP-SD-150-50-80 | Outdoor Luminaires | High Output | Fuel Pump Canopy Luminaires | Standard | TRUE | 18052.623 | 113.204 | 159.47 | 10.45 | 0.946 | 5036 | 82.4 | 5 | 50000 | 42522 |  |  | NotYetVerified |  | 3
PGN9AFVW | Dalian Shungji Technology Industry Co.Ltd | SHJ | SHJ-CP-SD-120-50-80 | Outdoor Luminaires | High Output | Fuel Pump Canopy Luminaires | Standard | TRUE | 13956.15 | 109.94 | 126.94 | 6.73 | 0.9118 | 5026 | 83 | 5 | 50000 | 42522 |  |  | NotYetVerified |  | 3 | 14700 | 115 | 120 |  | 0.98
P8AMDPKK | Dalian Shungji Technology Industry Co.Ltd | SHJ | SHJ-CP-SD-200-50-80 | Outdoor Luminaires | High Output | Fuel Pump Canopy Luminaires | Standard | TRUE | 22913.46 | 112.178 | 204.26 | 10.06 | 0.9221 | 5016 | 82.1 | 5 | 50000 | 42522 |  |  | NotYetVerified |  | 3 | 23300 | 115 | 200 |  | 0.98 | 5000 | 80
P2GZSTTS | Morstar Inc | MORSTAR | V-CP01D-130W27V50K | Outdoor Luminaires | High Output | Fuel Pump Canopy Luminaires | Premium | TRUE | 13096 | 108.05 | 121.2 | 16.27 | 0.9025 | 5252 | 72.7 | 5 | 60600 | 42522 | Not Dimmable | Not Dimmable | No |  | 3 | 13096 | 108.05 | 121.2 | 16.27 | 0.9025 | 5000 | 72.7
PXCWQS41 | Morstar Inc | MORSTAR | V-CP01D-130W27V57K | Outdoor Luminaires | High Output | Fuel Pump Canopy Luminaires | Premium | FALSE | [9 empty] | 42522 | Not Dimmable | Not Dimmable | No |  | 3 | 13173 | 109.41 | 120.4 | 16.25 | 0.9102 | 5700 | 75
P4NB3ABJ | ePower Manufacturing LLC | ePower | EPM-CF-060-57 | Outdoor Luminaires | Mid Output | Fuel Pump Canopy Luminaires | Premium | TRUE | 6883.5 | 112.79 | 61.03 | 14.96 | 0.904 | 5164 | 71.5 | 5 | 60600 | 42521 | Not Dimmable | Not Dimmable | No |  | 3 | 6883.5 | 112.79 | 61.03 | 14.96 | 0.904 | 5000 | 71.5
P93EBRTW | ePower Manufacturing LLC | ePower | EPM-CF-100-57 | Outdoor Luminaires | High Output | Fuel Pump Canopy Luminaires | Premium | TRUE | 11223 | 110.35 | 101.7 | 15.38 | 0.9224 | 5176 | 71.7 | 5 | 50000 | 42521 |  |  | No |  | 3.1 | 12546 | 107.05 | 117.2 | 16.08 | 0.9137 | 5000 | 71.5
PH55ABBE | ePower Manufacturing LLC | ePower | EPM-CF-130-57 | Outdoor Luminaires | High Output | Fuel Pump Canopy Luminaires | Premium | TRUE | 13661 | 107.23 | 127.4 | 15.95 | 0.914 | 5159 | 71.6 | 5 | 60600 | 42521 |  |  | No |  | 3.1 | 13661 | 107.23 | 127.4 | 15.95 | 0.9141 | 5000 | 71.6
PU2VA94P | Titan LED Inc. | Titan | 12-CM-60W-40K | Outdoor Luminaires | Low Output | Fuel Pump Canopy Luminaires | Standard | TRUE | 4956 | 88.28 | 56.14 | 15 | 0.885 | 4141 | 85 | 5 | 68000 | 42521 |  |  | NotYetVerified |  | 3 | 5000 | 90 | 60 |  | 0.9 | 4000 | 85
P3HNXKY6 | Titan LED Inc. | Titan | 12-CM-60W-50K | Outdoor Luminaires | Mid Output | Fuel Pump Canopy Luminaires | Standard | FALSE | [9 empty] | 42521 |  |  | NotYetVerified |  | 3 | 5000 | 90 | 60 |  | 0.9 | 5000 | 85
PVTKC9WV | Optec LED Lighting | Optec LED | OLC-240 | Outdoor Luminaires | High Output | Fuel Pump Canopy Luminaires | Standard | TRUE | 22436 | 98.4 | 228.1 |  | 0.999 | 4756 | 66 | 5 | 50000 | 42513 |  |  | NotYetVerified |  | 3 | 23616 | 100 | 240 |  | 0.9 | 5000 | 70
PCYTAUJG | Krut Systems LLC | KRUT LED | KL100CP4K-SLIM | Outdoor Luminaires | High Output | Fuel Pump Canopy Luminaires | Standard | TRUE | 10650 | 105.97 | 100.5 | 14.13 | 0.9023 | 4012 | 83.5 | 5 | 50000 | 42513 |  |  | No |  | 3 | 10650 | 105.97 | 100.5 | 14.13 | 0.9023 | 4000 | 83.5
PWS5CR6Z | Krut Systems LLC | KRUT LED | KL150CP4K-SLIM | Outdoor Luminaires | High Output | Fuel Pump Canopy Luminaires | Standard | TRUE | 15934 | 104.83 | 152 | 10.52 | 0.933 | 4028 | 83.6 | 5 | 50000 | 42513 |  |  | No |  | 3 | 15934 | 104.83 | 152 | 10.52 | 0.933 | 4000 | 83.6
PKCYB2PG | Renesola Zhejiang Ltd | Renesola | RECL-045W40K01 | Outdoor Luminaires | Mid Output | Fuel Pump Canopy Luminaires | Standard | TRUE | 5029.4 | 111.89 | 44.95 | 19.29 | 0.9088 | 3899 | 83.6 | 5 | 50000 | 42513 |  |  | No |  | 3.1 | 5034.2 | 113.13 | 44.5 | 19.29 | 0.9088 | 4000 | 83.6
PTBRQFD9 | Krut Systems LLC | KRUT LED | KL150CPH4K | Outdoor Luminaires | High Output | Fuel Pump Canopy Luminaires | Standard | TRUE | 14962 | 99.09 | 151 | 10.43 | 0.9298 | 4005 | 83.6 | 5 | 50000 | 42513 |  |  | No |  | 3.1 | 14962 | 99.09 | 151 | 10.43 | 0.9298 | 4000 | 83.6
PGE4HWQT | Krut Systems LLC | KRUT LED | KL130CPH4K | Outdoor Luminaires | High Output | Fuel Pump Canopy Luminaires | Standard | TRUE | 12947 | 98.68 | 131.2 | 11.45 | 0.9126 | 4017 | 83.6 | 5 | 50000 | 42513 |  |  | No |  | 3.1 | 12947 | 98.68 | 131.2 | 11.45 | 0.9126 | 4000 | 83.6
P178MF87 | Krut Systems LLC | KRUT LED | KL100CPH4K | Outdoor Luminaires | High Output | Fuel Pump Canopy Luminaires | Standard | TRUE | 10368 | 103.92 | 99.77 | 16.14 | 0.9111 | 3998 | 83.4 | 5 | 50000 | 42513 |  |  | No |  | 3.1 | 10368 | 103.92 | 99.77 | 16.14 | 0.9111 | 4000 | 83.4
PQJHYWH9 | Renesola Zhejiang Ltd | Renesola | RECL-100W40K01 | Outdoor Luminaires | High Output | Fuel Pump Canopy Luminaires | Standard | TRUE | 11087 | 112.16 | 98.84 | 17.9 | 0.9099 | 3968 | 74.3 | 5 | 50000 | 42513 |  |  | No |  | 3.1 | 11194 | 111.38 | 100.5 | 17.9 | 0.9099 | 4000 | 74.3
P66PURFN | Krut Systems LLC | KRUT LED | KL120CP4K-HV | Outdoor Luminaires | High Output | Fuel Pump Canopy Luminaires | Standard | TRUE | 11215 | 95.65 | 117.3 | 11.12 | 0.956 | 4026 | 73.1 | 5 | 50000 | 42513 |  |  | NotYetVerified |  | 3 | 11215 | 95.65 | 117.3 | 11.12 | 0.956 | 4000 | 73.1
PUBSJ7GT | Krut Systems LLC | KRUT LED | KL80CP4K | Outdoor Luminaires | Mid Output | Fuel Pump Canopy Luminaires | Standard | TRUE | 8211.2 | 97.2 | 84.53 | 15.17 | 0.9241 | 4038 | 72.9 | 5 | 50000 | 42513 |  |  | NotYetVerified |  | 3 | 8211.2 | 97.2 | 84.48 | 15.17 | 0.9241 | 4000 | 72.9
P7HTGP8M | Krut Systems LLC | KRUT LED | KL120CP4K | Outdoor Luminaires | High Output | Fuel Pump Canopy Luminaires | Standard | TRUE | 11754 | 96.69 | 122.3 | 15.91 | 0.903 | 4033 | 73 | 5 | 50000 | 42513 |  |  | NotYetVerified |  | 3 | 11754 | 96.69 | 122.3 | 15.91 | 0.903 | 4000 | 73
PBFSWD7M | Krut Systems LLC | KRUT LED | KL80CP4K-HV | Outdoor Luminaires | Mid Output | Fuel Pump Canopy Luminaires | Standard | TRUE | 8074.7 | 99.8 | 80.91 | 11.53 | 0.953 | 4033 | 72.9 | 5 | 50000 | 42513 |  |  | NotYetVerified |  | 3 | 8074.6 | 99.8 | 80.91 | 11.53 | 0.9532 | 4000 | 72.9
PRD8F36D | Krut Systems LLC | KRUT LED | KL100CP4K | Outdoor Luminaires | Mid Output | Fuel Pump Canopy Luminaires | Standard | TRUE | 9714.7 | 98.43 | 98.35 | 19.43 | 0.909 | 4053 | 73.1 | 5 | 50000 | 42513 |  |  | NotYetVerified |  | 3 | 9714.7 | 98.43 | 98.7 | 19.43 | 0.909 | 4000 | 73.1
PUUJ54EZ | Krut Systems LLC | KRUT LED | KL45CP4K | Outdoor Luminaires | Low Output | Fuel Pump Canopy Luminaires | Standard | TRUE | 3918.5 | 84.98 | 46.11 | 6.9 | 0.8902 | 4041 | 73 | 5 | 50000 | 42513 |  |  | NotYetVerified |  | 3 | 4006.5 | 86.16 | 46.5 | 6.9 | 0.8902 | 4000 | 73
PXV1BPEM | Renesola Zhejiang Ltd | Renesola | RECL-045W57K01 | Outdoor Luminaires | Mid Output | Fuel Pump Canopy Luminaires | Standard | FALSE | [9 empty] | 42513 |  |  | No |  | 3.1 | 5136 | 115.96 | 44.29 | 19.41 | 0.9076 | 5700 | 75.9
P7TGXDCG | Renesola Zhejiang Ltd | Renesola | RECL-100W57K01 | Outdoor Luminaires | High Output | Fuel Pump Canopy Luminaires | Standard | FALSE | [9 empty] | 42513 |  |  | No |  | 3.1 | 11519 | 114.85 | 100.3 | 17.51 | 0.9101 | 5700 | 75.9
PTB99UP8 | Renesola Zhejiang Ltd | Renesola | RECL-045W50K01 | Outdoor Luminaires | Mid Output | Fuel Pump Canopy Luminaires | Standard | FALSE | [9 empty] | 42513 |  |  | No |  | 3.1 | 5085.1 | 114.54 | 44.4 | 19.29 | 0.9088 | 5000 | 83.6
PKU633C1 | Renesola Zhejiang Ltd | Renesola | RECL-100W50K01 | Outdoor Luminaires | High Output | Fuel Pump Canopy Luminaires | Standard | FALSE | [9 empty] | 42513 |  |  | No |  | 3.1 | 11357 | 113.11 | 100.4 | 17.9 | 0.9099 | 5000 | 74.3
PQJE99YX | Krut Systems LLC | KRUT LED | KL150CP5K7-SLIM | Outdoor Luminaires | High Output | Fuel Pump Canopy Luminaires | Standard | FALSE | [9 empty] | 42513 |  |  | No |  | 3 | 16606 | 106.59 | 155.8 | 11.23 | 0.9241 | 5700 | 84
PASPFMX3 | Krut Systems LLC | KRUT LED | KL100CP5K7-SLIM | Outdoor Luminaires | High Output | Fuel Pump Canopy Luminaires | Standard | FALSE | [9 empty] | 42513 |  |  | No |  | 3 | 11056 | 108.18 | 102.2 | 13.97 | 0.9106 | 5700 | 83.8
PAC63JKG | Krut Systems LLC | KRUT LED | KL150CPH5K7 | Outdoor Luminaires | High Output | Fuel Pump Canopy Luminaires | Standard | FALSE | [9 empty] | 42513 |  |  | No |  | 3.1 | 15377 | 101.77 | 151.1 | 10.43 | 0.9291 | 5700 | 83.3
PVW33GHP | Krut Systems LLC | KRUT LED | KL130CPH5K7 | Outdoor Luminaires | High Output | Fuel Pump Canopy Luminaires | Standard | FALSE | [9 empty] | 42513 |  |  | No |  | 3.1 | 13251 | 100.84 | 131.4 | 11.45 | 0.9047 | 5700 | 83.2
PMMRSCTB | Krut Systems LLC | KRUT LED | KL100CPH5K7 | Outdoor Luminaires | High Output | Fuel Pump Canopy Luminaires | Standard | FALSE | [9 empty] | 42513 |  |  | No |  | 3.1 | 10683 | 106.98 | 99.86 | 16.14 | 0.9058 | 5700 | 83.1
PDJHD7UP | Krut Systems LLC | KRUT LED | KL80CP5K7-HV | Outdoor Luminaires | Mid Output | Fuel Pump Canopy Luminaires | Standard | FALSE | [9 empty] | 42513 |  |  | NotYetVerified |  | 3 | 8108 | 100.19 | 80.93 | 11.69 | 0.9521 | 5700 | 73.4
PTF4YNPB | Krut Systems LLC | KRUT LED | KL120CP5K7 | Outdoor Luminaires | High Output | Fuel Pump Canopy Luminaires | Standard | FALSE | [9 empty] | 42513 |  |  | NotYetVerified |  | 3 | 12103 | 99.56 | 122.4 | 14.85 | 0.904 | 5700 | 73.3
PDERWE9Q | Krut Systems LLC | KRUT LED | KL120CP5K7-HV | Outdoor Luminaires | High Output | Fuel Pump Canopy Luminaires | Standard | FALSE | [9 empty] | 42513 |  |  | NotYetVerified |  | 3 | 11430 | 96.29 | 119.5 | 11.96 | 0.95 | 5700 | 73.3
PFWPM1PX | Krut Systems LLC | KRUT LED | KL80CP5K7 | Outdoor Luminaires | Mid Output | Fuel Pump Canopy Luminaires | Standard | FALSE | [9 empty] | 42513 |  |  | NotYetVerified |  | 3 | 8453 | 99.11 | 85.43 | 15.68 | 0.9236 | 5700 | 73.2
P7SCNGA3 | Krut Systems LLC | KRUT LED | KL45CP5K7 | Outdoor Luminaires | Low Output | Fuel Pump Canopy Luminaires | Standard | FALSE | [9 empty] | 42513 |  |  | NotYetVerified |  | 3 | 4082 | 86.2 | 47.41 | 6.5 | 0.9021 | 5700 | 72.6
PPGC3JQ8 | Krut Systems LLC | KRUT LED | KL100CP5K7 | Outdoor Luminaires | Mid Output | Fuel Pump Canopy Luminaires | Standard | FALSE | [9 empty] | 42513 |  |  | NotYetVerified |  | 3 | 10271 | 101.49 | 100.8 | 18.93 | 0.906 | 5700 | 72.5
PH7GMCUN | Krut Systems LLC | KRUT LED | KL130CPH5K | Outdoor Luminaires | High Output | Fuel Pump Canopy Luminaires | Standard | FALSE | [9 empty] | 42513 |  |  | No |  | 3.1 | 13149.7 | 100.15 | 131.3 | 11.45 | 0.9126 | 5000 | 83.6
PQW17P8D | Krut Systems LLC | KRUT LED | KL150CP5K-SLIM | Outdoor Luminaires | High Output | Fuel Pump Canopy Luminaires | Standard | FALSE | [9 empty] | 42513 |  |  | No |  | 3 | 15934 | 104.83 | 152 | 10.52 | 0.933 | 5000 | 83.6
PURVYYME | Krut Systems LLC | KRUT LED | KL150CPH5K | Outdoor Luminaires | High Output | Fuel Pump Canopy Luminaires | Standard | FALSE | [9 empty] | 42513 |  |  | No |  | 3.1 | 15238.7 | 100.88 | 151.05 | 10.43 | 0.9298 | 5000 | 83.6
PT3DEY76 | Krut Systems LLC | KRUT LED | KL100CP5K-SLIM | Outdoor Luminaires | High Output | Fuel Pump Canopy Luminaires | Standard | FALSE | [9 empty] | 42513 |  |  | No |  | 3 | 10650 | 105.97 | 100.5 | 14.13 | 0.9023 | 5000 | 83.5
PX73NTRV | Krut Systems LLC | KRUT LED | KL100CPH5K | Outdoor Luminaires | High Output | Fuel Pump Canopy Luminaires | Standard | FALSE | [9 empty] | 42513 |  |  | No |  | 3.1 | 10578 | 105.98 | 99.82 | 16.14 | 0.9111 | 5000 | 83.4
PF1BKHF9 | Krut Systems LLC | KRUT LED | KL100CP5K | Outdoor Luminaires | Mid Output | Fuel Pump Canopy Luminaires | Standard | FALSE | [9 empty] | 42513 |  |  | NotYetVerified |  | 3 | 9714.7 | 98.43 | 98.7 | 19.43 | 0.909 | 5000 | 73.1
PWFMJGCQ | Krut Systems LLC | KRUT LED | KL120CP5K-HV | Outdoor Luminaires | High Output | Fuel Pump Canopy Luminaires | Standard | FALSE | [9 empty] | 42513 |  |  | NotYetVerified |  | 3 | 11215 | 95.65 | 117.3 | 11.12 | 0.956 | 5000 | 73.1
P9D7NYJ8 | Krut Systems LLC | KRUT LED | KL120CP5K | Outdoor Luminaires | High Output | Fuel Pump Canopy Luminaires | Standard | FALSE | [9 empty] | 42513 |  |  | NotYetVerified |  | 3 | 11754 | 96.69 | 122.3 | 15.91 | 0.903 | 5000 | 73
PJY76ZR6 | Krut Systems LLC | KRUT LED | KL45CP5K | Outdoor Luminaires | Low Output | Fuel Pump Canopy Luminaires | Standard | FALSE | [9 empty] | 42513 |  |  | NotYetVerified |  | 3 | 4006.5 | 86.16 | 46.5 | 6.9 | 0.8902 | 5000 | 73
PZP4ECCJ | Krut Systems LLC | KRUT LED | KL80CP5K | Outdoor Luminaires | Mid Output | Fuel Pump Canopy Luminaires | Standard | FALSE | [9 empty] | 42513 |  |  | NotYetVerified |  | 3 | 8211.2 | 97.2 | 84.48 | 15.17 | 0.9241 | 5000 | 72.9
PGGGH8EG | Krut Systems LLC | KRUT LED | KL80CP5K-HV | Outdoor Luminaires | Mid Output | Fuel Pump Canopy Luminaires | Standard | FALSE | [9 empty] | 42513 |  |  | NotYetVerified |  | 3 | 8074.6 | 99.8 | 80.91 | 11.53 | 0.9532 | 5000 | 72.9
PVSFXWBW | Krut Systems LLC | KRUT LED | KL130CPH4K5 | Outdoor Luminaires | High Output | Fuel Pump Canopy Luminaires | Standard | FALSE | [9 empty] | 42513 |  |  | No |  | 3.1 | 13048.3 | 99.38 | 131.3 | 11.45 | 0.9126 | 4500 | 83.6
PRN11Q5B | Krut Systems LLC | KRUT LED | KL150CP4K5-SLIM | Outdoor Luminaires | High Output | Fuel Pump Canopy Luminaires | Standard | FALSE | [9 empty] | 42513 |  |  | No |  | 3 | 15934 | 104.83 | 152 | 10.52 | 0.933 | 4500 | 83.6
P9KUFE72 | Krut Systems LLC | KRUT LED | KL150CPH4K5 | Outdoor Luminaires | High Output | Fuel Pump Canopy Luminaires | Standard | FALSE | [9 empty] | 42513 |  |  | No |  | 3.1 | 15100.3 | 99.97 | 151.05 | 10.43 | 0.9298 | 4500 | 83.6
PHTQS4U9 | Krut Systems LLC | KRUT LED | KL100CP4K5-SLIM | Outdoor Luminaires | High Output | Fuel Pump Canopy Luminaires | Standard | FALSE | [9 empty] | 42513 |  |  | No |  | 3 | 10650 | 105.97 | 100.5 | 14.13 | 0.9023 | 4500 | 83.5
P6VG8N4N | Krut Systems LLC | KRUT LED | KL100CPH4K5 | Outdoor Luminaires | High Output | Fuel Pump Canopy Luminaires | Standard | FALSE | [9 empty] | 42513 |  |  | No |  | 3.1 | 10473 | 104.92 | 99.82 | 16.14 | 0.9111 | 4500 | 83.4
PKHCMWR7 | Krut Systems LLC | KRUT LED | KL100CP4K5 | Outdoor Luminaires | Mid Output | Fuel Pump Canopy Luminaires | Standard | FALSE | [9 empty] | 42513 |  |  | NotYetVerified |  | 3 | 9714.7 | 98.43 | 98.7 | 19.43 | 0.909 | 4500 | 73.1
P9VDHTWB | Krut Systems LLC | KRUT LED | KL120CP4K5-HV | Outdoor Luminaires | High Output | Fuel Pump Canopy Luminaires | Standard | FALSE | [9 empty] | 42513 |  |  | NotYetVerified |  | 3 | 11215 | 95.65 | 117.3 | 11.12 | 0.956 | 4500 | 73.1
PDE68897 | Krut Systems LLC | KRUT LED | KL120CP4K5 | Outdoor Luminaires | High Output | Fuel Pump Canopy Luminaires | Standard | FALSE | [9 empty] | 42513 |  |  | NotYetVerified |  | 3 | 11754 | 96.69 | 122.3 | 15.91 | 0.903 | 4500 | 73
P64ZN98N | Krut Systems LLC | KRUT LED | KL45CP4K5 | Outdoor Luminaires | Low Output | Fuel Pump Canopy Luminaires | Standard | FALSE | [9 empty] | 42513 |  |  | NotYetVerified |  | 3 | 4006.5 | 86.16 | 46.5 | 6.9 | 0.8902 | 4500 | 73
PFRZZRT2 | Krut Systems LLC | KRUT LED | KL80CP4K5 | Outdoor Luminaires | Mid Output | Fuel Pump Canopy Luminaires | Standard | FALSE | [9 empty] | 42513 |  |  | NotYetVerified |  | 3 | 8211.2 | 97.2 | 84.48 | 15.17 | 0.9241 | 4500 | 72.9
P2GCC25C | Krut Systems LLC | KRUT LED | KL80CP4K5-HV | Outdoor Luminaires | Mid Output | Fuel Pump Canopy Luminaires | Standard | FALSE | [9 empty] | 42513 |  |  | NotYetVerified |  | 3 | 8074.6 | 99.8 | 80.91 | 11.53 | 0.9532 | 4500 | 72.9
PRHUJ5DS | OPTIK LED | OPTIK LED | OP-CPSL-130W-4K-ND | Outdoor Luminaires | High Output | Fuel Pump Canopy Luminaires | Standard | TRUE | 14063 | 105.26 | 133.6 | 11.38 | 0.9172 | 4031 | 83.6 | 5 | 50000 | 42508 |  |  | No |  | 3 | 14063 | 105.26 | 133.6 | 11.38 | 0.9172 | 4000 | 83.6
PU6PFERU | OPTIK LED | OPTIK LED | OP-CPSL-100W-4K-ND | Outdoor Luminaires | High Output | Fuel Pump Canopy Luminaires | Standard | TRUE | 10650 | 105.97 | 100.5 | 14.13 | 0.9023 | 4012 | 83.5 | 5 | 50000 | 42508 |  |  | No |  | 3 | 10650 | 105.97 | 100.5 | 14.13 | 0.9023 | 4000 | 83.5
PWNA9HJX | OPTIK LED | OPTIK LED | OP-CPSL-150W-4K-ND | Outdoor Luminaires | High Output | Fuel Pump Canopy Luminaires | Standard | TRUE | 15934 | 104.83 | 152 | 10.52 | 0.933 | 4028 | 83.6 | 5 | 50000 | 42508 |  |  | No |  | 3 | 15934 | 104.83 | 152 | 10.52 | 0.933 | 4000 | 83.6
P1SZ56DA | LED Trail | LED Trail | 476075-A (4000K) | Outdoor Luminaires | Mid Output | Fuel Pump Canopy Luminaires | Standard | TRUE | 8354.8 | 111.65 | 74.83 | 13.09 | 0.9337 | 3983 | 84 | 5 | 50000 | 42508 |  |  | No |  | 3.1 | 8510.4 | 112.11 | 75.91 | 13.09 | 0.9337 | 4000 | 84
PUT8DQST | LED Trail | LED Trail | 476100-A (4000K) | Outdoor Luminaires | High Output | Fuel Pump Canopy Luminaires | Standard | TRUE | 11087 | 112.16 | 98.84 | 17.9 | 0.9099 | 3968 | 74.3 | 5 | 50000 | 42508 |  |  | No |  | 3.1 | 11194 | 111.38 | 100.5 | 17.9 | 0.9099 | 4000 | 74.3
P8N4PER2 | LED Trail | LED Trail | 476150-A (4000K) | Outdoor Luminaires | High Output | Fuel Pump Canopy Luminaires | Standard | TRUE | 16142 | 107.04 | 150.8 | 10.01 | 0.9345 | 3965 | 74.3 | 5 | 50000 | 42508 |  |  | No |  | 3.1 | 16435 | 107 | 153.6 | 10.01 | 0.9345 | 4000 | 74.3
PHZ9ZX64 | LED Trail | LED Trail | 476130-C (4000K) | Outdoor Luminaires | High Output | Fuel Pump Canopy Luminaires | Standard | TRUE | 14163 | 109.78 | 129 | 13.83 | 0.9094 | 3963 | 74.2 | 5 | 50000 | 42508 |  |  | No |  | 3.1 | 14291 | 110.19 | 129.7 | 13.83 | 0.9094 | 4000 | 74.2
PGQUP2SK | LED Trail | LED Trail | 476130-A (4000K) | Outdoor Luminaires | High Output | Fuel Pump Canopy Luminaires | Standard | TRUE | 13929 | 107.39 | 129.7 | 11.46 | 0.915 | 3962 | 74.2 | 5 | 50000 | 42508 |  |  | No |  | 3.1 | 14146 | 107.25 | 131.9 | 11.46 | 0.915 | 4000 | 74.2
PC8EYMZ4 | LED Trail | LED Trail | 476075-B (5700K) | Outdoor Luminaires | Mid Output | Fuel Pump Canopy Luminaires | Standard | FALSE | [9 empty] | 42508 |  |  | No |  | 3.1 | 8791 | 115.47 | 76.13 | 12.94 | 0.9316 | 5700 | 83
P99TYU39 | LED Trail | LED Trail | 476075-A (5700K) | Outdoor Luminaires | Mid Output | Fuel Pump Canopy Luminaires | Standard | FALSE | [9 empty] | 42508 |  |  | No |  | 3.1 | 8791 | 115.47 | 76.13 | 12.94 | 0.9316 | 5700 | 83
PCS8B2FC | LED Trail | LED Trail | 476100-B (5700K) | Outdoor Luminaires | High Output | Fuel Pump Canopy Luminaires | Standard | FALSE | [9 empty] | 42508 |  |  | No |  | 3.1 | 11519 | 114.85 | 100.3 | 17.51 | 0.9101 | 5700 | 75.9
P5EMNJKV | LED Trail | LED Trail | 476100-A (5700K) | Outdoor Luminaires | High Output | Fuel Pump Canopy Luminaires | Standard | FALSE | [9 empty] | 42508 |  |  | No |  | 3.1 | 11519 | 114.85 | 100.3 | 17.51 | 0.9101 | 5700 | 75.9
PT6GQYKS | LED Trail | LED Trail | 476150-A (5700K) | Outdoor Luminaires | High Output | Fuel Pump Canopy Luminaires | Standard | FALSE | [9 empty] | 42508 |  |  | No |  | 3.1 | 16877 | 110.02 | 153.4 | 10.37 | 0.9315 | 5700 | 75.9
PADJE7TR | LED Trail | LED Trail | 476150-B (5700K) | Outdoor Luminaires | High Output | Fuel Pump Canopy Luminaires | Standard | FALSE | [9 empty] | 42508 |  |  | No |  | 3.1 | 16877 | 110.02 | 153.4 | 10.37 | 0.9315 | 5700 | 75.9
PPHQ1XCG | LED Trail | LED Trail | 476130-A (5700K) | Outdoor Luminaires | High Output | Fuel Pump Canopy Luminaires | Standard | FALSE | [9 empty] | 42508 |  |  | No |  | 3.1 | 14634 | 110.7 | 132.2 | 11.83 | 0.9127 | 5700 | 75.7
PD5GJUEJ | LED Trail | LED Trail | 476130-B (5700K) | Outdoor Luminaires | High Output | Fuel Pump Canopy Luminaires | Standard | FALSE | [9 empty] | 42508 |  |  | No |  | 3.1 | 14634 | 110.7 | 132.2 | 11.83 | 0.9127 | 5700 | 75.7
PGN9V2YK | LED Trail | LED Trail | 476130-D (5700K) | Outdoor Luminaires | High Output | Fuel Pump Canopy Luminaires | Standard | FALSE | [9 empty] | 42508 |  |  | No |  | 3.1 | 14589 | 111.96 | 130.3 | 14.16 | 0.9091 | 5700 | 75.6
PGHZBQYK | LED Trail | LED Trail | 476130-C (5700K) | Outdoor Luminaires | High Output | Fuel Pump Canopy Luminaires | Standard | FALSE | [9 empty] | 42508 |  |  | No |  | 3.1 | 14589 | 111.96 | 130.3 | 14.16 | 0.9091 | 5700 | 75.6
PSDCJ5QG | LED Trail | LED Trail | 476075-A (5000K) | Outdoor Luminaires | Mid Output | Fuel Pump Canopy Luminaires | Standard | FALSE | [9 empty] | 42508 |  |  | No |  | 3.1 | 8650.7 | 113.8 | 76.02 | 13.09 | 0.9337 | 5000 | 84
PNWZS6TG | LED Trail | LED Trail | 476075-B (5000K) | Outdoor Luminaires | Mid Output | Fuel Pump Canopy Luminaires | Standard | FALSE | [9 empty] | 42508 |  |  | No |  | 3.1 | 8650.7 | 113.8 | 76.02 | 13.09 | 0.9337 | 5000 | 84
PVA5AFWD | LED Trail | LED Trail | 476100-B (5000K) | Outdoor Luminaires | High Output | Fuel Pump Canopy Luminaires | Standard | FALSE | [9 empty] | 42508 |  |  | No |  | 3.1 | 11357 | 113.11 | 100.4 | 17.9 | 0.9099 | 5000 | 74.3
PUMDHNBA | LED Trail | LED Trail | 476100-A (5000K) | Outdoor Luminaires | High Output | Fuel Pump Canopy Luminaires | Standard | FALSE | [9 empty] | 42508 |  |  | No |  | 3.1 | 11357 | 113.11 | 100.4 | 17.9 | 0.9099 | 5000 | 74.3
PZGE7M1M | LED Trail | LED Trail | 476150-A (5000K) | Outdoor Luminaires | High Output | Fuel Pump Canopy Luminaires | Standard | FALSE | [9 empty] | 42508 |  |  | No |  | 3.1 | 16656 | 108.51 | 153.5 | 10.01 | 0.9345 | 5000 | 74.3
PWZJKR97 | LED Trail | LED Trail | 476150-B (5000K) | Outdoor Luminaires | High Output | Fuel Pump Canopy Luminaires | Standard | FALSE | [9 empty] | 42508 |  |  | No |  | 3.1 | 16656 | 108.51 | 153.5 | 10.01 | 0.9345 | 5000 | 74.3
PRW8SEKP | LED Trail | LED Trail | 476130-C (5000K) | Outdoor Luminaires | High Output | Fuel Pump Canopy Luminaires | Standard | FALSE | [9 empty] | 42508 |  |  | No |  | 3.1 | 14440 | 111.08 | 130 | 13.83 | 0.9094 | 5000 | 74.2
PQA4SUT7 | LED Trail | LED Trail | 476130-D (5000K) | Outdoor Luminaires | High Output | Fuel Pump Canopy Luminaires | Standard | FALSE | [9 empty] | 42508 |  |  | No |  | 3.1 | 14440 | 111.08 | 130 | 13.83 | 0.9094 | 5000 | 74.2
PYFHDN6D | LED Trail | LED Trail | 476130-A (5000K) | Outdoor Luminaires | High Output | Fuel Pump Canopy Luminaires | Standard | FALSE | [9 empty] | 42508 |  |  | No |  | 3.1 | 14390 | 108.97 | 132.1 | 11.46 | 0.915 | 5000 | 74.2
PP3RWYJ4 | LED Trail | LED Trail | 476130-B (5000K) | Outdoor Luminaires | High Output | Fuel Pump Canopy Luminaires | Standard | FALSE | [9 empty] | 42508 |  |  | No |  | 3.1 | 14390 | 108.97 | 132.1 | 11.46 | 0.915 | 5000 | 74.2
PTFFJSC6 | LED Trail | LED Trail | 476075-B (4000K) | Outdoor Luminaires | Mid Output | Fuel Pump Canopy Luminaires | Standard | FALSE | [9 empty] | 42508 |  |  | No |  | 3.1 | 8510.4 | 112.11 | 75.91 | 13.09 | 0.9337 | 4000 | 84
PNHFDY1K | LED Trail | LED Trail | 476100-B (4000K) | Outdoor Luminaires | High Output | Fuel Pump Canopy Luminaires | Standard | FALSE | [9 empty] | 42508 |  |  | No |  | 3.1 | 11194 | 111.38 | 100.5 | 17.9 | 0.9099 | 4000 | 74.3
P292728X | LED Trail | LED Trail | 476150-B (4000K) | Outdoor Luminaires | High Output | Fuel Pump Canopy Luminaires | Standard | FALSE | [9 empty] | 42508 |  |  | No |  | 3.1 | 16435 | 107 | 153.6 | 10.01 | 0.9345 | 4000 | 74.3
PMS52BGQ | LED Trail | LED Trail | 476130-D (4000K) | Outdoor Luminaires | High Output | Fuel Pump Canopy Luminaires | Standard | FALSE | [9 empty] | 42508 |  |  | No |  | 3.1 | 14291 | 110.19 | 129.7 | 13.83 | 0.9094 | 4000 | 74.2
PVKC2AW3 | LED Trail | LED Trail | 476130-B (4000K) | Outdoor Luminaires | High Output | Fuel Pump Canopy Luminaires | Standard | FALSE | [9 empty] | 42508 |  |  | No |  | 3.1 | 14146 | 107.25 | 131.9 | 11.46 | 0.915 | 4000 | 74.2
PM5TY5G9 | OPTIK LED | OPTIK LED | OP-CPSL-130W-5K-ND | Outdoor Luminaires | High Output | Fuel Pump Canopy Luminaires | Standard | FALSE | [9 empty] | 42508 | Not Dimmable | Not Dimmable | No |  | 3 | 14063 | 105.26 | 133.6 | 11.38 | 0.9172 | 5000 | 83.6
PNSKM6QG | OPTIK LED | OPTIK LED | OP-CPSL-150W-5K-ND | Outdoor Luminaires | High Output | Fuel Pump Canopy Luminaires | Standard | FALSE | [9 empty] | 42508 | Not Dimmable | Not Dimmable | No |  | 3 | 15934 | 104.83 | 152 | 10.52 | 0.933 | 5000 | 83.6
PG72K63T | OPTIK LED | OPTIK LED | OP-CPSL-100W-5K-ND | Outdoor Luminaires | High Output | Fuel Pump Canopy Luminaires | Standard | FALSE | [9 empty] | 42508 | Not Dimmable | Not Dimmable | No |  | 3 | 10650 | 105.97 | 100.5 | 14.13 | 0.9023 | 5000 | 83.5
PW2ZXVBY | Super Bright LEDs | Super Bright LEDs | EPL-NW100 | Outdoor Luminaires | Mid Output | Fuel Pump Canopy Luminaires | Standard | TRUE | 8462.71 | 84.32 | 100.37 | 12.08 | 0.9426 | 5948 | 65.9 | 5 |  | 42507 |  |  | NotYetVerified |  | 3 | 8462.71 | 84.32 | 100.37 | 12.08 | 0.9426 | 5948 | 65.9
P3UXRFES | Noribachi | Noribachi | CAW-021-[optional upgrades]-[mounting] | Outdoor Luminaires | Low Output | Fuel Pump Canopy Luminaires | Standard | TRUE | 3311 | 109.5 | 30.25 | 14.55 | 0.92 | 5227 | 70.6 | 5 | 50000 | 42507 |  |  | No |  | 3.1 | 3311 | 109.5 | 30.23 | 14.55 | 0.92 | 5227 | 70.6
PMEDXKUX | Revolution Lighting Technologies | Revolution Lighting Technologies | 111003-100 | Outdoor Luminaires | High Output | Fuel Pump Canopy Luminaires | Standard | TRUE | 10266.3 | 84.97 | 120.8 | 12.9 | 0.991 | 2798 | 81.1 | 5 | 50000 | 42503 |  |  | No |  | 3 | 12000 | 100 | 120 | 20 | 0.95 | 2700 | 70
PTMGY1BS | Revolution Lighting Technologies | Revolution Lighting Technologies | 111002-100 | Outdoor Luminaires | High Output | Fuel Pump Canopy Luminaires | Standard | TRUE | 10262.78 | 95.23 | 107.77 | 14.48 | 0.989 | 2820 | 81.9 | 5 | 50000 | 42503 |  |  | No |  | 3.1 | 10000 | 100 | 100 | 20 | 0.95 | 2700 | 83.7
PW2UQDGQ | Revolution Lighting Technologies | Revolution Lighting Technologies | 111001-100 | Outdoor Luminaires | Mid Output | Fuel Pump Canopy Luminaires | Standard | TRUE | 6575.9 | 89 | 73.87 | 15.7 | 0.987 | 2830 | 81.8 | 5 | 50000 | 42503 |  |  | No |  | 3 | 6700 | 89 | 75 | 20 | 0.95 | 2700 | 70
PRM1NE7U | Revolution Lighting Technologies | Revolution Lighting Technologies | 111003-106 | Outdoor Luminaires | High Output | Fuel Pump Canopy Luminaires | Standard | FALSE | [9 empty] | 42503 |  |  | No |  | 3 | 12000 | 100 | 120 | 20 | 0.95 | 5700 | 70
PGB66J1X | Revolution Lighting Technologies | Revolution Lighting Technologies | 111002-106 | Outdoor Luminaires | High Output | Fuel Pump Canopy Luminaires | Standard | FALSE | [9 empty] | 42503 |  |  | No |  | 3.1 | 10000 | 100 | 100 | 20 | 0.95 | 5700
P12U69RZ | Revolution Lighting Technologies | Revolution Lighting Technologies | 111001-105 | Outdoor Luminaires | Mid Output | Fuel Pump Canopy Luminaires | Standard | FALSE | [9 empty] | 42503 |  |  | No |  | 3 | 7500 | 100 | 75 | 20 | 0.95 | 5000 | 70
P6KYJRNR | Revolution Lighting Technologies | Revolution Lighting Technologies | 111001-103 | Outdoor Luminaires | Mid Output | Fuel Pump Canopy Luminaires | Standard | FALSE | [9 empty] | 42503 |  |  | No |  | 3 | 7500 | 100 | 75 | 20 | 0.95 | 4000 | 70
PRNAC35C | Revolution Lighting Technologies | Revolution Lighting Technologies | 111003-103 | Outdoor Luminaires | High Output | Fuel Pump Canopy Luminaires | Standard | FALSE | [9 empty] | 42503 |  |  | No |  | 3 | 12000 | 100 | 120 | 20 | 0.95 | 4000 | 70
PNP5NM68 | Revolution Lighting Technologies | Revolution Lighting Technologies | 111002-103 | Outdoor Luminaires | High Output | Fuel Pump Canopy Luminaires | Standard | FALSE | [9 empty] | 42503 |  |  | No |  | 3.1 | 10000 | 100 | 100 | 20 | 0.95 | 4000
P71S5TNG | MaxLite Inc | MaxLite | CAN20U50[BW] | Outdoor Luminaires | Low Output | Specialty: Canopy Lighting | Standard | TRUE | 2475 | 118.6 | 20.87 | 15.73 | 0.9262 | 5105 | 73.9 | 5 | 50000 | 42501 |  |  | No |  | 3.1 | 2475 | 118.6 | 20.87 | 15.73 | 0.926 | 5000 | 73.9
PEYPPZ5N | MaxLite Inc | MaxLite | CAN20U50B[PC12PC27] | Outdoor Luminaires | Low Output | Specialty: Canopy Lighting | Standard | FALSE | [9 empty] | 42501 |  |  | Yes |  | 3.1 | 2475 | 118.6 | 20.87 | 15.73 | 0.926 | 5000 | 73.9
PQSTPF5C | SNC OPTO ELECTRONIC CO LTD. | SNC LED | SNC-CP-150W-111[12]-1601 4000K | Outdoor Luminaires | High Output | Fuel Pump Canopy Luminaires | Standard | TRUE | 16883 | 113.08 | 149.3 | 6.55 | 0.9273 | 3985 | 74.2 | 5 | 50000 | 42500 |  |  | No |  | 3.1 | 16883 | 113.08 | 149.3 | 6.55 | 0.927 | 4000 | 74.2
PHMJQNPC | SNC OPTO ELECTRONIC CO LTD. | SNC LED | SNC-CP-150W-111[12]-1601 5700K | Outdoor Luminaires | High Output | Fuel Pump Canopy Luminaires | Standard | FALSE | [9 empty] | 42500 |  |  | No |  | 3.1 | 17242 | 114.79 | 150.2 | 6.41 | 0.928 | 5700 | 76
PKP29NPD | SNC OPTO ELECTRONIC CO LTD. | SNC LED | SNC-CP-150W-111[12]-1601 5000K | Outdoor Luminaires | High Output | Fuel Pump Canopy Luminaires | Standard | FALSE | [9 empty] | 42500 |  |  | No |  | 3.1 | 17063 | 113.94 | 149.8 | 6.55 | 0.927 | 5000 | 74.2
PA9137FF | UNIVERSELITE CO.LTD. | UNIVERSELITE CO. LTD | LEDYZ40W001B(3000K) | Outdoor Luminaires | Low Output | Fuel Pump Canopy Luminaires | Standard | TRUE | 4777.4 | 110.43 | 43.26 | 15.74 | 0.9506 | 2999 | 72.9 | 5 | 50000 | 42496 |  |  | No |  | 3.1 | 4805.6 | 111.19 | 43.22 | 15.74 | 0.9506 | 3000 | 72.9
PTU1R1T1 | UNIVERSELITE CO.LTD. | UNIVERSELITE CO. LTD | LEDYZ40W001B(5700K) | Outdoor Luminaires | Low Output | Fuel Pump Canopy Luminaires | Standard | FALSE | [9 empty] | 42496 | Not Dimmable | Not Dimmable | No |  | 3.1 | 5107 | 117.16 | 43.59 | 15.88 | 0.9513 | 5700 | 73.9
PPDDCXGN | UNIVERSELITE CO.LTD. | UNIVERSELITE CO. LTD | LEDYZ40W001B(5000K) | Outdoor Luminaires | Low Output | Fuel Pump Canopy Luminaires | Standard | FALSE | [9 empty] | 42496 | Not Dimmable | Not Dimmable | No |  | 3.1 | 5047 | 116.27 | 43.41 | 15.74 | 0.9506 | 5000 | 72.9
PG8HGTTJ | UNIVERSELITE CO.LTD. | UNIVERSELITE CO. LTD | LEDYZ40W001B(4500K) | Outdoor Luminaires | Low Output | Fuel Pump Canopy Luminaires | Standard | FALSE | [9 empty] | 42496 | Not Dimmable | Not Dimmable | No |  | 3.1 | 4986 | 114.88 | 43.41 | 15.74 | 0.9506 | 4500 | 72.9
PXPANU21 | UNIVERSELITE CO.LTD. | UNIVERSELITE CO. LTD | LEDYZ40W001B(4000K) | Outdoor Luminaires | Low Output | Fuel Pump Canopy Luminaires | Standard | FALSE | [9 empty] | 42496 | Not Dimmable | Not Dimmable | No |  | 3.1 | 4926 | 113.49 | 43.41 | 15.74 | 0.9506 | 4000 | 72.9
P8MNKZA2 | UNIVERSELITE CO.LTD. | UNIVERSELITE CO. LTD | LEDYZ40W001B(3500K) | Outdoor Luminaires | Low Output | Fuel Pump Canopy Luminaires | Standard | FALSE | [9 empty] | 42496 | Not Dimmable | Not Dimmable | No |  | 3.1 | 4866 | 112.1 | 43.41 | 15.74 | 0.9506 | 3500 | 72.9
P5QZU164 | LSI Industries | EXTERIOR | CRUS AC LED VHO 50 UE | Outdoor Luminaires | High Output | Fuel Pump Canopy Luminaires | Standard | TRUE | 17262 | 110 | 157.3 | 8.7 | 0.962 | 5355 | 84 | 5 | 60000 | 42495 |  |  | No |  | 3.1 | 17262 | 110 | 157.3 | 4.63 | 0.997 | 5355 | 84
PAHGP7HZ | LSI Industries | EXTERIOR | CRUS SC LED VHO 40 UE | Outdoor Luminaires | High Output | Fuel Pump Canopy Luminaires | Standard | TRUE | 20087 | 128 | 157 | 8.7 | 0.962 | 4013 | 81 | 5 | 60000 | 42495 |  |  | No |  | 3.1 | 20087 | 128 | 157 | 4.73 | 0.997 | 4013 | 81
PWNDC9HM | LSI Industries | EXTERIOR | CRUS SC LED VHO 50 UE | Outdoor Luminaires | High Output | Fuel Pump Canopy Luminaires | Standard | FALSE | [9 empty] | 42495 |  |  | No |  | 3.1 | 22418 | 141 | 159.1 | 4.93 | 0.997 | 5458 | 85
PV9NW456 | LSI Industries | EXTERIOR | CRUSK RECU SC LED VHO 50 UE | Outdoor Luminaires | High Output | Fuel Pump Canopy Luminaires | Standard | FALSE | [9 empty] | 42495 |  |  | No |  | 3.1 | 22418 | 141 | 159.1 | 4.93 | 0.997 | 5458 | 85
PPM6PWFH | LSI Industries | EXTERIOR | CRUS SM SC LED VHO 50 UE | Outdoor Luminaires | High Output | Fuel Pump Canopy Luminaires | Standard | FALSE | [9 empty] | 42495 |  |  | No |  | 3.1 | 22418 | 141 | 159.1 | 4.93 | 0.997 | 5458 | 85
PJND6H2X | LSI Industries | EXTERIOR | CRUSK UNV SC LED VHO 50 UE | Outdoor Luminaires | High Output | Fuel Pump Canopy Luminaires | Standard | FALSE | [9 empty] | 42495 |  |  | No |  | 3.1 | 22418 | 141 | 159.1 | 4.93 | 0.997 | 5458 | 85
PDHJDVE4 | LSI Industries | EXTERIOR | CRUS DDM SC LED VHO 50 UE | Outdoor Luminaires | High Output | Fuel Pump Canopy Luminaires | Standard | FALSE | [9 empty] | 42495 |  |  | No |  | 3.1 | 22418 | 141 | 159.1 | 4.93 | 0.997 | 5458 | 85
PNKKGH5G | LSI Industries | EXTERIOR | CRUSK UNV AC LED VHO 50 UE | Outdoor Luminaires | High Output | Fuel Pump Canopy Luminaires | Standard | FALSE | [9 empty] | 42495 |  |  | No |  | 3.1 | 17262 | 110 | 157.3 | 4.63 | 0.997 | 5355 | 84
PBHYNBCR | LSI Industries | EXTERIOR | CRUS SM AC LED VHO 50 UE | Outdoor Luminaires | High Output | Fuel Pump Canopy Luminaires | Standard | FALSE | [9 empty] | 42495 |  |  | No |  | 3.1 | 17262 | 110 | 157.3 | 4.63 | 0.997 | 5355 | 84
P5T6Z3XS | LSI Industries | EXTERIOR | CRUSK RECU AC LED VHO 50 UE | Outdoor Luminaires | High Output | Fuel Pump Canopy Luminaires | Standard | FALSE | [9 empty] | 42495 |  |  | No |  | 3.1 | 17262 | 110 | 157.3 | 4.63 | 0.997 | 5355 | 84
P2DSJZBQ | LSI Industries | EXTERIOR | CRUS DDM AC LED VHO 50 UE | Outdoor Luminaires | High Output | Fuel Pump Canopy Luminaires | Standard | FALSE | [9 empty] | 42495 |  |  | No |  | 3.1 | 17262 | 110 | 157.3 | 4.63 | 0.997 | 5355 | 84
PQGU2T8G | LSI Industries | EXTERIOR | CRUSK UNV SC LED VHO 40 UE | Outdoor Luminaires | High Output | Fuel Pump Canopy Luminaires | Standard | FALSE | [9 empty] | 42495 |  |  | No |  | 3.1 | 20087 | 128 | 157 | 4.73 | 0.997 | 4013 | 81
PP46STXT | LSI Industries | EXTERIOR | CRUS SM SC LED VHO 40 UE | Outdoor Luminaires | High Output | Fuel Pump Canopy Luminaires | Standard | FALSE | [9 empty] | 42495 |  |  | No |  | 3.1 | 20087 | 128 | 157 | 4.73 | 0.997 | 4013 | 81
P94XQTVX | LSI Industries | EXTERIOR | CRUSK RECU SC LED VHO 40 UE | Outdoor Luminaires | High Output | Fuel Pump Canopy Luminaires | Standard | FALSE | [9 empty] | 42495 |  |  | No |  | 3.1 | 20087 | 128 | 157 | 4.73 | 0.997 | 4013 | 81
P2ZQFQAT | LSI Industries | EXTERIOR | CRUS DDM SC LED VHO 40 UE | Outdoor Luminaires | High Output | Fuel Pump Canopy Luminaires | Standard | FALSE | [9 empty] | 42495 |  |  | No |  | 3.1 | 20087 | 128 | 157 | 4.73 | 0.997 | 4013 | 81
P76PJE9P | Cree Inc. | Cree CPY Series | CPY250-A-xx-D-E-xx-xx-40K-xxx | Outdoor Luminaires | High Output | Fuel Pump Canopy Luminaires | Premium | TRUE | 18371.7 | 128.43 | 143.05 | 10.02 | 0.971 | 3900 | 72 | 5 | 50000 | 42494 |  |  | No |  | 3.1 | 19500 | 130 | 150 | 20 | 0.9 | 4000 | 70
P00000OF7 | Cree Inc. | Cree CPY Series | CPY250-A-xx-D-B-xx-xx-40K-xxx | Outdoor Luminaires | High Output | Fuel Pump Canopy Luminaires | Premium | TRUE | 11607.1 | 120.84 | 96.22 | 15.18 | 0.948 | 3943 | 73 | 5 | 50000 | 42494 |  |  | No | Updated on 10/4/2016 this model was previously rated for 123W with an efficacy of 105 lm/W and the ?xxx denotes options that do not effect performance and are not mandatory characters | 3.1 | 12400 | 124 | 100 | 20 | 0.9 | 4000 | 70
P2HW2CBY | Grandlite International Corp | Grandlite | LED-367-40W-4K | Outdoor Luminaires | Low Output | Fuel Pump Canopy Luminaires | Standard | TRUE | 3843.32 | 97 | 39.67 | 15 | 0.95 | 3981 | 74 | 5 |  | 42494 |  |  | Yes |  | 3.1 | 3843.32 | 97 | 39.67 | 9 | 0.99 | 3981 | 74
P9TE6R2P | Grandlite International Corp | Grandlite | LED-367-40W-5K | Outdoor Luminaires | Low Output | Fuel Pump Canopy Luminaires | Standard | FALSE | [9 empty] | 42494 |  |  | Yes |  | 3.1 | 3843.32 | 97 | 39.27 | 11 | 0.99 | 4832 | 73
PZFZKNUB | Cree Inc. | Cree CPY Series | CPY250-A-xx-F-B-xx-xx-PML | Outdoor Luminaires | High Output | Fuel Pump Canopy Luminaires | Premium | FALSE | [9 empty] | 42494 |  |  | Yes |  | 3.1 | 13000 | 130 | 100 | 20 | 0.9 | 5700 | 70
PW4H7TMB | Cree Inc. | Cree CPY Series | CPY250-A-xx-D-B-xx-xx-ML | Outdoor Luminaires | High Output | Fuel Pump Canopy Luminaires | Premium | FALSE | [9 empty] | 42494 |  |  | Yes |  | 3.1 | 13000 | 130 | 100 | 20 | 0.9 | 5700 | 70
P9J576YG | Cree Inc. | Cree CPY Series | CPY250-A-xx-F-B-xx-xx-ML | Outdoor Luminaires | High Output | Fuel Pump Canopy Luminaires | Premium | FALSE | [9 empty] | 42494 |  |  | Yes |  | 3.1 | 13000 | 130 | 100 | 20 | 0.9 | 5700 | 70
P7WTRUJS | Cree Inc. | Cree CPY Series | CPY250-A-xx-D-B-xx-xx-PML | Outdoor Luminaires | High Output | Fuel Pump Canopy Luminaires | Premium | FALSE | [9 empty] | 42494 |  |  | Yes |  | 3.1 | 13000 | 130 | 100 | 20 | 0.9 | 5700 | 70
PVEN29S6 | Cree Inc. | Cree CPY Series | CPY250-A-xx-D-E-xx-xx-xxx | Outdoor Luminaires | High Output | Fuel Pump Canopy Luminaires | Premium | FALSE | [9 empty] | 42494 |  |  | No |  | 3.1 | 20000 | 133.3 | 150 | 20 | 0.9 | 5700 | 70
PSS4NDHY | Cree Inc. | Cree CPY Series | CPY250-A-xx-D-E-xx-xx-ML | Outdoor Luminaires | High Output | Fuel Pump Canopy Luminaires | Premium | FALSE | [9 empty] | 42494 |  |  | No |  | 3.1 | 20000 | 133.3 | 150 | 20 | 0.9 | 5700 | 70
PHAGW25Y | Cree Inc. | Cree CPY Series | CPY250-A-xx-F-E-xx-xx-xxx | Outdoor Luminaires | High Output | Fuel Pump Canopy Luminaires | Premium | FALSE | [9 empty] | 42494 |  |  | No |  | 3.1 | 20000 | 133.3 | 150 | 20 | 0.9 | 5700 | 70
PGPACQS9 | Cree Inc. | Cree CPY Series | CPY250-A-xx-D-E-xx-xx-PML | Outdoor Luminaires | High Output | Fuel Pump Canopy Luminaires | Premium | FALSE | [9 empty] | 42494 |  |  | No |  | 3.1 | 20000 | 133.3 | 150 | 20 | 0.9 | 5700 | 70
PF8W6QRR | Cree Inc. | Cree CPY Series | CPY250-A-xx-F-E-xx-xx-PML | Outdoor Luminaires | High Output | Fuel Pump Canopy Luminaires | Premium | FALSE | [9 empty] | 42494 |  |  | No |  | 3.1 | 20000 | 133.3 | 150 | 20 | 0.9 | 5700 | 70
P78MVQGZ | Cree Inc. | Cree CPY Series | CPY250-A-xx-F-E-xx-xx-ML | Outdoor Luminaires | High Output | Fuel Pump Canopy Luminaires | Premium | FALSE | [9 empty] | 42494 |  |  | No |  | 3.1 | 20000 | 133.3 | 150 | 20 | 0.9 | 5700 | 70
P00000NXC | Cree Inc. | Cree CPY Series | CPY250-A-xx-F-B-xx-xx-xxx | Outdoor Luminaires | High Output | Fuel Pump Canopy Luminaires | Premium | FALSE | [9 empty] | 42494 |  |  | No | Updated on 10/4/2016 | 3.1 | 13000 | 130 | 100 | 20 | 0.9 | 5700 | 70
P00000NXB | Cree Inc. | Cree CPY Series | CPY250-A-xx-D-B-xx-xx-xxx | Outdoor Luminaires | High Output | Fuel Pump Canopy Luminaires | Premium | FALSE | [9 empty] | 42494 |  |  | No | Updated on 10/4/2016 this model was previously rated for 123W with an efficacy of 105 lm/W and the ?xxx denotes options that do not effect performance and are not mandatory characters | 3.1 | 13000 | 130 | 100 | 20 | 0.9 | 5700 | 70
PG9UAXQR | Cree Inc. | Cree CPY Series | CPY250-A-xx-F-B-xx-xx-40K-ML | Outdoor Luminaires | High Output | Fuel Pump Canopy Luminaires | Premium | FALSE | [9 empty] | 42494 |  |  | Yes |  | 3.1 | 12400 | 124 | 100 | 20 | 0.9 | 4000 | 70
PEQ3Q9PK | Cree Inc. | Cree CPY Series | CPY250-A-xx-D-B-xx-xx-40K-PML | Outdoor Luminaires | High Output | Fuel Pump Canopy Luminaires | Premium | FALSE | [9 empty] | 42494 |  |  | Yes |  | 3.1 | 12400 | 124 | 100 | 20 | 0.9 | 4000 | 70
PB91YZNM | Cree Inc. | Cree CPY Series | CPY250-A-xx-D-B-xx-xx-40K-ML | Outdoor Luminaires | High Output | Fuel Pump Canopy Luminaires | Premium | FALSE | [9 empty] | 42494 |  |  | Yes |  | 3.1 | 12400 | 124 | 100 | 20 | 0.9 | 4000 | 70
PAZNKWRQ | Cree Inc. | Cree CPY Series | CPY250-A-xx-F-B-xx-xx-40K-PML | Outdoor Luminaires | High Output | Fuel Pump Canopy Luminaires | Premium | FALSE | [9 empty] | 42494 |  |  | Yes |  | 3.1 | 12400 | 124 | 100 | 20 | 0.9 | 4000 | 70
PR6WFAZ6 | Cree Inc. | Cree CPY Series | CPY250-A-xx-F-E-xx-xx-40K-xxx | Outdoor Luminaires | High Output | Fuel Pump Canopy Luminaires | Premium | FALSE | [9 empty] | 42494 |  |  | No |  | 3.1 | 19500 | 130 | 150 | 20 | 0.9 | 4000 | 70
PP347SGR | Cree Inc. | Cree CPY Series | CPY250-A-xx-F-E-xx-xx-40K-PML | Outdoor Luminaires | High Output | Fuel Pump Canopy Luminaires | Premium | FALSE | [9 empty] | 42494 |  |  | No |  | 3.1 | 19400 | 129.3 | 150 | 20 | 0.9 | 4000 | 70
PN8927BQ | Cree Inc. | Cree CPY Series | CPY250-A-xx-D-E-xx-xx-40K-ML | Outdoor Luminaires | High Output | Fuel Pump Canopy Luminaires | Premium | FALSE | [9 empty] | 42494 |  |  | No |  | 3.1 | 19400 | 129.3 | 150 | 20 | 0.9 | 4000 | 70
P6GYPEZH | Cree Inc. | Cree CPY Series | CPY250-A-xx-D-E-xx-xx-40K-PML | Outdoor Luminaires | High Output | Fuel Pump Canopy Luminaires | Premium | FALSE | [9 empty] | 42494 |  |  | No |  | 3.1 | 19400 | 129.3 | 150 | 20 | 0.9 | 4000 | 70
P34J95QH | Cree Inc. | Cree CPY Series | CPY250-A-xx-F-E-xx-xx-40K-ML | Outdoor Luminaires | High Output | Fuel Pump Canopy Luminaires | Premium | FALSE | [9 empty] | 42494 |  |  | No |  | 3.1 | 19400 | 129.3 | 150 | 20 | 0.9 | 4000 | 70
P00000OF8 | Cree Inc. | Cree CPY Series | CPY250-A-xx-F-B-xx-xx-40K-xxx | Outdoor Luminaires | High Output | Fuel Pump Canopy Luminaires | Premium | FALSE | [9 empty] | 42494 |  |  | No | Updated on 10/4/2016 | 3.1 | 12400 | 124 | 100 | 20 | 0.9 | 4000 | 70
PDUB8MSZ | TECHLIGHT | Fusion | L2PC-X-CW-G-F-1-XX | Outdoor Luminaires | High Output | Fuel Pump Canopy Luminaires | Standard | TRUE | 15271 | 105.1 | 145.3 | 7.1 | 0.91 | 5470 | 82 | 5 | 50000 | 42493 |  |  | No |  | 3.1 | 15271 | 105.1 | 143.5 | 7.1 | 0.91 | 5470 | 82
PMHDJ9UH | LSI Industries | EXTERIOR | CRUS AC LED HO 40 UE | Outdoor Luminaires | High Output | Fuel Pump Canopy Luminaires | Standard | TRUE | 13977 | 106 | 132 | 4.9 | 0.981 | 4098 | 82 | 5 | 60000 | 42493 |  |  | No |  | 3.1 | 13977 | 106 | 132 | 5.15 | 0.996 | 4098 | 82
PVDWCJFB | LSI Industries | EXTERIOR | CRUS DDM AC LED HO 50 UE | Outdoor Luminaires | High Output | Fuel Pump Canopy Luminaires | Standard | FALSE | [9 empty] | 42493 |  |  | No |  | 3.1 | 15145 | 114 | 133.1 | 5.2 | 0.996 | 5040 | 81
PT7S5DZU | LSI Industries | EXTERIOR | CRUS AC LED HO 50 UE | Outdoor Luminaires | High Output | Fuel Pump Canopy Luminaires | Standard | FALSE | [9 empty] | 42493 |  |  | No |  | 3.1 | 15145 | 114 | 133.1 | 5.2 | 0.996 | 5040 | 81
PEF1AT7V | LSI Industries | EXTERIOR | CRUSK RECU AC LED HO 50 UE | Outdoor Luminaires | High Output | Fuel Pump Canopy Luminaires | Standard | FALSE | [9 empty] | 42493 |  |  | No |  | 3.1 | 15145 | 114 | 133.1 | 5.2 | 0.996 | 5040 | 81
P52V8CD8 | LSI Industries | EXTERIOR | CRUS SM AC LED HO 50 UE | Outdoor Luminaires | High Output | Fuel Pump Canopy Luminaires | Standard | FALSE | [9 empty] | 42493 |  |  | No |  | 3.1 | 15145 | 114 | 133.1 | 5.2 | 0.996 | 5040 | 81
P2W6219F | LSI Industries | EXTERIOR | CRUSK UNV AC LED HO 50 UE | Outdoor Luminaires | High Output | Fuel Pump Canopy Luminaires | Standard | FALSE | [9 empty] | 42493 |  |  | No |  | 3.1 | 15145 | 114 | 133.1 | 5.2 | 0.996 | 5040 | 81
PV92AXGF | LSI Industries | EXTERIOR | CRUSK UNV AC LED HO 40 UE | Outdoor Luminaires | High Output | Fuel Pump Canopy Luminaires | Standard | FALSE | [9 empty] | 42493 |  |  | No |  | 3.1 | 13977 | 106 | 132 | 5.15 | 0.996 | 4098 | 82
PFNNZARD | LSI Industries | EXTERIOR | CRUS SM AC LED HO 40 UE | Outdoor Luminaires | High Output | Fuel Pump Canopy Luminaires | Standard | FALSE | [9 empty] | 42493 |  |  | No |  | 3.1 | 13977 | 106 | 132 | 5.15 | 0.996 | 4098 | 82
P92P916A | LSI Industries | EXTERIOR | CRUS DDM AC LED HO 40 UE | Outdoor Luminaires | High Output | Fuel Pump Canopy Luminaires | Standard | FALSE | [9 empty] | 42493 |  |  | No |  | 3.1 | 13977 | 106 | 132 | 5.15 | 0.996 | 4098 | 82
P8NTW4EG | LSI Industries | EXTERIOR | CRUSK RECU AC LED HO 40 UE | Outdoor Luminaires | High Output | Fuel Pump Canopy Luminaires | Standard | FALSE | [9 empty] | 42493 |  |  | No |  | 3.1 | 13977 | 106 | 132 | 5.15 | 0.996 | 4098 | 82
PDUT2T6G | Sarin Energy Inc. | SES | SES-CPD-4000-150 | Outdoor Luminaires | High Output | Fuel Pump Canopy Luminaires | Standard | TRUE | 14962 | 99.09 | 151 | 10.43 | 0.9298 | 4005 | 83.6 | 5 | 50000 | 42489 |  |  | No |  | 3.1 | 14962 | 99.09 | 151 | 10.43 | 0.9298 | 4000 | 83.6
PH1YMNF9 | Sarin Energy Inc. | SES | SES-CPD-4000-130 | Outdoor Luminaires | High Output | Fuel Pump Canopy Luminaires | Standard | TRUE | 12947 | 98.68 | 131.2 | 11.45 | 0.9126 | 4017 | 83.6 | 5 | 50000 | 42489 |  |  | No |  | 3.1 | 12947 | 98.68 | 131.2 | 11.45 | 0.9126 | 4000 | 83.6
PXSYXGXZ | Sarin Energy Inc. | SES | SES-CPD-4000-100 | Outdoor Luminaires | High Output | Fuel Pump Canopy Luminaires | Standard | TRUE | 10368 | 103.92 | 99.77 | 16.14 | 0.9111 | 3998 | 83.4 | 5 | 50000 | 42489 |  |  | No |  | 3.1 | 10368 | 103.92 | 99.77 | 16.14 | 0.9111 | 4000 | 83.4
PK5Y34Y2 | SNC OPTO ELECTRONIC CO LTD. | SNC LED | SNC-CP-100W-1111-1601 4000K | Outdoor Luminaires | High Output | Fuel Pump Canopy Luminaires | Standard | TRUE | 11087 | 112.16 | 98.84 | 17.9 | 0.9099 | 3968 | 74.3 | 5 | 50000 | 42489 |  |  | No |  | 3.1 | 11194 | 111.38 | 100.5 | 17.9 | 0.9099 | 4000 | 74.3
PWN3SK8M | SNC OPTO ELECTRONIC CO LTD. | SNC LED | SNC-CP-150W-3111-1601 4000K | Outdoor Luminaires | High Output | Fuel Pump Canopy Luminaires | Standard | TRUE | 16142 | 107.04 | 150.8 | 10.01 | 0.9345 | 3965 | 74.3 | 5 | 50000 | 42489 |  |  | No |  | 3.1 | 16435 | 107 | 153.6 | 10.01 | 0.9345 | 4000 | 74.3
P6NXYBHH | SNC OPTO ELECTRONIC CO LTD. | SNC LED | SNC-CP-130W-1111-1602 4000K | Outdoor Luminaires | High Output | Fuel Pump Canopy Luminaires | Standard | TRUE | 14163 | 109.78 | 129 | 13.83 | 0.9094 | 3963 | 74.2 | 5 | 50000 | 42489 |  |  | No |  | 3.1 | 14291 | 110.19 | 129.7 | 13.83 | 0.9094 | 4000 | 74.2
PN4FXYJC | SNC OPTO ELECTRONIC CO LTD. | SNC LED | SNC-CP-130W-3111-1601 4000K | Outdoor Luminaires | High Output | Fuel Pump Canopy Luminaires | Standard | TRUE | 13929 | 107.39 | 129.7 | 11.46 | 0.915 | 3962 | 74.2 | 5 | 50000 | 42489 |  |  | No |  | 3.1 | 14146 | 107.25 | 131.9 | 11.46 | 0.915 | 4000 | 74.2
PQUV9YC7 | LSI Industries | EXTERIOR | CRUS SC LED HO 40 UE | Outdoor Luminaires | High Output | Fuel Pump Canopy Luminaires | Standard | TRUE | 17107 | 129 | 132.5 | 4.9 | 0.981 | 4020 | 81 | 5 | 60000 | 42489 |  |  | No |  | 3.1 | 17107 | 129 | 132.5 | 5.15 | 0.996 | 4020 | 81
PG6FFMME | Grandlite International Corp | Grandlite | LED-367-60W-4K | Outdoor Luminaires | Mid Output | Fuel Pump Canopy Luminaires | Standard | TRUE | 5770.61 | 97 | 59.23 | 18 | 0.99 | 3953 | 75 | 5 | 50000 | 42489 |  |  | Yes |  | 3.1 | 5770.61 | 97 | 59.23 | 8 | 0.99 | 3953 | 75
PTJB996V | Sarin Energy Inc. | SES | SES-CPD-5700-150 | Outdoor Luminaires | High Output | Fuel Pump Canopy Luminaires | Standard | FALSE | [9 empty] | 42489 |  |  | No |  | 3.1 | 15377 | 101.77 | 151.1 | 10.43 | 0.9291 | 5700 | 83.3
P66C42Z7 | Sarin Energy Inc. | SES | SES-CPD-5700-130 | Outdoor Luminaires | High Output | Fuel Pump Canopy Luminaires | Standard | FALSE | [9 empty] | 42489 |  |  | No |  | 3.1 | 13251 | 100.84 | 131.4 | 11.45 | 0.9047 | 5700 | 83.2
P531JJ69 | Sarin Energy Inc. | SES | SES-CPD-5700-100 | Outdoor Luminaires | High Output | Fuel Pump Canopy Luminaires | Standard | FALSE | [9 empty] | 42489 |  |  | No |  | 3.1 | 10683 | 106.98 | 99.86 | 16.14 | 0.9058 | 5700 | 83.1
P81U8K3W | SNC OPTO ELECTRONIC CO LTD. | SNC LED | SNC-CP-100W-1112-1601 5700K | Outdoor Luminaires | High Output | Fuel Pump Canopy Luminaires | Standard | FALSE | [9 empty] | 42489 |  |  | No |  | 3.1 | 11519 | 114.85 | 100.3 | 17.51 | 0.9101 | 5700 | 75.9
P5ERJJZ4 | SNC OPTO ELECTRONIC CO LTD. | SNC LED | SNC-CP-100W-1111-1601 5700K | Outdoor Luminaires | High Output | Fuel Pump Canopy Luminaires | Standard | FALSE | [9 empty] | 42489 |  |  | No |  | 3.1 | 11519 | 114.85 | 100.3 | 17.51 | 0.9101 | 5700 | 75.9
PDFGHVUM | SNC OPTO ELECTRONIC CO LTD. | SNC LED | SNC-CP-150W-3111-1601 5700K | Outdoor Luminaires | High Output | Fuel Pump Canopy Luminaires | Standard | FALSE | [9 empty] | 42489 |  |  | No |  | 3.1 | 16877 | 110.02 | 153.4 | 10.37 | 0.9315 | 5700 | 75.9
P5BE3JH5 | SNC OPTO ELECTRONIC CO LTD. | SNC LED | SNC-CP-150W-3112-1601 5700K | Outdoor Luminaires | High Output | Fuel Pump Canopy Luminaires | Standard | FALSE | [9 empty] | 42489 |  |  | No |  | 3.1 | 16877 | 110.02 | 153.4 | 10.37 | 0.9315 | 5700 | 75.9
PT4BHJ45 | SNC OPTO ELECTRONIC CO LTD. | SNC LED | SNC-CP-130W-3111-1601 5700K | Outdoor Luminaires | High Output | Fuel Pump Canopy Luminaires | Standard | FALSE | [9 empty] | 42489 |  |  | No |  | 3.1 | 14634 | 110.7 | 132.2 | 11.83 | 0.9127 | 5700 | 75.7
PPN28VAP | SNC OPTO ELECTRONIC CO LTD. | SNC LED | SNC-CP-130W-3112-1601 5700K | Outdoor Luminaires | High Output | Fuel Pump Canopy Luminaires | Standard | FALSE | [9 empty] | 42489 |  |  | No |  | 3.1 | 14634 | 110.7 | 132.2 | 11.83 | 0.9127 | 5700 | 75.7
PQ8E7U67 | SNC OPTO ELECTRONIC CO LTD. | SNC LED | SNC-CP-130W-1111-1602 5700K | Outdoor Luminaires | High Output | Fuel Pump Canopy Luminaires | Standard | FALSE | [9 empty] | 42489 |  |  | No |  | 3.1 | 14589 | 111.96 | 130.3 | 14.16 | 0.9091 | 5700 | 75.6
P58TK623 | SNC OPTO ELECTRONIC CO LTD. | SNC LED | SNC-CP-130W-1112-1602 5700K | Outdoor Luminaires | High Output | Fuel Pump Canopy Luminaires | Standard | FALSE | [9 empty] | 42489 |  |  | No |  | 3.1 | 14589 | 111.96 | 130.3 | 14.16 | 0.9091 | 5700 | 75.6
PPGXHYUE | SNC OPTO ELECTRONIC CO LTD. | SNC LED | SNC-CP-100W-1111-1601 5000K | Outdoor Luminaires | High Output | Fuel Pump Canopy Luminaires | Standard | FALSE | [9 empty] | 42489 |  |  | No |  | 3.1 | 11357 | 113.11 | 100.4 | 17.9 | 0.9099 | 5000 | 74.3
P9R11JYD | SNC OPTO ELECTRONIC CO LTD. | SNC LED | SNC-CP-100W-1112-1601 5000K | Outdoor Luminaires | High Output | Fuel Pump Canopy Luminaires | Standard | FALSE | [9 empty] | 42489 |  |  | No |  | 3.1 | 11357 | 113.11 | 100.4 | 17.9 | 0.9099 | 5000 | 74.3
PPPNAKAE | SNC OPTO ELECTRONIC CO LTD. | SNC LED | SNC-CP-150W-3112-1601 5000K | Outdoor Luminaires | High Output | Fuel Pump Canopy Luminaires | Standard | FALSE | [9 empty] | 42489 |  |  | No |  | 3.1 | 16656 | 108.51 | 153.5 | 10.01 | 0.9345 | 5000 | 74.3
PJ69VBBQ | SNC OPTO ELECTRONIC CO LTD. | SNC LED | SNC-CP-150W-3111-1601 5000K | Outdoor Luminaires | High Output | Fuel Pump Canopy Luminaires | Standard | FALSE | [9 empty] | 42489 |  |  | No |  | 3.1 | 16656 | 108.51 | 153.5 | 10.01 | 0.9345 | 5000 | 74.3
PR8K3SVV | SNC OPTO ELECTRONIC CO LTD. | SNC LED | SNC-CP-130W-1112-1602 5000K | Outdoor Luminaires | High Output | Fuel Pump Canopy Luminaires | Standard | FALSE | [9 empty] | 42489 |  |  | No |  | 3.1 | 14440 | 111.08 | 130 | 13.83 | 0.9094 | 5000 | 74.2
P2JNDU48 | SNC OPTO ELECTRONIC CO LTD. | SNC LED | SNC-CP-130W-1111-1602 5000K | Outdoor Luminaires | High Output | Fuel Pump Canopy Luminaires | Standard | FALSE | [9 empty] | 42489 |  |  | No |  | 3.1 | 14440 | 111.08 | 130 | 13.83 | 0.9094 | 5000 | 74.2
PBAPKQUZ | SNC OPTO ELECTRONIC CO LTD. | SNC LED | SNC-CP-130W-3111-1601 5000K | Outdoor Luminaires | High Output | Fuel Pump Canopy Luminaires | Standard | FALSE | [9 empty] | 42489 |  |  | No |  | 3.1 | 14390 | 108.97 | 132.1 | 11.46 | 0.915 | 5000 | 74.2
P4NFX5Q4 | SNC OPTO ELECTRONIC CO LTD. | SNC LED | SNC-CP-130W-3112-1601 5000K | Outdoor Luminaires | High Output | Fuel Pump Canopy Luminaires | Standard | FALSE | [9 empty] | 42489 |  |  | No |  | 3.1 | 14390 | 108.97 | 132.1 | 11.46 | 0.915 | 5000 | 74.2
PRZ2Q733 | SNC OPTO ELECTRONIC CO LTD. | SNC LED | SNC-CP-100W-1112-1601 4000K | Outdoor Luminaires | High Output | Fuel Pump Canopy Luminaires | Standard | FALSE | [9 empty] | 42489 |  |  | No |  | 3.1 | 11194 | 111.38 | 100.5 | 17.9 | 0.9099 | 4000 | 74.3
PT8E87YX | SNC OPTO ELECTRONIC CO LTD. | SNC LED | SNC-CP-150W-3112-1601 4000K | Outdoor Luminaires | High Output | Fuel Pump Canopy Luminaires | Standard | FALSE | [9 empty] | 42489 |  |  | No |  | 3.1 | 16435 | 107 | 153.6 | 10.01 | 0.9345 | 4000 | 74.3
P7H5BH41 | SNC OPTO ELECTRONIC CO LTD. | SNC LED | SNC-CP-130W-1112-1602 4000K | Outdoor Luminaires | High Output | Fuel Pump Canopy Luminaires | Standard | FALSE | [9 empty] | 42489 |  |  | No |  | 3.1 | 14291 | 110.19 | 129.7 | 13.83 | 0.9094 | 4000 | 74.2
PSFN39SY | SNC OPTO ELECTRONIC CO LTD. | SNC LED | SNC-CP-130W-3112-1601 4000K | Outdoor Luminaires | High Output | Fuel Pump Canopy Luminaires | Standard | FALSE | [9 empty] | 42489 |  |  | No |  | 3.1 | 14146 | 107.25 | 131.9 | 11.46 | 0.915 | 4000 | 74.2
PMMKWT18 | LSI Industries | EXTERIOR | CRUSK RECU SC LED HO 50 UE | Outdoor Luminaires | High Output | Fuel Pump Canopy Luminaires | Standard | FALSE | [9 empty] | 42489 |  |  | No |  | 3.1 | 18633 | 141 | 132.4 | 4.95 | 0.998 | 5158 | 81
PKJK8JTQ | LSI Industries | EXTERIOR | CRUSK UNV SC LED HO 50 UE | Outdoor Luminaires | High Output | Fuel Pump Canopy Luminaires | Standard | FALSE | [9 empty] | 42489 |  |  | No |  | 3.1 | 18633 | 141 | 132.4 | 4.95 | 0.998 | 5158 | 81
PAY4HGMV | LSI Industries | EXTERIOR | CRUS SM SC LED HO 50 UE | Outdoor Luminaires | High Output | Fuel Pump Canopy Luminaires | Standard | FALSE | [9 empty] | 42489 |  |  | No |  | 3.1 | 18633 | 141 | 132.4 | 4.95 | 0.998 | 5158 | 81
P8EGUFVW | LSI Industries | EXTERIOR | CRUS SC LED HO 50 UE | Outdoor Luminaires | High Output | Fuel Pump Canopy Luminaires | Standard | FALSE | [9 empty] | 42489 |  |  | No |  | 3.1 | 18633 | 141 | 132.4 | 4.95 | 0.998 | 5158 | 81
P1FFXA5D | LSI Industries | EXTERIOR | CRUS DDM SC LED HO 50 UE | Outdoor Luminaires | High Output | Fuel Pump Canopy Luminaires | Standard | FALSE | [9 empty] | 42489 |  |  | No |  | 3.1 | 18633 | 141 | 132.4 | 4.95 | 0.998 | 5158 | 81
PG8NEZ53 | LSI Industries | EXTERIOR | CRUS DDM SC LED HO 40 UE | Outdoor Luminaires | High Output | Fuel Pump Canopy Luminaires | Standard | FALSE | [9 empty] | 42489 |  |  | No |  | 3.1 | 17107 | 129 | 132.5 | 5.15 | 0.996 | 4020 | 81
PCQXUYCN | LSI Industries | EXTERIOR | CRUSK UNV SC LED HO 40 UE | Outdoor Luminaires | High Output | Fuel Pump Canopy Luminaires | Standard | FALSE | [9 empty] | 42489 |  |  | No |  | 3.1 | 17107 | 129 | 132.5 | 5.15 | 0.996 | 4020 | 81
PAU6ER6V | LSI Industries | EXTERIOR | CRUS SM SC LED HO 40 UE | Outdoor Luminaires | High Output | Fuel Pump Canopy Luminaires | Standard | FALSE | [9 empty] | 42489 |  |  | No |  | 3.1 | 17107 | 129 | 132.5 | 5.15 | 0.996 | 4020 | 81
P2ZUMN6X | LSI Industries | EXTERIOR | CRUSK RECU SC LED HO 40 UE | Outdoor Luminaires | High Output | Fuel Pump Canopy Luminaires | Standard | FALSE | [9 empty] | 42489 |  |  | No |  | 3.1 | 17107 | 129 | 132.5 | 5.15 | 0.996 | 4020 | 81
PD1K9E9R | Grandlite International Corp | Grandlite | LED-367-60W-5K | Outdoor Luminaires | Mid Output | Fuel Pump Canopy Luminaires | Standard | FALSE | [9 empty] | 42489 |  |  | Yes |  | 3.1 | 5770.61 | 97 | 59.23 | 9 | 0.99 | 5094 | 84
PA9SDW1C | Liron LightingLLC | Liron Lighting | LED-CNP130W40K | Outdoor Luminaires | High Output | Fuel Pump Canopy Luminaires | Standard | TRUE | 14063 | 105.26 | 133.6 | 11.38 | 0.9172 | 4031 | 83.6 | 5 | 50000 | 42488 |  |  | No |  | 3 | 14063 | 105.26 | 133.6 | 11.38 | 0.9172 | 4000 | 83.6
PG81G78F | Liron LightingLLC | Liron Lighting | LED-CNP130W57K | Outdoor Luminaires | High Output | Fuel Pump Canopy Luminaires | Standard | FALSE | [9 empty] | 42488 | Not Dimmable | Not Dimmable | No |  | 3 | 14657 | 108.41 | 135.2 | 11.57 | 0.9292 | 5700 | 84
PHU5WUB6 | Liron LightingLLC | Liron Lighting | LED-CNP130W50K | Outdoor Luminaires | High Output | Fuel Pump Canopy Luminaires | Standard | FALSE | [9 empty] | 42488 | Not Dimmable | Not Dimmable | No |  | 3 | 14063 | 105.26 | 133.6 | 11.38 | 0.9172 | 5000 | 83.6
PN29UHPC | Liron LightingLLC | Liron Lighting | LED-CNP130W45K | Outdoor Luminaires | High Output | Fuel Pump Canopy Luminaires | Standard | FALSE | [9 empty] | 42488 | Not Dimmable | Not Dimmable | No |  | 3 | 14063 | 105.26 | 133.6 | 11.38 | 0.9172 | 4500 | 83.6
PEZWH8KG | FSI INC. | FSI | FSI-CP-150WF01 4000K | Outdoor Luminaires | High Output | Fuel Pump Canopy Luminaires | Standard | TRUE | 15934 | 104.83 | 152 | 10.52 | 0.933 | 4028 | 83.6 | 5 | 50000 | 42485 |  |  | No |  | 3 | 15934 | 104.83 | 152 | 10.52 | 0.933 | 4000 | 83.6
PRCWNUAF | SNC OPTO ELECTRONIC CO LTD. | SNC LED | SNC-CP-75W-2111-1601 4000K | Outdoor Luminaires | Mid Output | Fuel Pump Canopy Luminaires | Standard | TRUE | 8354.8 | 111.65 | 74.83 | 13.09 | 0.9337 | 3983 | 84 | 5 | 50000 | 42485 |  |  | No |  | 3.1 | 8510.4 | 112.11 | 75.91 | 13.09 | 0.9337 | 4000 | 84
P1QVZ95T | SNC OPTO ELECTRONIC CO LTD. | SNC LED | SNC-CP-45W-2111-1601 4000K | Outdoor Luminaires | Mid Output | Fuel Pump Canopy Luminaires | Standard | TRUE | 5029.4 | 111.89 | 44.95 | 19.29 | 0.9088 | 3899 | 83.6 | 5 | 50000 | 42485 |  |  | No |  | 3.1 | 5034.2 | 113.13 | 44.5 | 19.29 | 0.9088 | 4000 | 83.6
PXS6JAFE | Barron Lighting Group | Trace-Lite | TLED-C-20-VS-LG-XX-4K | Outdoor Luminaires | Low Output | Fuel Pump Canopy Luminaires | Standard | TRUE | 2391.94 | 103 | 23.13 | 12 | 0.89 | 4134 | 73 |  | 190000 | 42485 |  |  | NotYetVerified |  | 3 | 2392 | 103 | 23 |  |  | 4000
PKKU6ZKZ | Barron Lighting Group | Trace-Lite | TLED-C-64-VS-LG-XX-4K | Outdoor Luminaires | Mid Output | Fuel Pump Canopy Luminaires | Standard | TRUE | 7297.62 | 102 | 71.47 | 12 | 0.93 | 4121 | 73 | 5 | 190000 | 42485 |  |  | NotYetVerified |  | 3 | 7297 | 102 | 72 | 12 | 0.93 | 4000 | 71
PNT4AYH6 | Barron Lighting Group | Trace-Lite | TLED-C-36-VS-LG-XX-4K | Outdoor Luminaires | Low Output | Fuel Pump Canopy Luminaires | Standard | TRUE | 4208.8 | 103 | 41.03 | 10 | 0.95 | 4110 | 73 | 5 | 190000 | 42485 |  |  | NotYetVerified |  | 3 | 4208 | 103 | 41 |  |  | 4000
PRF69M7C | Barron Lighting Group | Trace-Lite | TLED-C-48-VS-LG-XX-4K | Outdoor Luminaires | Mid Output | Fuel Pump Canopy Luminaires | Standard | TRUE | 5564.22 | 104 | 53.6 | 15 | 0.88 | 4107 | 73 | 5 | 190000 | 42485 |  |  | NotYetVerified |  | 3 | 5564 | 104 | 54 | 12 | 0.93 | 4000 | 73
P11AR56C | FSI INC. | FSI | FSI-CP-150WF01 5700K | Outdoor Luminaires | High Output | Fuel Pump Canopy Luminaires | Standard | FALSE | [9 empty] | 42485 |  |  | No |  | 3 | 16606 | 106.59 | 155.8 | 11.23 | 0.9241 | 5700 | 84
PMUGKPUZ | FSI INC. | FSI | FSI-CP-150WF01 5000K | Outdoor Luminaires | High Output | Fuel Pump Canopy Luminaires | Standard | FALSE | [9 empty] | 42485 |  |  | No |  | 3 | 15934 | 104.83 | 152 | 10.52 | 0.933 | 5000 | 83.6
P2FV45HT | FSI INC. | FSI | FSI-CP-150WF01 4500K | Outdoor Luminaires | High Output | Fuel Pump Canopy Luminaires | Standard | FALSE | [9 empty] | 42485 |  |  | No |  | 3 | 15934 | 104.83 | 152 | 10.52 | 0.933 | 4500 | 83.6
PREPKQCN | SNC OPTO ELECTRONIC CO LTD. | SNC LED | SNC-CP-75W-2112-1601 5700K | Outdoor Luminaires | Mid Output | Fuel Pump Canopy Luminaires | Standard | FALSE | [9 empty] | 42485 |  |  | No |  | 3.1 | 8791 | 115.47 | 76.13 | 12.94 | 0.9316 | 5700 | 83
P6KR29ER | SNC OPTO ELECTRONIC CO LTD. | SNC LED | SNC-CP-75W-2111-1601 5700K | Outdoor Luminaires | Mid Output | Fuel Pump Canopy Luminaires | Standard | FALSE | [9 empty] | 42485 |  |  | No |  | 3.1 | 8791 | 115.47 | 76.13 | 12.94 | 0.9316 | 5700 | 83
PY6VBXUV | SNC OPTO ELECTRONIC CO LTD. | SNC LED | SNC-CP-45W-2111-1601 5700K | Outdoor Luminaires | Mid Output | Fuel Pump Canopy Luminaires | Standard | FALSE | [9 empty] | 42485 |  |  | No |  | 3.1 | 5136 | 115.96 | 44.29 | 19.41 | 0.9076 | 5700 | 75.9
P9ECSUD5 | SNC OPTO ELECTRONIC CO LTD. | SNC LED | SNC-CP-45W-2112-1601 5700K | Outdoor Luminaires | Mid Output | Fuel Pump Canopy Luminaires | Standard | FALSE | [9 empty] | 42485 |  |  | No |  | 3.1 | 5136 | 115.96 | 44.29 | 19.41 | 0.9076 | 5700 | 75.9
PW8ZWSWK | SNC OPTO ELECTRONIC CO LTD. | SNC LED | SNC-CP-75W-2111-1601 5000K | Outdoor Luminaires | Mid Output | Fuel Pump Canopy Luminaires | Standard | FALSE | [9 empty] | 42485 |  |  | No |  | 3.1 | 8650.7 | 113.8 | 76.02 | 13.09 | 0.9337 | 5000 | 84
PB9DWGH4 | SNC OPTO ELECTRONIC CO LTD. | SNC LED | SNC-CP-75W-2112-1601 5000K | Outdoor Luminaires | Mid Output | Fuel Pump Canopy Luminaires | Standard | FALSE | [9 empty] | 42485 |  |  | No |  | 3.1 | 8650.7 | 113.8 | 76.02 | 13.09 | 0.9337 | 5000 | 84
PFEE68TW | SNC OPTO ELECTRONIC CO LTD. | SNC LED | SNC-CP-45W-2111-1601 5000K | Outdoor Luminaires | Mid Output | Fuel Pump Canopy Luminaires | Standard | FALSE | [9 empty] | 42485 |  |  | No |  | 3.1 | 5085.1 | 114.54 | 44.4 | 19.29 | 0.9088 | 5000 | 83.6
PFBSUBCD | SNC OPTO ELECTRONIC CO LTD. | SNC LED | SNC-CP-45W-2112-1601 5000K | Outdoor Luminaires | Mid Output | Fuel Pump Canopy Luminaires | Standard | FALSE | [9 empty] | 42485 |  |  | No |  | 3.1 | 5085.1 | 114.54 | 44.4 | 19.29 | 0.9088 | 5000 | 83.6
P5PZ3SPW | SNC OPTO ELECTRONIC CO LTD. | SNC LED | SNC-CP-75W-2112-1601 4000K | Outdoor Luminaires | Mid Output | Fuel Pump Canopy Luminaires | Standard | FALSE | [9 empty] | 42485 |  |  | No |  | 3.1 | 8510.4 | 112.11 | 75.91 | 13.09 | 0.9337 | 4000 | 84
P9V9KNRQ | SNC OPTO ELECTRONIC CO LTD. | SNC LED | SNC-CP-45W-2112-1601 4000K | Outdoor Luminaires | Mid Output | Fuel Pump Canopy Luminaires | Standard | FALSE | [9 empty] | 42485 |  |  | No |  | 3.1 | 5034.2 | 113.13 | 44.5 | 19.29 | 0.9088 | 4000 | 83.6
PZCVVY9Y | Barron Lighting Group | Trace-Lite | TLED-RC-64-VS-LG-XX | Outdoor Luminaires | Mid Output | Fuel Pump Canopy Luminaires | Standard | FALSE | [9 empty] | 42485 | Dimmable | Continuous Below 10 | NotYetVerified |  | 3 | 7297 | 102 | 72 | 12 | 0.93 | 4889 | 71
PVS25UZG | Barron Lighting Group | Trace-Lite | TLED-RC-36-VS-LG-XX | Outdoor Luminaires | Low Output | Fuel Pump Canopy Luminaires | Standard | FALSE | [9 empty] | 42485 | Dimmable | Continuous Below 10 | NotYetVerified |  | 3 | 4208 | 103 | 41 |  |  | 4889 | 71
PR313AC5 | Barron Lighting Group | Trace-Lite | TLED-C-36-VS-LG-XX | Outdoor Luminaires | Low Output | Fuel Pump Canopy Luminaires | Standard | FALSE | [9 empty] | 42485 | Dimmable | Continuous Below 10 | NotYetVerified |  | 3 | 4208 | 103 | 41 |  |  | 4889 | 71
PR4SN6HJ | Barron Lighting Group | Trace-Lite | TLED-C-20-VS-LG-XX | Outdoor Luminaires | Low Output | Fuel Pump Canopy Luminaires | Standard | FALSE | [9 empty] | 42485 | Dimmable | Continuous Below 10 | NotYetVerified |  | 3 | 2320 | 103 | 23 |  |  | 4889 | 71
P9A66G5M | Barron Lighting Group | Trace-Lite | TLED-RC-20-VS-LG-XX | Outdoor Luminaires | Low Output | Fuel Pump Canopy Luminaires | Standard | FALSE | [9 empty] | 42485 | Dimmable | Continuous Below 10 | NotYetVerified |  | 3 | 2320 | 103 | 23 |  |  | 4889 | 71
PATPCB67 | Barron Lighting Group | Trace-Lite | TLED-C-64-VS-LG-XX | Outdoor Luminaires | Mid Output | Fuel Pump Canopy Luminaires | Standard | FALSE | [9 empty] | 42485 | Dimmable | Continuous Above 10 | NotYetVerified |  | 3 | 7297 | 102 | 72 | 12 | 0.93 | 4889 | 71
P52YK8BH | Barron Lighting Group | Trace-Lite | TLED-RC-48-VS-LG-XX | Outdoor Luminaires | Mid Output | Fuel Pump Canopy Luminaires | Standard | FALSE | [9 empty] | 42485 | Dimmable | Continuous Above 10 | NotYetVerified |  | 3 | 5564 | 104 | 54 | 12 | 0.93 | 4889 | 71
P1DHXFAV | Barron Lighting Group | Trace-Lite | TLED-C-48-VS-LG-XX | Outdoor Luminaires | Mid Output | Fuel Pump Canopy Luminaires | Standard | FALSE | [9 empty] | 42485 | Dimmable | Continuous Above 10 | NotYetVerified |  | 3 | 5564 | 104 | 54 | 12 | 0.93 | 4889 | 71
PSFAQVKQ | Barron Lighting Group | Trace-Lite | TLED-RC-64-VS-LG-XX-4K | Outdoor Luminaires | Mid Output | Fuel Pump Canopy Luminaires | Standard | FALSE | [9 empty] | 42485 | Dimmable | Continuous Below 10 | NotYetVerified |  | 3 | 7297 | 102 | 72 | 12 | 0.93 | 4000 | 73
PARGTGWN | Barron Lighting Group | Trace-Lite | TLED-RC-36-VS-LG-XX-4K | Outdoor Luminaires | Low Output | Fuel Pump Canopy Luminaires | Standard | FALSE | [9 empty] | 42485 | Dimmable | Continuous Below 10 | NotYetVerified |  | 3 | 4208 | 103 | 41 |  |  | 4000
PXRX3AYS | Barron Lighting Group | Trace-Lite | TLED-RC-20-VS-LG-XX-4K | Outdoor Luminaires | Low Output | Fuel Pump Canopy Luminaires | Standard | FALSE | [9 empty] | 42485 | Dimmable | Continuous Below 10 | NotYetVerified |  | 3 | 2392 | 103 | 23 |  |  | 4000
P2KU3WSV | Barron Lighting Group | Trace-Lite | TLED-RC-48-VS-LG-XX-4K | Outdoor Luminaires | Mid Output | Fuel Pump Canopy Luminaires | Standard | FALSE | [9 empty] | 42485 | Dimmable | Continuous Above 10 | NotYetVerified |  | 3 | 5564 | 104 | 54 | 12 | 0.93 | 4000 | 73
PU32H4Z6 | Etlin-Daniels | ETLIN-DANIELS | CNS-43U30-CDB | Outdoor Luminaires | Low Output | Fuel Pump Canopy Luminaires | Standard | TRUE | 4358.8 | 99.27 | 43.91 | 10.35 | 0.9701 | 3002 | 83.7 | 5 | 50000 | 42482 |  |  | NotYetVerified |  | 3 | 4358.8 | 99.29 | 43.9 | 10.35 | 0.9701 | 3000 | 83.7
PK2KFTCD | Etlin-Daniels | ETLIN-DANIELS | CNM-87U30-CDB | Outdoor Luminaires | Mid Output | Fuel Pump Canopy Luminaires | Standard | TRUE | 8712.8 | 107.76 | 80.85 | 13.3 | 0.9461 | 3005 | 83.8 | 5 | 50000 | 42482 |  |  | NotYetVerified |  | 3 | 8712.8 | 107.76 | 80.85 | 13.3 | 0.9461 | 3000 | 83.8
PQ26PCRA | Etlin-Daniels | ETLIN-DANIELS | CNS-45330-CDB | Outdoor Luminaires | Low Output | Fuel Pump Canopy Luminaires | Standard | TRUE | 3364.3 | 86.98 | 38.68 | 16.59 | 0.925 | 3168 | 74.8 | 5 | 50000 | 42482 |  |  | NotYetVerified |  | 3 | 3364.3 | 86.98 | 38.68 | 16.59 | 0.925 | 3000 | 74.8
PUPB6J5C | Etlin-Daniels | ETLIN-DANIELS | CNM-90330-CDB | Outdoor Luminaires | Mid Output | Fuel Pump Canopy Luminaires | Standard | TRUE | 6704.2 | 87.14 | 76.94 | 17.06 | 0.927 | 3199 | 75.4 | 5 | 50000 | 42482 |  |  | NotYetVerified |  | 3 | 6704.2 | 87.14 | 76.94 | 17.06 | 0.927 | 3000 | 75.4
P9BJEHP6 | Lamp Shining Manufacturing Co.Ltd | Lamp Shining | LSCP-200W1203030-H(3000K) | Outdoor Luminaires | High Output | Fuel Pump Canopy Luminaires | Standard | TRUE | 20709.42 | 111.13 | 186.36 | 11.3 | 0.907 | 3040 | 73.6 | 5 | 50000 | 42482 |  |  | No |  | 3.1 | 21000 | 105 | 200 | 7 | 0.95 | 3000 | 70
PP8T2C64 | Lamp Shining Manufacturing Co.Ltd | Lamp Shining | LSCP-120W1203030-H(3000K) | Outdoor Luminaires | High Output | Fuel Pump Canopy Luminaires | Standard | TRUE | 13853.23 | 118 | 117.4 | 11.36 | 0.938 | 3019 | 73.6 | 5 | 50000 | 42482 |  |  | No |  | 3.1 | 13500 | 112.5 | 120 | 7 | 0.95 | 3000 | 70
PMMPN9SC | Lamp Shining Manufacturing Co.Ltd | Lamp Shining | LSCP-150W1203030-H(3000K) | Outdoor Luminaires | High Output | Fuel Pump Canopy Luminaires | Standard | TRUE | 17928.33 | 121.44 | 148 | 12.52 | 0.936 | 3025 | 73.6 | 5 | 50000 | 42482 |  |  | No |  | 3.1 | 18000 | 120 | 150 | 7 | 0.95 | 3000 | 70
PSQHM1D2 | Etlin-Daniels | ETLIN-DANIELS | CNM-87U50-CDB | Outdoor Luminaires | Mid Output | Fuel Pump Canopy Luminaires | Standard | FALSE | [9 empty] | 42482 | Dimmable | Continuous Below 10 | NotYetVerified |  | 3 | 9325 | 113.79 | 81.95 | 7.69 | 0.9487 | 5000 | 84.3
PDMUKDAY | Etlin-Daniels | ETLIN-DANIELS | CNS-43U50-CDB | Outdoor Luminaires | Low Output | Fuel Pump Canopy Luminaires | Standard | FALSE | [9 empty] | 42482 | Dimmable | Continuous Below 10 | NotYetVerified |  | 3 | 4532 | 102.19 | 44.35 | 7.69 | 0.9721 | 5000 | 84.2
PHPWERR3 | Etlin-Daniels | ETLIN-DANIELS | CNM-90350-CDB | Outdoor Luminaires | Mid Output | Fuel Pump Canopy Luminaires | Standard | FALSE | [9 empty] | 42482 | Dimmable | Continuous Below 10 | NotYetVerified |  | 3 | 6704.2 | 87.14 | 76.94 | 17.06 | 0.927 | 5000 | 75.4
PBZMZ849 | Etlin-Daniels | ETLIN-DANIELS | CNS-45350-CDB | Outdoor Luminaires | Low Output | Fuel Pump Canopy Luminaires | Standard | FALSE | [9 empty] | 42482 | Dimmable | Continuous Below 10 | NotYetVerified |  | 3 | 3364.3 | 86.98 | 38.68 | 16.59 | 0.925 | 5000 | 74.8
PMHWUQWV | Lamp Shining Manufacturing Co.Ltd | Lamp Shining | LSCP-200W1203030-H(5700K) | Outdoor Luminaires | High Output | Fuel Pump Canopy Luminaires | Standard | FALSE | [9 empty] | 42482 | Not Dimmable | Not Dimmable | No |  | 3.1 | 23800 | 119 | 200 | 7 | 0.95 | 5700 | 70
PAQ7RGXD | Lamp Shining Manufacturing Co.Ltd | Lamp Shining | LSCP-150W1203030-H(5700K) | Outdoor Luminaires | High Output | Fuel Pump Canopy Luminaires | Standard | FALSE | [9 empty] | 42482 | Not Dimmable | Not Dimmable | No |  | 3.1 | 20000 | 133.33 | 150 | 7 | 0.95 | 5700 | 70
P7W8WTSJ | Lamp Shining Manufacturing Co.Ltd | Lamp Shining | LSCP-120W1203030-H(5700K) | Outdoor Luminaires | High Output | Fuel Pump Canopy Luminaires | Standard | FALSE | [9 empty] | 42482 | Not Dimmable | Not Dimmable | No |  | 3.1 | 15900 | 132.5 | 120 | 7 | 0.95 | 5700 | 70
PQKBKVKG | Lamp Shining Manufacturing Co.Ltd | Lamp Shining | LSCP-200W1203030-H(5000K) | Outdoor Luminaires | High Output | Fuel Pump Canopy Luminaires | Standard | FALSE | [9 empty] | 42482 | Not Dimmable | Not Dimmable | No |  | 3.1 | 22800 | 114 | 200 | 7 | 0.95 | 5000 | 70
P2CSZ6DS | Lamp Shining Manufacturing Co.Ltd | Lamp Shining | LSCP-150W1203030-H(5000K) | Outdoor Luminaires | High Output | Fuel Pump Canopy Luminaires | Standard | FALSE | [9 empty] | 42482 | Not Dimmable | Not Dimmable | No |  | 3.1 | 19500 | 130 | 150 | 7 | 0.95 | 5000 | 70
P9JFEX3B | Lamp Shining Manufacturing Co.Ltd | Lamp Shining | LSCP-120W1203030-H(5000K) | Outdoor Luminaires | High Output | Fuel Pump Canopy Luminaires | Standard | FALSE | [9 empty] | 42482 | Not Dimmable | Not Dimmable | No |  | 3.1 | 14920 | 118.9 | 120 | 7 | 0.95 | 5000 | 70
P7BR5DZZ | Lamp Shining Manufacturing Co.Ltd | Lamp Shining | LSCP-200W1203030-H(4500K) | Outdoor Luminaires | High Output | Fuel Pump Canopy Luminaires | Standard | FALSE | [9 empty] | 42482 | Not Dimmable | Not Dimmable | No |  | 3.1 | 22000 | 110 | 200 | 7 | 0.95 | 4500 | 70
PHF5MX4P | Lamp Shining Manufacturing Co.Ltd | Lamp Shining | LSCP-150W1203030-H(4500K) | Outdoor Luminaires | High Output | Fuel Pump Canopy Luminaires | Standard | FALSE | [9 empty] | 42482 | Not Dimmable | Not Dimmable | No |  | 3.1 | 19000 | 126.67 | 150 | 7 | 0.95 | 4500 | 70
PJP8RB8J | Lamp Shining Manufacturing Co.Ltd | Lamp Shining | LSCP-120W1203030-H(4500K) | Outdoor Luminaires | High Output | Fuel Pump Canopy Luminaires | Standard | FALSE | [9 empty] | 42482 | Not Dimmable | Not Dimmable | No |  | 3.1 | 14150 | 117.92 | 120 | 7 | 0.95 | 4500 | 70
PNG6UY3Z | Lamp Shining Manufacturing Co.Ltd | Lamp Shining | LSCP-200W1203030-H(4000K) | Outdoor Luminaires | High Output | Fuel Pump Canopy Luminaires | Standard | FALSE | [9 empty] | 42482 | Not Dimmable | Not Dimmable | No |  | 3.1 | 22000 | 110 | 200 | 7 | 0.95 | 4000 | 70
PT5D5FU5 | Lamp Shining Manufacturing Co.Ltd | Lamp Shining | LSCP-150W1203030-H(4000K) | Outdoor Luminaires | High Output | Fuel Pump Canopy Luminaires | Standard | FALSE | [9 empty] | 42482 | Not Dimmable | Not Dimmable | No |  | 3.1 | 19000 | 126.67 | 150 | 7 | 0.95 | 4000 | 70
PKEYGRVD | Lamp Shining Manufacturing Co.Ltd | Lamp Shining | LSCP-120W1203030-H(4000K) | Outdoor Luminaires | High Output | Fuel Pump Canopy Luminaires | Standard | FALSE | [9 empty] | 42482 | Not Dimmable | Not Dimmable | No |  | 3.1 | 14150 | 117.92 | 120 | 7 | 0.95 | 4000 | 70
P66EU8HX | Lamp Shining Manufacturing Co.Ltd | Lamp Shining | LSCP-200W1203030-H(3500K) | Outdoor Luminaires | High Output | Fuel Pump Canopy Luminaires | Standard | FALSE | [9 empty] | 42482 | Not Dimmable | Not Dimmable | No |  | 3.1 | 21000 | 105 | 200 | 7 | 0.95 | 3500 | 70
PWJ5GX7K | Lamp Shining Manufacturing Co.Ltd | Lamp Shining | LSCP-150W1203030-H(3500K) | Outdoor Luminaires | High Output | Fuel Pump Canopy Luminaires | Standard | FALSE | [9 empty] | 42482 | Not Dimmable | Not Dimmable | No |  | 3.1 | 18000 | 120 | 150 | 7 | 0.95 | 3500 | 70
P2ZM5C94 | Lamp Shining Manufacturing Co.Ltd | Lamp Shining | LSCP-120W1203030-H(3500K) | Outdoor Luminaires | High Output | Fuel Pump Canopy Luminaires | Standard | FALSE | [9 empty] | 42482 | Not Dimmable | Not Dimmable | No |  | 3.1 | 13500 | 112.5 | 120 | 7 | 0.95 | 3500 | 70
PWFDJ4QB | S LITE CO. LTD. | S LITE | DL382ULDL(3000K) | Outdoor Luminaires | Mid Output | Fuel Pump Canopy Luminaires | Premium | TRUE | 8806.1 | 123.54 | 71.79 | 10.59 | 0.9133 | 3080 | 72.9 | 5 | 50000 | 42481 |  |  | Yes |  | 3.1 | 8868.9 | 123.54 | 71.79 | 10.59 | 0.9133 | 3000 | 72.9
PWY936NA | S LITE CO. LTD. | S LITE | DL382ULD(3000K) | Outdoor Luminaires | High Output | Fuel Pump Canopy Luminaires | Premium | TRUE | 9979.8 | 124.44 | 80.2 | 10.53 | 0.9056 | 3063 | 73 | 5 | 50000 | 42481 |  |  | Yes |  | 3.1 | 9979.8 | 124.44 | 80.2 | 10.53 | 0.9056 | 3000 | 73
PNMM1PG1 | S LITE CO. LTD. | S LITE | DL381ULDL(3000K) | Outdoor Luminaires | Low Output | Fuel Pump Canopy Luminaires | Premium | TRUE | 4290 | 119.65 | 36.1 | 13.07 | 0.9389 | 3066 | 72.8 | 5 | 50000 | 42481 |  |  | Yes |  | 3.1 | 4322.7 | 119.74 | 36.1 | 13.07 | 0.9389 | 3000 | 72.8
PW9W58D3 | S LITE CO. LTD. | S LITE | DL382ULD(5000K) | Outdoor Luminaires | High Output | Fuel Pump Canopy Luminaires | Premium | FALSE | [9 empty] | 42481 |  |  | Yes |  | 3.1 | 10379 | 128.84 | 80.56 | 10.87 | 0.9049 | 5000 | 75.4
P7XK4M84 | S LITE CO. LTD. | S LITE | DL382ULDL(5000K) | Outdoor Luminaires | Mid Output | Fuel Pump Canopy Luminaires | Premium | FALSE | [9 empty] | 42481 |  |  | Yes |  | 3.1 | 9222 | 126.28 | 73.03 | 10.97 | 0.9102 | 5000 | 74.9
P1VHVWSR | S LITE CO. LTD. | S LITE | DL381ULDL(5000K) | Outdoor Luminaires | Low Output | Fuel Pump Canopy Luminaires | Premium | FALSE | [9 empty] | 42481 |  |  | Yes |  | 3.1 | 4474 | 124.07 | 36.06 | 13.39 | 0.934 | 5000 | 74.6
PZ3WH1PP | S LITE CO. LTD. | S LITE | DL382ULD(4500K) | Outdoor Luminaires | High Output | Fuel Pump Canopy Luminaires | Premium | FALSE | [9 empty] | 42481 |  |  | Yes |  | 3.1 | 10279 | 127.88 | 80.38 | 10.53 | 0.9056 | 4500 | 73
PMHC9F4P | S LITE CO. LTD. | S LITE | DL382ULDL(4500K) | Outdoor Luminaires | Mid Output | Fuel Pump Canopy Luminaires | Premium | FALSE | [9 empty] | 42481 |  |  | Yes |  | 3.1 | 9134 | 126.14 | 72.41 | 10.59 | 0.9133 | 4500 | 72.9
PPFYFPJS | S LITE CO. LTD. | S LITE | DL381ULDL(4500K) | Outdoor Luminaires | Low Output | Fuel Pump Canopy Luminaires | Premium | FALSE | [9 empty] | 42481 |  |  | Yes |  | 3.1 | 4436 | 122.95 | 36.08 | 13.07 | 0.9389 | 4500 | 72.8
PFYUA8HF | S LITE CO. LTD. | S LITE | DL382ULD(4000K) | Outdoor Luminaires | High Output | Fuel Pump Canopy Luminaires | Premium | FALSE | [9 empty] | 42481 |  |  | Yes |  | 3.1 | 10179 | 126.64 | 80.38 | 10.53 | 0.9056 | 4000 | 73
PGGRZAP6 | S LITE CO. LTD. | S LITE | DL382ULDL(4000K) | Outdoor Luminaires | Mid Output | Fuel Pump Canopy Luminaires | Premium | FALSE | [9 empty] | 42481 |  |  | Yes |  | 3.1 | 9045 | 124.92 | 72.41 | 10.59 | 0.9133 | 4000 | 72.9
PXXQHSK8 | S LITE CO. LTD. | S LITE | DL381ULDL(4000K) | Outdoor Luminaires | Low Output | Fuel Pump Canopy Luminaires | Premium | FALSE | [9 empty] | 42481 |  |  | Yes |  | 3.1 | 4398 | 121.91 | 36.08 | 13.07 | 0.9389 | 4000 | 72.8
P2C5YPE8 | S LITE CO. LTD. | S LITE | DL382ULD(3500K) | Outdoor Luminaires | High Output | Fuel Pump Canopy Luminaires | Premium | FALSE | [9 empty] | 42481 |  |  | Yes |  | 3.1 | 10080 | 125.4 | 80.38 | 10.53 | 0.9056 | 3500 | 73
PFYAFUA2 | S LITE CO. LTD. | S LITE | DL382ULDL(3500K) | Outdoor Luminaires | Mid Output | Fuel Pump Canopy Luminaires | Premium | FALSE | [9 empty] | 42481 |  |  | Yes |  | 3.1 | 8957 | 123.7 | 72.41 | 10.59 | 0.9133 | 3500 | 72.9
P6KBF5G4 | S LITE CO. LTD. | S LITE | DL381ULDL(3500K) | Outdoor Luminaires | Low Output | Fuel Pump Canopy Luminaires | Premium | FALSE | [9 empty] | 42481 |  |  | Yes |  | 3.1 | 4361 | 120.86 | 36.08 | 13.07 | 0.9389 | 3500 | 72.8
PARK1X4Y | S LITE CO. LTD. | S LITE | DL381ULD(3000K) | Outdoor Luminaires | Mid Output | Fuel Pump Canopy Luminaires | Premium | TRUE | 5435.6 | 124.47 | 43.67 | 13.22 | 0.9356 | 3072 | 72.9 | 5 | 50000 | 42480 |  |  | Yes |  | 3.1 | 5435.6 | 124.47 | 43.67 | 13.22 | 0.9356 | 3000 | 72.9
P3W5TZPR | S LITE CO. LTD. | S LITE | DL381ULD(5000K) | Outdoor Luminaires | Mid Output | Fuel Pump Canopy Luminaires | Premium | FALSE | [9 empty] | 42480 |  |  | Yes |  | 3.1 | 5625 | 129.67 | 43.38 | 13.75 | 0.9313 | 5000 | 74.3
PURGKDNF | S LITE CO. LTD. | S LITE | DL381ULD(4500K) | Outdoor Luminaires | Mid Output | Fuel Pump Canopy Luminaires | Premium | FALSE | [9 empty] | 42480 |  |  | Yes |  | 3.1 | 5578 | 128.15 | 43.53 | 13.22 | 0.9356 | 4500 | 72.9
P8RVDPK5 | S LITE CO. LTD. | S LITE | DL381ULD(4000K) | Outdoor Luminaires | Mid Output | Fuel Pump Canopy Luminaires | Premium | FALSE | [9 empty] | 42480 |  |  | Yes |  | 3.1 | 5530 | 127.06 | 43.53 | 13.22 | 0.9356 | 4000 | 72.9
P31TUJFW | S LITE CO. LTD. | S LITE | DL381ULD(3500K) | Outdoor Luminaires | Mid Output | Fuel Pump Canopy Luminaires | Premium | FALSE | [9 empty] | 42480 |  |  | Yes |  | 3.1 | 5483 | 125.97 | 43.53 | 13.22 | 0.9356 | 3500 | 72.9
PE27BS5H | Lamp Shining Manufacturing Co.Ltd | Lamp Shining | LSCP-100W1203030-H(3000K) | Outdoor Luminaires | High Output | Fuel Pump Canopy Luminaires | Standard | TRUE | 11029 | 113.13 | 97.49 | 13.42 | 0.934 | 3029 | 73.3 | 5 | 50000 | 42478 |  |  | No |  | 3.1 | 11000 | 110 | 100 | 7 | 0.95 | 3000 | 70
PE23HCFD | Lamp Shining Manufacturing Co.Ltd | Lamp Shining | LSCP-100W1203030-H(5700K) | Outdoor Luminaires | High Output | Fuel Pump Canopy Luminaires | Standard | FALSE | [9 empty] | 42478 | Not Dimmable | Not Dimmable | No |  | 3.1 | 12300 | 123 | 100 | 7 | 0.95 | 5700 | 70
PHBNR7H3 | Lamp Shining Manufacturing Co.Ltd | Lamp Shining | LSCP-100W1203030-H(5000K) | Outdoor Luminaires | High Output | Fuel Pump Canopy Luminaires | Standard | FALSE | [9 empty] | 42478 | Not Dimmable | Not Dimmable | No |  | 3.1 | 11890 | 118.9 | 100 | 7 | 0.95 | 5000 | 70
P5CDGGQH | Lamp Shining Manufacturing Co.Ltd | Lamp Shining | LSCP-100W1203030-H(4500K) | Outdoor Luminaires | High Output | Fuel Pump Canopy Luminaires | Standard | FALSE | [9 empty] | 42478 | Not Dimmable | Not Dimmable | No |  | 3.1 | 11330 | 113.3 | 100 | 7 | 0.95 | 4500 | 70
PVQZ97JG | Lamp Shining Manufacturing Co.Ltd | Lamp Shining | LSCP-100W1203030-H(4000K) | Outdoor Luminaires | High Output | Fuel Pump Canopy Luminaires | Standard | FALSE | [9 empty] | 42478 | Not Dimmable | Not Dimmable | No |  | 3.1 | 11330 | 113.3 | 100 | 7 | 0.95 | 4000 | 70
PP2245DU | Lamp Shining Manufacturing Co.Ltd | Lamp Shining | LSCP-100W1203030-H(3500K) | Outdoor Luminaires | High Output | Fuel Pump Canopy Luminaires | Standard | FALSE | [9 empty] | 42478 | Not Dimmable | Not Dimmable | No |  | 3.1 | 11000 | 110 | 100 | 7 | 0.95 | 3500 | 70
PGJF2XS3 | Metro LED | Metro LED | PHIL-130WF 4000K | Outdoor Luminaires | High Output | Fuel Pump Canopy Luminaires | Standard | TRUE | 14063 | 105.26 | 133.6 | 11.38 | 0.9172 | 4031 | 83.6 | 5 | 50000 | 42475 |  |  | No |  | 3 | 14063 | 105.26 | 133.6 | 11.38 | 0.9172 | 4000 | 83.6
PNVBFMPR | Metro LED | Metro LED | PHIL-150WF 4000K | Outdoor Luminaires | High Output | Fuel Pump Canopy Luminaires | Standard | TRUE | 15934 | 104.83 | 152 | 10.52 | 0.933 | 4028 | 83.6 | 5 | 50000 | 42475 |  |  | No |  | 3 | 15934 | 104.83 | 152 | 10.52 | 0.933 | 4000 | 83.6
PN4Y4DPK | Metro LED | Metro LED | PHIL-150WD 4000K | Outdoor Luminaires | High Output | Fuel Pump Canopy Luminaires | Standard | TRUE | 14962 | 99.09 | 151 | 10.43 | 0.9298 | 4005 | 83.6 | 5 | 50000 | 42475 |  |  | No |  | 3.1 | 14962 | 99.09 | 151 | 10.43 | 0.9298 | 4000 | 83.6
PX4P9ZW1 | Metro LED | Metro LED | PHIL-130WD 4000K | Outdoor Luminaires | High Output | Fuel Pump Canopy Luminaires | Standard | TRUE | 12947 | 98.68 | 131.2 | 11.45 | 0.9126 | 4017 | 83.6 | 5 | 50000 | 42475 |  |  | No |  | 3.1 | 12947 | 98.68 | 131.2 | 11.45 | 0.9126 | 4000 | 83.6
PP6WZRFP | Metro LED | Metro LED | PHIL-130WF 5700K | Outdoor Luminaires | High Output | Fuel Pump Canopy Luminaires | Standard | FALSE | [9 empty] | 42475 |  |  | No |  | 3 | 14657 | 108.41 | 135.2 | 11.57 | 0.9292 | 5700 | 84
PEKZ6AH4 | Metro LED | Metro LED | PHIL-150WF 5700K | Outdoor Luminaires | High Output | Fuel Pump Canopy Luminaires | Standard | FALSE | [9 empty] | 42475 |  |  | No |  | 3 | 16606 | 106.59 | 155.8 | 11.23 | 0.9241 | 5700 | 84
PUSDA654 | Metro LED | Metro LED | PHIL-150WD 5700K | Outdoor Luminaires | High Output | Fuel Pump Canopy Luminaires | Standard | FALSE | [9 empty] | 42475 |  |  | No |  | 3.1 | 15377 | 101.77 | 151.1 | 10.43 | 0.9291 | 5700 | 83.3
PJRVM5SM | Metro LED | Metro LED | PHIL-130WD 5700K | Outdoor Luminaires | High Output | Fuel Pump Canopy Luminaires | Standard | FALSE | [9 empty] | 42475 |  |  | No |  | 3.1 | 13251 | 100.84 | 131.4 | 11.45 | 0.9047 | 5700 | 83.2
PAYGKA98 | Metro LED | Metro LED | PHIL-130WD 5000K | Outdoor Luminaires | High Output | Fuel Pump Canopy Luminaires | Standard | FALSE | [9 empty] | 42475 |  |  | No |  | 3.1 | 13149.7 | 100.15 | 131.3 | 11.45 | 0.9126 | 5000 | 83.6
PC7CG5WR | Metro LED | Metro LED | PHIL-130WF 5000K | Outdoor Luminaires | High Output | Fuel Pump Canopy Luminaires | Standard | FALSE | [9 empty] | 42475 |  |  | No |  | 3 | 14063 | 105.26 | 133.6 | 11.38 | 0.9172 | 5000 | 83.6
PTVA6MHJ | Metro LED | Metro LED | PHIL-150WF 5000K | Outdoor Luminaires | High Output | Fuel Pump Canopy Luminaires | Standard | FALSE | [9 empty] | 42475 |  |  | No |  | 3 | 15934 | 104.83 | 152 | 10.52 | 0.933 | 5000 | 83.6
PD2KAUEF | Metro LED | Metro LED | PHIL-150WD 5000K | Outdoor Luminaires | High Output | Fuel Pump Canopy Luminaires | Standard | FALSE | [9 empty] | 42475 |  |  | No |  | 3.1 | 15238.7 | 100.88 | 151.05 | 10.43 | 0.9298 | 5000 | 83.6
PTPVK4RC | Metro LED | Metro LED | PHIL-130WD 4500K | Outdoor Luminaires | High Output | Fuel Pump Canopy Luminaires | Standard | FALSE | [9 empty] | 42475 |  |  | No |  | 3.1 | 13048.3 | 99.38 | 131.3 | 11.45 | 0.9126 | 4500 | 83.6
P3UR9AQ3 | Metro LED | Metro LED | PHIL-130WF 4500K | Outdoor Luminaires | High Output | Fuel Pump Canopy Luminaires | Standard | FALSE | [9 empty] | 42475 |  |  | No |  | 3 | 14063 | 105.26 | 133.6 | 11.38 | 0.9172 | 4500 | 83.6
P12E6AS9 | Metro LED | Metro LED | PHIL-150WF 4500K | Outdoor Luminaires | High Output | Fuel Pump Canopy Luminaires | Standard | FALSE | [9 empty] | 42475 |  |  | No |  | 3 | 15934 | 104.83 | 152 | 10.52 | 0.933 | 4500 | 83.6
PDPTG8JG | Metro LED | Metro LED | PHIL-150WD 4500K | Outdoor Luminaires | High Output | Fuel Pump Canopy Luminaires | Standard | FALSE | [9 empty] | 42475 |  |  | No |  | 3.1 | 15100.3 | 99.97 | 151.05 | 10.43 | 0.9298 | 4500 | 83.6
PAPEY332 | Nuwave LLC | ALSET | HL-10L-57K-NV-5 | Outdoor Luminaires | Mid Output | Fuel Pump Canopy Luminaires | Standard | TRUE | 8462.71 | 84.32 | 100.37 | 12.08 | 0.9426 | 5948 | 65.9 | 5 |  | 42474 |  |  | NotYetVerified |  | 3 | 8462.71 | 84.32 | 100.37 | 12.08 | 0.9426 | 5948 | 65.9
PZZFR73C | DLS Global Inc | FJ-CN Series | FJ-CN150/30-UNV | Outdoor Luminaires | High Output | Fuel Pump Canopy Luminaires | Standard | TRUE | 19760 | 133.5 | 148.1 | 14.2 | 0.933 | 3278 | 82.2 | 5 | 50000 | 42474 |  |  | No |  | 3.1 | 19760 | 131.47 | 150.3 | 14.2 | 0.933 | 3253 | 82.2
P4J3WMT2 | DLS Global Inc | FJ-CN Series | FJ-CN100/30-UNV | Outdoor Luminaires | High Output | Fuel Pump Canopy Luminaires | Standard | TRUE | 14350 | 141.4 | 101.5 | 15.1 | 0.936 | 3209 | 83.2 | 5 | 50000 | 42474 |  |  | No |  | 3.1 | 14350 | 141.37 | 101.5 | 15.1 | 0.936 | 3253 | 82.2
PUCH2WYY | RISE-LITE GROUP CO. LTD | RISELITE | RL-CNP-140W-LV-D-DW | Outdoor Luminaires | High Output | Fuel Pump Canopy Luminaires | Premium | TRUE | 13112 | 107.12 | 122.4 | 16.16 | 0.9218 | 5213 | 72.8 | 5 | 50000 | 42474 |  |  | No |  | 3.1 | 13112 | 107.12 | 122.4 | 16.16 | 0.9218 | 5000 | 72.8
PCUT48AU | DLS Global Inc | FJ-CN Series | FJ-CN100/57-UNV | Outdoor Luminaires | High Output | Fuel Pump Canopy Luminaires | Standard | FALSE | [9 empty] | 42474 |  |  | No |  | 3.1 | 14360 | 141.47 | 101.5 | 15.1 | 0.936 | 5680 | 83.1
PEUD5SCM | DLS Global Inc | FJ-CN Series | FJ-CN150/57-UNV | Outdoor Luminaires | High Output | Fuel Pump Canopy Luminaires | Standard | FALSE | [9 empty] | 42474 |  |  | No |  | 3.1 | 21240 | 141.31 | 150.3 | 14.2 | 0.933 | 5680 | 83.1
P6K2MB6R | DLS Global Inc | FJ-CN Series | FJ-CN120/57-UNV | Outdoor Luminaires | High Output | Fuel Pump Canopy Luminaires | Standard | FALSE | [9 empty] | 42474 |  |  | No |  | 3.1 | 17700 | 143.31 | 123.5 | 12.9 | 0.94 | 5680 | 83.1
P6Z9HKZ8 | DLS Global Inc | FJ-CN Series | FJ-CN100/40-UNV | Outdoor Luminaires | High Output | Fuel Pump Canopy Luminaires | Standard | FALSE | [9 empty] | 42474 |  |  | No |  | 3.1 | 14353.07 | 141.4 | 101.5 | 15.1 | 0.936 | 4000 | 82.47
PSF77G7G | DLS Global Inc | FJ-CN Series | FJ-CN150/40-UNV | Outdoor Luminaires | High Output | Fuel Pump Canopy Luminaires | Standard | FALSE | [9 empty] | 42474 |  |  | No |  | 3.1 | 20215.52 | 134.5 | 150.3 | 14.2 | 0.933 | 4000 | 82.47
PUFT9VX6 | DLS Global Inc | FJ-CN Series | FJ-CN120/40-UNV | Outdoor Luminaires | High Output | Fuel Pump Canopy Luminaires | Standard | FALSE | [9 empty] | 42474 |  |  | No |  | 3.1 | 16800.12 | 136.03 | 123.5 | 12.9 | 0.94 | 4000 | 82.47
PWDHTSBY | DLS Global Inc | FJ-CN Series | FJ-CN120/30-UNV | Outdoor Luminaires | High Output | Fuel Pump Canopy Luminaires | Standard | FALSE | [9 empty] | 42474 |  |  | No |  | 3.1 | 16400 | 132.79 | 123.5 | 12.9 | 0.94 | 3253 | 82.2
P7MWWZGU | SIGN TWENTY HANDS INC | STH | STH-CNP130W 4000K | Outdoor Luminaires | High Output | Fuel Pump Canopy Luminaires | Standard | TRUE | 12947 | 98.68 | 131.2 | 11.45 | 0.9126 | 4017 | 83.6 | 5 | 50000 | 42472 |  |  | No |  | 3.1 | 12947 | 98.68 | 131.2 | 11.45 | 0.9126 | 4000 | 83.6
P7Y3XREH | SIGN TWENTY HANDS INC | STH | STH-CNP130W 5700K | Outdoor Luminaires | High Output | Fuel Pump Canopy Luminaires | Standard | FALSE | [9 empty] | 42472 | Not Dimmable | Not Dimmable | No |  | 3.1 | 13251 | 100.84 | 131.4 | 11.45 | 0.9047 | 5700 | 83.2
PN8W2ABY | SIGN TWENTY HANDS INC | STH | STH-CNP130W 5000K | Outdoor Luminaires | High Output | Fuel Pump Canopy Luminaires | Standard | FALSE | [9 empty] | 42472 | Not Dimmable | Not Dimmable | No |  | 3.1 | 13149.7 | 100.15 | 131.3 | 11.45 | 0.9126 | 5000 | 83.6
PT2HU4ZV | SIGN TWENTY HANDS INC | STH | STH-CNP130W 4500K | Outdoor Luminaires | High Output | Fuel Pump Canopy Luminaires | Standard | FALSE | [9 empty] | 42472 | Not Dimmable | Not Dimmable | No |  | 3.1 | 13048.3 | 99.38 | 131.3 | 11.45 | 0.9126 | 4500 | 83.6
P54AC3HH | Reliable Energy Solutions | Polaris | CL120 (5000K) | Outdoor Luminaires | High Output | Fuel Pump Canopy Luminaires | Standard | TRUE | 10533.4 | 90.93 | 115.84 | 14.99 | 0.896 | 4995 | 69.7 | 5 | 50000 | 42471 |  |  | NotYetVerified |  | 3 | 10000 | 92 | 120 |  | 0.98 | 5000 | 70
P8KRFW2V | Reliable Energy Solutions | Polaris | CL120(5700K) | Outdoor Luminaires | High Output | Fuel Pump Canopy Luminaires | Standard | FALSE | [9 empty] | 42471 | Not Yet Verified | Not Yet Verified | NotYetVerified |  | 3 | 10000 | 90 | 120 |  | 0.98 | 5700 | 70
PJQFQ2R6 | PACLIGHTS LLC | PacLights | FCP60-NW | Outdoor Luminaires | Mid Output | Fuel Pump Canopy Luminaires | Premium | TRUE | 6883.5 | 112.79 | 61.03 | 14.96 | 0.904 | 5164 | 71.5 | 5 | 60600 | 42468 |  |  | No |  | 3 | 6883.5 | 112.79 | 61.03 | 14.96 | 0.904 | 5000 | 71.5
PSRQJFD3 | PACLIGHTS LLC | PacLights | FCP100-NW | Outdoor Luminaires | High Output | Fuel Pump Canopy Luminaires | Premium | TRUE | 11223 | 110.35 | 101.7 | 15.38 | 0.9224 | 5176 | 71.7 | 5 | 50000 | 42468 |  |  | No |  | 3.1 | 12546 | 107.05 | 117.2 | 16.08 | 0.9137 | 5000 | 71.5
P78NUAZG | PACLIGHTS LLC | PacLights | FCP130-NW | Outdoor Luminaires | High Output | Fuel Pump Canopy Luminaires | Premium | TRUE | 13661 | 107.23 | 127.4 | 15.95 | 0.914 | 5159 | 71.6 | 5 | 60600 | 42468 |  |  | No |  | 3.1 | 13661 | 107.23 | 127.4 | 15.95 | 0.9141 | 5000 | 71.6
P8536ZJD | LEDVANCE LLC (formerly OSRAM SYLVANIA INC) | SYLVANIA | CANOPYA/040UNVD740/10C5/WH | Outdoor Luminaires | Low Output | Fuel Pump Canopy Luminaires | Premium | TRUE | 4845.9 | 115 | 42 | 14 | 0.93 | 3826 | 76 | 5 |  | 42468 |  |  | No |  | 3.1 | 4845 | 115 | 42 | 9 | 0.99 | 3826 | 76
PQGN4G9F | LEDVANCE LLC (formerly OSRAM SYLVANIA INC) | SYLVANIA | CANOPYA/055UNVD740/10C5/WH | Outdoor Luminaires | Mid Output | Fuel Pump Canopy Luminaires | Premium | TRUE | 6011.46 | 105 | 57.14 | 10 | 0.93 | 3850 | 76 | 5 |  | 42468 |  |  | No |  | 3.1 | 6011 | 105 | 57 | 9 | 0.99 | 3850 | 76
P7NXNF52 | LEDVANCE LLC (formerly OSRAM SYLVANIA INC) | SYLVANIA | CANOPYA/055UNVD750/10C5/WH | Outdoor Luminaires | Mid Output | Fuel Pump Canopy Luminaires | Premium | FALSE | [9 empty] | 42468 |  |  | No |  | 3.1 | 6205 | 108 | 57 | 9 | 0.99 | 4979 | 73
PCU61H49 | LEDVANCE LLC (formerly OSRAM SYLVANIA INC) | SYLVANIA | CANOPYA/040UNVD750/10C5/WH | Outdoor Luminaires | Low Output | Fuel Pump Canopy Luminaires | Premium | FALSE | [9 empty] | 42468 |  |  | No |  | 3.1 | 4944 | 117 | 42 | 9 | 0.99 | 4944 | 73
PTA3JX92 | RISE-LITE GROUP CO. LTD | RISELITE | RL-CNP-130W-LV-B-DW | Outdoor Luminaires | High Output | Fuel Pump Canopy Luminaires | Premium | TRUE | 13661 | 107.23 | 127.4 | 15.95 | 0.914 | 5159 | 71.6 | 5 | 60600 | 42467 |  |  | No |  | 3.1 | 13661 | 107.23 | 127.4 | 15.95 | 0.9141 | 5000 | 71.6
PNXBWFYB | Aleddra Inc. | Aleddra | AL-CN-40W-A-27K | Outdoor Luminaires | Low Output | Fuel Pump Canopy Luminaires | Standard | TRUE | 3861.7 | 96.28 | 40.11 | 15.79 | 0.9069 | 2779 | 67.9 | 5 | 50000 | 42467 |  |  | No |  | 3.1 | 3899.9 | 96.29 | 40.5 | 15.79 | 0.9069 | 2700 | 67.9
PNBB5YBU | Aleddra Inc. | Aleddra | AL-CN-40W-A-57K | Outdoor Luminaires | Low Output | Fuel Pump Canopy Luminaires | Standard | FALSE | [9 empty] | 42467 | Not Dimmable | Not Dimmable | No |  | 3.1 | 4094 | 100.81 | 40.61 | 15.93 | 0.9094 | 5700 | 75.4
PNECSDAG | Aleddra Inc. | Aleddra | AL-CN-40W-A-50K | Outdoor Luminaires | Low Output | Fuel Pump Canopy Luminaires | Standard | FALSE | [9 empty] | 42467 | Not Dimmable | Not Dimmable | No |  | 3.1 | 3899.9 | 96.29 | 40.5 | 15.79 | 0.9069 | 5000 | 67.9
PV3H1QPK | Infinilux Corporation | Infinilux CS1 40W Series | CS1DXX10-05 (4000K) | Outdoor Luminaires | Low Output | Fuel Pump Canopy Luminaires | Premium | TRUE | 4845.9 | 115 | 42 | 14 | 0.93 | 3826 | 76 | 5 | 50000 | 42465 |  |  | No | Product updated on 9/27/2016 | 3.1 | 4845 | 115 | 42 | 9 | 0.99 | 3826 | 76
PKR6TWEE | Infinilux Corporation | Infinilux CS1 50W Series | CS1DXX15-05 (4000K) | Outdoor Luminaires | Mid Output | Fuel Pump Canopy Luminaires | Premium | TRUE | 6011.46 | 105 | 57.14 | 10 | 0.93 | 3850 | 76 | 5 | 50000 | 42465 |  |  | No | Product updated on 9/27/2016 | 3.1 | 6011 | 105 | 57 | 9 | 0.99 | 3850 | 76
PRU7QF4G | Infinilux Corporation | Infinilux CS2 50W Series | CS2DXX15-05 (5000K) | Outdoor Luminaires | Mid Output | Fuel Pump Canopy Luminaires | Premium | FALSE | [9 empty] | 42465 |  |  | No | Product updated on 9/27/2016 | 3.1 | 6205 | 108 | 57 | 9 | 0.99 | 4979 | 73
PFT5MN6X | Infinilux Corporation | Infinilux CS1 50W Series | CS1DXX15-05 (5000K) | Outdoor Luminaires | Mid Output | Fuel Pump Canopy Luminaires | Premium | FALSE | [9 empty] | 42465 |  |  | No | Product updated on 9/27/2016 | 3.1 | 6205 | 108 | 57 | 9 | 0.99 | 4979 | 73
P3H37Q44 | Infinilux Corporation | Infinilux CS2 40W Series | CS2DXX10-05 (5000K) | Outdoor Luminaires | Low Output | Fuel Pump Canopy Luminaires | Premium | FALSE | [9 empty] | 42465 |  |  | No | Product updated on 9/27/2016 | 3.1 | 4944 | 117 | 42 | 9 | 0.99 | 4944 | 73
P37M7SGU | Infinilux Corporation | Infinilux CS1 40W Series | CS1DXX10-05 (5000K) | Outdoor Luminaires | Low Output | Fuel Pump Canopy Luminaires | Premium | FALSE | [9 empty] | 42465 |  |  | No | Product updated on 9/27/2016 | 3.1 | 4944 | 117 | 42 | 9 | 0.99 | 4944 | 73
PUTJN4E3 | Infinilux Corporation | Infinilux CS2 50W Series | CS2DXX15-05 (4000K) | Outdoor Luminaires | Mid Output | Fuel Pump Canopy Luminaires | Premium | FALSE | [9 empty] | 42465 |  |  | No | Product updated on 9/27/2016 | 3.1 | 6011 | 105 | 57 | 9 | 0.99 | 3850 | 76
PRWJBJUN | Infinilux Corporation | Infinilux CS2 40W Series | CS2DXX10-05 (4000K) | Outdoor Luminaires | Low Output | Fuel Pump Canopy Luminaires | Premium | FALSE | [9 empty] | 42465 |  |  | No | Product updated on 9/27/2016 | 3.1 | 4845 | 115 | 42 | 9 | 0.99 | 3826 | 76
PZ9G4268 | LSI Industries | EXTERIOR | XSPS S LED SS CW UE GWT DFL | Outdoor Luminaires | Low Output | Fuel Pump Canopy Luminaires | Standard | TRUE | 4486 | 99 | 45.5 | 6.6 | 0.947 | 4971 | 64 | 5 | 60000 | 42464 |  |  | No |  | 3.1 | 4486 | 99 | 45.5 | 3.53 | 0.993 | 4971 | 64
PZFKV22Q | LSI Industries | EXTERIOR | XSPS S LED HO CW UE GWT DFL | Outdoor Luminaires | Mid Output | Fuel Pump Canopy Luminaires | Standard | TRUE | 5409 | 90 | 59.8 | 12.9 | 0.929 | 4980 | 64 | 5 | 60000 | 42464 |  |  | No |  | 3.1 | 5409 | 90 | 59.8 | 9.44 | 0.983 | 4980 | 64
P1WP6ZFA | Aleddra Inc. | Aleddra | AL-CNP-130W-57K | Outdoor Luminaires | High Output | Fuel Pump Canopy Luminaires | Standard | TRUE | 10853 | 83.87 | 129.4 | 15.01 | 0.9207 | 5992 | 72.1 | 5 | 50000 | 42464 |  |  | NotYetVerified |  | 3 | 10000 | 83 | 130 |  | 0.9 | 5700 | 70
PNBPW7RY | Aleddra Inc. | Aleddra | AL-CNP-100W-57K | Outdoor Luminaires | Mid Output | Fuel Pump Canopy Luminaires | Standard | TRUE | 8298.7 | 83.15 | 99.8 | 14.3 | 0.9154 | 5977 | 71.6 | 5 | 50000 | 42464 |  |  | NotYetVerified |  | 3 | 8000 | 80 | 100 |  | 0.9 | 5700 | 70
P2VC4VF8 | NINGBO MORELUX LIGHTING MFG LTD | MORELUX | CVL-503-050W-40K-[158]-3PC | Outdoor Luminaires | Low Output | Fuel Pump Canopy Luminaires | Standard | TRUE | 4375.7 | 88.36 | 49.52 | 18.67 | 0.9221 | 3877 | 85.4 | 5 | 50000 | 42464 |  |  | Yes |  | 3.1 | 4346 | 88 | 49.1 | 18.67 | 0.9221 | 4000 | 85
PWVWJ7AF | Medinah Power | Medinah | MED-CVL303-50-XX | Outdoor Luminaires | Mid Output | Fuel Pump Canopy Luminaires | Standard | TRUE | 5143 | 100.16 | 51.35 | 13.63 | 0.9087 | 3996 | 85.4 | 5 | 50000 | 42464 |  |  | Yes |  | 3.1 | 5143 | 100.16 | 51.35 | 13.63 | 0.9087 | 4000 | 85.4
PUKZTV5Y | Medinah Power | Medinah | MED-CVL203-20-XX | Outdoor Luminaires | Low Output | Fuel Pump Canopy Luminaires | Standard | TRUE | 1836.3 | 93.87 | 19.56 | 14.55 | 0.9125 | 4051 | 85.4 | 5 | 50000 | 42464 |  |  | Yes |  | 3.1 | 1836.3 | 93.87 | 19.56 | 14.55 | 0.9125 | 4000 | 85.4
P6V2JGBE | RISE-LITE GROUP CO. LTD | RISELITE | RL-CNP-140W-LV-D-CW | Outdoor Luminaires | High Output | Fuel Pump Canopy Luminaires | Premium | FALSE | [9 empty] | 42464 |  |  | No |  | 3.1 | 13257 | 108.04 | 122.7 | 16.23 | 0.9177 | 5700 | 73.7
P8Z5VTR2 | NINGBO MORELUX LIGHTING MFG LTD | MORELUX | CVL-503-050W-50K-[158]-3PC | Outdoor Luminaires | Low Output | Fuel Pump Canopy Luminaires | Standard | FALSE | [9 empty] | 42464 | Not Dimmable | Not Dimmable | Yes |  | 3.1 | 4529 | 90 | 50 | 18.73 | 0.9222 | 5000 | 84
P6XXZ2XG | Jubilee International INC | Jubilee LED? | JLL-CNP-130W | Outdoor Luminaires | High Output | Fuel Pump Canopy Luminaires | Standard | TRUE | 10853 | 83.87 | 129.4 | 15.01 | 0.9207 | 5992 | 72.1 | 5 | 50000 | 42461 |  |  | NotYetVerified |  | 3 | 10000 | 83 | 130 |  | 0.9 | 5700 | 70
PKEUVZ84 | Jubilee International INC | Jubilee LED? | JLL-CNP-60W | Outdoor Luminaires | Mid Output | Fuel Pump Canopy Luminaires | Standard | TRUE | 5373.3 | 89.63 | 59.95 | 15.78 | 0.9156 | 5982 | 71.2 | 5 | 50000 | 42461 |  |  | NotYetVerified |  | 3 | 5000 | 89 | 60 |  | 0.9 | 5700 | 70
PE8RSFH7 | Jubilee International INC | Jubilee LED? | JLL-CNP-100W | Outdoor Luminaires | Mid Output | Fuel Pump Canopy Luminaires | Standard | TRUE | 8298.7 | 83.15 | 99.8 | 14.3 | 0.9154 | 5977 | 71.6 | 5 | 50000 | 42461 |  |  | NotYetVerified |  | 3 | 8000 | 80 | 100 |  | 0.9 | 5700 | 70
PU3AGQS2 | Lumight LLC | Lumight | L-CO50X5 | Outdoor Luminaires | Mid Output | Fuel Pump Canopy Luminaires | Premium | TRUE | 5164 | 103.51 | 49.89 | 13.14 | 0.9112 | 5146 | 85.4 | 5 | 50000 | 42461 |  |  | Yes |  | 3 | 5197 | 103.73 | 50.1 | 13.14 | 0.9112 | 5000 | 85.4
PK6QB5VF | Lumight LLC | Lumight | L-CO50DX | Outdoor Luminaires | Mid Output | Fuel Pump Canopy Luminaires | Standard | TRUE | 5143 | 100.16 | 51.35 | 13.63 | 0.9087 | 3996 | 85.4 | 5 | 50000 | 42461 |  |  | Yes |  | 3.1 | 5143 | 100.16 | 51.35 | 13.63 | 0.9087 | 4000 | 85.4
P8WHMSSD | Lumight LLC | Lumight | L-CO20DX | Outdoor Luminaires | Low Output | Fuel Pump Canopy Luminaires | Standard | TRUE | 1836.3 | 93.87 | 19.56 | 14.55 | 0.9125 | 4051 | 85.4 | 5 | 50000 | 42461 |  |  | Yes |  | 3.1 | 1836.3 | 93.87 | 19.56 | 14.55 | 0.9125 | 4000 | 85.4
PJKZDC3N | Lumight LLC | Lumight | L-CO20X5 | Outdoor Luminaires | Low Output | Fuel Pump Canopy Luminaires | Premium | TRUE | 1849 | 97.58 | 18.95 | 14.72 | 0.9108 | 5159 | 85.4 | 5 | 50000 | 42461 |  |  | Yes |  | 3.1 | 1837 | 97.66 | 18.81 | 14.72 | 0.91 | 5000 | 85.4
P4QS83S9 | Lumight LLC | Lumight | L-CO50X | Outdoor Luminaires | Mid Output | Fuel Pump Canopy Luminaires | Premium | FALSE | [9 empty] | 42461 | Not Dimmable | Not Dimmable | Yes |  | 3 | 5255 | 105.37 | 49.87 | 13.52 | 0.9087 | 4000 | 85.4
P3D26VT2 | Lumight LLC | Lumight | L-CO20X | Outdoor Luminaires | Low Output | Fuel Pump Canopy Luminaires | Premium | FALSE | [9 empty] | 42461 |  |  | Yes |  | 3.1 | 1893.3 | 101.52 | 18.65 | 14.36 | 0.9 | 4000 | 85.3
P8GH7XWA | Jenco Canada | JENCO | JC-FL-0262 | Outdoor Luminaires | Low Output | Fuel Pump Canopy Luminaires | Standard | TRUE | 4672.61 | 93.84 | 49.79 | 18.5 | 0.887 | 5294 | 87.1 | 5 |  | 42458 |  |  | No |  | 3 | 4672 | 90 | 52 | 19 | 0.99 | 5000 | 80
PGSPZ9UZ | RISE-LITE GROUP CO. LTD | RISELITE | RL-CNP-100W-LV-B-DW | Outdoor Luminaires | High Output | Fuel Pump Canopy Luminaires | Premium | TRUE | 11223 | 110.35 | 101.7 | 15.38 | 0.9224 | 5176 | 71.7 | 5 | 50000 | 42454 |  |  | No |  | 3.1 | 12546 | 107.05 | 117.2 | 16.08 | 0.9137 | 5000 | 71.5
PJKC826V | RISE-LITE GROUP CO. LTD | RISELITE | RL-CNP-130W-LV-D-DW | Outdoor Luminaires | High Output | Fuel Pump Canopy Luminaires | Premium | TRUE | 12546 | 107.05 | 117.2 | 16.08 | 0.9137 | 5290 | 71.5 | 5 | 50000 | 42454 |  |  | No |  | 3.1 | 12546 | 107.05 | 117.2 | 16.08 | 0.9137 | 5000 | 71.5
PH3JUBRD | RISE-LITE GROUP CO. LTD | RISELITE | RL-CNP-130W-LV-C-DW | Outdoor Luminaires | High Output | Fuel Pump Canopy Luminaires | Premium | TRUE | 12955 | 107.6 | 120.4 | 14.67 | 0.9023 | 5243 | 70.9 | 5 | 50000 | 42454 |  |  | No |  | 3.1 | 12955 | 107.6 | 120.4 | 14.67 | 0.9023 | 5000 | 70.9
PER75N5C | RISE-LITE GROUP CO. LTD | RISELITE | RL-CNP-130W-LV-D-CW | Outdoor Luminaires | High Output | Fuel Pump Canopy Luminaires | Premium | FALSE | [9 empty] | 42454 |  |  | No |  | 3.1 | 12942 | 108.94 | 118.8 | 15.86 | 0.9079 | 5700 | 76.1
PYN4Z671 | RISE-LITE GROUP CO. LTD | RISELITE | RL-CNP-130W-LV-C-CW | Outdoor Luminaires | High Output | Fuel Pump Canopy Luminaires | Premium | FALSE | [9 empty] | 42454 |  |  | No |  | 3.1 | 13130 | 108.07 | 121.5 | 15.82 | 0.9028 | 5700 | 74.5
PNC5XGBN | Amled Technologies Inc | AMLED TECHNOLOGIES | R2T150FCP40[WRGB]N-C | Outdoor Luminaires | High Output | Fuel Pump Canopy Luminaires | Standard | TRUE | 18075 | 122 | 148.2 | 8.77 | 0.968 | 4008 | 83.5 | 5 | 100000 | 42453 |  |  | No |  | 3.1 | 18590 | 125.7 | 145.3 | 8.77 | 0.968 | 4008 | 83.5
PM6VNVKT | LEDone Distribution Inc. | LEDone | LOD-MA-60WSADXXK | Outdoor Luminaires | Mid Output | Fuel Pump Canopy Luminaires | Standard | TRUE | 5023.415 | 82.432 | 60.94 | 13.53 | 0.9209 | 5378 | 73.5 | 5 | 50000 | 42439 |  |  | NotYetVerified |  | 3 | 5079.67 | 83.31 | 60.97 | 15 | 0.993 | 5378 | 75
P2KNXTK1 | SMART ENERGY SOLUTIONS | SES | SES-CNP-130W1-C | Outdoor Luminaires | High Output | Fuel Pump Canopy Luminaires | Standard | TRUE | 13294 | 108.17 | 122.9 | 13.97 | 0.9015 | 5247 | 71 | 5 | 50000 | 42433 |  |  | No |  | 3.1 | 13294 | 108.17 | 122.9 | 13.97 | 0.9015 | 5000 | 71
PPB15GRY | SMART ENERGY SOLUTIONS | SES | SES-CNP-130W-C | Outdoor Luminaires | High Output | Fuel Pump Canopy Luminaires | Standard | FALSE | [9 empty] | 42433 |  |  | No |  | 3.1 | 13493 | 109.08 | 123.7 | 15.27 | 0.9035 | 5700 | 74.5
PYKZNT4Q | Rayon Lighting Group Inc. | Rayon Lighting | T720LEDB-44-UNI12-30 | Outdoor Luminaires | Low Output | Fuel Pump Canopy Luminaires | Standard | TRUE | 4358.8 | 99.27 | 43.91 | 10.35 | 0.9701 | 3002 | 83.7 | 5 | 50000 | 42432 |  |  | NotYetVerified |  | 3 | 4358.8 | 99.29 | 43.9 | 10.35 | 0.9701 | 3000 | 83.7
PG53UAWS | Rayon Lighting Group Inc. | Rayon Lighting | T721LEDB-82-UNI12-30 | Outdoor Luminaires | Mid Output | Fuel Pump Canopy Luminaires | Standard | TRUE | 8712.8 | 107.76 | 80.85 | 13.3 | 0.9461 | 3005 | 83.8 | 5 | 50000 | 42432 |  |  | NotYetVerified |  | 3 | 8712.8 | 107.76 | 80.85 | 13.3 | 0.9461 | 3000 | 83.8
PDSEA4FH | Rayon Lighting Group Inc. | Rayon Lighting | T721LEDB-82-UNI12-50 | Outdoor Luminaires | Mid Output | Fuel Pump Canopy Luminaires | Standard | FALSE | [9 empty] | 42432 | Dimmable | Continuous Below 10 | NotYetVerified |  | 3 | 9325 | 113.79 | 81.95 | 7.69 | 0.9487 | 5000 | 84.3
PUASUXJW | Rayon Lighting Group Inc. | Rayon Lighting | T720LEDB-44-UNI12-50 | Outdoor Luminaires | Low Output | Fuel Pump Canopy Luminaires | Standard | FALSE | [9 empty] | 42432 | Dimmable | Continuous Below 10 | NotYetVerified |  | 3 | 4532 | 102.19 | 44.35 | 7.69 | 0.9721 | 5000 | 84.2
PP5C7A48 | Shenzhen Hipower Optoelectronic Co. Ltd | LED VISION | SP-GSL200W-WW | Outdoor Luminaires | High Output | Fuel Pump Canopy Luminaires | Standard | TRUE | 23583 | 116.03 | 204.8 | 10.92 | 0.9362 | 2995 | 82 | 5 | 50000 | 42430 |  |  | No |  | 3.1 | 23763 | 116.03 | 204.8 | 10.92 | 0.9362 | 3000 | 82
PMVBXPV7 | Shenzhen Hipower Optoelectronic Co. Ltd | LED VISION | SP-GSL200W-DW | Outdoor Luminaires | High Output | Fuel Pump Canopy Luminaires | Standard | FALSE | [9 empty] | 42430 |  |  | No |  | 3.1 | 24476 | 119.05 | 205.6 | 10.75 | 0.9348 | 5000 | 85.1
PVUTK57N | Shenzhen Hipower Optoelectronic Co. Ltd | LED VISION | SP-GSL200W-NW1 | Outdoor Luminaires | High Output | Fuel Pump Canopy Luminaires | Standard | FALSE | [9 empty] | 42430 |  |  | No |  | 3.1 | 24297.8 | 118.41 | 205.2 | 10.92 | 0.9362 | 4500 | 82
PQ1QJQ2V | Shenzhen Hipower Optoelectronic Co. Ltd | LED VISION | SP-GSL200W-NW | Outdoor Luminaires | High Output | Fuel Pump Canopy Luminaires | Standard | FALSE | [9 empty] | 42430 |  |  | No |  | 3.1 | 24119.5 | 117.54 | 205.2 | 10.92 | 0.9362 | 4000 | 82
P3ZNWT4T | Shenzhen Hipower Optoelectronic Co. Ltd | LED VISION | SP-GSL200W-WW1 | Outdoor Luminaires | High Output | Fuel Pump Canopy Luminaires | Standard | FALSE | [9 empty] | 42430 |  |  | No |  | 3.1 | 23941.3 | 116.67 | 205.2 | 10.92 | 0.9362 | 3500 | 82
PAGG8M7G | Morris Products Inc. | Morris | TL20 | Outdoor Luminaires | Mid Output | Fuel Pump Canopy Luminaires | Standard | TRUE | 6824.5 | 86.72 | 78.7 | 16.56 | 0.9249 | 3055 | 83.7 | 5 | 50000 | 42429 |  |  | NotYetVerified |  | 3 | 6824.5 | 86.72 | 78.7 | 20 | 0.9 | 3000 | 80
P6NY9AHU | Morris Products Inc. | Morris | TL19 | Outdoor Luminaires | Mid Output | Fuel Pump Canopy Luminaires | Standard | TRUE | 5119.1 | 85.58 | 59.82 | 19.55 | 0.9073 | 3012 | 84.2 | 5 | 50000 | 42429 |  |  | NotYetVerified |  | 3 | 5190.4 | 87.49 | 59.32 | 19.55 | 0.9073 | 3000 | 84.2
P52ZT2UK | Morris Products Inc. | Morris | TL18 | Outdoor Luminaires | Low Output | Fuel Pump Canopy Luminaires | Standard | TRUE | 3327.7 | 84.93 | 39.18 | 19.8 | 0.9022 | 3017 | 84.1 | 5 | 50000 | 42429 |  |  | NotYetVerified |  | 3 | 3327.7 | 84.93 | 38.18 | 19.8 | 0.9022 | 3000 | 84.1
P3YK9BP8 | Morris Products Inc. | Morris | 71464 | Outdoor Luminaires | Mid Output | Fuel Pump Canopy Luminaires | Standard | FALSE | [9 empty] | 42429 |  |  | NotYetVerified |  | 3 | 5190.4 | 87.49 | 59.32 | 19.55 | 0.9073 | 5000 | 84.2
PAN9U113 | Morris Products Inc. | Morris | 71462 | Outdoor Luminaires | Low Output | Fuel Pump Canopy Luminaires | Standard | FALSE | [9 empty] | 42429 |  |  | NotYetVerified |  | 3 | 3327.7 | 84.93 | 38.18 | 19.8 | 0.9022 | 5000 | 84.1
PXKKQ52Z | Morris Products Inc. | Morris | 71466 | Outdoor Luminaires | Mid Output | Fuel Pump Canopy Luminaires | Standard | FALSE | [9 empty] | 42429 |  |  | NotYetVerified |  | 3 | 6824.5 | 86.72 | 78.7 | 20 | 0.9 | 5000 | 80
PXGFK37W | Aleddra Inc. | Aleddra | AL-CNP-60W-57K | Outdoor Luminaires | Mid Output | Fuel Pump Canopy Luminaires | Standard | TRUE | 5443.2 | 90.63 | 60.06 | 15.68 | 0.9135 | 5986 | 71.1 | 5 |  | 42426 |  |  | No |  | 3 | 5443.2 | 90.63 | 60.06 | 15.68 | 0.9135 | 5700 | 71.1
PRYPZE7B | Aleddra Inc. | Aleddra | AL-CNP-100W-50K | Outdoor Luminaires | High Output | Fuel Pump Canopy Luminaires | Standard | TRUE | 11369 | 110.92 | 102.5 | 14.96 | 0.9213 | 5171 | 71.6 | 5 |  | 42426 |  |  | No |  | 3 | 31000 | 96 | 323 | 10 | 0.94 | 5000 | 84
P3B48Y47 | Aleddra Inc. | Aleddra | AL-CNP-130W-50K | Outdoor Luminaires | High Output | Fuel Pump Canopy Luminaires | Standard | TRUE | 13839 | 107.86 | 128.3 | 15.34 | 0.9158 | 5164 | 71.7 | 5 |  | 42426 |  |  | No |  | 3 | 13839 | 107.86 | 128.3 | 15.34 | 0.9158 | 5000 | 71.7
PGJBNVA8 | International Light Technologies | ILTCPY-WaaA-BK# | ILTCPY-W40A-4K# | Outdoor Luminaires | Low Output | Fuel Pump Canopy Luminaires | Premium | TRUE | 4429 | 106.8 | 41.22 | 16.7 | 0.898 | 3938 | 74 | 5 | 50000 | 42426 |  |  | No | # is any alphanumerical character specifying plate size | 3.1 | 4358 | 104.8 | 41.22 | 16.7 | 0.898 | 3938 | 74
P37E94GG | Aleddra Inc. | Aleddra | AL-CNP-130W-D-50K | Outdoor Luminaires | High Output | Fuel Pump Canopy Luminaires | Standard | TRUE | 12713 | 107.46 | 118.3 | 15.93 | 0.9149 | 5292 | 71.5 | 5 | 50000 | 42426 |  |  | No |  | 3.1 | 12713 | 107.46 | 118.3 | 15.93 | 0.9149 | 5000 | 71.5
PTYF1PC4 | Aleddra Inc. | Aleddra | AL-CNP-100W-D-50K | Outdoor Luminaires | High Output | Fuel Pump Canopy Luminaires | Premium | TRUE | 10332 | 106.93 | 96.62 | 14.33 | 0.9046 | 5119 | 73.3 | 5 | 50000 | 42426 |  |  | No |  | 3.1 | 10332 | 106.93 | 96.62 | 14.33 | 0.9046 | 5000 | 73.3
PNYDR96H | International Light Technologies | ILTCPY-WaaA-BK# | ILTCPY-W50A-8K# | Outdoor Luminaires | Mid Output | Fuel Pump Canopy Luminaires | Premium | FALSE | [9 empty] | 42426 |  |  | No | # is any alphanumerical character specifying plate size | 3.1 | 8642 | 108 | 80.34 | 10.3 | 0.92 | 4851 | 74.9
PXBZXKRD | International Light Technologies | ILTCPY-WaaA-BK# | ILTCPY-W50A-4K# | Outdoor Luminaires | Low Output | Fuel Pump Canopy Luminaires | Premium | FALSE | [9 empty] | 42426 |  |  | No | # is any alphanumerical character specifying plate size | 3.1 | 4321 | 108 | 40.17 | 10.3 | 0.92 | 4851 | 74.9
PR94C4QQ | International Light Technologies | ILTCPY-WaaA-BK# | ILTCPY-W40A-8K# | Outdoor Luminaires | Mid Output | Fuel Pump Canopy Luminaires | Premium | FALSE | [9 empty] | 42426 |  |  | No | # is any alphanumerical character specifying plate size | 3.1 | 8716 | 104.8 | 82.44 | 16.7 | 0.898 | 3938 | 74
PTHZ2MUE | Aleddra Inc. | Aleddra | AL-CNP-130W-D-57K | Outdoor Luminaires | High Output | Fuel Pump Canopy Luminaires | Standard | FALSE | [9 empty] | 42426 | Not Dimmable | Not Dimmable | No |  | 3.1 | 13094 | 109.57 | 119.5 | 14.73 | 0.9173 | 5700 | 76.1
P8M4X66U | Aleddra Inc. | Aleddra | AL-CNP-100W-D-57K | Outdoor Luminaires | High Output | Fuel Pump Canopy Luminaires | Premium | FALSE | [9 empty] | 42426 | Not Dimmable | Not Dimmable | No |  | 3.1 | 10482 | 107.83 | 97.21 | 13.98 | 0.9088 | 5700 | 73.8
PXDRCZZYA | LSI Industries | EXTERIOR | CRO3 FO LED 30 SS CW UE | Outdoor Luminaires | Low Output | Fuel Pump Canopy Luminaires | Standard | TRUE | 3368 | 88 | 38.4 | 14 | 0.883 | 5024 | 69 | 5 | 60000 | 42425 |  |  | No |  | 3.1 | 3138 | 82 | 38.4 | 8.55 | 0.985 | 5024 | 69
PAT4GBRM | Energy Planning Associates | Envirobrite | FSC6050 | Outdoor Luminaires | Mid Output | Fuel Pump Canopy Luminaires | Standard | TRUE | 6254.07 | 105.47 | 59.3 | 6.8 | 0.961 | 5103 | 77.8 | 5 | 50000 | 42419 |  |  | NotYetVerified |  | 3.1 | 6200 | 103 | 60 | 5 | 0.9 | 5000 | 78
PKPS8K5E | Energy Planning Associates | Envirobrite | FSC4050 | Outdoor Luminaires | Low Output | Fuel Pump Canopy Luminaires | Standard | TRUE | 3799.67 | 99.62 | 38.14 | 13.64 | 0.93 | 5119 | 78.5 | 5 | 50000 | 42419 |  |  | No |  | 3.1 | 4000 | 100 | 40 | 20 | 0.9 | 5000 | 75
PS1451CS2 | Infinilux Corporation | Infinilux Slim Line Canopy series | SL1DXX10-05 (4000K) [120V Only] | Outdoor Luminaires | Low Output | Fuel Pump Canopy Luminaires | Standard | TRUE | 1905.67 | 94 | 20.33 | 15 | 0.99 | 3942 | 73 | 5 |  | 42418 |  |  | No |  | 3.1 | 1905 | 94 | 20.33 | 15 | 0.99 | 4000 | 73
PJQ6MWZE | Dalian Golden Sanwei Technology Co. Ltd. | Thermalway | SW-XD190RNB-F | Outdoor Luminaires | High Output | Fuel Pump Canopy Luminaires | Standard | TRUE | 26268.41 | 136.21 | 192.85 | 11.13 | 0.9463 | 3075 | 72 | 5 | 50000 | 42418 |  |  | No |  | 3.1 | 26000 | 138 | 193 | 11 | 0.99 | 3000 | 70
PFN3HRMD | Dalian Golden Sanwei Technology Co. Ltd. | Thermalway | SW-XD150RNB-F | Outdoor Luminaires | High Output | Fuel Pump Canopy Luminaires | Premium | TRUE | 21562.85 | 137.49 | 156.83 | 14.57 | 0.9694 | 3074 | 72 | 5 | 50000 | 42418 |  |  | No |  | 3.1 | 21500 | 137 | 156 | 14 | 0.99 | 3000 | 70
P735AY4Z | Dalian Golden Sanwei Technology Co. Ltd. | Thermalway | SW-XD150RQB-F | Outdoor Luminaires | High Output | Fuel Pump Canopy Luminaires | Premium | FALSE | [9 empty] | 42418 |  |  | No |  | 3.1 | 21500 | 137 | 156 | 14 | 0.99 | 5700 | 70
PEXXFU3F | Dalian Golden Sanwei Technology Co. Ltd. | Thermalway | SW-XD190RQB-F | Outdoor Luminaires | High Output | Fuel Pump Canopy Luminaires | Standard | FALSE | [9 empty] | 42418 |  |  | No |  | 3.1 | 26000 | 138 | 193 | 11 | 0.99 | 5700 | 70
PU8UT82H | Dalian Golden Sanwei Technology Co. Ltd. | Thermalway | SW-XD150RZB-F | Outdoor Luminaires | High Output | Fuel Pump Canopy Luminaires | Premium | FALSE | [9 empty] | 42418 |  |  | No |  | 3.1 | 21500 | 137 | 156 | 14 | 0.99 | 5000 | 70
P2ZUHHTZ | Dalian Golden Sanwei Technology Co. Ltd. | Thermalway | SW-XD190RZB-F | Outdoor Luminaires | High Output | Fuel Pump Canopy Luminaires | Standard | FALSE | [9 empty] | 42418 |  |  | No |  | 3.1 | 26000 | 138 | 193 | 11 | 0.99 | 5000 | 70
PSHFG3GK | Dalian Golden Sanwei Technology Co. Ltd. | Thermalway | SW-XD150RYB-F | Outdoor Luminaires | High Output | Fuel Pump Canopy Luminaires | Premium | FALSE | [9 empty] | 42418 |  |  | No |  | 3.1 | 21500 | 137 | 156 | 14 | 0.99 | 4500 | 70
PUTFAT75 | Dalian Golden Sanwei Technology Co. Ltd. | Thermalway | SW-XD190RYB-F | Outdoor Luminaires | High Output | Fuel Pump Canopy Luminaires | Standard | FALSE | [9 empty] | 42418 |  |  | No |  | 3.1 | 26000 | 138 | 193 | 11 | 0.99 | 4500 | 70
PQ2PT44G | Dalian Golden Sanwei Technology Co. Ltd. | Thermalway | SW-XD150RLB-F | Outdoor Luminaires | High Output | Fuel Pump Canopy Luminaires | Premium | FALSE | [9 empty] | 42418 |  |  | No |  | 3.1 | 21500 | 137 | 156 | 14 | 0.99 | 4000 | 70
PWV1NNS8 | Dalian Golden Sanwei Technology Co. Ltd. | Thermalway | SW-XD190RLB-F | Outdoor Luminaires | High Output | Fuel Pump Canopy Luminaires | Standard | FALSE | [9 empty] | 42418 |  |  | No |  | 3.1 | 26000 | 138 | 193 | 11 | 0.99 | 4000 | 70
PV3EDYDW | Dalian Golden Sanwei Technology Co. Ltd. | Thermalway | SW-XD150RBB-F | Outdoor Luminaires | High Output | Fuel Pump Canopy Luminaires | Premium | FALSE | [9 empty] | 42418 |  |  | No |  | 3.1 | 21500 | 137 | 156 | 14 | 0.99 | 3500 | 70
PWAYD4B5 | Dalian Golden Sanwei Technology Co. Ltd. | Thermalway | SW-XD190RBB-F | Outdoor Luminaires | High Output | Fuel Pump Canopy Luminaires | Standard | FALSE | [9 empty] | 42418 |  |  | No |  | 3.1 | 26000 | 138 | 193 | 11 | 0.99 | 3500 | 70
P8Y239HB | NINGBO MORELUX LIGHTING MFG LTD | MORELUX | CVL-303-050W-40K-8-D-3XX | Outdoor Luminaires | Mid Output | Fuel Pump Canopy Luminaires | Standard | TRUE | 5143 | 100.16 | 51.35 | 13.63 | 0.9087 | 3996 | 85.4 | 5 | 50000 | 42411 |  |  | Yes |  | 3.1 | 5143 | 100.16 | 51.35 | 13.63 | 0.9087 | 4000 | 85.4
PGW7K3ZP | NINGBO MORELUX LIGHTING MFG LTD | MORELUX | CVL-203-020W-40K-8-D-3XX | Outdoor Luminaires | Low Output | Fuel Pump Canopy Luminaires | Standard | TRUE | 1836.3 | 93.87 | 19.56 | 14.55 | 0.9125 | 4051 | 85.4 | 5 | 50000 | 42411 |  |  | Yes |  | 3.1 | 1836.3 | 93.87 | 19.56 | 14.55 | 0.9125 | 4000 | 85.4
P7ADFWFM | NINGBO MORELUX LIGHTING MFG LTD | MORELUX | CVL-303-050W-50K-8-D-3XX | Outdoor Luminaires | Mid Output | Fuel Pump Canopy Luminaires | Standard | FALSE | [9 empty] | 42411 | Dimmable | Continuous Below 10 | Yes |  | 3.1 | 5236 | 101.25 | 51.71 | 13.44 | 0.9092 | 5000 | 85.2
P7H9E2UE | NINGBO MORELUX LIGHTING MFG LTD | MORELUX | CVL-203-020W-50K-8-D-3XX | Outdoor Luminaires | Low Output | Fuel Pump Canopy Luminaires | Standard | FALSE | [9 empty] | 42411 | Dimmable | Continuous Below 10 | Yes |  | 3.1 | 1874 | 95.42 | 19.64 | 14.58 | 0.9151 | 5000 | 84.8
PTBXJCQ9 | Louvers International Inc | LouversLEd | ADV4-2-LED-48W-5K-[U EM]-FR-XX-Sx-[DV EC] Revision1 | Outdoor Luminaires | Mid Output | Fuel Pump Canopy Luminaires | Standard | TRUE | 4635 | 95.96 | 48.3 | 8.28 | 0.972 | 5115 | 83.6 | 5 | 50000 | 42410 |  |  | No |  | 3.1 | 4635 | 95.96 | 48.3 | 8.32 | 0.971 | 5022 | 83.2
PH5MWA7R | Louvers International Inc | LouversLEd | ADV8-2-LED-96W-5K-[U EM]-FR-XX-Sx-[DS DA] Revision1 | Outdoor Luminaires | Mid Output | Fuel Pump Canopy Luminaires | Standard | FALSE | [9 empty] | 42410 |  |  | Yes |  | 3.1 | 9332 | 96.8 | 96.4 | 8.28 | 0.972 | 5115 | 83.6
P44SU8V7 | Louvers International Inc | LouversLEd | ADV8-2-LED-96W-5K-[U EM]-FR-XX-Sx-[OS OA] Revision1 | Outdoor Luminaires | Mid Output | Fuel Pump Canopy Luminaires | Standard | FALSE | [9 empty] | 42410 |  |  | Yes |  | 3.1 | 9332 | 96.8 | 96.4 | 8.28 | 0.972 | 5115 | 83.6
PY4B4C8W | Louvers International Inc | LouversLEd | ADV8-2-LED-96W-5K-[U EM]-FR-XX-Sx-[DV EC] Revision1 | Outdoor Luminaires | Mid Output | Fuel Pump Canopy Luminaires | Standard | FALSE | [9 empty] | 42410 |  |  | No |  | 3.1 | 9332 | 96.8 | 96.4 | 8.28 | 0.972 | 5115 | 83.6
P4US8A7S | Louvers International Inc | LouversLEd | ADV4-2-LED-48W-5K-[U EM]-FR-XX-Sx-[DS DA] Revision1 | Outdoor Luminaires | Mid Output | Fuel Pump Canopy Luminaires | Standard | FALSE | [9 empty] | 42410 |  |  | Yes |  | 3.1 | 4635 | 95.96 | 48.3 | 8.32 | 0.971 | 5022 | 83.2
PPNMYBQ4 | Louvers International Inc | LouversLEd | ADV4-2-LED-48W-5K-[U EM]-FR-XX-Sx-[OS OA] Revision1 | Outdoor Luminaires | Mid Output | Fuel Pump Canopy Luminaires | Standard | FALSE | [9 empty] | 42410 |  |  | Yes |  | 3.1 | 4635 | 95.96 | 48.3 | 8.32 | 0.971 | 5022 | 83.2
PAP3DUGZ | CEA GROUP INTERNATIONAL CO.LTD | CEA/EAEC | CNL1-50(2700K) | Outdoor Luminaires | Low Output | Fuel Pump Canopy Luminaires | Standard | TRUE | 4760.9 | 95.24 | 49.99 | 11.95 | 0.8976 | 2821 | 79 | 5 | 50000 | 42409 |  |  | No | Updated on 10/27/2016 | 4 | 4942 | 97.04 | 50.93 | 11.95 | 0.9 | 2700 | 79
PUYGF8XG | CEA GROUP INTERNATIONAL CO.LTD | CEA/EAEC | CNL1-30(2700K) | Outdoor Luminaires | Low Output | Fuel Pump Canopy Luminaires | Standard | TRUE | 3105.3 | 108.96 | 28.5 | 14.17 | 0.9079 | 2698 | 80.1 | 5 | 50000 | 42409 |  |  | No | Updated on 10/27/2016 | 4 | 3148.1 | 110 | 28.62 | 14.17 | 0.91 | 2700 | 80.1
PMTMDEUD | CEA GROUP INTERNATIONAL CO.LTD | CEA/EAEC | CNL1-75(2700K) | Outdoor Luminaires | Mid Output | Fuel Pump Canopy Luminaires | Standard | TRUE | 7924.7 | 120.38 | 65.83 | 14.72 | 0.9046 | 2758 | 81.3 | 5 | 50000 | 42409 |  |  | No | Updated on 2/23/2017 | 3.1 | 5995.6 | 78.13 | 76.74 | 14.56 | 0.9046 | 2700 | 70.7
PUNZ2F3F | CEA GROUP INTERNATIONAL CO.LTD | CEA/EAEC | CNL1-30(5700K) | Outdoor Luminaires | Low Output | Fuel Pump Canopy Luminaires | Standard | FALSE | [9 empty] | 42409 |  |  | No | Updated on 10/27/2016 | 4 | 3314 | 114.75 | 28.88 | 14.36 | 0.91 | 5700 | 87.3
PMY6NG79 | CEA GROUP INTERNATIONAL CO.LTD | CEA/EAEC | CNL1-50(5700K) | Outdoor Luminaires | Low Output | Fuel Pump Canopy Luminaires | Standard | FALSE | [9 empty] | 42409 |  |  | No | Updated on 10/27/2016 | 4 | 5220 | 101.81 | 51.27 | 11.81 | 0.9 | 5700 | 86.8
PGMXZQYW | CEA GROUP INTERNATIONAL CO.LTD | CEA/EAEC | CNL1-75(5700K) | Outdoor Luminaires | Mid Output | Fuel Pump Canopy Luminaires | Standard | FALSE | [9 empty] | 42409 |  |  | No | Updated on 2/23/2017 | 3.1 | 6307 | 81.67 | 77.23 | 14.63 | 0.9032 | 5700 | 75.1
PESMG6KQ | CEA GROUP INTERNATIONAL CO.LTD | CEA/EAEC | CNL1-30(5000K) | Outdoor Luminaires | Low Output | Fuel Pump Canopy Luminaires | Standard | FALSE | [9 empty] | 42409 |  |  | No | Updated on 10/27/2016 | 4 | 3148.1 | 110 | 28.62 | 14.17 | 0.91 | 5000 | 80.1
PXSJH9QT | CEA GROUP INTERNATIONAL CO.LTD | CEA/EAEC | CNL1-50(5000K) | Outdoor Luminaires | Low Output | Fuel Pump Canopy Luminaires | Standard | FALSE | [9 empty] | 42409 |  |  | No | Updated on 10/27/2016 | 4 | 4942 | 97.04 | 50.93 | 11.95 | 0.9 | 5000 | 79
PTR84XZF | CEA GROUP INTERNATIONAL CO.LTD | CEA/EAEC | CNL1-75(5000K) | Outdoor Luminaires | Mid Output | Fuel Pump Canopy Luminaires | Standard | FALSE | [9 empty] | 42409 |  |  | No | Updated on 2/23/2017 | 3.1 | 5995.6 | 78.13 | 76.74 | 14.56 | 0.9046 | 5000 | 70.7
PG6UMST7 | CEA GROUP INTERNATIONAL CO.LTD | CEA/EAEC | CNL1-30(4500K) | Outdoor Luminaires | Low Output | Fuel Pump Canopy Luminaires | Standard | FALSE | [9 empty] | 42409 |  |  | No | Updated on 10/27/2016 | 4 | 3148.1 | 110 | 28.62 | 14.17 | 0.91 | 4500 | 80.1
PGUYHFNP | CEA GROUP INTERNATIONAL CO.LTD | CEA/EAEC | CNL1-50(4500K) | Outdoor Luminaires | Low Output | Fuel Pump Canopy Luminaires | Standard | FALSE | [9 empty] | 42409 |  |  | No | Updated on 10/27/2016 | 4 | 4942 | 97.04 | 50.93 | 11.95 | 0.9 | 4500 | 79
PTXK1YXA | CEA GROUP INTERNATIONAL CO.LTD | CEA/EAEC | CNL1-75(4500K) | Outdoor Luminaires | Mid Output | Fuel Pump Canopy Luminaires | Standard | FALSE | [9 empty] | 42409 |  |  | No | Updated on 2/23/2017 | 3.1 | 5995.6 | 78.13 | 76.74 | 14.56 | 0.9046 | 4500 | 70.7
P42T8M18 | CEA GROUP INTERNATIONAL CO.LTD | CEA/EAEC | CNL1-30(4000K) | Outdoor Luminaires | Low Output | Fuel Pump Canopy Luminaires | Standard | FALSE | [9 empty] | 42409 |  |  | No | Updated on 10/27/2016 | 4 | 3148.1 | 110 | 28.62 | 14.17 | 0.91 | 4000 | 80.1
PTMTGVC1 | CEA GROUP INTERNATIONAL CO.LTD | CEA/EAEC | CNL1-50(4000K) | Outdoor Luminaires | Low Output | Fuel Pump Canopy Luminaires | Standard | FALSE | [9 empty] | 42409 |  |  | No | Updated on 10/27/2016 | 4 | 4942 | 97.04 | 50.93 | 11.95 | 0.9 | 4000 | 79
PZZ6PPUY | CEA GROUP INTERNATIONAL CO.LTD | CEA/EAEC | CNL1-75(4000K) | Outdoor Luminaires | Mid Output | Fuel Pump Canopy Luminaires | Standard | FALSE | [9 empty] | 42409 |  |  | No | Updated on 2/23/2017 | 3.1 | 5995.6 | 78.13 | 76.74 | 14.56 | 0.9046 | 4000 | 70.7
P68W8JZR | CEA GROUP INTERNATIONAL CO.LTD | CEA/EAEC | CNL1-30(3500K) | Outdoor Luminaires | Low Output | Fuel Pump Canopy Luminaires | Standard | FALSE | [9 empty] | 42409 |  |  | No | Updated on 10/27/2016 | 4 | 3148.1 | 110 | 28.62 | 14.17 | 0.91 | 3500 | 80.1
P2RT6BS8 | CEA GROUP INTERNATIONAL CO.LTD | CEA/EAEC | CNL1-50(3500K) | Outdoor Luminaires | Low Output | Fuel Pump Canopy Luminaires | Standard | FALSE | [9 empty] | 42409 |  |  | No | Updated on 10/27/2016 | 4 | 4942 | 97.04 | 50.93 | 11.95 | 0.9 | 3500 | 79
PPZQEAZR | CEA GROUP INTERNATIONAL CO.LTD | CEA/EAEC | CNL1-75(3500K) | Outdoor Luminaires | Mid Output | Fuel Pump Canopy Luminaires | Standard | FALSE | [9 empty] | 42409 |  |  | No | Updated on 2/23/2017 | 3.1 | 5995.6 | 78.13 | 76.74 | 14.56 | 0.9046 | 3500 | 70.7
PHY3SB9K | CEA GROUP INTERNATIONAL CO.LTD | CEA/EAEC | CNL1-30(3000K) | Outdoor Luminaires | Low Output | Fuel Pump Canopy Luminaires | Standard | FALSE | [9 empty] | 42409 |  |  | No | Updated on 10/27/2016 | 4 | 3148.1 | 110 | 28.62 | 14.17 | 0.91 | 3000 | 80.1
PQQAN1NV | CEA GROUP INTERNATIONAL CO.LTD | CEA/EAEC | CNL1-50(3000K) | Outdoor Luminaires | Low Output | Fuel Pump Canopy Luminaires | Standard | FALSE | [9 empty] | 42409 |  |  | No | Updated on 10/27/2016 | 4 | 4942 | 97.04 | 50.93 | 11.95 | 0.9 | 3000 | 79
PMBTDPZH | CEA GROUP INTERNATIONAL CO.LTD | CEA/EAEC | CNL1-75(3000K) | Outdoor Luminaires | Mid Output | Fuel Pump Canopy Luminaires | Standard | FALSE | [9 empty] | 42409 |  |  | No | Updated on 2/23/2017 | 3.1 | 5995.6 | 78.13 | 76.74 | 14.56 | 0.9046 | 3000 | 70.7
PDCEMH1G | Symban Lighting Corp. | Symban | SOLAR-LED(60W)-30-XV | Outdoor Luminaires | Low Output | Fuel Pump Canopy Luminaires | Standard | TRUE | 4599 | 78.18 | 59.09 | 14.32 | 0.946 | 2938 | 85 | 5 | 50000 | 42408 |  |  | NotYetVerified |  | 3 | 5000 | 85 | 60 | 20 | 0.95 | 3000 | 80
PNQN65XW | Symban Lighting Corp. | Symban | SOLAR-LED(90W)-30-XV | Outdoor Luminaires | Mid Output | Fuel Pump Canopy Luminaires | Standard | TRUE | 7480 | 82.62 | 90.53 | 14.44 | 0.915 | 2932 | 85 | 5 | 50000 | 42408 |  |  | NotYetVerified |  | 3 | 7000 | 80 | 90 | 20 | 0.95 | 3000 | 80
P6SXF23E | Symban Lighting Corp. | Symban | SOLAR-LED(40W)-30-XV | Outdoor Luminaires | Low Output | Fuel Pump Canopy Luminaires | Standard | TRUE | 3679 | 92.86 | 39.62 | 17.76 | 0.948 | 2921 | 84 | 5 | 50000 | 42408 |  |  | NotYetVerified |  | 3 | 3500 | 90 | 40 | 20 | 0.95 | 3000 | 80
PQWABWP7 | Symban Lighting Corp. | Symban | SOLAR-LED(90W)-50-XV | Outdoor Luminaires | Mid Output | Fuel Pump Canopy Luminaires | Standard | FALSE | [9 empty] | 42408 |  |  | NotYetVerified |  | 3 | 7000 | 80 | 90 | 20 | 0.95 | 5000 | 80
PVZF2P67 | Symban Lighting Corp. | Symban | SOLAR-LED(60W)-50-XV | Outdoor Luminaires | Mid Output | Fuel Pump Canopy Luminaires | Standard | FALSE | [9 empty] | 42408 |  |  | NotYetVerified |  | 3 | 5000 | 85 | 60 | 20 | 0.95 | 5000 | 80
PY4KBEQV | Symban Lighting Corp. | Symban | SOLAR-LED(40W)-50-XV | Outdoor Luminaires | Low Output | Fuel Pump Canopy Luminaires | Standard | FALSE | [9 empty] | 42408 |  |  | NotYetVerified |  | 3 | 3500 | 90 | 40 | 20 | 0.95 | 5000 | 80
PH78SJ91 | Symban Lighting Corp. | Symban | SOLAR-LED(90W)-45-XV | Outdoor Luminaires | Mid Output | Fuel Pump Canopy Luminaires | Standard | FALSE | [9 empty] | 42408 |  |  | NotYetVerified |  | 3 | 7000 | 80 | 90 | 20 | 0.95 | 4500 | 80
P24GP1RG | Symban Lighting Corp. | Symban | SOLAR-LED(60W)-45-XV | Outdoor Luminaires | Mid Output | Fuel Pump Canopy Luminaires | Standard | FALSE | [9 empty] | 42408 |  |  | NotYetVerified |  | 3 | 5000 | 85 | 60 | 20 | 0.95 | 4500 | 80
P7Z38PBY | Symban Lighting Corp. | Symban | SOLAR-LED(40W)-45-XV | Outdoor Luminaires | Low Output | Fuel Pump Canopy Luminaires | Standard | FALSE | [9 empty] | 42408 |  |  | NotYetVerified |  | 3 | 3500 | 90 | 40 | 20 | 0.95 | 4500 | 80
PG9DRQWM | Symban Lighting Corp. | Symban | SOLAR-LED(90W)-40-XV | Outdoor Luminaires | Mid Output | Fuel Pump Canopy Luminaires | Standard | FALSE | [9 empty] | 42408 |  |  | NotYetVerified |  | 3 | 7000 | 80 | 90 | 20 | 0.95 | 4000 | 80
PKWM8YA8 | Symban Lighting Corp. | Symban | SOLAR-LED(60W)-40-XV | Outdoor Luminaires | Mid Output | Fuel Pump Canopy Luminaires | Standard | FALSE | [9 empty] | 42408 |  |  | NotYetVerified |  | 3 | 5000 | 85 | 60 | 20 | 0.95 | 4000 | 80
PARUZDW4 | Symban Lighting Corp. | Symban | SOLAR-LED(40W)-40-XV | Outdoor Luminaires | Low Output | Fuel Pump Canopy Luminaires | Standard | FALSE | [9 empty] | 42408 |  |  | NotYetVerified |  | 3 | 3500 | 90 | 40 | 20 | 0.95 | 4000 | 80
PV9G8UNN | Symban Lighting Corp. | Symban | SOLAR-LED(90W)-35-XV | Outdoor Luminaires | Mid Output | Fuel Pump Canopy Luminaires | Standard | FALSE | [9 empty] | 42408 |  |  | NotYetVerified |  | 3 | 7000 | 80 | 90 | 20 | 0.95 | 3500 | 80
PME32QSK | Symban Lighting Corp. | Symban | SOLAR-LED(60W)-35-XV | Outdoor Luminaires | Mid Output | Fuel Pump Canopy Luminaires | Standard | FALSE | [9 empty] | 42408 |  |  | NotYetVerified |  | 3 | 5000 | 85 | 60 | 20 | 0.95 | 3500 | 80
P5PAH64S | Symban Lighting Corp. | Symban | SOLAR-LED(40W)-35-XV | Outdoor Luminaires | Low Output | Fuel Pump Canopy Luminaires | Standard | FALSE | [9 empty] | 42408 |  |  | NotYetVerified |  | 3 | 3500 | 90 | 40 | 20 | 0.95 | 3500 | 80
P49NR2XE | Shenzhen Bbier Lighting Co. Ltd | BBIER | BB-CSD-130W-B-50-H | Outdoor Luminaires | High Output | Fuel Pump Canopy Luminaires | Standard | TRUE | 13839 | 107.86 | 128.3 | 15.34 | 0.9158 | 5164 | 71.7 | 5 |  | 42404 |  |  | No |  | 3 | 13839 | 107.86 | 128.3 | 15.34 | 0.9158 | 5000 | 71.7
PJY9T89G | Shenzhen Bbier Lighting Co. Ltd | BBIER | BB-CSD-130W-C-50 | Outdoor Luminaires | High Output | Fuel Pump Canopy Luminaires | Standard | TRUE | 13294 | 108.17 | 122.9 | 13.97 | 0.9015 | 5247 | 71 | 5 | 50000 | 42404 |  |  | No |  | 3.1 | 13294 | 108.17 | 122.9 | 13.97 | 0.9015 | 5000 | 71
PQH2KY3E | Shenzhen Bbier Lighting Co. Ltd | BBIER | BB-CSD-130W-C-57 | Outdoor Luminaires | High Output | Fuel Pump Canopy Luminaires | Standard | FALSE | [9 empty] | 42404 |  |  | No |  | 3.1 | 13493 | 109.08 | 123.7 | 15.27 | 0.9035 | 5700 | 74.5
PS3J1U23 | XUYANG GROUP (SHENZHEN) GLOBAL BUSINESS SERVICE LTD. | XY | CN-40W-000-27 | Outdoor Luminaires | Low Output | Fuel Pump Canopy Luminaires | Standard | TRUE | 3861.7 | 96.28 | 40.11 | 15.79 | 0.9069 | 2779 | 67.9 | 5 | 50000 | 42397 |  |  | No |  | 3.1 | 3899.9 | 96.29 | 40.5 | 15.79 | 0.9069 | 2700 | 67.9
PW162JRC | NINGBO MORELUX LIGHTING MFG LTD | MORELUX | CVL-303-050W-50K-8-3XX | Outdoor Luminaires | Mid Output | Fuel Pump Canopy Luminaires | Premium | TRUE | 5164 | 103.51 | 49.89 | 13.14 | 0.9112 | 5146 | 85.4 | 5 | 50000 | 42397 |  |  | Yes |  | 3 | 5197 | 103.73 | 50.1 | 13.14 | 0.9112 | 5000 | 85.4
P2ZVT3TB | NINGBO MORELUX LIGHTING MFG LTD | MORELUX | CVL-203-020W-50K-8-3XX | Outdoor Luminaires | Low Output | Fuel Pump Canopy Luminaires | Premium | TRUE | 1849 | 97.58 | 18.95 | 14.72 | 0.9108 | 5159 | 85.4 | 5 | 50000 | 42397 |  |  | Yes |  | 3.1 | 1837 | 97.66 | 18.81 | 14.72 | 0.91 | 5000 | 85.4
P6RYDDBU | XUYANG GROUP (SHENZHEN) GLOBAL BUSINESS SERVICE LTD. | XY | CN-40W-000-57 | Outdoor Luminaires | Low Output | Fuel Pump Canopy Luminaires | Standard | FALSE | [9 empty] | 42397 |  |  | No |  | 3.1 | 4094 | 100.81 | 40.61 | 15.93 | 0.9094 | 5700 | 75.4
PDM242J1 | XUYANG GROUP (SHENZHEN) GLOBAL BUSINESS SERVICE LTD. | XY | CN-40W-000-50 | Outdoor Luminaires | Low Output | Fuel Pump Canopy Luminaires | Standard | FALSE | [9 empty] | 42397 |  |  | No |  | 3.1 | 3899.9 | 96.29 | 40.5 | 15.79 | 0.9069 | 5000 | 67.9
PNB8JGP7 | XUYANG GROUP (SHENZHEN) GLOBAL BUSINESS SERVICE LTD. | XY | CN-40W-000-41 | Outdoor Luminaires | Low Output | Fuel Pump Canopy Luminaires | Standard | FALSE | [9 empty] | 42397 |  |  | No |  | 3.1 | 3899.9 | 96.29 | 40.5 | 15.79 | 0.9069 | 4100 | 67.9
P8ZPJVJF | XUYANG GROUP (SHENZHEN) GLOBAL BUSINESS SERVICE LTD. | XY | CN-40W-000-30 | Outdoor Luminaires | Low Output | Fuel Pump Canopy Luminaires | Standard | FALSE | [9 empty] | 42397 |  |  | No |  | 3.1 | 3899.9 | 96.29 | 40.5 | 15.79 | 0.9069 | 3000 | 67.9
P9S4DZAE | NINGBO MORELUX LIGHTING MFG LTD | MORELUX | CVL-303-050W-40K-8-3XX | Outdoor Luminaires | Mid Output | Fuel Pump Canopy Luminaires | Premium | FALSE | [9 empty] | 42397 | Not Dimmable | Not Dimmable | Yes |  | 3 | 5255 | 105.37 | 49.87 | 13.52 | 0.9087 | 4000 | 85.4
PKYBZ92U | NINGBO MORELUX LIGHTING MFG LTD | MORELUX | CVL-203-020W-40K-8-3XX | Outdoor Luminaires | Low Output | Fuel Pump Canopy Luminaires | Premium | FALSE | [9 empty] | 42397 | Not Dimmable | Not Dimmable | Yes |  | 3.1 | 1893.3 | 101.52 | 18.65 | 14.36 | 0.9 | 4000 | 85.3
PJYGRRQ3 | CCR INC | CCR | CCR-CP-120WA1-HV 4000K | Outdoor Luminaires | High Output | Fuel Pump Canopy Luminaires | Standard | TRUE | 11215 | 95.65 | 117.3 | 11.12 | 0.956 | 4026 | 73.1 | 5 | 50000 | 42394 |  |  | NotYetVerified |  | 3 | 11215 | 95.65 | 117.3 | 11.12 | 0.956 | 4000 | 73.1
PK58DMXQ | CCR INC | CCR | CCR-CP-80WA1 4000K | Outdoor Luminaires | Mid Output | Fuel Pump Canopy Luminaires | Standard | TRUE | 8211.2 | 97.2 | 84.53 | 15.17 | 0.9241 | 4038 | 72.9 | 5 | 50000 | 42394 |  |  | NotYetVerified |  | 3 | 8211.2 | 97.2 | 84.48 | 15.17 | 0.9241 | 4000 | 72.9
PTFE1TXP | CCR INC | CCR | CCR-CP-120WA1 4000K | Outdoor Luminaires | High Output | Fuel Pump Canopy Luminaires | Standard | TRUE | 11754 | 96.69 | 122.3 | 15.91 | 0.903 | 4033 | 73 | 5 | 50000 | 42394 |  |  | NotYetVerified |  | 3 | 11754 | 96.69 | 122.3 | 15.91 | 0.903 | 4000 | 73
PS7KGESY | CCR INC | CCR | CCR-CP-80WA1-HV 4000K | Outdoor Luminaires | Mid Output | Fuel Pump Canopy Luminaires | Standard | TRUE | 8074.7 | 99.8 | 80.91 | 11.53 | 0.953 | 4033 | 72.9 | 5 | 50000 | 42394 |  |  | NotYetVerified |  | 3 | 8074.6 | 99.8 | 80.91 | 11.53 | 0.9532 | 4000 | 72.9
PU4R3ABZ | CCR INC | CCR | CCR-CP-45WA1 4000K | Outdoor Luminaires | Low Output | Fuel Pump Canopy Luminaires | Standard | TRUE | 3918.5 | 84.98 | 46.11 | 6.9 | 0.8902 | 4041 | 73 | 5 | 50000 | 42394 |  |  | NotYetVerified |  | 3 | 4006.5 | 86.16 | 46.5 | 6.9 | 0.8902 | 4000 | 73
PXYW9ZAH | CCR INC | CCR | CCR-CP-80WA1-HV 5700K | Outdoor Luminaires | Mid Output | Fuel Pump Canopy Luminaires | Standard | FALSE | [9 empty] | 42394 | Not Dimmable | Not Dimmable | NotYetVerified |  | 3 | 8108 | 100.19 | 80.93 | 11.69 | 0.9521 | 5700 | 73.4
PFB2SDY5 | CCR INC | CCR | CCR-CP-120WA1 5700K | Outdoor Luminaires | High Output | Fuel Pump Canopy Luminaires | Standard | FALSE | [9 empty] | 42394 | Not Dimmable | Not Dimmable | NotYetVerified |  | 3 | 12103 | 99.56 | 122.4 | 14.85 | 0.904 | 5700 | 73.3
PDZQQA7N | CCR INC | CCR | CCR-CP-120WA1-HV 5700K | Outdoor Luminaires | High Output | Fuel Pump Canopy Luminaires | Standard | FALSE | [9 empty] | 42394 | Not Dimmable | Not Dimmable | NotYetVerified |  | 3 | 11430 | 96.29 | 119.5 | 11.96 | 0.95 | 5700 | 73.3
PBM29WD2 | CCR INC | CCR | CCR-CP-80WA1 5700K | Outdoor Luminaires | Mid Output | Fuel Pump Canopy Luminaires | Standard | FALSE | [9 empty] | 42394 | Not Dimmable | Not Dimmable | NotYetVerified |  | 3 | 8453 | 99.11 | 85.43 | 15.68 | 0.9236 | 5700 | 73.2
P2MTS46H | CCR INC | CCR | CCR-CP-45WA1 5700K | Outdoor Luminaires | Low Output | Fuel Pump Canopy Luminaires | Standard | FALSE | [9 empty] | 42394 | Not Dimmable | Not Dimmable | NotYetVerified |  | 3 | 4082 | 86.2 | 47.41 | 6.5 | 0.9021 | 5700 | 72.6
PHJJ8B1X | CCR INC | CCR | CCR-CP-120WA1-HV 5000K | Outdoor Luminaires | High Output | Fuel Pump Canopy Luminaires | Standard | FALSE | [9 empty] | 42394 | Not Dimmable | Not Dimmable | NotYetVerified |  | 3 | 11215 | 95.65 | 117.3 | 11.12 | 0.956 | 5000 | 73.1
P9U7VKAM | CCR INC | CCR | CCR-CP-120WA1 5000K | Outdoor Luminaires | High Output | Fuel Pump Canopy Luminaires | Standard | FALSE | [9 empty] | 42394 | Not Dimmable | Not Dimmable | NotYetVerified |  | 3 | 11754 | 96.69 | 122.3 | 15.91 | 0.903 | 5000 | 73
PCYQNK3X | CCR INC | CCR | CCR-CP-45WA1 5000K | Outdoor Luminaires | Low Output | Fuel Pump Canopy Luminaires | Standard | FALSE | [9 empty] | 42394 | Not Dimmable | Not Dimmable | NotYetVerified |  | 3 | 4006.5 | 86.16 | 46.5 | 6.9 | 0.8902 | 5000 | 73
PYY554GG | CCR INC | CCR | CCR-CP-80WA1 5000K | Outdoor Luminaires | Mid Output | Fuel Pump Canopy Luminaires | Standard | FALSE | [9 empty] | 42394 | Not Dimmable | Not Dimmable | NotYetVerified |  | 3 | 8211.2 | 97.2 | 84.48 | 15.17 | 0.9241 | 5000 | 72.9
P1F1GEAD | CCR INC | CCR | CCR-CP-80WA1-HV 5000K | Outdoor Luminaires | Mid Output | Fuel Pump Canopy Luminaires | Standard | FALSE | [9 empty] | 42394 | Not Dimmable | Not Dimmable | NotYetVerified |  | 3 | 8074.6 | 99.8 | 80.91 | 11.53 | 0.9532 | 5000 | 72.9
PUFH1J3Y | CCR INC | CCR | CCR-CP-120WA1-HV 4500K | Outdoor Luminaires | High Output | Fuel Pump Canopy Luminaires | Standard | FALSE | [9 empty] | 42394 | Not Dimmable | Not Dimmable | NotYetVerified |  | 3 | 11215 | 95.65 | 117.3 | 11.12 | 0.956 | 4500 | 73.1
PB8R7F8N | CCR INC | CCR | CCR-CP-120WA1 4500K | Outdoor Luminaires | High Output | Fuel Pump Canopy Luminaires | Standard | FALSE | [9 empty] | 42394 | Not Dimmable | Not Dimmable | NotYetVerified |  | 3 | 11754 | 96.69 | 122.3 | 15.91 | 0.903 | 4500 | 73
P8FXRK6M | CCR INC | CCR | CCR-CP-45WA1 4500K | Outdoor Luminaires | Low Output | Fuel Pump Canopy Luminaires | Standard | FALSE | [9 empty] | 42394 | Not Dimmable | Not Dimmable | NotYetVerified |  | 3 | 4006.5 | 86.16 | 46.5 | 6.9 | 0.8902 | 4500 | 73
P68JXCYX | CCR INC | CCR | CCR-CP-80WA1 4500K | Outdoor Luminaires | Mid Output | Fuel Pump Canopy Luminaires | Standard | FALSE | [9 empty] | 42394 | Not Dimmable | Not Dimmable | NotYetVerified |  | 3 | 8211.2 | 97.2 | 84.48 | 15.17 | 0.9241 | 4500 | 72.9
PMZM8H7G | CCR INC | CCR | CCR-CP-80WA1-HV 4500K | Outdoor Luminaires | Mid Output | Fuel Pump Canopy Luminaires | Standard | FALSE | [9 empty] | 42394 | Not Dimmable | Not Dimmable | NotYetVerified |  | 3 | 8074.6 | 99.8 | 80.91 | 11.53 | 0.9532 | 4500 | 72.9
PSGHFUZJ | Krut Systems LLC | KRUT LED | KL130CP4K-SLIM | Outdoor Luminaires | High Output | Fuel Pump Canopy Luminaires | Standard | TRUE | 14063 | 105.26 | 133.6 | 11.38 | 0.9172 | 4031 | 83.6 | 5 | 50000 | 42391 |  |  | No |  | 3 | 14063 | 105.26 | 133.6 | 11.38 | 0.9172 | 4000 | 83.6
P7MAXKV1 | Krut Systems LLC | KRUT LED | KL130CP5K7-SLIM | Outdoor Luminaires | High Output | Fuel Pump Canopy Luminaires | Standard | FALSE | [9 empty] | 42391 |  |  | No |  | 3 | 14657 | 108.41 | 135.2 | 11.57 | 0.9292 | 5700 | 84
PMHQRU7K | Krut Systems LLC | KRUT LED | KL130CP5K-SLIM | Outdoor Luminaires | High Output | Fuel Pump Canopy Luminaires | Standard | FALSE | [9 empty] | 42391 |  |  | No |  | 3 | 14063 | 105.26 | 133.6 | 11.38 | 0.9172 | 5000 | 83.6
PZSN7U25 | Krut Systems LLC | KRUT LED | KL130CP4K5-SLIM | Outdoor Luminaires | High Output | Fuel Pump Canopy Luminaires | Standard | FALSE | [9 empty] | 42391 |  |  | No |  | 3 | 14063 | 105.26 | 133.6 | 11.38 | 0.9172 | 4500 | 83.6
PHXQ1Y5U | Plusrite USA | Naturaled | LED-FXGSC150/50K/XX | Outdoor Luminaires | High Output | Fuel Pump Canopy Luminaires | Standard | TRUE | 18052.623 | 113.204 | 159.47 | 10.45 | 0.946 | 5036 | 82.4 | 5 | 50000 | 42390 |  |  | NotYetVerified |  | 3
PXA75DBV | Shenzhen Bbier Lighting Co. Ltd | BBIER | BB-CSD-130W-D-50 | Outdoor Luminaires | High Output | Fuel Pump Canopy Luminaires | Standard | TRUE | 12713 | 107.46 | 118.3 | 15.93 | 0.9149 | 5292 | 71.5 | 5 | 50000 | 42390 |  |  | No |  | 3.1 | 12713 | 107.46 | 118.3 | 15.93 | 0.9149 | 5000 | 71.5
PPHJ8QD2 | Shenzhen Bbier Lighting Co. Ltd | BBIER | BB-CSD-130W-F-50 | Outdoor Luminaires | High Output | Fuel Pump Canopy Luminaires | Standard | TRUE | 13268 | 108.31 | 122.5 | 15.51 | 0.9037 | 5250 | 71 | 5 | 50000 | 42390 |  |  | No |  | 3.1 | 13268 | 108.31 | 122.5 | 15.51 | 0.9037 | 5000 | 71
P6DKS9N3 | Shenzhen Bbier Lighting Co. Ltd | BBIER | BB-CSD-130W-D-57 | Outdoor Luminaires | High Output | Fuel Pump Canopy Luminaires | Standard | FALSE | [9 empty] | 42390 |  |  | No |  | 3.1 | 13094 | 109.57 | 119.5 | 14.73 | 0.9173 | 5700 | 76.1
PSTH64BY | Shenzhen Bbier Lighting Co. Ltd | BBIER | BB-CSD-130W-F-57 | Outdoor Luminaires | High Output | Fuel Pump Canopy Luminaires | Standard | FALSE | [9 empty] | 42390 |  |  | No |  | 3.1 | 13309 | 109.45 | 121.6 | 16.08 | 0.905 | 5700 | 75
PAGFMVWG | Cree Inc. | Cree CPY Series | CPY250-A-xx-D-D-xx-xx-40K-xxx | Outdoor Luminaires | High Output | Fuel Pump Canopy Luminaires | Premium | TRUE | 17483 | 116.97 | 149.47 | 9.56 | 0.969 | 3939 | 71 | 5 | 50000 | 42388 |  |  | No | BXCCAxD17-Ux7xxxx | 3.1 | 16403 | 117.2 | 140 | 20 | 0.9 | 4000 | 70
P65KPYMR | Shenzhen Hipower Optoelectronic Co. Ltd | LED VISION | SP-GSL150W-DW | Outdoor Luminaires | High Output | Fuel Pump Canopy Luminaires | Standard | TRUE | 18052.623 | 113.204 | 159.47 | 10.45 | 0.946 | 5036 | 82.4 | 5 | 50000 | 42388 |  |  | NotYetVerified |  | 3
PDCAAZM6 | Shenzhen Hipower Optoelectronic Co. Ltd | LED VISION | SP-GSL120W-DW | Outdoor Luminaires | High Output | Fuel Pump Canopy Luminaires | Standard | TRUE | 13956.15 | 109.94 | 126.94 | 6.73 | 0.9118 | 5026 | 83 | 5 | 50000 | 42388 |  |  | NotYetVerified |  | 3 | 14700 | 115 | 120 |  | 0.98
PJ29BDB2 | XUYANG GROUP (SHENZHEN) GLOBAL BUSINESS SERVICE LTD. | XY | YZ-100W-D00-50 | Outdoor Luminaires | High Output | Fuel Pump Canopy Luminaires | Premium | TRUE | 10332 | 106.93 | 96.62 | 14.33 | 0.9046 | 5119 | 73.3 | 5 | 50000 | 42388 |  |  | No |  | 3.1 | 10332 | 106.93 | 96.62 | 14.33 | 0.9046 | 5000 | 73.3
P4A5MQZA | XUYANG GROUP (SHENZHEN) GLOBAL BUSINESS SERVICE LTD. | XY | YZ-100W-D00-57 | Outdoor Luminaires | High Output | Fuel Pump Canopy Luminaires | Premium | FALSE | [9 empty] | 42388 |  |  | No |  | 3.1 | 10482 | 107.83 | 97.21 | 13.98 | 0.9088 | 5700 | 73.8
PWRPBTTU | Cree Inc. | Cree CPY Series | CPY250-A-xx-F-D-xx-xx-PML | Outdoor Luminaires | High Output | Fuel Pump Canopy Luminaires | Premium | FALSE | [9 empty] | 42388 |  |  | Yes | BXCCAxA17-UxxxxPML | 3.1 | 17470 | 124.8 | 140 | 20 | 0.9 | 5700 | 70
P8CSQVGY | Cree Inc. | Cree CPY Series | CPY250-A-xx-F-D-xx-xx-ML | Outdoor Luminaires | High Output | Fuel Pump Canopy Luminaires | Premium | FALSE | [9 empty] | 42388 |  |  | Yes | BXCCAxA17-UxxxxML | 3.1 | 17470 | 124.8 | 140 | 20 | 0.9 | 5700 | 70
PNUBVY1Y | Cree Inc. | Cree CPY Series | CPY250-A-xx-D-D-xx-xx-ML | Outdoor Luminaires | High Output | Fuel Pump Canopy Luminaires | Premium | FALSE | [9 empty] | 42388 |  |  | Yes | BXCCAxD17-UxxxML | 3.1 | 17059 | 121.9 | 140 | 20 | 0.9 | 5700 | 70
P7T33U7C | Cree Inc. | Cree CPY Series | CPY250-A-xx-D-D-xx-xx-PML | Outdoor Luminaires | High Output | Fuel Pump Canopy Luminaires | Premium | FALSE | [9 empty] | 42388 |  |  | Yes | BXCCAxD17-UxxxPML | 3.1 | 17059 | 121.9 | 140 | 20 | 0.9 | 5700 | 70
PNHQY4Z2 | Cree Inc. | Cree CPY Series | CPY250-A-xx-F-D-xx-xx-xxx | Outdoor Luminaires | High Output | Fuel Pump Canopy Luminaires | Premium | FALSE | [9 empty] | 42388 |  |  | No | BXCCAxA17-Uxxxxxx | 3.1 | 17470 | 124.8 | 140 | 20 | 0.9 | 5700 | 70
P5V7DZ55 | Cree Inc. | Cree CPY Series | CPY250-A-xx-D-D-xx-xx-xxx | Outdoor Luminaires | High Output | Fuel Pump Canopy Luminaires | Premium | FALSE | [9 empty] | 42388 |  |  | No | BXCCAxD17-Uxxxxx | 3.1 | 17059 | 121.9 | 140 | 20 | 0.9 | 5700 | 70
PXX8J2FJ | Cree Inc. | Cree CPY Series | CPY250-A-xx-F-D-xx-xx-40K-ML | Outdoor Luminaires | High Output | Fuel Pump Canopy Luminaires | Premium | FALSE | [9 empty] | 42388 |  |  | Yes | BXCCAxA17-Ux7xxML | 3.1 | 16798 | 120 | 140 | 20 | 0.9 | 4000 | 70
PQ9WWGVZ | Cree Inc. | Cree CPY Series | CPY250-A-xx-F-D-xx-xx-40K-PML | Outdoor Luminaires | High Output | Fuel Pump Canopy Luminaires | Premium | FALSE | [9 empty] | 42388 |  |  | Yes | BXCCAxA17-Ux7xxPML | 3.1 | 16798 | 120 | 140 | 20 | 0.9 | 4000 | 70
PSYPK6K7 | Cree Inc. | Cree CPY Series | CPY250-A-xx-D-D-xx-xx-40K-ML | Outdoor Luminaires | High Output | Fuel Pump Canopy Luminaires | Premium | FALSE | [9 empty] | 42388 |  |  | Yes | BXCCAxD17-Ux7xxML | 3.1 | 16403 | 117.2 | 140 | 20 | 0.9 | 4000 | 70
P82Y27QP | Cree Inc. | Cree CPY Series | CPY250-A-xx-D-D-xx-xx-40K-PML | Outdoor Luminaires | High Output | Fuel Pump Canopy Luminaires | Premium | FALSE | [9 empty] | 42388 |  |  | Yes | BXCCAxD17-Ux7xxPML | 3.1 | 16403 | 117.2 | 140 | 20 | 0.9 | 4000 | 70
PR9AGJ8H | Cree Inc. | Cree CPY Series | CPY250-A-xx-F-D-xx-xx-40K-xxx | Outdoor Luminaires | High Output | Fuel Pump Canopy Luminaires | Premium | FALSE | [9 empty] | 42388 |  |  | No | BXCCAxA17-Ux7xxxx | 3.1 | 16798 | 120 | 140 | 20 | 0.9 | 4000 | 70
PKDFTNC8 | Ampco Lighting Ltd | Ampco | LGC-0840-5-MVD | Outdoor Luminaires | Low Output | Fuel Pump Canopy Luminaires | Standard | TRUE | 3799.67 | 99.62 | 38.14 | 13.64 | 0.93 | 5119 | 78.5 | 5 | 50000 | 42384 |  |  | No |  | 3.1 | 4000 | 100 | 40 | 20 | 0.9 | 5000 | 75
PK7NR8V9 | Wen Lighting | WEN | WEN-CP-150WF02 4000K | Outdoor Luminaires | High Output | Fuel Pump Canopy Luminaires | Standard | TRUE | 14962 | 99.09 | 151 | 10.43 | 0.9298 | 4005 | 83.6 | 5 | 50000 | 42383 |  |  | No |  | 3.1 | 14962 | 99.09 | 151 | 10.43 | 0.9298 | 4000 | 83.6
PXK5SWPT | SMART ENERGY SOLUTIONS | SES LED | SES-CNP-130WA2(4000K) | Outdoor Luminaires | High Output | Fuel Pump Canopy Luminaires | Standard | TRUE | 12947 | 98.68 | 131.2 | 11.45 | 0.9126 | 4017 | 83.6 | 5 | 50000 | 42383 |  |  | No |  | 3.1 | 12947 | 98.68 | 131.2 | 11.45 | 0.9126 | 4000 | 83.6
P2NKB2VJ | SMART ENERGY SOLUTIONS | SES LED | SES-CNP-130WA3(4000K) | Outdoor Luminaires | High Output | Fuel Pump Canopy Luminaires | Standard | TRUE | 12372 | 95.39 | 129.7 | 12.51 | 0.9107 | 4001 | 83.5 | 5 | 50000 | 42383 |  |  | No |  | 3.1 | 12372 | 95.39 | 129.7 | 12.51 | 0.9107 | 4000 | 83.5
PFFXFB5V | SMART ENERGY SOLUTIONS | SES LED | SES-CNP-130WA3(5700K) | Outdoor Luminaires | High Output | Fuel Pump Canopy Luminaires | Standard | FALSE | [9 empty] | 42383 |  |  | No |  | 3.1 | 12819 | 98.46 | 130.2 | 12.51 | 0.9195 | 5700 | 83.2
PC2D14ZH | SMART ENERGY SOLUTIONS | SES LED | SES-CNP-130WA2(5700K) | Outdoor Luminaires | High Output | Fuel Pump Canopy Luminaires | Standard | FALSE | [9 empty] | 42383 |  |  | No |  | 3.1 | 13251 | 100.84 | 131.4 | 11.45 | 0.9047 | 5700 | 83.2
P7AZDW96 | SMART ENERGY SOLUTIONS | SES LED | SES-CNP-130WA2(5000K) | Outdoor Luminaires | High Output | Fuel Pump Canopy Luminaires | Standard | FALSE | [9 empty] | 42383 |  |  | No |  | 3.1 | 13149.7 | 100.15 | 131.3 | 11.45 | 0.9126 | 5000 | 83.6
PNXM3Y2E | SMART ENERGY SOLUTIONS | SES LED | SES-CNP-130WA3(5000K) | Outdoor Luminaires | High Output | Fuel Pump Canopy Luminaires | Standard | FALSE | [9 empty] | 42383 |  |  | No |  | 3.1 | 12670 | 97.5 | 129.95 | 12.51 | 0.9107 | 5000 | 83.5
PSVNM3PD | SMART ENERGY SOLUTIONS | SES LED | SES-CNP-130WA2(4500K) | Outdoor Luminaires | High Output | Fuel Pump Canopy Luminaires | Standard | FALSE | [9 empty] | 42383 |  |  | No |  | 3.1 | 13048.3 | 99.38 | 131.3 | 11.45 | 0.9126 | 4500 | 83.6
P2GWAC8E | SMART ENERGY SOLUTIONS | SES LED | SES-CNP-130WA3(4500K) | Outdoor Luminaires | High Output | Fuel Pump Canopy Luminaires | Standard | FALSE | [9 empty] | 42383 |  |  | No |  | 3.1 | 12521 | 96.35 | 129.95 | 12.51 | 0.9107 | 4500 | 83.5
PCFD1VMU | Wen Lighting | WEN | WEN-CP-150WF02 5700K | Outdoor Luminaires | High Output | Fuel Pump Canopy Luminaires | Standard | FALSE | [9 empty] | 42383 | Not Dimmable | Not Dimmable | No |  | 3.1 | 15377 | 101.77 | 151.1 | 10.43 | 0.9291 | 5700 | 83.3
PNPRVP71 | Halco Lighting Technologies | Halco | CMS2/CL58BZ50/LED | Outdoor Luminaires | Mid Output | Fuel Pump Canopy Luminaires | Standard | TRUE | 5524 | 95.91 | 57.6 | 17.68 | 0.931 | 5116 | 73.1 | 5 | 50000 | 42382 |  |  | NotYetVerified |  | 3 | 5524 | 95.24 | 58 |  |  | 5000 | 70
PHVC44CP | Halco Lighting Technologies | Halco | CMS1/CL33BZ50/LED | Outdoor Luminaires | Low Output | Fuel Pump Canopy Luminaires | Standard | TRUE | 2976 | 88.4 | 33.7 | 14.5 | 0.971 | 4980 | 72 | 5 | 50000 | 42382 |  |  | NotYetVerified |  | 3 | 3000 | 88 | 34 |  |  | 5000 | 70
P5VM6K66 | Mule LightingInc. | LEDalux | LX-CP-100 | Outdoor Luminaires | Mid Output | Fuel Pump Canopy Luminaires | Standard | TRUE | 9591.5 | 98 | 97.87 | 13.66 | 0.933 | 4999 | 72.3 | 5 | 50000 | 42382 |  |  | NotYetVerified |  | 3 | 9591.5 | 98 | 100 |  |  | 5000 | 72.3
PC146NFF | Mule LightingInc. | LEDalux | LX-CP-150 | Outdoor Luminaires | High Output | Fuel Pump Canopy Luminaires | Standard | TRUE | 14245 | 98.63 | 144.4 | 12.9 | 0.932 | 5016 | 72.2 | 5 | 50000 | 42382 |  |  | NotYetVerified |  | 3 | 14245 | 98.63 | 150 |  |  | 5000 | 73
PSA4JHNA | InLine Electrical Resources | IER | IERGCPLED130(4000K) | Outdoor Luminaires | High Output | Fuel Pump Canopy Luminaires | Standard | TRUE | 14063 | 105.26 | 133.6 | 11.38 | 0.9172 | 4031 | 83.6 | 5 | 50000 | 42380 |  |  | No |  | 3 | 14063 | 105.26 | 133.6 | 11.38 | 0.9172 | 4000 | 83.6
PPH84Y8D | InLine Electrical Resources | IER | IERGCPLED100(4000K) | Outdoor Luminaires | High Output | Fuel Pump Canopy Luminaires | Standard | TRUE | 10650 | 105.97 | 100.5 | 14.13 | 0.9023 | 4012 | 83.5 | 5 | 50000 | 42380 |  |  | No |  | 3 | 10650 | 105.97 | 100.5 | 14.13 | 0.9023 | 4000 | 83.5
P4KNHZKN | InLine Electrical Resources | IER | IERGCPLED150(4000K) | Outdoor Luminaires | High Output | Fuel Pump Canopy Luminaires | Standard | TRUE | 15934 | 104.83 | 152 | 10.52 | 0.933 | 4028 | 83.6 | 5 | 50000 | 42380 |  |  | No |  | 3 | 15934 | 104.83 | 152 | 10.52 | 0.933 | 4000 | 83.6
PB7856FN | Louvers International Inc | Louvers LED | OSP18-100-4K | Outdoor Luminaires | High Output | Fuel Pump Canopy Luminaires | Standard | TRUE | 11549.86 | 116.1 | 99.48 | 17.5 | 0.952 | 4210 | 86 | 7 | 50000 | 42380 |  |  | No |  | 3 | 11549.9 | 116.1027 | 99.48 | 3.7 | 0.996 | 4210 | 86
PAYF8D2C | InLine Electrical Resources | IER | IERCPLED80(4000K) | Outdoor Luminaires | Mid Output | Fuel Pump Canopy Luminaires | Standard | TRUE | 8211.2 | 97.2 | 84.53 | 15.17 | 0.9241 | 4038 | 72.9 | 5 | 50000 | 42380 |  |  | NotYetVerified |  | 3 | 8211.2 | 97.2 | 84.48 | 15.17 | 0.9241 | 4000 | 72.9
PM4CEXM7 | InLine Electrical Resources | IER | IERCPLED120(4000K) | Outdoor Luminaires | High Output | Fuel Pump Canopy Luminaires | Standard | TRUE | 11754 | 96.69 | 122.3 | 15.91 | 0.903 | 4033 | 73 | 5 | 50000 | 42380 |  |  | NotYetVerified |  | 3 | 11754 | 96.69 | 122.3 | 15.91 | 0.903 | 4000 | 73
P9F1ZASS | InLine Electrical Resources | IER | IERCPLED100(4000K) | Outdoor Luminaires | Mid Output | Fuel Pump Canopy Luminaires | Standard | TRUE | 9714.7 | 98.43 | 98.35 | 19.43 | 0.909 | 4053 | 73.1 | 5 | 50000 | 42380 |  |  | NotYetVerified |  | 3 | 9714.7 | 98.43 | 98.7 | 19.43 | 0.909 | 4000 | 73.1
PAA4A3MK | InLine Electrical Resources | IER | IERCPLED45(4000K) | Outdoor Luminaires | Low Output | Fuel Pump Canopy Luminaires | Standard | TRUE | 3918.5 | 84.98 | 46.11 | 6.9 | 0.8902 | 4041 | 73 | 5 | 50000 | 42380 |  |  | NotYetVerified |  | 3 | 4006.5 | 86.16 | 46.5 | 6.9 | 0.8902 | 4000 | 73
P3HRKUX5 | Louvers International Inc | Louvers LED | OSP18-100-5K | Outdoor Luminaires | High Output | Fuel Pump Canopy Luminaires | Standard | FALSE | [9 empty] | 42380 |  |  | No |  | 3 | 11649.95 | 117.0849 | 99.5 | 4.6 | 0.996 | 5126 | 82.7
P6A3RGVZ | InLine Electrical Resources | IER | IERGCPLED130(5700K) | Outdoor Luminaires | High Output | Fuel Pump Canopy Luminaires | Standard | FALSE | [9 empty] | 42380 | Not Dimmable | Not Dimmable | No |  | 3 | 14657 | 108.41 | 135.2 | 11.57 | 0.9292 | 5700 | 84
PKJZC1FV | InLine Electrical Resources | IER | IERGCPLED150(5700K) | Outdoor Luminaires | High Output | Fuel Pump Canopy Luminaires | Standard | FALSE | [9 empty] | 42380 | Not Dimmable | Not Dimmable | No |  | 3 | 16606 | 106.59 | 155.8 | 11.23 | 0.9241 | 5700 | 84
P228AP11 | InLine Electrical Resources | IER | IERGCPLED100(5700K) | Outdoor Luminaires | High Output | Fuel Pump Canopy Luminaires | Standard | FALSE | [9 empty] | 42380 | Not Dimmable | Not Dimmable | No |  | 3 | 11056 | 108.18 | 102.2 | 13.97 | 0.9106 | 5700 | 83.8
PW922PXW | InLine Electrical Resources | IER | IERCPLED120(5700K) | Outdoor Luminaires | High Output | Fuel Pump Canopy Luminaires | Standard | FALSE | [9 empty] | 42380 | Not Dimmable | Not Dimmable | NotYetVerified |  | 3 | 12103 | 99.56 | 122.4 | 14.85 | 0.904 | 5700 | 73.3
P5QTR75U | InLine Electrical Resources | IER | IERCPLED80(5700K) | Outdoor Luminaires | Mid Output | Fuel Pump Canopy Luminaires | Standard | FALSE | [9 empty] | 42380 | Not Dimmable | Not Dimmable | NotYetVerified |  | 3 | 8453 | 99.11 | 85.43 | 15.68 | 0.9236 | 5700 | 73.2
PRY2PWHU | InLine Electrical Resources | IER | IERCPLED45(5700K) | Outdoor Luminaires | Low Output | Fuel Pump Canopy Luminaires | Standard | FALSE | [9 empty] | 42380 | Not Dimmable | Not Dimmable | NotYetVerified |  | 3 | 4082 | 86.2 | 47.41 | 6.5 | 0.9021 | 5700 | 72.6
PH57X55E | InLine Electrical Resources | IER | IERCPLED100(5700K) | Outdoor Luminaires | Mid Output | Fuel Pump Canopy Luminaires | Standard | FALSE | [9 empty] | 42380 | Not Dimmable | Not Dimmable | NotYetVerified |  | 3 | 10271 | 101.49 | 100.8 | 18.93 | 0.906 | 5700 | 72.5
PEZTCM6R | InLine Electrical Resources | IER | IERGCPLED130(5000K) | Outdoor Luminaires | High Output | Fuel Pump Canopy Luminaires | Standard | FALSE | [9 empty] | 42380 | Not Dimmable | Not Dimmable | No |  | 3 | 14063 | 105.26 | 133.6 | 11.38 | 0.9172 | 5000 | 83.6
PEUEY48S | InLine Electrical Resources | IER | IERGCPLED150(5000K) | Outdoor Luminaires | High Output | Fuel Pump Canopy Luminaires | Standard | FALSE | [9 empty] | 42380 | Not Dimmable | Not Dimmable | No |  | 3 | 15934 | 104.83 | 152 | 10.52 | 0.933 | 5000 | 83.6
PBH75DRT | InLine Electrical Resources | IER | IERGCPLED100(5000K) | Outdoor Luminaires | High Output | Fuel Pump Canopy Luminaires | Standard | FALSE | [9 empty] | 42380 | Not Dimmable | Not Dimmable | No |  | 3 | 10650 | 105.97 | 100.5 | 14.13 | 0.9023 | 5000 | 83.5
P9KZQ7UE | InLine Electrical Resources | IER | IERCPLED100(5000K) | Outdoor Luminaires | Mid Output | Fuel Pump Canopy Luminaires | Standard | FALSE | [9 empty] | 42380 | Not Dimmable | Not Dimmable | NotYetVerified |  | 3 | 9714.7 | 98.43 | 98.7 | 19.43 | 0.909 | 5000 | 73.1
PM67G8TF | InLine Electrical Resources | IER | IERCPLED120(5000K) | Outdoor Luminaires | High Output | Fuel Pump Canopy Luminaires | Standard | FALSE | [9 empty] | 42380 | Not Dimmable | Not Dimmable | NotYetVerified |  | 3 | 11754 | 96.69 | 122.3 | 15.91 | 0.903 | 5000 | 73
PJQJUKH1 | InLine Electrical Resources | IER | IERCPLED45(5000K) | Outdoor Luminaires | Low Output | Fuel Pump Canopy Luminaires | Standard | FALSE | [9 empty] | 42380 | Not Dimmable | Not Dimmable | NotYetVerified |  | 3 | 4006.5 | 86.16 | 46.5 | 6.9 | 0.8902 | 5000 | 73
PVKDPDQA | InLine Electrical Resources | IER | IERCPLED80(5000K) | Outdoor Luminaires | Mid Output | Fuel Pump Canopy Luminaires | Standard | FALSE | [9 empty] | 42380 | Not Dimmable | Not Dimmable | NotYetVerified |  | 3 | 8211.2 | 97.2 | 84.48 | 15.17 | 0.9241 | 5000 | 72.9
PE1NCJZG | InLine Electrical Resources | IER | IERGCPLED130(4500K) | Outdoor Luminaires | High Output | Fuel Pump Canopy Luminaires | Standard | FALSE | [9 empty] | 42380 | Not Dimmable | Not Dimmable | No |  | 3 | 14063 | 105.26 | 133.6 | 11.38 | 0.9172 | 4500 | 83.6
PCQC32VG | InLine Electrical Resources | IER | IERGCPLED150(4500K) | Outdoor Luminaires | High Output | Fuel Pump Canopy Luminaires | Standard | FALSE | [9 empty] | 42380 | Not Dimmable | Not Dimmable | No |  | 3 | 15934 | 104.83 | 152 | 10.52 | 0.933 | 4500 | 83.6
PN83TZWW | InLine Electrical Resources | IER | IERGCPLED100(4500K) | Outdoor Luminaires | High Output | Fuel Pump Canopy Luminaires | Standard | FALSE | [9 empty] | 42380 | Not Dimmable | Not Dimmable | No |  | 3 | 10650 | 105.97 | 100.5 | 14.13 | 0.9023 | 4500 | 83.5
PMCCCA9H | InLine Electrical Resources | IER | IERCPLED100(4500K) | Outdoor Luminaires | Mid Output | Fuel Pump Canopy Luminaires | Standard | FALSE | [9 empty] | 42380 | Not Dimmable | Not Dimmable | NotYetVerified |  | 3 | 9714.7 | 98.43 | 98.7 | 19.43 | 0.909 | 4500 | 73.1
P4DHNAEW | InLine Electrical Resources | IER | IERCPLED120(4500K) | Outdoor Luminaires | High Output | Fuel Pump Canopy Luminaires | Standard | FALSE | [9 empty] | 42380 | Not Dimmable | Not Dimmable | NotYetVerified |  | 3 | 11754 | 96.69 | 122.3 | 15.91 | 0.903 | 4500 | 73
PR94VQ5B | InLine Electrical Resources | IER | IERCPLED45(4500K) | Outdoor Luminaires | Low Output | Fuel Pump Canopy Luminaires | Standard | FALSE | [9 empty] | 42380 | Not Dimmable | Not Dimmable | NotYetVerified |  | 3 | 4006.5 | 86.16 | 46.5 | 6.9 | 0.8902 | 4500 | 73
PPJ38J6Z | InLine Electrical Resources | IER | IERCPLED80(4500K) | Outdoor Luminaires | Mid Output | Fuel Pump Canopy Luminaires | Standard | FALSE | [9 empty] | 42380 | Not Dimmable | Not Dimmable | NotYetVerified |  | 3 | 8211.2 | 97.2 | 84.48 | 15.17 | 0.9241 | 4500 | 72.9
P61J9FEP | Howard Lighting | Howard | LSCH33DMV | Outdoor Luminaires | Low Output | Fuel Pump Canopy Luminaires | Standard | TRUE | 3410.9 | 110.04 | 31 | 9.13 | 0.925 | 3071 | 84.5 | 5 | 50000 | 42376 |  |  | Yes |  | 3 | 3424.9 | 111.78 | 30.64 | 9.13 | 0.925 | 3000 | 84.5
PU97AKK3 | Sigma Luminous | Sigma Luminous | CLCAN-52W-50K-115**** | Outdoor Luminaires | Mid Output | Fuel Pump Canopy Luminaires | Standard | TRUE | 5412 | 104.68 | 51.7 | 7.82 | 0.956 | 5404 | 85.5 | 5 | 50000 | 42376 |  |  | NotYetVerified |  | 3 | 5412 | 104.68 | 51.7 | 7.82 | 0.956 | 5404 | 85.51
PP4H9ZRB | Howard Lighting | Howard | LSCH35DMV | Outdoor Luminaires | Low Output | Fuel Pump Canopy Luminaires | Standard | FALSE | [9 empty] | 42376 |  |  | Yes |  | 3 | 3596 | 115.15 | 31.23 | 9.69 | 0.925 | 5000 | 85.3
P9J3XS1S | VOOTU Inc. | VOOTU | VT-CP-130WF01(4000K) | Outdoor Luminaires | High Output | Fuel Pump Canopy Luminaires | Standard | TRUE | 14063 | 105.26 | 133.6 | 11.38 | 0.9172 | 4031 | 83.6 | 5 | 50000 | 42374 |  |  | No |  | 3 | 14063 | 105.26 | 133.6 | 11.38 | 0.9172 | 4000 | 83.6
P9WJF7UY | VOOTU Inc. | VOOTU | VT-CP-100WF01(4000K) | Outdoor Luminaires | High Output | Fuel Pump Canopy Luminaires | Standard | TRUE | 10650 | 105.97 | 100.5 | 14.13 | 0.9023 | 4012 | 83.5 | 5 | 50000 | 42374 |  |  | No |  | 3 | 10650 | 105.97 | 100.5 | 14.13 | 0.9023 | 4000 | 83.5
PDTB7Q8G | VOOTU Inc. | VOOTU | VT-CP-150WF01(4000K) | Outdoor Luminaires | High Output | Fuel Pump Canopy Luminaires | Standard | TRUE | 15934 | 104.83 | 152 | 10.52 | 0.933 | 4028 | 83.6 | 5 | 50000 | 42374 |  |  | No |  | 3 | 15934 | 104.83 | 152 | 10.52 | 0.933 | 4000 | 83.6
PPGVYP5G | DLS Global Inc | CSK | ITC-R43SK-10 MUA-D-30 | Outdoor Luminaires | High Output | Fuel Pump Canopy Luminaires | Standard | TRUE | 10990 | 111.4 | 98.63 | 14.6 | 0.933 | 3050 | 73.9 | 5 | 50000 | 42374 |  |  | No |  | 3.1 | 10910 | 110.6154 | 98.63 | 14.6 | 0.933 | 3050 | 73.9
PEFVV7XP | Venture Lighting International | Venture Lighting International | CPA-020N-ND | Outdoor Luminaires | Low Output | Fuel Pump Canopy Luminaires | Standard | TRUE | 2451.41 | 107 | 22.96 | 13 | 0.9 | 4072 | 74 | 5 | 190000 | 42374 |  |  | NotYetVerified |  | 3 | 2451 | 107 | 23 |  |  | 4000
PFG34366 | Venture Lighting International | Venture Lighting International | CPA-072N-ND | Outdoor Luminaires | Mid Output | Fuel Pump Canopy Luminaires | Standard | TRUE | 7603.55 | 106 | 72.06 | 14 | 0.92 | 4101 | 74 | 5 | 190000 | 42374 |  |  | NotYetVerified |  | 3 | 7604 | 106 | 72 |  |  | 4000
PXU62BTQ | Venture Lighting International | Venture Lighting International | CPA-043C-ND | Outdoor Luminaires | Low Output | Fuel Pump Canopy Luminaires | Standard | TRUE | 4498 | 109.76 | 40.98 | 10.9 | 0.9598 | 4856 | 74 | 5 | 190000 | 42374 |  |  | NotYetVerified | Qualified with dimming and non-dimming driver options | 3 | 4498 | 110 | 41 |  | 0.9 | 5000 | 75
PXMVMH5M | Venture Lighting International | Venture Lighting International | CPF-1005N | Outdoor Luminaires | Low Output | Fuel Pump Canopy Luminaires | Standard | TRUE | 4643 | 113.6 | 40.88 | 14.5 | 0.935 | 3815 | 75.7 | 5 | 190000 | 42374 |  |  | NotYetVerified |  | 3 | 4730 | 115.6 | 40.91 | 14.5 | 0.935 | 4000 | 75.7
PVHMRAC5 | Venture Lighting International | Venture Lighting International | CPA-043N-ND | Outdoor Luminaires | Low Output | Fuel Pump Canopy Luminaires | Standard | TRUE | 4288 | 105.37 | 40.7 | 10.4 | 0.9593 | 4016 | 78 | 5 | 190000 | 42374 |  |  | NotYetVerified | Qualified with dimming and non-dimming driver options | 3 | 4288 | 105 | 41 |  | 0.9 | 4000 | 70
PEU67Y6T | Venture Lighting International | Venture Lighting International | CPA-054N-ND | Outdoor Luminaires | Mid Output | Fuel Pump Canopy Luminaires | Standard | TRUE | 5381 | 99.6 | 54.02 | 13.8 | 0.9087 | 4003 | 78 | 5 | 190000 | 42374 |  |  | NotYetVerified | Qualified with dimming and non-dimming driver options | 3 | 5381 | 100 | 54 |  | 0.9 | 4000 | 70
PUQ2TZNF | Venture Lighting International | Venture Lighting International | CPA-054C-ND | Outdoor Luminaires | Mid Output | Fuel Pump Canopy Luminaires | Standard | TRUE | 6161 | 113.71 | 54.18 | 7.7 | 0.9283 | 4956 | 74 | 5 | 190000 | 42374 |  |  | NotYetVerified | Qualified with dimming and non-dimming driver options | 3 | 6161 | 114 | 54 |  | 0.9 | 5000 | 75
PF7SHT64 | VOOTU Inc. | VOOTU | VT-CP-130WF01(5700K) | Outdoor Luminaires | High Output | Fuel Pump Canopy Luminaires | Standard | FALSE | [9 empty] | 42374 |  |  | No |  | 3 | 14657 | 108.41 | 135.2 | 11.57 | 0.9292 | 5700 | 84
PRA161K3 | VOOTU Inc. | VOOTU | VT-CP-150WF01(5700K) | Outdoor Luminaires | High Output | Fuel Pump Canopy Luminaires | Standard | FALSE | [9 empty] | 42374 |  |  | No |  | 3 | 16606 | 106.59 | 155.8 | 11.23 | 0.9241 | 5700 | 84
PFT1EADZ | VOOTU Inc. | VOOTU | VT-CP-100WF01(5700K) | Outdoor Luminaires | High Output | Fuel Pump Canopy Luminaires | Standard | FALSE | [9 empty] | 42374 |  |  | No |  | 3 | 11056 | 108.18 | 102.2 | 13.97 | 0.9106 | 5700 | 83.8
P5B1QENP | VOOTU Inc. | VOOTU | VT-CP-130WF01(5000K) | Outdoor Luminaires | High Output | Fuel Pump Canopy Luminaires | Standard | FALSE | [9 empty] | 42374 |  |  | No |  | 3 | 14063 | 105.26 | 133.6 | 11.38 | 0.9172 | 5000 | 83.6
P993F67K | VOOTU Inc. | VOOTU | VT-CP-150WF01(5000K) | Outdoor Luminaires | High Output | Fuel Pump Canopy Luminaires | Standard | FALSE | [9 empty] | 42374 |  |  | No |  | 3 | 15934 | 104.83 | 152 | 10.52 | 0.933 | 5000 | 83.6
PGJQPGFM | VOOTU Inc. | VOOTU | VT-CP-100WF01(5000K) | Outdoor Luminaires | High Output | Fuel Pump Canopy Luminaires | Standard | FALSE | [9 empty] | 42374 |  |  | No |  | 3 | 10650 | 105.97 | 100.5 | 14.13 | 0.9023 | 5000 | 83.5
PEKRWBJQ | VOOTU Inc. | VOOTU | VT-CP-130WF01(4500K) | Outdoor Luminaires | High Output | Fuel Pump Canopy Luminaires | Standard | FALSE | [9 empty] | 42374 |  |  | No |  | 3 | 14063 | 105.26 | 133.6 | 11.38 | 0.9172 | 4500 | 83.6
P4AVWZYB | VOOTU Inc. | VOOTU | VT-CP-150WF01(4500K) | Outdoor Luminaires | High Output | Fuel Pump Canopy Luminaires | Standard | FALSE | [9 empty] | 42374 |  |  | No |  | 3 | 15934 | 104.83 | 152 | 10.52 | 0.933 | 4500 | 83.6
PFC3GDRE | VOOTU Inc. | VOOTU | VT-CP-100WF01(4500K) | Outdoor Luminaires | High Output | Fuel Pump Canopy Luminaires | Standard | FALSE | [9 empty] | 42374 |  |  | No |  | 3 | 10650 | 105.97 | 100.5 | 14.13 | 0.9023 | 4500 | 83.5
P9KTP4XR | DLS Global Inc | CSK | ITC-R43SK-10 MUA-D-50 | Outdoor Luminaires | High Output | Fuel Pump Canopy Luminaires | Standard | FALSE | [9 empty] | 42374 |  |  | No |  | 3.1 | 11090 | 115.3286 | 96.16 | 14.6 | 0.933 | 5091 | 79.6
PF4CSN2Q | DLS Global Inc | CSK | ITC-R43SK-10 MUA-D-40 | Outdoor Luminaires | High Output | Fuel Pump Canopy Luminaires | Standard | FALSE | [9 empty] | 42374 |  |  | No |  | 3.1 | 10993.782 | 111.4649 | 98.63 | 14.6 | 0.933 | 4000 | 76.5531
PQ4HMRHZ | Venture Lighting International | Venture Lighting International | CPC-054C-ND | Outdoor Luminaires | Mid Output | Fuel Pump Canopy Luminaires | Standard | FALSE | [9 empty] | 42374 |  |  | NotYetVerified | Qualified with dimming and non-dimming driver options | 3 | 6161 | 114 | 54 |  | 0.9 | 5000 | 75
P8W9EHKK | Venture Lighting International | Venture Lighting International | CPF-1005C | Outdoor Luminaires | Low Output | Fuel Pump Canopy Luminaires | Standard | FALSE | [9 empty] | 42374 |  |  | NotYetVerified |  | 3 | 4730 | 115.6 | 40.91 | 14.5 | 0.935 | 5000 | 75.7
PKMY2N3K | Venture Lighting International | Venture Lighting International | CPC-041C-ND | Outdoor Luminaires | Low Output | Fuel Pump Canopy Luminaires | Standard | FALSE | [9 empty] | 42374 |  |  | NotYetVerified | Qualified with dimming and non-dimming driver options | 3 | 4498 | 110 | 41 |  | 0.9 | 5000 | 75
PN8EYB6S | Venture Lighting International | Venture Lighting International | CPA-072C-ND | Outdoor Luminaires | Mid Output | Fuel Pump Canopy Luminaires | Standard | FALSE | [9 empty] | 42374 |  |  | NotYetVerified |  | 3 | 8364 | 116 | 72 |  |  | 5000
P8V9JV6F | Venture Lighting International | Venture Lighting International | CPC-072C-ND | Outdoor Luminaires | Mid Output | Fuel Pump Canopy Luminaires | Standard | FALSE | [9 empty] | 42374 |  |  | NotYetVerified |  | 3 | 8364 | 116 | 72 |  |  | 5000
PYAZ8XFD | Venture Lighting International | Venture Lighting International | CPA-020C-ND | Outdoor Luminaires | Low Output | Fuel Pump Canopy Luminaires | Standard | FALSE | [9 empty] | 42374 |  |  | NotYetVerified |  | 3 | 2696 | 117 | 23 |  |  | 5000
PWRU63RU | Venture Lighting International | Venture Lighting International | CPC-023C-ND | Outdoor Luminaires | Low Output | Fuel Pump Canopy Luminaires | Standard | FALSE | [9 empty] | 42374 |  |  | NotYetVerified |  | 3 | 2696 | 117 | 23 |  |  | 5000
PE7EQFYA | Venture Lighting International | Venture Lighting International | CPC-041N-ND | Outdoor Luminaires | Low Output | Fuel Pump Canopy Luminaires | Standard | FALSE | [9 empty] | 42374 |  |  | NotYetVerified | Qualified with dimming and non-dimming driver options | 3 | 4288 | 105 | 41 |  | 0.9 | 4000 | 70
PHXPE8ZP | Venture Lighting International | Venture Lighting International | CPC-023N-ND | Outdoor Luminaires | Low Output | Fuel Pump Canopy Luminaires | Standard | FALSE | [9 empty] | 42374 |  |  | NotYetVerified |  | 3 | 2451 | 107 | 23 |  |  | 4000
PSTH5J6U | Net Zero USA | Net Zero USA | NZ-8150 (4000K) | Outdoor Luminaires | High Output | Fuel Pump Canopy Luminaires | Standard | TRUE | 15934 | 104.83 | 152 | 10.52 | 0.933 | 4028 | 83.6 | 5 | 50000 | 42367 |  |  | No |  | 3 | 15934 | 104.83 | 152 | 10.52 | 0.933 | 4000 | 83.6
P74NYD53 | LEDrock | LEDrock | Sla120W-3005HH | Outdoor Luminaires | High Output | Fuel Pump Canopy Luminaires | Standard | TRUE | 10665 | 94.45 | 112.9 | 12.6 | 0.9338 | 3048 | 83.7 | 5 | 50000 | 42367 |  |  | NotYetVerified |  | 3 | 10600 | 90 | 120 |  | 0.9 | 3000 | 80
PTY7WT1M | LEDrock | LEDrock | Lun80W-3005HH | Outdoor Luminaires | Mid Output | Fuel Pump Canopy Luminaires | Standard | TRUE | 6824.5 | 86.72 | 78.7 | 16.56 | 0.9249 | 3055 | 83.7 | 5 | 50000 | 42367 |  |  | NotYetVerified |  | 3 | 6824.5 | 86.72 | 78.7 | 20 | 0.9 | 3000 | 80
PYZS2ZM6 | WESTGATE MFG | Westgate Mfg | CDL-80WW | Outdoor Luminaires | Mid Output | Fuel Pump Canopy Luminaires | Standard | TRUE | 6824.5 | 86.72 | 78.7 | 16.56 | 0.9249 | 3055 | 83.7 | 5 | 50000 | 42367 |  |  | NotYetVerified |  | 3 | 6824.5 | 86.72 | 78.7 | 20 | 0.9 | 3000 | 80
PVNZRT7U | LEDrock | LEDrock | Lun60W-3005HH | Outdoor Luminaires | Mid Output | Fuel Pump Canopy Luminaires | Standard | TRUE | 5119.1 | 85.58 | 59.82 | 19.55 | 0.9073 | 3012 | 84.2 | 5 | 50000 | 42367 |  |  | NotYetVerified |  | 3 | 5190.4 | 87.49 | 59.32 | 19.55 | 0.9073 | 3000 | 84.2
PYVN5TZD | WESTGATE MFG | Westgate Mfg | CDL-60WW | Outdoor Luminaires | Mid Output | Fuel Pump Canopy Luminaires | Standard | TRUE | 5119.1 | 85.58 | 59.82 | 19.55 | 0.9073 | 3012 | 84.2 | 5 | 50000 | 42367 |  |  | NotYetVerified |  | 3 | 5190.4 | 87.49 | 59.32 | 19.55 | 0.9073 | 3000 | 84.2
PSSG4UB1 | LEDrock | LEDrock | Lun40W-3005HH | Outdoor Luminaires | Low Output | Fuel Pump Canopy Luminaires | Standard | TRUE | 3327.7 | 84.93 | 39.18 | 19.8 | 0.9022 | 3017 | 84.1 | 5 | 50000 | 42367 |  |  | NotYetVerified |  | 3 | 3327.7 | 84.93 | 38.18 | 19.8 | 0.9022 | 3000 | 84.1
PSZ8YRV9 | WESTGATE MFG | Westgate Mfg | CDL-40WW | Outdoor Luminaires | Low Output | Fuel Pump Canopy Luminaires | Standard | TRUE | 3327.7 | 84.93 | 39.18 | 19.8 | 0.9022 | 3017 | 84.1 | 5 | 50000 | 42367 |  |  | NotYetVerified |  | 3 | 3327.7 | 84.93 | 38.18 | 19.8 | 0.9022 | 3000 | 84.1
PMF5U3CA | LEDrock | LEDrock | Lun60W-5005HH | Outdoor Luminaires | Mid Output | Fuel Pump Canopy Luminaires | Standard | FALSE | [9 empty] | 42367 |  |  | NotYetVerified |  | 3 | 5190.4 | 87.49 | 59.32 | 19.55 | 0.9073 | 5000 | 84.2
PUVNH6FE | LEDrock | LEDrock | Lun40W-5005HH | Outdoor Luminaires | Low Output | Fuel Pump Canopy Luminaires | Standard | FALSE | [9 empty] | 42367 |  |  | NotYetVerified |  | 3 | 3327.7 | 84.93 | 38.18 | 19.8 | 0.9022 | 5000 | 84.1
PDSPADFT | LEDrock | LEDrock | Lun80W-50MMHH | Outdoor Luminaires | Mid Output | Fuel Pump Canopy Luminaires | Standard | FALSE | [9 empty] | 42367 |  |  | NotYetVerified |  | 3 | 6824.5 | 86.72 | 78.7 | 20 | 0.9 | 5000 | 80
P6KYAE84 | LEDrock | LEDrock | Sla120W-5005HH | Outdoor Luminaires | High Output | Fuel Pump Canopy Luminaires | Standard | FALSE | [9 empty] | 42367 |  |  | NotYetVerified |  | 3 | 10600 | 90 | 120 |  | 0.9 | 5000 | 80
PZ7BXWJQ | LEDrock | LEDrock | Lun60W-4005HH | Outdoor Luminaires | Mid Output | Fuel Pump Canopy Luminaires | Standard | FALSE | [9 empty] | 42367 |  |  | NotYetVerified |  | 3 | 5190.4 | 87.49 | 59.32 | 19.55 | 0.9073 | 4000 | 84.2
PG4EER44 | LEDrock | LEDrock | Lun40W-4005HH | Outdoor Luminaires | Low Output | Fuel Pump Canopy Luminaires | Standard | FALSE | [9 empty] | 42367 |  |  | NotYetVerified |  | 3 | 3327.7 | 84.93 | 38.18 | 19.8 | 0.9022 | 4000 | 84.1
PZK3J2Z7 | LEDrock | LEDrock | Lun80W-40MMHH | Outdoor Luminaires | Mid Output | Fuel Pump Canopy Luminaires | Standard | FALSE | [9 empty] | 42367 |  |  | NotYetVerified |  | 3 | 6824.5 | 86.72 | 78.7 | 20 | 0.9 | 4000 | 80
PGN4CCNV | LEDrock | LEDrock | Sla120W-4005HH | Outdoor Luminaires | High Output | Fuel Pump Canopy Luminaires | Standard | FALSE | [9 empty] | 42367 |  |  | NotYetVerified |  | 3 | 10600 | 90 | 120 |  | 0.9 | 4000 | 80
PEE7597J | WESTGATE MFG | Westgate Mfg | CDL-60CW | Outdoor Luminaires | Mid Output | Fuel Pump Canopy Luminaires | Standard | FALSE | [9 empty] | 42367 |  |  | NotYetVerified |  | 3 | 5190.4 | 87.49 | 59.32 | 19.55 | 0.9073 | 5000 | 84.2
PMTQVTN7 | WESTGATE MFG | Westgate Mfg | CDL-40CW | Outdoor Luminaires | Low Output | Fuel Pump Canopy Luminaires | Standard | FALSE | [9 empty] | 42367 |  |  | NotYetVerified |  | 3 | 3327.7 | 84.93 | 38.18 | 19.8 | 0.9022 | 5000 | 84.1
PEW3866X | WESTGATE MFG | Westgate Mfg | CDL-80CW | Outdoor Luminaires | Mid Output | Fuel Pump Canopy Luminaires | Standard | FALSE | [9 empty] | 42367 |  |  | NotYetVerified |  | 3 | 6824.5 | 86.72 | 78.7 | 20 | 0.9 | 5000 | 80
PVVT6WAS | WESTGATE MFG | Westgate Mfg | CDL-60NW | Outdoor Luminaires | Mid Output | Fuel Pump Canopy Luminaires | Standard | FALSE | [9 empty] | 42367 |  |  | NotYetVerified |  | 3 | 5190.4 | 87.49 | 59.32 | 19.55 | 0.9073 | 4000 | 84.2
PGVXCU5G | WESTGATE MFG | Westgate Mfg | CDL-40NW | Outdoor Luminaires | Low Output | Fuel Pump Canopy Luminaires | Standard | FALSE | [9 empty] | 42367 |  |  | NotYetVerified |  | 3 | 3327.7 | 84.93 | 38.18 | 19.8 | 0.9022 | 4000 | 84.1
PBX67KC4 | WESTGATE MFG | Westgate Mfg | CDL-80NW | Outdoor Luminaires | Mid Output | Fuel Pump Canopy Luminaires | Standard | FALSE | [9 empty] | 42367 |  |  | NotYetVerified |  | 3 | 6824.5 | 86.72 | 78.7 | 20 | 0.9 | 4000 | 80
P3GUP7TA | Net Zero USA | Net Zero USA | NZ_8150 (5700K) | Outdoor Luminaires | High Output | Fuel Pump Canopy Luminaires | Standard | FALSE | [9 empty] | 42367 |  |  | No |  | 3 | 16606 | 106.59 | 155.8 | 11.23 | 0.9241 | 5700 | 84
PF1F9E2W | Net Zero USA | Net Zero USA | NZ-8150(5000K) | Outdoor Luminaires | High Output | Fuel Pump Canopy Luminaires | Standard | FALSE | [9 empty] | 42367 |  |  | No |  | 3 | 15934 | 104.83 | 152 | 10.52 | 0.933 | 5000 | 83.6
PH74FP4J | Net Zero USA | Net Zero USA | NZ-8150 (4500K) | Outdoor Luminaires | High Output | Fuel Pump Canopy Luminaires | Standard | FALSE | [9 empty] | 42367 |  |  | No |  | 3 | 15934 | 104.83 | 152 | 10.52 | 0.933 | 4500 | 83.6
PSPT93JP | Green Country Lights LLC | Green Country Lights LLC | DG2016-2-27 | Outdoor Luminaires | Mid Output | Fuel Pump Canopy Luminaires | Standard | TRUE | 6643.13 | 81.63 | 81.38 | 10.23 | 0.874 | 2760 | 83.8 | 5 | 50000 | 42361 |  |  | NotYetVerified |  | 3
PDSSJ2R6 | Green Country Lights LLC | Green Country Lights LLC | DG2016-2-57 | Outdoor Luminaires | Mid Output | Fuel Pump Canopy Luminaires | Standard | FALSE | [9 empty] | 42361 |  |  | NotYetVerified |  | 3 | 7200 | 80 | 90 | 9.35 | 0.988 | 5700 | 84
P2KFD877 | Green Country Lights LLC | Green Country Lights LLC | DG2016-2-50 | Outdoor Luminaires | Mid Output | Fuel Pump Canopy Luminaires | Standard | FALSE | [9 empty] | 42361 |  |  | NotYetVerified |  | 3 | 7200 | 80 | 90 | 9.35 | 0.988 | 5000 | 84
PWCNEPHJ | Green Country Lights LLC | Green Country Lights LLC | DG2016-2-45 | Outdoor Luminaires | Mid Output | Fuel Pump Canopy Luminaires | Standard | FALSE | [9 empty] | 42361 |  |  | NotYetVerified |  | 3 | 7200 | 80 | 90 | 9.35 | 0.988 | 4500 | 84
PFXJ63DC | Green Country Lights LLC | Green Country Lights LLC | DG2016-2-40 | Outdoor Luminaires | Mid Output | Fuel Pump Canopy Luminaires | Standard | FALSE | [9 empty] | 42361 |  |  | NotYetVerified |  | 3 | 7200 | 80 | 90 | 9.35 | 0.988 | 4000 | 84
P3SB7H5K | Green Country Lights LLC | Green Country Lights LLC | DG2016-2-35 | Outdoor Luminaires | Mid Output | Fuel Pump Canopy Luminaires | Standard | FALSE | [9 empty] | 42361 |  |  | NotYetVerified |  | 3 | 7200 | 80 | 90 | 9.35 | 0.988 | 3500 | 84
PBAWDR41 | Green Country Lights LLC | Green Country Lights LLC | DG2016-2-30 | Outdoor Luminaires | Mid Output | Fuel Pump Canopy Luminaires | Standard | FALSE | [9 empty] | 42361 |  |  | NotYetVerified |  | 3 | 7200 | 80 | 90 | 9.35 | 0.988 | 3000 | 84
PRXJVBJ5 | SNC OPTO ELECTRONIC CO LTD. | SNC LED | SNC-CP-150WF02 4000K | Outdoor Luminaires | High Output | Fuel Pump Canopy Luminaires | Standard | TRUE | 14962 | 99.09 | 151 | 10.43 | 0.9298 | 4005 | 83.6 | 5 | 50000 | 42360 |  |  | No |  | 3.1 | 14962 | 99.09 | 151 | 10.43 | 0.9298 | 4000 | 83.6
PK7U4SPM | SNC OPTO ELECTRONIC CO LTD. | SNC LED | SNC-CP-130WF02 4000K | Outdoor Luminaires | High Output | Fuel Pump Canopy Luminaires | Standard | TRUE | 12947 | 98.68 | 131.2 | 11.45 | 0.9126 | 4017 | 83.6 | 5 | 50000 | 42360 |  |  | No |  | 3.1 | 12947 | 98.68 | 131.2 | 11.45 | 0.9126 | 4000 | 83.6
PT7UFA7Z | SNC OPTO ELECTRONIC CO LTD. | SNC LED | SNC-CP-100WF02 4000K | Outdoor Luminaires | High Output | Fuel Pump Canopy Luminaires | Standard | TRUE | 10368 | 103.92 | 99.77 | 16.14 | 0.9111 | 3998 | 83.4 | 5 | 50000 | 42360 |  |  | No |  | 3.1 | 10368 | 103.92 | 99.77 | 16.14 | 0.9111 | 4000 | 83.4
PUGTZSZE | SNC OPTO ELECTRONIC CO LTD. | SNC LED | SNC-CP-130WF03 4000K | Outdoor Luminaires | High Output | Fuel Pump Canopy Luminaires | Standard | TRUE | 12372 | 95.39 | 129.7 | 12.51 | 0.9107 | 4001 | 83.5 | 5 | 50000 | 42360 |  |  | No |  | 3.1 | 12372 | 95.39 | 129.7 | 12.51 | 0.9107 | 4000 | 83.5
PMUQV1N4 | SNC OPTO ELECTRONIC CO LTD. | SNC LED | SNC-CP-150WF02 5700K | Outdoor Luminaires | High Output | Fuel Pump Canopy Luminaires | Standard | FALSE | [9 empty] | 42360 |  |  | No |  | 3.1 | 15377 | 101.77 | 151.1 | 10.43 | 0.9291 | 5700 | 83.3
PJ26R7X5 | SNC OPTO ELECTRONIC CO LTD. | SNC LED | SNC-CP-130WF03 5700K | Outdoor Luminaires | High Output | Fuel Pump Canopy Luminaires | Standard | FALSE | [9 empty] | 42360 |  |  | No |  | 3.1 | 12819 | 98.46 | 130.2 | 12.51 | 0.9195 | 5700 | 83.2
PS4F67GJ | SNC OPTO ELECTRONIC CO LTD. | SNC LED | SNC-CP-130WF02 5700K | Outdoor Luminaires | High Output | Fuel Pump Canopy Luminaires | Standard | FALSE | [9 empty] | 42360 |  |  | No |  | 3.1 | 13251 | 100.84 | 131.4 | 11.45 | 0.9047 | 5700 | 83.2
PXWXWFRM | SNC OPTO ELECTRONIC CO LTD. | SNC LED | SNC-CP-100WF02 5700K | Outdoor Luminaires | High Output | Fuel Pump Canopy Luminaires | Standard | FALSE | [9 empty] | 42360 |  |  | No |  | 3.1 | 10683 | 106.98 | 99.86 | 16.14 | 0.9058 | 5700 | 83.1
PKRNAM6T | SNC OPTO ELECTRONIC CO LTD. | SNC LED | SNC-CP-130WF02 5000K | Outdoor Luminaires | High Output | Fuel Pump Canopy Luminaires | Standard | FALSE | [9 empty] | 42360 |  |  | No |  | 3.1 | 13149.7 | 100.15 | 131.3 | 11.45 | 0.9126 | 5000 | 83.6
PVVUJCG9 | SNC OPTO ELECTRONIC CO LTD. | SNC LED | SNC-CP-150WF02 5000K | Outdoor Luminaires | High Output | Fuel Pump Canopy Luminaires | Standard | FALSE | [9 empty] | 42360 |  |  | No |  | 3.1 | 15238.7 | 100.88 | 151.05 | 10.43 | 0.9298 | 5000 | 83.6
PEE3QKTD | SNC OPTO ELECTRONIC CO LTD. | SNC LED | SNC-CP-130WF03 5000K | Outdoor Luminaires | High Output | Fuel Pump Canopy Luminaires | Standard | FALSE | [9 empty] | 42360 |  |  | No |  | 3.1 | 12670 | 97.5 | 129.95 | 12.51 | 0.9107 | 5000 | 83.5
PCHF8GU4 | SNC OPTO ELECTRONIC CO LTD. | SNC LED | SNC-CP-100WF02 5000K | Outdoor Luminaires | High Output | Fuel Pump Canopy Luminaires | Standard | FALSE | [9 empty] | 42360 |  |  | No |  | 3.1 | 10578 | 105.98 | 99.82 | 16.14 | 0.9111 | 5000 | 83.4
P7UH6BR6 | SNC OPTO ELECTRONIC CO LTD. | SNC LED | SNC-CP-130WF02 4500K | Outdoor Luminaires | High Output | Fuel Pump Canopy Luminaires | Standard | FALSE | [9 empty] | 42360 |  |  | No |  | 3.1 | 13048.3 | 99.38 | 131.3 | 11.45 | 0.9126 | 4500 | 83.6
P9F2Z3WH | SNC OPTO ELECTRONIC CO LTD. | SNC LED | SNC-CP-150WF02 4500K | Outdoor Luminaires | High Output | Fuel Pump Canopy Luminaires | Standard | FALSE | [9 empty] | 42360 |  |  | No |  | 3.1 | 15100.3 | 99.97 | 151.05 | 10.43 | 0.9298 | 4500 | 83.6
PF71WFG8 | SNC OPTO ELECTRONIC CO LTD. | SNC LED | SNC-CP-130WF03 4500K | Outdoor Luminaires | High Output | Fuel Pump Canopy Luminaires | Standard | FALSE | [9 empty] | 42360 |  |  | No |  | 3.1 | 12521 | 96.35 | 129.95 | 12.51 | 0.9107 | 4500 | 83.5
P5EC7P1V | SNC OPTO ELECTRONIC CO LTD. | SNC LED | SNC-CP-100WF02 4500K | Outdoor Luminaires | High Output | Fuel Pump Canopy Luminaires | Standard | FALSE | [9 empty] | 42360 |  |  | No |  | 3.1 | 10473 | 104.92 | 99.82 | 16.14 | 0.9111 | 4500 | 83.4
PDPS4HBN | Singbee | Singbee | SP-2025-150W-5B-57K-S3-(MVHV)-N | Outdoor Luminaires | High Output | Fuel Pump Canopy Luminaires | Premium | FALSE | [9 empty] | 42359 | Dimmable | Continuous Below 10 | No | Updated on 12/28/2016 | 3 | 18373.617 | 124.23 | 147.9 | 6.62 | 0.9946 | 5755 | 75.3
P1UY2JD6 | Singbee | Singbee | SP-2025-150W-5B-57K-B3-(MVHV)-N | Outdoor Luminaires | High Output | Fuel Pump Canopy Luminaires | Premium | FALSE | [9 empty] | 42359 | Dimmable | Continuous Below 10 | No | Updated on 12/28/2016 | 3 | 18373.617 | 124.23 | 147.9 | 6.62 | 0.9946 | 5755 | 75.3
PRJUTMVZ | Singbee | Singbee | SP-2025-100W-3B-57K-B3-(MVHV)-N | Outdoor Luminaires | High Output | Fuel Pump Canopy Luminaires | Premium | FALSE | [9 empty] | 42359 | Dimmable | Continuous Below 10 | No | Updated on 12/28/2016 | 3 | 12435.423 | 124.23 | 100.1 | 7.46 | 0.9935 | 5726 | 75.4
PHMSFA6Y | Singbee | Singbee | SP-2025-100W-3B-57K-S3-(MVHV)-N | Outdoor Luminaires | High Output | Fuel Pump Canopy Luminaires | Premium | FALSE | [9 empty] | 42359 | Dimmable | Continuous Below 10 | No | Updated on 12/28/2016 | 3 | 12435.423 | 124.23 | 100.1 | 7.46 | 0.9935 | 5726 | 75.4
PS8UAMX1 | Singbee | Singbee | SP-2025-200W-6B-57K-S3-(MVHV)-N | Outdoor Luminaires | High Output | Fuel Pump Canopy Luminaires | Premium | FALSE | [9 empty] | 42359 | Dimmable | Continuous Below 10 | No | Updated on 12/28/2016 | 3 | 24684.502 | 124.23 | 198.7 | 7.2 | 0.9941 | 5712 | 75.5
P392G2NK | Singbee | Singbee | SP-2025-200W-6B-57K-B3-(MVHV)-N | Outdoor Luminaires | High Output | Fuel Pump Canopy Luminaires | Premium | FALSE | [9 empty] | 42359 | Dimmable | Continuous Below 10 | No | Updated on 12/28/2016 | 3 | 24684.502 | 124.23 | 198.7 | 7.2 | 0.9941 | 5712 | 75.5
PUHKXHTM | Singbee | Singbee | SP-2025-250W-7B-57K-S3-(MVHV)-N | Outdoor Luminaires | High Output | Fuel Pump Canopy Luminaires | Premium | FALSE | [9 empty] | 42359 | Dimmable | Continuous Below 10 | No | Updated on 12/28/2016 | 3 | 30262.428 | 124.23 | 243.6 | 7.48 | 0.9938 | 5708 | 75.3
P8M96T9Q | Singbee | Singbee | SP-2025-250W-7B-57K-B3-(MVHV)-N | Outdoor Luminaires | High Output | Fuel Pump Canopy Luminaires | Premium | FALSE | [9 empty] | 42359 | Dimmable | Continuous Below 10 | No | Updated on 12/28/2016 | 3 | 30262.428 | 124.23 | 243.6 | 7.48 | 0.9938 | 5708 | 75.3
PEZNKRRK | Singbee | Singbee | SP-2025-60W-2B-57K-S3-(MVHV)-N | Outdoor Luminaires | Mid Output | Fuel Pump Canopy Luminaires | Premium | FALSE | [9 empty] | 42359 | Dimmable | Continuous Below 10 | No | Updated on 12/28/2016 | 3 | 7416.531 | 124.23 | 59.7 | 4.84 | 0.9966 | 5703 | 75.2
P6W7DKFJ | Singbee | Singbee | SP-2025-60W-2B-57K-B3-(MVHV)-N | Outdoor Luminaires | Mid Output | Fuel Pump Canopy Luminaires | Premium | FALSE | [9 empty] | 42359 | Dimmable | Continuous Below 10 | No | Updated on 12/28/2016 | 3 | 7416.531 | 124.23 | 59.7 | 4.84 | 0.9966 | 5703 | 75.2
PGRBE91P | Singbee | Singbee | SP-2025-40W-2B-57K-S3-(MVHV)-N | Outdoor Luminaires | Mid Output | Fuel Pump Canopy Luminaires | Premium | FALSE | [9 empty] | 42359 | Dimmable | Continuous Below 10 | No | Updated on 2/9/2017 | 3 | 5607.024 | 140.88 | 39.8 | 6.46 | 0.9945 | 5699 | 75.1
PF6DYW5T | Singbee | Singbee | SP-2025-40W-2B-57K-B3-(MVHV)-N | Outdoor Luminaires | Mid Output | Fuel Pump Canopy Luminaires | Premium | FALSE | [9 empty] | 42359 | Dimmable | Continuous Below 10 | No | Updated on 2/9/2017 | 3 | 5607.024 | 140.88 | 39.8 | 6.46 | 0.9945 | 5699 | 75.1
P6FKSJS7 | Singbee | Singbee | SP-2025-120W-4B-57K-S3-(MVHV)-N | Outdoor Luminaires | High Output | Fuel Pump Canopy Luminaires | Premium | FALSE | [9 empty] | 42359 | Dimmable | Continuous Below 10 | No | Updated on 12/28/2016 | 3 | 14770.947 | 124.23 | 118.9 | 6.26 | 0.9955 | 5682 | 75.1
P3KJUG77 | Singbee | Singbee | SP-2025-120W-4B-57K-B3-(MVHV)-N | Outdoor Luminaires | High Output | Fuel Pump Canopy Luminaires | Premium | FALSE | [9 empty] | 42359 | Dimmable | Continuous Below 10 | No | Updated on 12/28/2016 | 3 | 14770.947 | 124.23 | 118.9 | 6.26 | 0.9955 | 5682 | 75.1
PCD2QUDW | Singbee | Singbee | SP-2025-100W-3B-50K-B3-(MVHV)-N | Outdoor Luminaires | High Output | Fuel Pump Canopy Luminaires | Premium | FALSE | [9 empty] | 42359 | Dimmable | Continuous Below 10 | No | Updated on 12/28/2016 | 3 | 12193.445 | 124.55 | 97.9 | 7.46 | 0.9935 | 5007 | 74.5
P2SFZGRE | Singbee | Singbee | SP-2025-100W-3B-50K-S3-(MVHV)-N | Outdoor Luminaires | High Output | Fuel Pump Canopy Luminaires | Premium | FALSE | [9 empty] | 42359 | Dimmable | Continuous Below 10 | No | Updated on 12/28/2016 | 3 | 12193.445 | 124.55 | 97.9 | 7.46 | 0.9935 | 5007 | 74.5
P8FRVR41 | Singbee | Singbee | SP-2025-150W-5B-50K-B3-(MVHV)-N | Outdoor Luminaires | High Output | Fuel Pump Canopy Luminaires | Premium | FALSE | [9 empty] | 42359 | Dimmable | Continuous Below 10 | No | Updated on 12/28/2016 | 3 | 18582.86 | 124.55 | 149.2 | 6.62 | 0.9946 | 5006 | 74.1
P81UWMKV | Singbee | Singbee | SP-2025-150W-5B-50K-S3-(MVHV)-N | Outdoor Luminaires | High Output | Fuel Pump Canopy Luminaires | Premium | FALSE | [9 empty] | 42359 | Dimmable | Continuous Below 10 | No | Updated on 12/28/2016 | 3 | 18582.86 | 124.55 | 149.2 | 6.62 | 0.9946 | 5006 | 74.1
PDMF6UC4 | Singbee | Singbee | SP-2025-200W-6B-50K-S3-(MVHV)-N | Outdoor Luminaires | High Output | Fuel Pump Canopy Luminaires | Premium | FALSE | [9 empty] | 42359 | Dimmable | Continuous Below 10 | No | Updated on 12/28/2016 | 3 | 24523.895 | 124.55 | 196.9 | 7.2 | 0.9941 | 5005 | 74.2
P3669GFZ | Singbee | Singbee | SP-2025-200W-6B-50K-B3-(MVHV)-N | Outdoor Luminaires | High Output | Fuel Pump Canopy Luminaires | Premium | FALSE | [9 empty] | 42359 | Dimmable | Continuous Below 10 | No | Updated on 12/28/2016 | 3 | 24523.895 | 124.55 | 196.9 | 7.2 | 0.9941 | 5005 | 74.2
PXMXBDBU | Singbee | Singbee | SP-2025-40W-2B-50K-B3-(MVHV)-N | Outdoor Luminaires | Mid Output | Fuel Pump Canopy Luminaires | Premium | FALSE | [9 empty] | 42359 | Dimmable | Continuous Below 10 | No | Updated on 2/9/2017 | 3 | 5496.57 | 141.3 | 38.9 | 6.46 | 0.9945 | 5005 | 74.2
PH5ENYDP | Singbee | Singbee | SP-2025-40W-2B-50K-S3-(MVHV)-N | Outdoor Luminaires | Mid Output | Fuel Pump Canopy Luminaires | Premium | FALSE | [9 empty] | 42359 | Dimmable | Continuous Below 10 | No | Updated on 2/9/2017 | 3 | 5496.57 | 141.3 | 38.9 | 6.46 | 0.9945 | 5005 | 74.2
P7PG26DF | Singbee | Singbee | SP-2025-250W-7B-50K-B3-(MVHV)-N | Outdoor Luminaires | High Output | Fuel Pump Canopy Luminaires | Premium | FALSE | [9 empty] | 42359 | Dimmable | Continuous Below 10 | No | Updated on 12/28/2016 | 3 | 30539.66 | 124.55 | 245.2 | 7.48 | 0.9938 | 4999 | 74.1
P6EW751K | Singbee | Singbee | SP-2025-250W-7B-50K-S3-(MVHV)-N | Outdoor Luminaires | High Output | Fuel Pump Canopy Luminaires | Premium | FALSE | [9 empty] | 42359 | Dimmable | Continuous Below 10 | No | Updated on 12/28/2016 | 3 | 30539.66 | 124.55 | 245.2 | 7.48 | 0.9938 | 4999 | 74.1
PSF271JR | Singbee | Singbee | SP-2025-60W-2B-50K-S3-(MVHV)-N | Outdoor Luminaires | Mid Output | Fuel Pump Canopy Luminaires | Premium | FALSE | [9 empty] | 42359 | Dimmable | Continuous Below 10 | No | Updated on 12/28/2016 | 3 | 7373.36 | 124.55 | 59.2 | 4.84 | 0.9966 | 4999 | 74.1
PDBTBXGP | Singbee | Singbee | SP-2025-60W-2B-50K-B3-(MVHV)-N | Outdoor Luminaires | Mid Output | Fuel Pump Canopy Luminaires | Premium | FALSE | [9 empty] | 42359 | Dimmable | Continuous Below 10 | No | Updated on 12/28/2016 | 3 | 7373.36 | 124.55 | 59.2 | 4.84 | 0.9966 | 4999 | 74.1
PS64FB1B | Singbee | Singbee | SP-2025-120W-4B-50K-B3-(MVHV)-N | Outdoor Luminaires | High Output | Fuel Pump Canopy Luminaires | Premium | FALSE | [9 empty] | 42359 | Dimmable | Continuous Below 10 | No | Updated on 12/28/2016 | 3 | 14833.905 | 124.55 | 119.1 | 6.26 | 0.9955 | 4997 | 74.3
P6X49E14 | Singbee | Singbee | SP-2025-120W-4B-50K-S3-(MVHV)-N | Outdoor Luminaires | High Output | Fuel Pump Canopy Luminaires | Premium | FALSE | [9 empty] | 42359 | Dimmable | Continuous Below 10 | No | Updated on 12/28/2016 | 3 | 14833.905 | 124.55 | 119.1 | 6.26 | 0.9955 | 4997 | 74.3
PY28V64M | Singbee | Singbee | SP-2025-250W-7B-40K-B3-(MVHV)-N | Outdoor Luminaires | High Output | Fuel Pump Canopy Luminaires | Premium | FALSE | [9 empty] | 42359 | Dimmable | Continuous Below 10 | No | Updated on 12/28/2016 | 3 | 30331.24 | 123.7 | 245.2 | 7.48 | 0.9938 | 4019 | 72.3
PSV4A6XU | Singbee | Singbee | SP-2025-250W-7B-40K-S3-(MVHV)-N | Outdoor Luminaires | High Output | Fuel Pump Canopy Luminaires | Premium | FALSE | [9 empty] | 42359 | Dimmable | Continuous Below 10 | No | Updated on 12/28/2016 | 3 | 30331.24 | 123.7 | 245.2 | 7.48 | 0.9938 | 4019 | 72.3
PSEFMMZR | Singbee | Singbee | SP-2025-100W-3B-40K-S3-(MVHV)-N | Outdoor Luminaires | High Output | Fuel Pump Canopy Luminaires | Premium | FALSE | [9 empty] | 42359 | Dimmable | Continuous Below 10 | No | Updated on 12/28/2016 | 3 | 12110.23 | 123.7 | 97.9 | 7.46 | 0.9935 | 4007 | 72.5
P98BUNS6 | Singbee | Singbee | SP-2025-100W-3B-40K-B3-(MVHV)-N | Outdoor Luminaires | High Output | Fuel Pump Canopy Luminaires | Premium | FALSE | [9 empty] | 42359 | Dimmable | Continuous Below 10 | No | Updated on 12/28/2016 | 3 | 12110.23 | 123.7 | 97.9 | 7.46 | 0.9935 | 4007 | 72.5
P9ZRAPX7 | Singbee | Singbee | SP-2025-60W-2B-40K-B3-(MVHV)-N | Outdoor Luminaires | Mid Output | Fuel Pump Canopy Luminaires | Premium | FALSE | [9 empty] | 42359 | Dimmable | Continuous Below 10 | No | Updated on 12/28/2016 | 3 | 7323.04 | 123.7 | 59.2 | 4.84 | 0.9966 | 4007 | 72.2
P6XWES3E | Singbee | Singbee | SP-2025-60W-2B-40K-S3-(MVHV)-N | Outdoor Luminaires | Mid Output | Fuel Pump Canopy Luminaires | Premium | FALSE | [9 empty] | 42359 | Dimmable | Continuous Below 10 | No | Updated on 12/28/2016 | 3 | 7323.04 | 123.7 | 59.2 | 4.84 | 0.9966 | 4007 | 72.2
PTJAC4JG | Singbee | Singbee | SP-2025-120W-4B-40K-S3-(MVHV)-N | Outdoor Luminaires | High Output | Fuel Pump Canopy Luminaires | Premium | FALSE | [9 empty] | 42359 | Dimmable | Continuous Below 10 | No | Updated on 12/28/2016 | 3 | 14732.67 | 123.7 | 119.1 | 6.26 | 0.9955 | 4006 | 72.4
P5VAQZFX | Singbee | Singbee | SP-2025-120W-4B-40K-B3-(MVHV)-N | Outdoor Luminaires | High Output | Fuel Pump Canopy Luminaires | Premium | FALSE | [9 empty] | 42359 | Dimmable | Continuous Below 10 | No | Updated on 12/28/2016 | 3 | 14732.67 | 123.7 | 119.1 | 6.26 | 0.9955 | 4006 | 72.4
PYJVCK88 | Singbee | Singbee | SP-2025-200W-6B-40K-B3-(MVHV)-N | Outdoor Luminaires | High Output | Fuel Pump Canopy Luminaires | Premium | FALSE | [9 empty] | 42359 | Dimmable | Continuous Below 10 | No | Updated on 12/28/2016 | 3 | 24356.53 | 123.7 | 196.9 | 7.2 | 0.9941 | 4002 | 72.5
P9564YGB | Singbee | Singbee | SP-2025-200W-6B-40K-S3-(MVHV)-N | Outdoor Luminaires | High Output | Fuel Pump Canopy Luminaires | Premium | FALSE | [9 empty] | 42359 | Dimmable | Continuous Below 10 | No | Updated on 12/28/2016 | 3 | 24356.53 | 123.7 | 196.9 | 7.2 | 0.9941 | 4002 | 72.5
PRXA8EX8 | Singbee | Singbee | SP-2025-150W-5B-40K-S3-(MVHV)-N | Outdoor Luminaires | High Output | Fuel Pump Canopy Luminaires | Premium | FALSE | [9 empty] | 42359 | Dimmable | Continuous Below 10 | No | Updated on 12/28/2016 | 3 | 18456.04 | 123.7 | 149.2 | 6.62 | 0.9946 | 3998 | 72.2
PAUQTMS2 | Singbee | Singbee | SP-2025-150W-5B-40K-B3-(MVHV)-N | Outdoor Luminaires | High Output | Fuel Pump Canopy Luminaires | Premium | FALSE | [9 empty] | 42359 | Dimmable | Continuous Below 10 | No | Updated on 12/28/2016 | 3 | 18456.04 | 123.7 | 149.2 | 6.62 | 0.9946 | 3998 | 72.2
PUNJQTV2 | Singbee | Singbee | SP-2025-40W-2B-40K-S3-(MVHV)-N | Outdoor Luminaires | Mid Output | Fuel Pump Canopy Luminaires | Premium | FALSE | [9 empty] | 42359 | Dimmable | Continuous Below 10 | No | Updated on 2/9/2017 | 3 | 5449.89 | 140.1 | 38.9 | 6.46 | 0.9945 | 3997 | 72.4
PP8F5Z1V | Singbee | Singbee | SP-2025-40W-2B-40K-B3-(MVHV)-N | Outdoor Luminaires | Mid Output | Fuel Pump Canopy Luminaires | Premium | FALSE | [9 empty] | 42359 | Dimmable | Continuous Below 10 | No | Updated on 2/9/2017 | 3 | 5449.89 | 140.1 | 38.9 | 6.46 | 0.9945 | 3997 | 72.4
PNR21ANM | RC Lighting | RC Lighting | VANLED10Y[MS][All Housing Colors][PCSRCS2] RCL | Outdoor Luminaires | Low Output | Specialty: Canopy Lighting | Standard | TRUE | 1400 | 109.4 | 12.8 | 16.8 | 0.943 | 3077 | 72 | 5 | 100000 | 42356 |  |  | Yes |  | 3 | 1400 | 109.4 | 12.8 | 16.8 | 0.943 | 3077 | 72
PQC9Q17R | RC Lighting | RC Lighting | VANLED10F[MS][All Housing Colors][PCSRCS2] RCL | Outdoor Luminaires | Low Output | Specialty: Canopy Lighting | Standard | FALSE | [9 empty] | 42356 |  |  | Yes |  | 3 | 1455 | 112.8 | 12.9 | 16.8 | 0.943 | 4975 | 74
PANW83YX | RC Lighting | RC Lighting | VANLED10[MS][All Housing Colors][PCSRCS2] RCL | Outdoor Luminaires | Low Output | Specialty: Canopy Lighting | Standard | FALSE | [9 empty] | 42356 |  |  | Yes |  | 3 | 1460 | 113.2 | 12.9 | 16 | 0.95 | 4973 | 74
PYEEKMY5 | RC Lighting | RC Lighting | VANLED10NF[MS][All Housing Colors][PCSRCS2] RCL | Outdoor Luminaires | Low Output | Specialty: Canopy Lighting | Standard | FALSE | [9 empty] | 42356 |  |  | Yes |  | 3 | 1445 | 112 | 12.9 | 17.5 | 0.943 | 4033 | 74
PVQ6HM6E | RC Lighting | RC Lighting | VANLED10N[MS][All Housing Colors[PCSRCS2] RCL | Outdoor Luminaires | Low Output | Specialty: Canopy Lighting | Standard | FALSE | [9 empty] | 42356 |  |  | Yes |  | 3 | 1436 | 111.3 | 12.9 | 16.4 | 0.943 | 4028 | 74
P1A8HKW1 | RC Lighting | RC Lighting | VANLED10YF[MS][All Housing Colors][PCSRCS2] RCL | Outdoor Luminaires | Low Output | Specialty: Canopy Lighting | Standard | FALSE | [9 empty] | 42356 |  |  | Yes |  | 3 | 1417 | 110.7 | 12.8 | 16.4 | 0.943 | 3078 | 72
P637E3CB | American Lighting Inc | American Lighting | GC-C1-40-DB | Outdoor Luminaires | Low Output | Fuel Pump Canopy Luminaires | Standard | TRUE | 2662.48 | 68.57 | 38.83 | 23.7 | 0.91 | 4027 | 84.4 | 5 | 50000 | 42355 |  |  | No |  | 3 | 2662 | 68.26 | 39 | 19.9 | 0.98 | 4000 | 84
P9FCDUW1 | US LED | L-Grid | GTR2-11-EH-35-80-UNV-S | Outdoor Luminaires | Low Output | Specialty: Soffit Lighting | Standard | TRUE | 2262 | 96.2 | 23.5 | 9.6 | 0.94 | 3400 | 83 | 5 | 200000 | 42355 |  |  | No |  | 3 | 2261 | 96.2 | 23.5 | 9.6 | 0.94 | 3400 | 83
PGBC1HMH | US LED | L-Grid | GTR2-11-EH-50-80-UNV-S | Outdoor Luminaires | Low Output | Specialty: Soffit Lighting | Standard | FALSE | [9 empty] | 42355 |  |  | No |  | 3 | 2254 | 95.5 | 23.6 | 9.6 | 0.94 | 4920 | 83
PRSJ95BB | US LED | L-Grid | GTR2-11-EH-40-80-UNV-S | Outdoor Luminaires | Low Output | Specialty: Soffit Lighting | Standard | FALSE | [9 empty] | 42355 |  |  | No |  | 3 | 2230 | 94.9 | 23.5 | 9.7 | 0.94 | 3950 | 83
P3P26E6V | Teslights LLC | Teslights | GSLP120M100 | Outdoor Luminaires | High Output | Fuel Pump Canopy Luminaires | Standard | TRUE | 11845.2 | 104.3 | 113.57 | 13.62 | 0.933 | 4895 | 78.8 | 5 | 50000 | 42354 |  |  | NotYetVerified |  | 3 | 11800 | 104 | 114 | 13.6 | 0.93 | 5000 | 80
PKUN4FW8 | Teslights LLC | Teslights | CLP80M85 | Outdoor Luminaires | Mid Output | Fuel Pump Canopy Luminaires | Standard | TRUE | 6133.5 | 73 | 84.02 | 14.25 | 0.9524 | 5193 | 77.9 | 5 | 50000 | 42354 |  |  | NotYetVerified |  | 3 | 6133.5 | 76.7 | 80 | 20 | 0.9 | 5300 | 70
PMBHA2HB | Teslights LLC | Teslights | CLP40M85 | Outdoor Luminaires | Low Output | Fuel Pump Canopy Luminaires | Standard | TRUE | 2755.1 | 74.2 | 37.15 | 18.26 | 0.9175 | 5139 | 78.2 | 5 | 50000 | 42354 |  |  | NotYetVerified |  | 3 | 3000 | 75 | 40 | 20 | 0.9 | 5300 | 70
PX6ZBTMZ | Teslights LLC | Teslights | CLRP40M85 | Outdoor Luminaires | Low Output | Fuel Pump Canopy Luminaires | Standard | TRUE | 2956.5 | 79.3 | 37.27 | 16.87 | 0.8922 | 5130 | 77.1 | 5 | 50000 | 42354 |  |  | NotYetVerified |  | 3 | 3000 | 75 | 40 | 20 | 0.9 | 5300 | 70
PYT3QJ5X | Cleanlife Energy LLC | Cleanlife | CL-LWP80CPY-50-BK | Outdoor Luminaires | Mid Output | Fuel Pump Canopy Luminaires | Standard | TRUE | 7643 | 92.4 | 82.7 | 5.6 | 0.975 | 5204 | 84.3 | 5 | 50000 | 42353 |  |  | No |  | 3 | 7600 | 95 | 80 | 10 | 0.9 | 5000 | 80
P3YEBZ7F | KONKA GREEN LIGHTING CO.LTD | KONKA | KK-CA-AM100-A0US | Outdoor Luminaires | High Output | Fuel Pump Canopy Luminaires | Standard | TRUE | 10262.78 | 95.23 | 107.77 | 14.48 | 0.989 | 2820 | 81.9 | 5 | 50000 | 42349 |  |  | No |  | 3.1 | 10000 | 100 | 100 | 20 | 0.95 | 2700 | 83.7
P1TYXKN1 | KONKA GREEN LIGHTING CO.LTD | KONKA | KK-CA-FM100-A0US | Outdoor Luminaires | High Output | Fuel Pump Canopy Luminaires | Standard | FALSE | [9 empty] | 42349 |  |  | No |  | 3.1 | 10000 | 100 | 100 | 20 | 0.95 | 5700 | 70
PXWMMQ82 | KONKA GREEN LIGHTING CO.LTD | KONKA | KK-CA-EM100-A0US | Outdoor Luminaires | High Output | Fuel Pump Canopy Luminaires | Standard | FALSE | [9 empty] | 42349 |  |  | No |  | 3.1 | 10000 | 100 | 100 | 20 | 0.95 | 5000
PSUSWWB4 | KONKA GREEN LIGHTING CO.LTD | KONKA | KK-CA-DM100-A0US | Outdoor Luminaires | High Output | Fuel Pump Canopy Luminaires | Standard | FALSE | [9 empty] | 42349 |  |  | No |  | 3.1 | 10000 | 100 | 100 | 20 | 0.95 | 4000
P15FUWRH | KONKA GREEN LIGHTING CO.LTD | KONKA | KK-CA-AM120-A0US | Outdoor Luminaires | High Output | Fuel Pump Canopy Luminaires | Standard | TRUE | 10266.3 | 84.97 | 120.8 | 12.9 | 0.991 | 2798 | 81.1 | 5 | 50000 | 42348 |  |  | No |  | 3 | 12000 | 100 | 120 | 20 | 0.95 | 2700 | 70
P3UER55K | KONKA GREEN LIGHTING CO.LTD | KONKA | KK-CA-AM075-A0US | Outdoor Luminaires | Mid Output | Fuel Pump Canopy Luminaires | Standard | TRUE | 6575.9 | 89 | 73.87 | 15.7 | 0.987 | 2830 | 81.8 | 5 | 50000 | 42348 |  |  | No |  | 3 | 6700 | 89 | 75 | 20 | 0.95 | 2700 | 70
PYCYNPZX | Rising-Sun Lighting Factory | Rising Sun | LWP80CPY-50-BK | Outdoor Luminaires | Mid Output | Fuel Pump Canopy Luminaires | Standard | TRUE | 7643 | 92.4 | 82.7 | 5.6 | 0.975 | 5204 | 84.3 | 5 | 50000 | 42348 |  |  | No |  | 3 | 7600 | 95 | 80 | 10 | 0.9 | 5000 | 80
P5EA3TQ7 | Rising-Sun Lighting Factory | Rising Sun | LWP80CPY-50-BZ | Outdoor Luminaires | Mid Output | Fuel Pump Canopy Luminaires | Standard | FALSE | [9 empty] | 42348 |  |  | No |  | 3 | 7600 | 95 | 80 | 10 | 0.9 | 5000 | 80
PMD35UH5 | KONKA GREEN LIGHTING CO.LTD | KONKA | KK-CA-FM120-A0US | Outdoor Luminaires | High Output | Fuel Pump Canopy Luminaires | Standard | FALSE | [9 empty] | 42348 |  |  | No |  | 3 | 12000 | 100 | 120 | 20 | 0.95 | 5700 | 70
PZNDUH5D | KONKA GREEN LIGHTING CO.LTD | KONKA | KK-CA-EM075-A0US | Outdoor Luminaires | Mid Output | Fuel Pump Canopy Luminaires | Standard | FALSE | [9 empty] | 42348 |  |  | No |  | 3 | 7500 | 100 | 75 | 20 | 0.95 | 5000 | 70
PV9XXV57 | KONKA GREEN LIGHTING CO.LTD | KONKA | KK-CA-EM120-A0US | Outdoor Luminaires | High Output | Fuel Pump Canopy Luminaires | Standard | FALSE | [9 empty] | 42348 |  |  | No |  | 3 | 12000 | 100 | 120 | 20 | 0.95 | 5000 | 70
PPFE1MRF | KONKA GREEN LIGHTING CO.LTD | KONKA | KK-CA-DM075-A0US | Outdoor Luminaires | Mid Output | Fuel Pump Canopy Luminaires | Standard | FALSE | [9 empty] | 42348 |  |  | No |  | 3 | 7500 | 100 | 75 | 20 | 0.95 | 4000 | 70
PVYYUTMS | KONKA GREEN LIGHTING CO.LTD | KONKA | KK-CA-DM120-A0US | Outdoor Luminaires | High Output | Fuel Pump Canopy Luminaires | Standard | FALSE | [9 empty] | 42348 |  |  | No |  | 3 | 12000 | 100 | 120 | 20 | 0.95 | 4000 | 70
PGDZZ49T | Lighting Group of America | Lighting Group of America | GSL368A | Outdoor Luminaires | High Output | Fuel Pump Canopy Luminaires | Standard | TRUE | 12559.4 | 127 | 98.94 | 16 | 0.92 | 4714 | 74 | 5 | 50000 | 42347 |  |  | No |  | 3 | 12556.4 | 127 | 98.94 | 8 | 0.99 | 4714 | 74
P727P5CU | Lighting Group of America | Lighting Group of America | GSL368B | Outdoor Luminaires | High Output | Fuel Pump Canopy Luminaires | Standard | TRUE | 15609.07 | 121 | 129.23 | 15 | 0.92 | 5064 | 74 | 5 | 50000 | 42347 |  |  | No |  | 3 | 15609.07 | 121 | 1.08 | 7 | 0.99 | 5064 | 74
P5CTDQC3 | Energy Focus Inc. | Energy Focus | LEDRFK-DW-VFL-SM | Outdoor Retrofit Kit | Low Output | Retrofit Kits for Fuel Pump Canopy Luminaires | Standard | TRUE | 1965 | 80.3 | 24.27 | 8.6 | 0.918 | 5019 | 73 | 5 | 50000 | 42347 |  |  | NotYetVerified |  | 3 | 2000 | 80 | 25 | 10 | 0.9 | 5000 | 84.2
PG1CQBRJ | Sarin Energy Inc. | SES | SES-CP-4000-130 | Outdoor Luminaires | High Output | Fuel Pump Canopy Luminaires | Standard | TRUE | 14063 | 105.26 | 133.6 | 11.38 | 0.9172 | 4031 | 83.6 | 5 | 50000 | 42346 |  |  | No |  | 3 | 14063 | 105.26 | 133.6 | 11.38 | 0.9172 | 4000 | 83.6
PN1NBR55 | Sarin Energy Inc. | SES | SES-CP-4000-100 | Outdoor Luminaires | High Output | Fuel Pump Canopy Luminaires | Standard | TRUE | 10650 | 105.97 | 100.5 | 14.13 | 0.9023 | 4012 | 83.5 | 5 | 50000 | 42346 |  |  | No |  | 3 | 10650 | 105.97 | 100.5 | 14.13 | 0.9023 | 4000 | 83.5
PFDF3JRG | Sarin Energy Inc. | SES | SES-CP-4000-150 | Outdoor Luminaires | High Output | Fuel Pump Canopy Luminaires | Standard | TRUE | 15934 | 104.83 | 152 | 10.52 | 0.933 | 4028 | 83.6 | 5 | 50000 | 42346 |  |  | No |  | 3 | 15934 | 104.83 | 152 | 10.52 | 0.933 | 4000 | 83.6
PZJP1AU3 | Sarin Energy Inc. | SES | SES-CP-5700-130 | Outdoor Luminaires | High Output | Fuel Pump Canopy Luminaires | Standard | FALSE | [9 empty] | 42346 |  |  | No |  | 3 | 14657 | 108.41 | 135.2 | 11.57 | 0.9292 | 5700 | 84
PD88N57F | Sarin Energy Inc. | SES | SES-CP-5700-150 | Outdoor Luminaires | High Output | Fuel Pump Canopy Luminaires | Standard | FALSE | [9 empty] | 42346 |  |  | No |  | 3 | 16606 | 106.59 | 155.8 | 11.23 | 0.9241 | 5700 | 84
P33TG9S3 | Sarin Energy Inc. | SES | SES-CP-5700-100 | Outdoor Luminaires | High Output | Fuel Pump Canopy Luminaires | Standard | FALSE | [9 empty] | 42346 |  |  | No |  | 3 | 11056 | 108.18 | 102.2 | 13.97 | 0.9106 | 5700 | 83.8
PM4EA2ET | XUYANG GROUP (SHENZHEN) GLOBAL BUSINESS SERVICE LTD. | XY | YZ-130W-D00-50 | Outdoor Luminaires | High Output | Fuel Pump Canopy Luminaires | Standard | TRUE | 12713 | 107.46 | 118.3 | 15.93 | 0.9149 | 5292 | 71.5 | 5 | 50000 | 42345 |  |  | No |  | 3.1 | 12713 | 107.46 | 118.3 | 15.93 | 0.9149 | 5000 | 71.5
P298HNN6 | XUYANG GROUP (SHENZHEN) GLOBAL BUSINESS SERVICE LTD. | XY | YZ-130W-F00-50 | Outdoor Luminaires | High Output | Fuel Pump Canopy Luminaires | Standard | TRUE | 13268 | 108.31 | 122.5 | 15.51 | 0.9037 | 5250 | 71 | 5 | 50000 | 42345 |  |  | No |  | 3.1 | 13268 | 108.31 | 122.5 | 15.51 | 0.9037 | 5000 | 71
P99VGRM2 | A Plus Lighting LLC | A Plus Lighting | AP-CP-120-03(4000K) | Outdoor Luminaires | High Output | Fuel Pump Canopy Luminaires | Standard | TRUE | 11215 | 95.65 | 117.3 | 11.12 | 0.956 | 4026 | 73.1 | 5 | 50000 | 42345 |  |  | NotYetVerified |  | 3 | 11215 | 95.65 | 117.3 | 11.12 | 0.956 | 4000 | 73.1
PHVR8TYR | A Plus Lighting LLC | A Plus Lighting | AP-CP-080-01(4000K) | Outdoor Luminaires | Mid Output | Fuel Pump Canopy Luminaires | Standard | TRUE | 8211.2 | 97.2 | 84.53 | 15.17 | 0.9241 | 4038 | 72.9 | 5 | 50000 | 42345 |  |  | NotYetVerified |  | 3 | 8211.2 | 97.2 | 84.48 | 15.17 | 0.9241 | 4000 | 72.9
PBH5BSF8 | A Plus Lighting LLC | A Plus Lighting | AP-CP-120-01(4000K) | Outdoor Luminaires | High Output | Fuel Pump Canopy Luminaires | Standard | TRUE | 11754 | 96.69 | 122.3 | 15.91 | 0.903 | 4033 | 73 | 5 | 50000 | 42345 |  |  | NotYetVerified |  | 3 | 11754 | 96.69 | 122.3 | 15.91 | 0.903 | 4000 | 73
PDCTQT3X | A Plus Lighting LLC | A Plus Lighting | AP-CP-080-03(4000K) | Outdoor Luminaires | Mid Output | Fuel Pump Canopy Luminaires | Standard | TRUE | 8074.7 | 99.8 | 80.91 | 11.53 | 0.953 | 4033 | 72.9 | 5 | 50000 | 42345 |  |  | NotYetVerified |  | 3 | 8074.6 | 99.8 | 80.91 | 11.53 | 0.9532 | 4000 | 72.9
PU9HF2Y3 | A Plus Lighting LLC | A Plus Lighting | AP-CP-100-01(4000K) | Outdoor Luminaires | Mid Output | Fuel Pump Canopy Luminaires | Standard | TRUE | 9714.7 | 98.43 | 98.35 | 19.43 | 0.909 | 4053 | 73.1 | 5 | 50000 | 42345 |  |  | NotYetVerified |  | 3 | 9714.7 | 98.43 | 98.7 | 19.43 | 0.909 | 4000 | 73.1
PEF8PTBA | A Plus Lighting LLC | A Plus Lighting | AP-CP-045-01(4000K) | Outdoor Luminaires | Low Output | Fuel Pump Canopy Luminaires | Standard | TRUE | 3918.5 | 84.98 | 46.11 | 6.9 | 0.8902 | 4041 | 73 | 5 | 50000 | 42345 |  |  | NotYetVerified |  | 3 | 4006.5 | 86.16 | 46.5 | 6.9 | 0.8902 | 4000 | 73
PZJERSM9 | XUYANG GROUP (SHENZHEN) GLOBAL BUSINESS SERVICE LTD. | XY | YZ-130W-D00-57 | Outdoor Luminaires | High Output | Fuel Pump Canopy Luminaires | Standard | FALSE | [9 empty] | 42345 |  |  | No |  | 3.1 | 13094 | 109.57 | 119.5 | 14.73 | 0.9173 | 5700 | 76.1
P4NZ3ANY | XUYANG GROUP (SHENZHEN) GLOBAL BUSINESS SERVICE LTD. | XY | YZ-130W-F00-57 | Outdoor Luminaires | High Output | Fuel Pump Canopy Luminaires | Standard | FALSE | [9 empty] | 42345 |  |  | No |  | 3.1 | 13309 | 109.45 | 121.6 | 16.08 | 0.905 | 5700 | 75
PXAJUSKR | A Plus Lighting LLC | A Plus Lighting | AP-CP-080-03(5700K) | Outdoor Luminaires | Mid Output | Fuel Pump Canopy Luminaires | Standard | FALSE | [9 empty] | 42345 | Not Dimmable | Not Dimmable | NotYetVerified |  | 3 | 8108 | 100.19 | 80.93 | 11.69 | 0.9521 | 5700 | 73.4
PMX8CP2N | A Plus Lighting LLC | A Plus Lighting | AP-CP-120-01(5700K) | Outdoor Luminaires | High Output | Fuel Pump Canopy Luminaires | Standard | FALSE | [9 empty] | 42345 | Not Dimmable | Not Dimmable | NotYetVerified |  | 3 | 12103 | 99.56 | 122.4 | 14.85 | 0.904 | 5700 | 73.3
PYXEF7A1 | A Plus Lighting LLC | A Plus Lighting | AP-CP-120-03(5700K) | Outdoor Luminaires | High Output | Fuel Pump Canopy Luminaires | Standard | FALSE | [9 empty] | 42345 | Not Dimmable | Not Dimmable | NotYetVerified |  | 3 | 11430 | 96.29 | 119.5 | 11.96 | 0.95 | 5700 | 73.3
P2AS1M62 | A Plus Lighting LLC | A Plus Lighting | AP-CP-080-01(5700K) | Outdoor Luminaires | Mid Output | Fuel Pump Canopy Luminaires | Standard | FALSE | [9 empty] | 42345 | Not Dimmable | Not Dimmable | NotYetVerified |  | 3 | 8453 | 99.11 | 85.43 | 15.68 | 0.9236 | 5700 | 73.2
PNB66CTH | A Plus Lighting LLC | A Plus Lighting | AP-CP-045-01(5700K) | Outdoor Luminaires | Low Output | Fuel Pump Canopy Luminaires | Standard | FALSE | [9 empty] | 42345 | Not Dimmable | Not Dimmable | NotYetVerified |  | 3 | 4082 | 86.2 | 47.41 | 6.5 | 0.9021 | 5700 | 72.6
PG9HWVGS | A Plus Lighting LLC | A Plus Lighting | AP-CP-100-01(5700K) | Outdoor Luminaires | Mid Output | Fuel Pump Canopy Luminaires | Standard | FALSE | [9 empty] | 42345 | Not Dimmable | Not Dimmable | NotYetVerified |  | 3 | 10271 | 101.49 | 100.8 | 18.93 | 0.906 | 5700 | 72.5
PFZWVQ6Z | A Plus Lighting LLC | A Plus Lighting | AP-CP-100-01(5000K) | Outdoor Luminaires | Mid Output | Fuel Pump Canopy Luminaires | Standard | FALSE | [9 empty] | 42345 | Not Dimmable | Not Dimmable | NotYetVerified |  | 3 | 9714.7 | 98.43 | 98.7 | 19.43 | 0.909 | 5000 | 73.1
PZMWSPJS | A Plus Lighting LLC | A Plus Lighting | AP-CP-120-01(5000K) | Outdoor Luminaires | High Output | Fuel Pump Canopy Luminaires | Standard | FALSE | [9 empty] | 42345 | Not Dimmable | Not Dimmable | NotYetVerified |  | 3 | 11754 | 96.69 | 122.3 | 15.91 | 0.903 | 5000 | 73
P89PD525 | A Plus Lighting LLC | A Plus Lighting | AP-CP-045-01(5000K) | Outdoor Luminaires | Low Output | Fuel Pump Canopy Luminaires | Standard | FALSE | [9 empty] | 42345 | Not Dimmable | Not Dimmable | NotYetVerified |  | 3 | 4006.5 | 86.16 | 46.5 | 6.9 | 0.8902 | 5000 | 73
P3Q5XUA7 | A Plus Lighting LLC | A Plus Lighting | AP-CP-080-01(5000K) | Outdoor Luminaires | Mid Output | Fuel Pump Canopy Luminaires | Standard | FALSE | [9 empty] | 42345 | Not Dimmable | Not Dimmable | NotYetVerified |  | 3 | 8211.2 | 97.2 | 84.48 | 15.17 | 0.9241 | 5000 | 72.9
PC3TS1KU | A Plus Lighting LLC | A Plus Lighting | AP-CP-080-03(5000K) | Outdoor Luminaires | Mid Output | Fuel Pump Canopy Luminaires | Standard | FALSE | [9 empty] | 42345 | Not Dimmable | Not Dimmable | NotYetVerified |  | 3 | 8074.6 | 99.8 | 80.91 | 11.53 | 0.9532 | 5000 | 72.9
P4CG5H7J | A Plus Lighting LLC | A Plus Lighting | AP-CP-100-01(4500K) | Outdoor Luminaires | Mid Output | Fuel Pump Canopy Luminaires | Standard | FALSE | [9 empty] | 42345 | Not Dimmable | Not Dimmable | NotYetVerified |  | 3 | 9714.7 | 98.43 | 98.7 | 19.43 | 0.909 | 4500 | 73.1
P4M421M6 | A Plus Lighting LLC | A Plus Lighting | AP-CP-120-03(4500K) | Outdoor Luminaires | High Output | Fuel Pump Canopy Luminaires | Standard | FALSE | [9 empty] | 42345 | Not Dimmable | Not Dimmable | NotYetVerified |  | 3 | 11215 | 95.65 | 117.3 | 11.12 | 0.956 | 4500 | 73.1
P22QTZRS | A Plus Lighting LLC | A Plus Lighting | AP-CP-120-03(5000K) | Outdoor Luminaires | High Output | Fuel Pump Canopy Luminaires | Standard | FALSE | [9 empty] | 42345 | Not Dimmable | Not Dimmable | NotYetVerified |  | 3 | 11215 | 95.65 | 117.3 | 11.12 | 0.956 | 4500 | 73.1
PJ74F7GH | A Plus Lighting LLC | A Plus Lighting | AP-CP-120-01(4500K) | Outdoor Luminaires | High Output | Fuel Pump Canopy Luminaires | Standard | FALSE | [9 empty] | 42345 | Not Dimmable | Not Dimmable | NotYetVerified |  | 3 | 11754 | 96.69 | 122.3 | 15.91 | 0.903 | 4500 | 73
P6CZEUWB | A Plus Lighting LLC | A Plus Lighting | AP-CP-045-01(4500K) | Outdoor Luminaires | Low Output | Fuel Pump Canopy Luminaires | Standard | FALSE | [9 empty] | 42345 | Not Dimmable | Not Dimmable | NotYetVerified |  | 3 | 4006.5 | 86.16 | 46.5 | 6.9 | 0.8902 | 4500 | 73
P77WWPBU | A Plus Lighting LLC | A Plus Lighting | AP-CP-080-01(4500K) | Outdoor Luminaires | Mid Output | Fuel Pump Canopy Luminaires | Standard | FALSE | [9 empty] | 42345 | Not Dimmable | Not Dimmable | NotYetVerified |  | 3 | 8211.2 | 97.2 | 84.48 | 15.17 | 0.9241 | 4500 | 72.9
PTHFA8WA | A Plus Lighting LLC | A Plus Lighting | AP-CP-080-03(4500K) | Outdoor Luminaires | Mid Output | Fuel Pump Canopy Luminaires | Standard | FALSE | [9 empty] | 42345 | Not Dimmable | Not Dimmable | NotYetVerified |  | 3 | 8074.6 | 99.8 | 80.91 | 11.53 | 0.9532 | 4500 | 72.9
PJGGMPNZ | XUYANG GROUP (SHENZHEN) GLOBAL BUSINESS SERVICE LTD. | XY | YZ-130W-C00-50 | Outdoor Luminaires | High Output | Fuel Pump Canopy Luminaires | Standard | TRUE | 13294 | 108.17 | 122.9 | 13.97 | 0.9015 | 5247 | 71 | 5 | 50000 | 42342 |  |  | No |  | 3.1 | 13294 | 108.17 | 122.9 | 13.97 | 0.9015 | 5000 | 71
P6NQKE8G | XUYANG GROUP (SHENZHEN) GLOBAL BUSINESS SERVICE LTD. | XY | YZ-130W-C00-57 | Outdoor Luminaires | High Output | Fuel Pump Canopy Luminaires | Standard | FALSE | [9 empty] | 42342 |  |  | No |  | 3.1 | 13493 | 109.08 | 123.7 | 15.27 | 0.9035 | 5700 | 74.5
PQQA6C833 | Infinilux Corporation | Infinilux CP2 Series | CP2DXX30-05 (5000K) | Outdoor Luminaires | High Output | Fuel Pump Canopy Luminaires | Standard | FALSE | [9 empty] | 42341 |  |  | No |  | 3 | 16576 | 99.68 | 166.3 | 11.06 | 0.945 | 5110 | 73.4
PPKQM5S7 | XUYANG GROUP (SHENZHEN) GLOBAL BUSINESS SERVICE LTD. | XY | YZ-100W-B00-50 | Outdoor Luminaires | High Output | Fuel Pump Canopy Luminaires | Standard | TRUE | 11369 | 110.92 | 102.5 | 14.96 | 0.9213 | 5171 | 71.6 | 5 |  | 42340 |  |  | No |  | 3 | 31000 | 96 | 323 | 10 | 0.94 | 5000 | 84
PF9AH59B | XUYANG GROUP (SHENZHEN) GLOBAL BUSINESS SERVICE LTD. | XY | YZ-130W-B00-50 | Outdoor Luminaires | High Output | Fuel Pump Canopy Luminaires | Standard | TRUE | 13839 | 107.86 | 128.3 | 15.34 | 0.9158 | 5164 | 71.7 | 5 |  | 42340 |  |  | No |  | 3 | 13839 | 107.86 | 128.3 | 15.34 | 0.9158 | 5000 | 71.7
PB2VK7FK | AEL Company | AEL Company | LSGM50SM[BZ WH][SF DF SP] | Outdoor Luminaires | Mid Output | Fuel Pump Canopy Luminaires | Standard | TRUE | 5412 | 104.68 | 51.7 | 7.82 | 0.956 | 5404 | 85.5 | 5 | 50000 | 42340 |  |  | NotYetVerified |  | 3 | 5412 | 104.68 | 51.7 | 7.82 | 0.956 | 5404 | 85.51
PTS31BYA | Ledsion Lighting Technology Co.Ltd | LEDSION | LS-NCP130W(4000K) | Outdoor Luminaires | High Output | Fuel Pump Canopy Luminaires | Standard | TRUE | 14063 | 105.26 | 133.6 | 11.38 | 0.9172 | 4031 | 83.6 | 5 | 50000 | 42339 |  |  | No |  | 3 | 14063 | 105.26 | 133.6 | 11.38 | 0.9172 | 4000 | 83.6
P3FSV7J3 | Ledsion Lighting Technology Co.Ltd | LEDSION | LS-NCP100W(4000K) | Outdoor Luminaires | High Output | Fuel Pump Canopy Luminaires | Standard | TRUE | 10650 | 105.97 | 100.5 | 14.13 | 0.9023 | 4012 | 83.5 | 5 | 50000 | 42339 |  |  | No |  | 3 | 10650 | 105.97 | 100.5 | 14.13 | 0.9023 | 4000 | 83.5
P84T8EC6 | Ledsion Lighting Technology Co.Ltd | LEDSION | LS-NCP150W(4000K) | Outdoor Luminaires | High Output | Fuel Pump Canopy Luminaires | Standard | TRUE | 15934 | 104.83 | 152 | 10.52 | 0.933 | 4028 | 83.6 | 5 | 50000 | 42339 |  |  | No |  | 3 | 15934 | 104.83 | 152 | 10.52 | 0.933 | 4000 | 83.6
PYNMW7VE | Howard Lighting | Howard | LMCH93DMV | Outdoor Luminaires | Mid Output | Fuel Pump Canopy Luminaires | Standard | TRUE | 8326.2 | 106.54 | 78.15 | 14.93 | 0.902 | 3105 | 82.3 | 5 | 50000 | 42339 |  |  | NotYetVerified |  | 3 | 8326.2 | 106.54 | 78.15 | 14.93 | 0.902 | 3000 | 82.3
P7DG8YST | Ledsion Lighting Technology Co.Ltd | LEDSION | LS-NCP130W(5700K) | Outdoor Luminaires | High Output | Fuel Pump Canopy Luminaires | Standard | FALSE | [9 empty] | 42339 |  |  | No |  | 3 | 14657 | 108.41 | 135.2 | 11.57 | 0.9292 | 5700 | 84
PFJ5KM3V | Ledsion Lighting Technology Co.Ltd | LEDSION | LS-NCP150W(5700K) | Outdoor Luminaires | High Output | Fuel Pump Canopy Luminaires | Standard | FALSE | [9 empty] | 42339 |  |  | No |  | 3 | 16606 | 106.59 | 155.8 | 11.23 | 0.9241 | 5700 | 84
PKGXB9DZ | Ledsion Lighting Technology Co.Ltd | LEDSION | LS-NCP100W(5700K) | Outdoor Luminaires | High Output | Fuel Pump Canopy Luminaires | Standard | FALSE | [9 empty] | 42339 |  |  | No |  | 3 | 11056 | 108.18 | 102.2 | 13.97 | 0.9106 | 5700 | 83.8
P6BPFY37 | Ledsion Lighting Technology Co.Ltd | LEDSION | LS-NCP130W(5000K) | Outdoor Luminaires | High Output | Fuel Pump Canopy Luminaires | Standard | FALSE | [9 empty] | 42339 |  |  | No |  | 3 | 14063 | 105.26 | 133.6 | 11.38 | 0.9172 | 5000 | 83.6
P21ZB9PP | Ledsion Lighting Technology Co.Ltd | LEDSION | LS-NCP150W(5000K) | Outdoor Luminaires | High Output | Fuel Pump Canopy Luminaires | Standard | FALSE | [9 empty] | 42339 |  |  | No |  | 3 | 15934 | 104.83 | 152 | 10.52 | 0.933 | 5000 | 83.6
PE53778D | Ledsion Lighting Technology Co.Ltd | LEDSION | LS-NCP100W(5000K) | Outdoor Luminaires | High Output | Fuel Pump Canopy Luminaires | Standard | FALSE | [9 empty] | 42339 |  |  | No |  | 3 | 10650 | 105.97 | 100.5 | 14.13 | 0.9023 | 5000 | 83.5
PYDCG58Z | Ledsion Lighting Technology Co.Ltd | LEDSION | LS-NCP130W(4500K) | Outdoor Luminaires | High Output | Fuel Pump Canopy Luminaires | Standard | FALSE | [9 empty] | 42339 |  |  | No |  | 3 | 14063 | 105.26 | 133.6 | 11.38 | 0.9172 | 4500 | 83.6
PZUYJ5QS | Ledsion Lighting Technology Co.Ltd | LEDSION | LS-NCP150W(4500K) | Outdoor Luminaires | High Output | Fuel Pump Canopy Luminaires | Standard | FALSE | [9 empty] | 42339 |  |  | No |  | 3 | 15934 | 104.83 | 152 | 10.52 | 0.933 | 4500 | 83.6
PPFNQKUQ | Ledsion Lighting Technology Co.Ltd | LEDSION | LS-NCP100W(4500K) | Outdoor Luminaires | High Output | Fuel Pump Canopy Luminaires | Standard | FALSE | [9 empty] | 42339 |  |  | No |  | 3 | 10650 | 105.97 | 100.5 | 14.13 | 0.9023 | 4500 | 83.5
PZNNPR47 | Howard Lighting | Howard | LMCH95DMV | Outdoor Luminaires | Mid Output | Fuel Pump Canopy Luminaires | Standard | FALSE | [9 empty] | 42339 |  |  | NotYetVerified |  | 3 | 8934 | 117.44 | 78.02 | 15.12 | 0.904 | 5000 | 85
P22W2Z14 | Energy Focus Inc. | Energy Focus | LEDRFK-DW-VFL-MD | Outdoor Retrofit Kit | Low Output | Retrofit Kits for Fuel Pump Canopy Luminaires | Standard | TRUE | 4874 | 92.9 | 51.98 | 18.4 | 0.885 | 5558 | 72.4 | 5 | 50000 | 42338 |  |  | No |  | 3 | 4875 | 90 | 50 | 20 | 0.9 | 5500 | 70
PNVBA2FM | All Green Lighting Inc. | All Green Lighting Inc | CORONA-60W-27K-ND | Outdoor Luminaires | Mid Output | Fuel Pump Canopy Luminaires | Standard | TRUE | 5621.49 | 92.46 | 60.8 | 11.9 | 0.972 | 2682 | 82.1 | 5 | 50000 | 42336 |  |  | NotYetVerified |  | 3 | 5621.49 | 92.46 | 60.8 | 3.8 | 0.997 | 2682 | 82.1
PYES2E4H | All Green Lighting Inc. | All Green Lighting Inc | CORONA-80W-27K-ND | Outdoor Luminaires | Mid Output | Fuel Pump Canopy Luminaires | Standard | TRUE | 6992.26 | 84.81 | 82.45 | 15.4 | 0.963 | 2674 | 81.8 | 5 | 50000 | 42336 |  |  | NotYetVerified |  | 3 | 6992.26 | 84.81 | 82.45 | 9.6 | 0.992 | 2674 | 81.8
PCE35BNC | All Green Lighting Inc. | All Green Lighting Inc | CORONA-60W-57K-MS | Outdoor Luminaires | Mid Output | Fuel Pump Canopy Luminaires | Standard | FALSE | [9 empty] | 42336 | Dimmable | Stepped | NotYetVerified |  | 3 | 5500 | 91.7 | 60 | 3.8 | 0.997 | 5700 | 82.1
PKGUGZS6 | All Green Lighting Inc. | All Green Lighting Inc | CORONA-80W-57K-MS | Outdoor Luminaires | Mid Output | Fuel Pump Canopy Luminaires | Standard | FALSE | [9 empty] | 42336 | Dimmable | Stepped | NotYetVerified |  | 3 | 7200 | 90 | 80 | 9.6 | 0.992 | 5700 | 81.8
P41564EN | All Green Lighting Inc. | All Green Lighting Inc | CORONA-60W-57K-ND | Outdoor Luminaires | Mid Output | Fuel Pump Canopy Luminaires | Standard | FALSE | [9 empty] | 42336 | Not Dimmable | Not Dimmable | NotYetVerified |  | 3 | 5500 | 91.7 | 60 | 3.8 | 0.997 | 5700 | 82.1
PY3DA165 | All Green Lighting Inc. | All Green Lighting Inc | CORONA-80W-57K-ND | Outdoor Luminaires | Mid Output | Fuel Pump Canopy Luminaires | Standard | FALSE | [9 empty] | 42336 | Not Dimmable | Not Dimmable | NotYetVerified |  | 3 | 7200 | 90 | 80 | 9.6 | 0.992 | 5700 | 81.8
PM467GSF | All Green Lighting Inc. | All Green Lighting Inc | CORONA-80W-57K-D | Outdoor Luminaires | Mid Output | Fuel Pump Canopy Luminaires | Standard | FALSE | [9 empty] | 42336 | Dimmable | Continuous Below 10 | NotYetVerified |  | 3 | 7200 | 90 | 80 | 9.6 | 0.992 | 5700 | 81.8
PZB9MXSK | All Green Lighting Inc. | All Green Lighting Inc | CORONA-60W-57K-D | Outdoor Luminaires | Mid Output | Fuel Pump Canopy Luminaires | Standard | FALSE | [9 empty] | 42336 | Dimmable | Continuous Above 10 | NotYetVerified |  | 3 | 5500 | 91.7 | 60 | 3.8 | 0.997 | 5700 | 82.1
PD47HYAV | All Green Lighting Inc. | All Green Lighting Inc | CORONA-60W-50K-MS | Outdoor Luminaires | Mid Output | Fuel Pump Canopy Luminaires | Standard | FALSE | [9 empty] | 42336 | Dimmable | Stepped | NotYetVerified |  | 3 | 5500 | 91.7 | 60 | 3.8 | 0.997 | 5000 | 82.1
P37XXE5J | All Green Lighting Inc. | All Green Lighting Inc | CORONA-80W-50K-MS | Outdoor Luminaires | Mid Output | Fuel Pump Canopy Luminaires | Standard | FALSE | [9 empty] | 42336 | Dimmable | Stepped | NotYetVerified |  | 3 | 7200 | 90 | 80 | 9.6 | 0.992 | 5000 | 81.8
PCD3PJB2 | All Green Lighting Inc. | All Green Lighting Inc | CORONA-60W-50K-ND | Outdoor Luminaires | Mid Output | Fuel Pump Canopy Luminaires | Standard | FALSE | [9 empty] | 42336 | Not Dimmable | Not Dimmable | NotYetVerified |  | 3 | 5500 | 91.7 | 60 | 3.8 | 0.997 | 5000 | 82.1
P5GQZ561 | All Green Lighting Inc. | All Green Lighting Inc | CORONA-80W-50K-ND | Outdoor Luminaires | Mid Output | Fuel Pump Canopy Luminaires | Standard | FALSE | [9 empty] | 42336 | Not Dimmable | Not Dimmable | NotYetVerified |  | 3 | 7200 | 90 | 80 | 9.6 | 0.992 | 5000 | 81.8
P13RK99W | All Green Lighting Inc. | All Green Lighting Inc | CORONA-80W-50K-D | Outdoor Luminaires | Mid Output | Fuel Pump Canopy Luminaires | Standard | FALSE | [9 empty] | 42336 | Dimmable | Continuous Below 10 | NotYetVerified |  | 3 | 7200 | 90 | 80 | 9.6 | 0.992 | 5000 | 81.8
PCK85YVH | All Green Lighting Inc. | All Green Lighting Inc | CORONA-60W-50K-D | Outdoor Luminaires | Mid Output | Fuel Pump Canopy Luminaires | Standard | FALSE | [9 empty] | 42336 | Dimmable | Continuous Above 10 | NotYetVerified |  | 3 | 5500 | 91.7 | 60 | 3.8 | 0.997 | 5000 | 82.1
P49ZG4ZE | All Green Lighting Inc. | All Green Lighting Inc | CORONA-60W-45K-MS | Outdoor Luminaires | Mid Output | Fuel Pump Canopy Luminaires | Standard | FALSE | [9 empty] | 42336 | Dimmable | Stepped | NotYetVerified |  | 3 | 5500 | 91.7 | 60 | 3.8 | 0.997 | 4500 | 82.1
PWQBYKZ3 | All Green Lighting Inc. | All Green Lighting Inc | CORONA-80W-45K-MS | Outdoor Luminaires | Mid Output | Fuel Pump Canopy Luminaires | Standard | FALSE | [9 empty] | 42336 | Dimmable | Stepped | NotYetVerified |  | 3 | 7200 | 90 | 80 | 9.6 | 0.992 | 4500 | 81.8
PDQT324C | All Green Lighting Inc. | All Green Lighting Inc | CORONA-60W-45K-ND | Outdoor Luminaires | Mid Output | Fuel Pump Canopy Luminaires | Standard | FALSE | [9 empty] | 42336 | Not Dimmable | Not Dimmable | NotYetVerified |  | 3 | 5500 | 91.7 | 60 | 3.8 | 0.997 | 4500 | 82.1
PDXXY6TE | All Green Lighting Inc. | All Green Lighting Inc | CORONA-80W-45K-ND | Outdoor Luminaires | Mid Output | Fuel Pump Canopy Luminaires | Standard | FALSE | [9 empty] | 42336 | Not Dimmable | Not Dimmable | NotYetVerified |  | 3 | 7200 | 90 | 80 | 9.6 | 0.992 | 4500 | 81.8
PDSFW9YB | All Green Lighting Inc. | All Green Lighting Inc | CORONA-80W-45K-D | Outdoor Luminaires | Mid Output | Fuel Pump Canopy Luminaires | Standard | FALSE | [9 empty] | 42336 | Dimmable | Continuous Below 10 | NotYetVerified |  | 3 | 7200 | 90 | 80 | 9.6 | 0.992 | 4500 | 81.8
P92PUCU7 | All Green Lighting Inc. | All Green Lighting Inc | CORONA-60W-45K-D | Outdoor Luminaires | Mid Output | Fuel Pump Canopy Luminaires | Standard | FALSE | [9 empty] | 42336 | Dimmable | Continuous Above 10 | NotYetVerified |  | 3 | 5500 | 91.7 | 60 | 3.8 | 0.997 | 4500 | 82.1
PWJQT1HV | All Green Lighting Inc. | All Green Lighting Inc | CORONA-60W-40K-MS | Outdoor Luminaires | Mid Output | Fuel Pump Canopy Luminaires | Standard | FALSE | [9 empty] | 42336 | Dimmable | Stepped | NotYetVerified |  | 3 | 5500 | 91.7 | 60 | 3.8 | 0.997 | 4000 | 82.1
PY9R3U2U | All Green Lighting Inc. | All Green Lighting Inc | CORONA-80W-40K-MS | Outdoor Luminaires | Mid Output | Fuel Pump Canopy Luminaires | Standard | FALSE | [9 empty] | 42336 | Dimmable | Stepped | NotYetVerified |  | 3 | 7200 | 90 | 80 | 9.6 | 0.992 | 4000 | 81.8
P4ZWJPH7 | All Green Lighting Inc. | All Green Lighting Inc | CORONA-60W-40K-ND | Outdoor Luminaires | Mid Output | Fuel Pump Canopy Luminaires | Standard | FALSE | [9 empty] | 42336 | Not Dimmable | Not Dimmable | NotYetVerified |  | 3 | 5500 | 91.7 | 60 | 3.8 | 0.997 | 4000 | 82.1
PU7WGM6T | All Green Lighting Inc. | All Green Lighting Inc | CORONA-80W-40K-ND | Outdoor Luminaires | Mid Output | Fuel Pump Canopy Luminaires | Standard | FALSE | [9 empty] | 42336 | Not Dimmable | Not Dimmable | NotYetVerified |  | 3 | 7200 | 90 | 80 | 9.6 | 0.992 | 4000 | 81.8
P5RM9525 | All Green Lighting Inc. | All Green Lighting Inc | CORONA-80W-40K-D | Outdoor Luminaires | Mid Output | Fuel Pump Canopy Luminaires | Standard | FALSE | [9 empty] | 42336 | Dimmable | Continuous Below 10 | NotYetVerified |  | 3 | 7200 | 90 | 80 | 9.6 | 0.992 | 4000 | 81.8
PK59B4K9 | All Green Lighting Inc. | All Green Lighting Inc | CORONA-60W-40K-D | Outdoor Luminaires | Mid Output | Fuel Pump Canopy Luminaires | Standard | FALSE | [9 empty] | 42336 | Dimmable | Continuous Above 10 | NotYetVerified |  | 3 | 5500 | 91.7 | 60 | 3.8 | 0.997 | 4000 | 82.1
PXN445NS | All Green Lighting Inc. | All Green Lighting Inc | CORONA-60W-35K-MS | Outdoor Luminaires | Mid Output | Fuel Pump Canopy Luminaires | Standard | FALSE | [9 empty] | 42336 | Dimmable | Stepped | NotYetVerified |  | 3 | 5500 | 91.7 | 60 | 3.8 | 0.997 | 3500 | 82.1
PQPG8BG3 | All Green Lighting Inc. | All Green Lighting Inc | CORONA-80W-35K-MS | Outdoor Luminaires | Mid Output | Fuel Pump Canopy Luminaires | Standard | FALSE | [9 empty] | 42336 | Dimmable | Stepped | NotYetVerified |  | 3 | 7200 | 90 | 80 | 9.6 | 0.992 | 3500 | 81.8
PUQXPM6B | All Green Lighting Inc. | All Green Lighting Inc | CORONA-60W-35K-ND | Outdoor Luminaires | Mid Output | Fuel Pump Canopy Luminaires | Standard | FALSE | [9 empty] | 42336 | Not Dimmable | Not Dimmable | NotYetVerified |  | 3 | 5500 | 91.7 | 60 | 3.8 | 0.997 | 3500 | 82.1
PGC6A42T | All Green Lighting Inc. | All Green Lighting Inc | CORONA-80W-35K-ND | Outdoor Luminaires | Mid Output | Fuel Pump Canopy Luminaires | Standard | FALSE | [9 empty] | 42336 | Not Dimmable | Not Dimmable | NotYetVerified |  | 3 | 7200 | 90 | 80 | 9.6 | 0.992 | 3500 | 81.8
PTSR22UN | All Green Lighting Inc. | All Green Lighting Inc | CORONA-80W-35K-D | Outdoor Luminaires | Mid Output | Fuel Pump Canopy Luminaires | Standard | FALSE | [9 empty] | 42336 | Dimmable | Continuous Below 10 | NotYetVerified |  | 3 | 7200 | 90 | 80 | 9.6 | 0.992 | 3500 | 81.8
PU6GKGKS | All Green Lighting Inc. | All Green Lighting Inc | CORONA-60W-35K-D | Outdoor Luminaires | Mid Output | Fuel Pump Canopy Luminaires | Standard | FALSE | [9 empty] | 42336 | Dimmable | Continuous Above 10 | NotYetVerified |  | 3 | 5500 | 91.7 | 60 | 3.8 | 0.997 | 3500 | 82.1
PSG3C4T6 | All Green Lighting Inc. | All Green Lighting Inc | CORONA-60W-30K-MS | Outdoor Luminaires | Mid Output | Fuel Pump Canopy Luminaires | Standard | FALSE | [9 empty] | 42336 | Dimmable | Stepped | NotYetVerified |  | 3 | 5500 | 91.7 | 60 | 3.8 | 0.997 | 3000 | 82.1
PRTH12KE | All Green Lighting Inc. | All Green Lighting Inc | CORONA-80W-30K-MS | Outdoor Luminaires | Mid Output | Fuel Pump Canopy Luminaires | Standard | FALSE | [9 empty] | 42336 | Dimmable | Stepped | NotYetVerified |  | 3 | 7200 | 90 | 80 | 9.6 | 0.992 | 3000 | 81.8
PP8P9CAP | All Green Lighting Inc. | All Green Lighting Inc | CORONA-60W-30K-ND | Outdoor Luminaires | Mid Output | Fuel Pump Canopy Luminaires | Standard | FALSE | [9 empty] | 42336 | Not Dimmable | Not Dimmable | NotYetVerified |  | 3 | 5500 | 91.7 | 60 | 3.8 | 0.997 | 3000 | 82.1
PPEEDXKY | All Green Lighting Inc. | All Green Lighting Inc | CORONA-80W-30K-ND | Outdoor Luminaires | Mid Output | Fuel Pump Canopy Luminaires | Standard | FALSE | [9 empty] | 42336 | Not Dimmable | Not Dimmable | NotYetVerified |  | 3 | 7200 | 90 | 80 | 9.6 | 0.992 | 3000 | 81.8
PH6V37ZJ | All Green Lighting Inc. | All Green Lighting Inc | CORONA-80W-30K-D | Outdoor Luminaires | Mid Output | Fuel Pump Canopy Luminaires | Standard | FALSE | [9 empty] | 42336 | Dimmable | Continuous Below 10 | NotYetVerified |  | 3 | 7200 | 90 | 80 | 9.6 | 0.992 | 3000 | 81.8
P5Q2P7QJ | All Green Lighting Inc. | All Green Lighting Inc | CORONA-60W-30K-D | Outdoor Luminaires | Mid Output | Fuel Pump Canopy Luminaires | Standard | FALSE | [9 empty] | 42336 | Dimmable | Continuous Above 10 | NotYetVerified |  | 3 | 5500 | 91.7 | 60 | 3.8 | 0.997 | 3000 | 82.1
P4XVX466 | All Green Lighting Inc. | All Green Lighting Inc | CORONA-60W-27K-MS | Outdoor Luminaires | Mid Output | Fuel Pump Canopy Luminaires | Standard | FALSE | [9 empty] | 42336 | Dimmable | Stepped | NotYetVerified |  | 3 | 5500 | 91.7 | 60 | 3.8 | 0.997 | 2700 | 82.1
PMYJ8NTG | All Green Lighting Inc. | All Green Lighting Inc | CORONA-80W-27K-MS | Outdoor Luminaires | Mid Output | Fuel Pump Canopy Luminaires | Standard | FALSE | [9 empty] | 42336 | Dimmable | Stepped | NotYetVerified |  | 3 | 7200 | 90 | 80 | 9.6 | 0.992 | 2700 | 81.8
PB74GWUE | All Green Lighting Inc. | All Green Lighting Inc | CORONA-80W-27K-D | Outdoor Luminaires | Mid Output | Fuel Pump Canopy Luminaires | Standard | FALSE | [9 empty] | 42336 | Dimmable | Continuous Below 10 | NotYetVerified |  | 3 | 7200 | 90 | 80 | 9.6 | 0.992 | 2700 | 81.8
PFNG57ET | All Green Lighting Inc. | All Green Lighting Inc | CORONA-60W-27K-D | Outdoor Luminaires | Mid Output | Fuel Pump Canopy Luminaires | Standard | FALSE | [9 empty] | 42336 | Dimmable | Continuous Above 10 | NotYetVerified |  | 3 | 5500 | 91.7 | 60 | 3.8 | 0.997 | 2700 | 82.1
PTR3D4RC | XUYANG GROUP (SHENZHEN) GLOBAL BUSINESS SERVICE LTD. | XY | YZ-60W-B00 | Outdoor Luminaires | Mid Output | Fuel Pump Canopy Luminaires | Standard | TRUE | 5443.2 | 90.63 | 60.06 | 15.68 | 0.9135 | 5986 | 71.1 | 5 |  | 42333 |  |  | No |  | 3 | 5443.2 | 90.63 | 60.06 | 15.68 | 0.9135 | 5700 | 71.1
PA17N5J3 | Grandlite International Corp | Grandlite | LED-368-L4-100 | Outdoor Luminaires | High Output | Fuel Pump Canopy Luminaires | Standard | TRUE | 12559.4 | 127 | 98.94 | 16 | 0.92 | 4714 | 74 | 5 | 50000 | 42333 |  |  | No |  | 3 | 12556.4 | 127 | 98.94 | 8 | 0.99 | 4714 | 74
PJPRX2G5 | Grandlite International Corp | Grandlite | LED-368-L4-130 | Outdoor Luminaires | High Output | Fuel Pump Canopy Luminaires | Standard | TRUE | 15609.07 | 121 | 129.23 | 15 | 0.92 | 5064 | 74 | 5 | 50000 | 42333 |  |  | No |  | 3 | 15609.07 | 121 | 1.08 | 7 | 0.99 | 5064 | 74
PUMMBPBF | LED Trail | LED Trail | 475130(4000k) | Outdoor Luminaires | High Output | Fuel Pump Canopy Luminaires | Standard | TRUE | 14063 | 105.26 | 133.6 | 11.38 | 0.9172 | 4031 | 83.6 | 5 | 50000 | 42332 |  |  | No |  | 3 | 14063 | 105.26 | 133.6 | 11.38 | 0.9172 | 4000 | 83.6
P6C5GMMX | LED Trail | LED Trail | 475100(4000k) | Outdoor Luminaires | High Output | Fuel Pump Canopy Luminaires | Standard | TRUE | 10650 | 105.97 | 100.5 | 14.13 | 0.9023 | 4012 | 83.5 | 5 | 50000 | 42332 |  |  | No |  | 3 | 10650 | 105.97 | 100.5 | 14.13 | 0.9023 | 4000 | 83.5
PQ3T4RXV | LED Trail | LED Trail | 475150(4000k) | Outdoor Luminaires | High Output | Fuel Pump Canopy Luminaires | Standard | TRUE | 15934 | 104.83 | 152 | 10.52 | 0.933 | 4028 | 83.6 | 5 | 50000 | 42332 |  |  | No |  | 3 | 15934 | 104.83 | 152 | 10.52 | 0.933 | 4000 | 83.6
PH5Z8JN3 | RAB Lighting | RAB Lighting | VANLED10Y[MS][All Housing Colors][PCSPCS2] | Outdoor Luminaires | Low Output | Specialty: Canopy Lighting | Standard | TRUE | 1400 | 109.4 | 12.8 | 16.8 | 0.943 | 3077 | 72 | 5 | 100000 | 42332 |  |  | Yes |  | 3 | 1400 | 109.4 | 12.8 | 16.8 | 0.943 | 3077 | 72
PZ2NUJPW | RAB Lighting | RAB Lighting | VANLED10F[MS][All Housing Colors][PCSPCS2] | Outdoor Luminaires | Low Output | Specialty: Canopy Lighting | Standard | FALSE | [9 empty] | 42332 |  |  | Yes |  | 3 | 1455 | 112.8 | 12.9 | 16.8 | 0.943 | 4975 | 74
PMZZWGXN | RAB Lighting | RAB Lighting | VANLED10[MS][All Housing Colors][PCSPCS2] | Outdoor Luminaires | Low Output | Specialty: Canopy Lighting | Standard | FALSE | [9 empty] | 42332 |  |  | Yes |  | 3 | 1460 | 113.2 | 12.9 | 16 | 0.95 | 4973 | 74
PTMZRG6D | RAB Lighting | RAB Lighting | VANLED10NF[MS][All Housing Colors][PCSPCS2] | Outdoor Luminaires | Low Output | Specialty: Canopy Lighting | Standard | FALSE | [9 empty] | 42332 |  |  | Yes |  | 3 | 1445 | 112 | 12.9 | 17.5 | 0.943 | 4033 | 74
P9S2AMNG | RAB Lighting | RAB Lighting | VANLED10N[MS][All Housing Colors[PCSPCS2] | Outdoor Luminaires | Low Output | Specialty: Canopy Lighting | Standard | FALSE | [9 empty] | 42332 |  |  | Yes |  | 3 | 1436 | 111.3 | 12.9 | 16.4 | 0.943 | 4028 | 74
PGTX21QW | RAB Lighting | RAB Lighting | VANLED10YF[MS][All Housing Colors][PCSPCS2] | Outdoor Luminaires | Low Output | Specialty: Canopy Lighting | Standard | FALSE | [9 empty] | 42332 |  |  | Yes |  | 3 | 1417 | 110.7 | 12.8 | 16.4 | 0.943 | 3078 | 72
P93W28JV | LED Trail | LED Trail | 475130(5700k) | Outdoor Luminaires | High Output | Fuel Pump Canopy Luminaires | Standard | FALSE | [9 empty] | 42332 |  |  | No |  | 3 | 14657 | 108.41 | 135.2 | 11.57 | 0.9292 | 5700 | 84
PEMG2EA1 | LED Trail | LED Trail | 475150(5700k) | Outdoor Luminaires | High Output | Fuel Pump Canopy Luminaires | Standard | FALSE | [9 empty] | 42332 |  |  | No |  | 3 | 16606 | 106.59 | 155.8 | 11.23 | 0.9241 | 5700 | 84
PDRXJFGF | LED Trail | LED Trail | 475100(5700k) | Outdoor Luminaires | High Output | Fuel Pump Canopy Luminaires | Standard | FALSE | [9 empty] | 42332 |  |  | No |  | 3 | 11056 | 108.18 | 102.2 | 13.97 | 0.9106 | 5700 | 83.8
P5DE31HY | LED Trail | LED Trail | 475130(5000k) | Outdoor Luminaires | High Output | Fuel Pump Canopy Luminaires | Standard | FALSE | [9 empty] | 42332 |  |  | No |  | 3 | 14063 | 105.26 | 133.6 | 11.38 | 0.9172 | 5000 | 83.6
PV852XN3 | LED Trail | LED Trail | 475150(5000k) | Outdoor Luminaires | High Output | Fuel Pump Canopy Luminaires | Standard | FALSE | [9 empty] | 42332 |  |  | No |  | 3 | 15934 | 104.83 | 152 | 10.52 | 0.933 | 5000 | 83.6
PSYCYT6A | LED Trail | LED Trail | 475100(5000k) | Outdoor Luminaires | High Output | Fuel Pump Canopy Luminaires | Standard | FALSE | [9 empty] | 42332 |  |  | No |  | 3 | 10650 | 105.97 | 100.5 | 14.13 | 0.9023 | 5000 | 83.5
P1B6N1SP | LED Trail | LED Trail | 475130(4500k) | Outdoor Luminaires | High Output | Fuel Pump Canopy Luminaires | Standard | FALSE | [9 empty] | 42332 |  |  | No |  | 3 | 14063 | 105.26 | 133.6 | 11.38 | 0.9172 | 4500 | 83.6
PAFX89KX | LED Trail | LED Trail | 475150(4500k) | Outdoor Luminaires | High Output | Fuel Pump Canopy Luminaires | Standard | FALSE | [9 empty] | 42332 |  |  | No |  | 3 | 15934 | 104.83 | 152 | 10.52 | 0.933 | 4500 | 83.6
P132P7H6 | LED Trail | LED Trail | 475100(4500k) | Outdoor Luminaires | High Output | Fuel Pump Canopy Luminaires | Standard | FALSE | [9 empty] | 42332 |  |  | No |  | 3 | 10650 | 105.97 | 100.5 | 14.13 | 0.9023 | 4500 | 83.5
PP5U49UZJ | Infinilux Corporation | Infinilux CP2 Series | CP2DXX30-05 (4000K) | Outdoor Luminaires | High Output | Fuel Pump Canopy Luminaires | Standard | TRUE | 15603 | 95.84 | 162.8 | 11.06 | 0.944 | 3994 | 83.8 | 5 | 150000 | 42331 |  |  | No |  | 3 | 15920 | 97.37 | 163.5 | 11.06 | 0.944 | 3994 | 83.8
PQ1Q3DXX | Titan LED Inc. | Titan | 13D-WT-2P-56-9-80 | Outdoor Luminaires | High Output | Fuel Pump Canopy Luminaires | Standard | TRUE | 12223 | 81.6 | 149.8 | 11.59 | 0.951 | 5584 | 74.1 | 6 | 125000 | 42326 |  |  | Yes |  | 3 | 13980 | 89.61 | 156 | 9.26 | 1 | 5252 | 77.37
PEDGXSRA | Titan LED Inc. | Titan | 12D-WT-2P-56-6-80 | Outdoor Luminaires | High Output | Fuel Pump Canopy Luminaires | Standard | TRUE | 9245 | 89.76 | 103 | 13.2 | 0.914 | 5252 | 74.4 | 6 | 125000 | 42326 |  |  | Yes |  | 3 | 9257 | 89.61 | 103.3 | 9.26 | 0.991 | 5252 | 74.4
PWUHYZGV | SMART ENERGY SOLUTIONS | SES LED | SES-CNP-130WA1 4000K | Outdoor Luminaires | High Output | Fuel Pump Canopy Luminaires | Standard | TRUE | 14063 | 105.26 | 133.6 | 11.38 | 0.9172 | 4031 | 83.6 | 5 | 50000 | 42326 |  |  | No |  | 3 | 14063 | 105.26 | 133.6 | 11.38 | 0.9172 | 4000 | 83.6
PE3S2V5R | Acuity Brands Lighting | Lithonia Lighting | DMW2 4000LM WD PFL XXXXX 30K 90CRI | Outdoor Luminaires | Low Output | Fuel Pump Canopy Luminaires | Standard | TRUE | 2657 | 68.41 | 38.84 | 10.61 | 0.96 | 3018 | 96.24 | 5 |  | 42326 |  |  | Yes |  | 3 | 2870.84 | 71.95 | 39.9 | 8.07 | 0.96 | 3000 | 90
PNPDHF3Q | Acuity Brands Lighting | Lithonia Lighting | DMW2 3000LM WD PFL XXXXX 30K 90CRI | Outdoor Luminaires | Low Output | Fuel Pump Canopy Luminaires | Standard | TRUE | 2068 | 74.55 | 27.74 | 17.48 | 0.93 | 3023 | 96.35 | 5 |  | 42326 |  |  | Yes |  | 3 | 2158.94 | 77.52 | 27.85 | 16.73 | 0.93 | 3000 | 90
PWDQB9FE | SIMKAR Corporation | EN2LED | EN2LED2RAF2035U1 [All options] [Qualified at 120V Only] | Outdoor Luminaires | Low Output | Fuel Pump Canopy Luminaires | Standard | TRUE | 1824 | 83.9 | 21.74 | 18.2 | 0.977 | 3518 | 83.8 | 5 | 85000 | 42326 |  |  | No |  | 3 | 1824 | 83.9 | 21.74 | 18.1 | 0.978 | 3518 | 83.8
PHSQ7BGB | SMART ENERGY SOLUTIONS | SES LED | SES-CNP-130WA1 5700K | Outdoor Luminaires | High Output | Fuel Pump Canopy Luminaires | Standard | FALSE | [9 empty] | 42326 |  |  | No |  | 3 | 14657 | 108.41 | 135.2 | 11.57 | 0.9292 | 5700 | 84
P8HCUHBM | SMART ENERGY SOLUTIONS | SES LED | SES-CNP-130WA1 5000K | Outdoor Luminaires | High Output | Fuel Pump Canopy Luminaires | Standard | FALSE | [9 empty] | 42326 |  |  | No |  | 3 | 14063 | 105.26 | 133.6 | 11.38 | 0.9172 | 5000 | 83.6
PZCVMMW9 | SMART ENERGY SOLUTIONS | SES LED | SES-CNP-130WA1 4500K | Outdoor Luminaires | High Output | Fuel Pump Canopy Luminaires | Standard | FALSE | [9 empty] | 42326 |  |  | No |  | 3 | 14063 | 105.26 | 133.6 | 11.38 | 0.9172 | 4500 | 83.6
PDFJQJWQ | SIMKAR Corporation | EN2LED | EN2LED2RAF2050U1 [All options][Qualified at 120V Only] | Outdoor Luminaires | Low Output | Fuel Pump Canopy Luminaires | Standard | FALSE | [9 empty] | 42326 |  |  | No |  | 3 | 2101 | 109.6 | 19.17 | 9.65 | 0.99 | 5198 | 84.1
PZN1N1MQ | SIMKAR Corporation | EN2LED | EN2LED2RAF2040U1 [All options][Qualified at 120V Only] | Outdoor Luminaires | Low Output | Fuel Pump Canopy Luminaires | Standard | FALSE | [9 empty] | 42326 |  |  | No |  | 3 | 1975 | 96 | 20.5 | 13 | 0.985 | 4050 | 84
PWN3311C | Acuity Brands Lighting | Lithonia Lighting | DMW2 3000LM MD ACL XXXXX 50K 90CRI | Outdoor Luminaires | Low Output | Fuel Pump Canopy Luminaires | Standard | FALSE | [9 empty] | 42326 | Dimmable | Continuous Below 10 | Yes |  | 3 | 3242.1 | 116.41 | 27.85 | 16.73 | 0.93 | 5000 | 90
PU6XG269 | Acuity Brands Lighting | Lithonia Lighting | DMW2 3000LM MD PCL XXXXX 50K 90CRI | Outdoor Luminaires | Low Output | Fuel Pump Canopy Luminaires | Standard | FALSE | [9 empty] | 42326 | Dimmable | Continuous Below 10 | Yes |  | 3 | 3156.1 | 113.32 | 27.85 | 16.73 | 0.93 | 5000 | 90
PRBJM1AC | Acuity Brands Lighting | Lithonia Lighting | DMW2 3000LM MD AFL XXXXX 50K 90CRI | Outdoor Luminaires | Low Output | Fuel Pump Canopy Luminaires | Standard | FALSE | [9 empty] | 42326 | Dimmable | Continuous Below 10 | Yes |  | 3 | 3147.66 | 113.02 | 27.85 | 16.73 | 0.93 | 5000 | 90
PKS8475U | Acuity Brands Lighting | Lithonia Lighting | DMW2 3000LM MD PFL XXXXX 50K 90CRI | Outdoor Luminaires | Low Output | Fuel Pump Canopy Luminaires | Standard | FALSE | [9 empty] | 42326 | Dimmable | Continuous Below 10 | Yes |  | 3 | 2753.36 | 98.86 | 27.85 | 16.73 | 0.93 | 5000 | 90
P7Y7XW8N | Acuity Brands Lighting | Lithonia Lighting | DMW2 3000LM WD AFL XXXXX 50K 90CRI | Outdoor Luminaires | Low Output | Fuel Pump Canopy Luminaires | Standard | FALSE | [9 empty] | 42326 | Dimmable | Continuous Below 10 | Yes |  | 3 | 2732.39 | 98.11 | 27.85 | 16.73 | 0.93 | 5000 | 90
P89H462M | Acuity Brands Lighting | Lithonia Lighting | DMW2 3000LM WD PFL XXXXX 50K 90CRI | Outdoor Luminaires | Low Output | Fuel Pump Canopy Luminaires | Standard | FALSE | [9 empty] | 42326 | Dimmable | Continuous Below 10 | Yes |  | 3 | 2374.83 | 85.27 | 27.85 | 16.73 | 0.93 | 5000 | 90
PFUZDKPT | Acuity Brands Lighting | Lithonia Lighting | DMW2 2000LM MD ACL XXXXX 50K 90CRI | Outdoor Luminaires | Low Output | Fuel Pump Canopy Luminaires | Standard | FALSE | [9 empty] | 42326 | Dimmable | Continuous Below 10 | Yes |  | 3 | 2251.76 | 119.9 | 18.78 | 16.73 | 0.93 | 5000 | 90
P4EYBQFF | Acuity Brands Lighting | Lithonia Lighting | DMW2 2000LM MD PCL XXXXX 50K 90CRI | Outdoor Luminaires | Low Output | Fuel Pump Canopy Luminaires | Standard | FALSE | [9 empty] | 42326 | Dimmable | Continuous Below 10 | Yes |  | 3 | 2192.02 | 116.72 | 18.78 | 16.73 | 0.93 | 5000 | 90
PSD6CQK9 | Acuity Brands Lighting | Lithonia Lighting | DMW2 2000LM MD AFL XXXXX 50K 90CRI | Outdoor Luminaires | Low Output | Fuel Pump Canopy Luminaires | Standard | FALSE | [9 empty] | 42326 | Dimmable | Continuous Below 10 | Yes |  | 3 | 2186.16 | 116.41 | 18.78 | 16.73 | 0.93 | 5000 | 90
PKSJ7HJ8 | Acuity Brands Lighting | Lithonia Lighting | DMW2 2000LM MD PFL XXXXX 50K 90CRI | Outdoor Luminaires | Low Output | Fuel Pump Canopy Luminaires | Standard | FALSE | [9 empty] | 42326 | Dimmable | Continuous Below 10 | Yes |  | 3 | 1912.31 | 101.83 | 18.78 | 16.73 | 0.93 | 5000 | 90
PKS6SVV4 | Acuity Brands Lighting | Lithonia Lighting | DMW2 4000LM MD ACL XXXXX 50K 90CRI | Outdoor Luminaires | Low Output | Fuel Pump Canopy Luminaires | Standard | FALSE | [9 empty] | 42326 | Dimmable | Continuous Below 10 | Yes |  | 3 | 4311.18 | 108.05 | 39.9 | 8.07 | 0.96 | 5000 | 90
PAXFTMBJ | Acuity Brands Lighting | Lithonia Lighting | DMW2 4000LM MD PCL XXXXX 50K 90CRI | Outdoor Luminaires | Low Output | Fuel Pump Canopy Luminaires | Standard | FALSE | [9 empty] | 42326 | Dimmable | Continuous Below 10 | Yes |  | 3 | 4196.81 | 105.18 | 39.9 | 8.07 | 0.96 | 5000 | 90
PRS98F4H | Acuity Brands Lighting | Lithonia Lighting | DMW2 4000LM MD AFL XXXXX 50K 90CRI | Outdoor Luminaires | Low Output | Fuel Pump Canopy Luminaires | Standard | FALSE | [9 empty] | 42326 | Dimmable | Continuous Below 10 | Yes |  | 3 | 4185.58 | 104.9 | 39.9 | 8.07 | 0.96 | 5000 | 90
P7BCJJ6C | Acuity Brands Lighting | Lithonia Lighting | DMW2 4000LM MD PFL XXXXX 50K 90CRI | Outdoor Luminaires | Low Output | Fuel Pump Canopy Luminaires | Standard | FALSE | [9 empty] | 42326 | Dimmable | Continuous Below 10 | Yes |  | 3 | 3661.27 | 91.76 | 39.9 | 8.07 | 0.96 | 5000 | 90
PYX3TX5Y | Acuity Brands Lighting | Lithonia Lighting | DMW2 4000LM WD AFL XXXXX 50K 90CRI | Outdoor Luminaires | Low Output | Fuel Pump Canopy Luminaires | Standard | FALSE | [9 empty] | 42326 | Dimmable | Continuous Below 10 | Yes |  | 3 | 3633.38 | 91.06 | 39.9 | 8.07 | 0.96 | 5000 | 90
PAF91TG7 | Acuity Brands Lighting | Lithonia Lighting | DMW2 4000LM WD PFL XXXXX 50K 90CRI | Outdoor Luminaires | Low Output | Fuel Pump Canopy Luminaires | Standard | FALSE | [9 empty] | 42326 | Dimmable | Continuous Below 10 | Yes |  | 3 | 3157.92 | 79.15 | 39.9 | 8.07 | 0.96 | 5000 | 90
PMNGVCKY | Acuity Brands Lighting | Lithonia Lighting | DMW2 3000LM MD ACL XXXXX 50K 80CRI | Outdoor Luminaires | Low Output | Fuel Pump Canopy Luminaires | Standard | FALSE | [9 empty] | 42326 | Dimmable | Continuous Below 10 | Yes |  | 3 | 3946.38 | 141.7 | 27.85 | 16.73 | 0.93 | 5000 | 80
P7NKSCFE | Acuity Brands Lighting | Lithonia Lighting | DMW2 3000LM MD PCL XXXXX 50K 80CRI | Outdoor Luminaires | Low Output | Fuel Pump Canopy Luminaires | Standard | FALSE | [9 empty] | 42326 | Dimmable | Continuous Below 10 | Yes |  | 3 | 3841.69 | 137.94 | 27.85 | 16.73 | 0.93 | 5000 | 80
PK9D7QXP | Acuity Brands Lighting | Lithonia Lighting | DMW2 3000LM MD AFL XXXXX 50K 80CRI | Outdoor Luminaires | Low Output | Fuel Pump Canopy Luminaires | Standard | FALSE | [9 empty] | 42326 | Dimmable | Continuous Below 10 | Yes |  | 3 | 3831.42 | 137.57 | 27.85 | 16.73 | 0.93 | 5000 | 80
PV8N7QXP | Acuity Brands Lighting | Lithonia Lighting | DMW2 3000LM MD PFL XXXXX 50K 80CRI | Outdoor Luminaires | Low Output | Fuel Pump Canopy Luminaires | Standard | FALSE | [9 empty] | 42326 | Dimmable | Continuous Below 10 | Yes |  | 3 | 3351.47 | 120.34 | 27.85 | 16.73 | 0.93 | 5000 | 80
PQ1A13ZR | Acuity Brands Lighting | Lithonia Lighting | DMW2 3000LM WD AFL XXXXX 50K 80CRI | Outdoor Luminaires | Low Output | Fuel Pump Canopy Luminaires | Standard | FALSE | [9 empty] | 42326 | Dimmable | Continuous Below 10 | Yes |  | 3 | 3325.94 | 119.42 | 27.85 | 16.73 | 0.93 | 5000 | 80
PMMGGQ5T | Acuity Brands Lighting | Lithonia Lighting | DMW2 3000LM WD PFL XXXXX 50K 80CRI | Outdoor Luminaires | Low Output | Fuel Pump Canopy Luminaires | Standard | FALSE | [9 empty] | 42326 | Dimmable | Continuous Below 10 | Yes |  | 3 | 2890.71 | 103.8 | 27.85 | 16.73 | 0.93 | 5000 | 80
P7B9JENX | Acuity Brands Lighting | Lithonia Lighting | DMW2 2000LM MD ACL XXXXX 50K 80CRI | Outdoor Luminaires | Low Output | Fuel Pump Canopy Luminaires | Standard | FALSE | [9 empty] | 42326 | Dimmable | Continuous Below 10 | Yes |  | 3 | 2740.91 | 145.95 | 18.78 | 16.73 | 0.93 | 5000 | 80
P7F3177T | Acuity Brands Lighting | Lithonia Lighting | DMW2 2000LM MD PCL XXXXX 50K 80CRI | Outdoor Luminaires | Low Output | Fuel Pump Canopy Luminaires | Standard | FALSE | [9 empty] | 42326 | Dimmable | Continuous Below 10 | Yes |  | 3 | 2668.19 | 142.08 | 18.78 | 16.73 | 0.93 | 5000 | 80
P9DCB6S7 | Acuity Brands Lighting | Lithonia Lighting | DMW2 2000LM MD AFL XXXXX 50K 80CRI | Outdoor Luminaires | Low Output | Fuel Pump Canopy Luminaires | Standard | FALSE | [9 empty] | 42326 | Dimmable | Continuous Below 10 | Yes |  | 3 | 2661.06 | 141.7 | 18.78 | 16.73 | 0.93 | 5000 | 80
PD1ZE5PP | Acuity Brands Lighting | Lithonia Lighting | DMW2 2000LM MD PFL XXXXX 50K 80CRI | Outdoor Luminaires | Low Output | Fuel Pump Canopy Luminaires | Standard | FALSE | [9 empty] | 42326 | Dimmable | Continuous Below 10 | Yes |  | 3 | 2327.72 | 123.95 | 18.78 | 16.73 | 0.93 | 5000 | 80
PW6SS7PJ | Acuity Brands Lighting | Lithonia Lighting | DMW2 2000LM WD AFL XXXXX 50K 80CRI | Outdoor Luminaires | Low Output | Fuel Pump Canopy Luminaires | Standard | FALSE | [9 empty] | 42326 | Dimmable | Continuous Below 10 | Yes |  | 3 | 2309.99 | 123 | 18.78 | 16.73 | 0.93 | 5000 | 80
PR3AVSZA | Acuity Brands Lighting | Lithonia Lighting | DMW2 2000LM WD PFL XXXXX 50K 80CRI | Outdoor Luminaires | Low Output | Fuel Pump Canopy Luminaires | Standard | FALSE | [9 empty] | 42326 | Dimmable | Continuous Below 10 | Yes |  | 3 | 2007.7 | 106.91 | 18.78 | 16.73 | 0.93 | 5000 | 80
PGF6ZQF8 | Acuity Brands Lighting | Lithonia Lighting | DMW2 4000LM MD ACL XXXXX 50K 80CRI | Outdoor Luminaires | Mid Output | Fuel Pump Canopy Luminaires | Standard | FALSE | [9 empty] | 42326 | Dimmable | Continuous Below 10 | Yes |  | 3 | 5247.69 | 131.52 | 39.9 | 8.07 | 0.96 | 5000 | 80
PVB4B252 | Acuity Brands Lighting | Lithonia Lighting | DMW2 4000LM MD PCL XXXXX 50K 80CRI | Outdoor Luminaires | Mid Output | Fuel Pump Canopy Luminaires | Standard | FALSE | [9 empty] | 42326 | Dimmable | Continuous Below 10 | Yes |  | 3 | 5108.47 | 128.03 | 39.9 | 8.07 | 0.96 | 5000 | 80
PKNE4ZK6 | Acuity Brands Lighting | Lithonia Lighting | DMW2 4000LM MD AFL XXXXX 50K 80CRI | Outdoor Luminaires | Mid Output | Fuel Pump Canopy Luminaires | Standard | FALSE | [9 empty] | 42326 | Dimmable | Continuous Below 10 | Yes |  | 3 | 5094.81 | 127.69 | 39.9 | 8.07 | 0.96 | 5000 | 80
PE8F4UTJ | Acuity Brands Lighting | Lithonia Lighting | DMW2 4000LM MD PFL XXXXX 50K 80CRI | Outdoor Luminaires | Low Output | Fuel Pump Canopy Luminaires | Standard | FALSE | [9 empty] | 42326 | Dimmable | Continuous Below 10 | Yes |  | 3 | 4456.61 | 111.69 | 39.9 | 8.07 | 0.96 | 5000 | 80
PU3CXC4B | Acuity Brands Lighting | Lithonia Lighting | DMW2 4000LM WD AFL XXXXX 50K 80CRI | Outdoor Luminaires | Low Output | Fuel Pump Canopy Luminaires | Standard | FALSE | [9 empty] | 42326 | Dimmable | Continuous Below 10 | Yes |  | 3 | 4422.66 | 110.84 | 39.9 | 8.07 | 0.96 | 5000 | 80
PT7PV1DB | Acuity Brands Lighting | Lithonia Lighting | DMW2 4000LM WD PFL XXXXX 50K 80CRI | Outdoor Luminaires | Low Output | Fuel Pump Canopy Luminaires | Standard | FALSE | [9 empty] | 42326 | Dimmable | Continuous Below 10 | Yes |  | 3 | 3843.91 | 96.34 | 39.9 | 8.07 | 0.96 | 5000 | 80
P2YXEU13 | Acuity Brands Lighting | Lithonia Lighting | DMW2 3000LM MD ACL XXXXX 40K 90CRI | Outdoor Luminaires | Low Output | Fuel Pump Canopy Luminaires | Standard | FALSE | [9 empty] | 42326 | Dimmable | Continuous Below 10 | Yes |  | 3 | 3089.98 | 110.95 | 27.85 | 16.73 | 0.93 | 4000 | 90
PF351FBT | Acuity Brands Lighting | Lithonia Lighting | DMW2 3000LM MD PCL XXXXX 40K 90CRI | Outdoor Luminaires | Low Output | Fuel Pump Canopy Luminaires | Standard | FALSE | [9 empty] | 42326 | Dimmable | Continuous Below 10 | Yes |  | 3 | 3008.01 | 108.01 | 27.85 | 16.73 | 0.93 | 4000 | 90
PDWP4ATA | Acuity Brands Lighting | Lithonia Lighting | DMW2 3000LM MD AFL XXXXX 40K 90CRI | Outdoor Luminaires | Low Output | Fuel Pump Canopy Luminaires | Standard | FALSE | [9 empty] | 42326 | Dimmable | Continuous Below 10 | Yes |  | 3 | 2999.97 | 107.72 | 27.85 | 16.73 | 0.93 | 4000 | 90
PRUBY8CY | Acuity Brands Lighting | Lithonia Lighting | DMW2 3000LM MD PFL XXXXX 40K 90CRI | Outdoor Luminaires | Low Output | Fuel Pump Canopy Luminaires | Standard | FALSE | [9 empty] | 42326 | Dimmable | Continuous Below 10 | Yes |  | 3 | 2624.17 | 94.23 | 27.85 | 16.73 | 0.93 | 4000 | 90
PD1259YW | Acuity Brands Lighting | Lithonia Lighting | DMW2 3000LM WD AFL XXXXX 40K 90CRI | Outdoor Luminaires | Low Output | Fuel Pump Canopy Luminaires | Standard | FALSE | [9 empty] | 42326 | Dimmable | Continuous Below 10 | Yes |  | 3 | 2604.18 | 93.51 | 27.85 | 16.73 | 0.93 | 4000 | 90
PJQF2XJV | Acuity Brands Lighting | Lithonia Lighting | DMW2 3000LM WD PFL XXXXX 40K 90CRI | Outdoor Luminaires | Low Output | Fuel Pump Canopy Luminaires | Standard | FALSE | [9 empty] | 42326 | Dimmable | Continuous Below 10 | Yes |  | 3 | 2263.4 | 81.27 | 27.85 | 16.73 | 0.93 | 4000 | 90
PY96Z4U8 | Acuity Brands Lighting | Lithonia Lighting | DMW2 2000LM MD ACL XXXXX 40K 90CRI | Outdoor Luminaires | Low Output | Fuel Pump Canopy Luminaires | Standard | FALSE | [9 empty] | 42326 | Dimmable | Continuous Below 10 | Yes |  | 3 | 2146.1 | 114.28 | 18.78 | 16.73 | 0.93 | 4000 | 90
PKCGKWUE | Acuity Brands Lighting | Lithonia Lighting | DMW2 2000LM MD PCL XXXXX 40K 90CRI | Outdoor Luminaires | Low Output | Fuel Pump Canopy Luminaires | Standard | FALSE | [9 empty] | 42326 | Dimmable | Continuous Below 10 | Yes |  | 3 | 2089.17 | 111.24 | 18.78 | 16.73 | 0.93 | 4000 | 90
PS75JDDQ | Acuity Brands Lighting | Lithonia Lighting | DMW2 2000LM MD AFL XXXXX 40K 90CRI | Outdoor Luminaires | Low Output | Fuel Pump Canopy Luminaires | Standard | FALSE | [9 empty] | 42326 | Dimmable | Continuous Below 10 | Yes |  | 3 | 2083.59 | 110.95 | 18.78 | 16.73 | 0.93 | 4000 | 90
PJB3B36B | Acuity Brands Lighting | Lithonia Lighting | DMW2 4000LM MD ACL XXXXX 40K 90CRI | Outdoor Luminaires | Low Output | Fuel Pump Canopy Luminaires | Standard | FALSE | [9 empty] | 42326 | Dimmable | Continuous Below 10 | Yes |  | 3 | 4108.89 | 102.98 | 39.9 | 8.07 | 0.96 | 4000 | 90
P78S27BV | Acuity Brands Lighting | Lithonia Lighting | DMW2 4000LM MD PCL XXXXX 40K 90CRI | Outdoor Luminaires | Low Output | Fuel Pump Canopy Luminaires | Standard | FALSE | [9 empty] | 42326 | Dimmable | Continuous Below 10 | Yes |  | 3 | 3999.89 | 100.25 | 39.9 | 8.07 | 0.96 | 4000 | 90
P5UFE4B6 | Acuity Brands Lighting | Lithonia Lighting | DMW2 4000LM MD AFL XXXXX 40K 90CRI | Outdoor Luminaires | Low Output | Fuel Pump Canopy Luminaires | Standard | FALSE | [9 empty] | 42326 | Dimmable | Continuous Below 10 | Yes |  | 3 | 3989.19 | 99.98 | 39.9 | 8.07 | 0.96 | 4000 | 90
P8SHK1TW | Acuity Brands Lighting | Lithonia Lighting | DMW2 4000LM MD PFL XXXXX 40K 90CRI | Outdoor Luminaires | Low Output | Fuel Pump Canopy Luminaires | Standard | FALSE | [9 empty] | 42326 | Dimmable | Continuous Below 10 | Yes |  | 3 | 3489.48 | 87.46 | 39.9 | 8.07 | 0.96 | 4000 | 90
PVYDB355 | Acuity Brands Lighting | Lithonia Lighting | DMW2 4000LM WD AFL XXXXX 40K 90CRI | Outdoor Luminaires | Low Output | Fuel Pump Canopy Luminaires | Standard | FALSE | [9 empty] | 42326 | Dimmable | Continuous Below 10 | Yes |  | 3 | 3462.9 | 86.79 | 39.9 | 8.07 | 0.96 | 4000 | 90
PX47CJWA | Acuity Brands Lighting | Lithonia Lighting | DMW2 4000LM WD PFL XXXXX 40K 90CRI | Outdoor Luminaires | Low Output | Fuel Pump Canopy Luminaires | Standard | FALSE | [9 empty] | 42326 | Dimmable | Continuous Below 10 | Yes |  | 3 | 3009.75 | 75.43 | 39.9 | 8.07 | 0.96 | 4000 | 90
PC8DGMHW | Acuity Brands Lighting | Lithonia Lighting | DMW2 3000LM MD ACL XXXXX 40K 80CRI | Outdoor Luminaires | Low Output | Fuel Pump Canopy Luminaires | Standard | FALSE | [9 empty] | 42326 | Dimmable | Continuous Below 10 | Yes |  | 3 | 3761.21 | 135.05 | 27.85 | 16.73 | 0.93 | 4000 | 80
PHRAV691 | Acuity Brands Lighting | Lithonia Lighting | DMW2 3000LM MD PCL XXXXX 40K 80CRI | Outdoor Luminaires | Low Output | Fuel Pump Canopy Luminaires | Standard | FALSE | [9 empty] | 42326 | Dimmable | Continuous Below 10 | Yes |  | 3 | 3661.44 | 131.47 | 27.85 | 16.73 | 0.93 | 4000 | 80
PGPY88N2 | Acuity Brands Lighting | Lithonia Lighting | DMW2 3000LM MD AFL XXXXX 40K 80CRI | Outdoor Luminaires | Low Output | Fuel Pump Canopy Luminaires | Standard | FALSE | [9 empty] | 42326 | Dimmable | Continuous Below 10 | Yes |  | 3 | 3651.64 | 131.12 | 27.85 | 16.73 | 0.93 | 4000 | 80
PZKZ45SM | Acuity Brands Lighting | Lithonia Lighting | DMW2 3000LM MD PFL XXXXX 40K 80CRI | Outdoor Luminaires | Low Output | Fuel Pump Canopy Luminaires | Standard | FALSE | [9 empty] | 42326 | Dimmable | Continuous Below 10 | Yes |  | 3 | 3194.22 | 114.69 | 27.85 | 16.73 | 0.93 | 4000 | 80
P9KR6YEW | Acuity Brands Lighting | Lithonia Lighting | DMW2 3000LM WD AFL XXXXX 40K 80CRI | Outdoor Luminaires | Low Output | Fuel Pump Canopy Luminaires | Standard | FALSE | [9 empty] | 42326 | Dimmable | Continuous Below 10 | Yes |  | 3 | 3169.88 | 113.82 | 27.85 | 16.73 | 0.93 | 4000 | 80
PPH7BFF9 | Acuity Brands Lighting | Lithonia Lighting | DMW2 3000LM WD PFL XXXXX 40K 80CRI | Outdoor Luminaires | Low Output | Fuel Pump Canopy Luminaires | Standard | FALSE | [9 empty] | 42326 | Dimmable | Continuous Below 10 | Yes |  | 3 | 2755.08 | 98.93 | 27.85 | 16.73 | 0.93 | 4000 | 80
PWPV91Q2 | Acuity Brands Lighting | Lithonia Lighting | DMW2 2000LM MD ACL XXXXX 40K 80CRI | Outdoor Luminaires | Low Output | Fuel Pump Canopy Luminaires | Standard | FALSE | [9 empty] | 42326 | Dimmable | Continuous Below 10 | Yes |  | 3 | 2612.3 | 139.1 | 18.78 | 16.73 | 0.93 | 4000 | 80
PER4YXWE | Acuity Brands Lighting | Lithonia Lighting | DMW2 2000LM MD PCL XXXXX 40K 80CRI | Outdoor Luminaires | Low Output | Fuel Pump Canopy Luminaires | Standard | FALSE | [9 empty] | 42326 | Dimmable | Continuous Below 10 | Yes |  | 3 | 2543 | 135.41 | 18.78 | 16.73 | 0.93 | 4000 | 80
P35G9XJV | Acuity Brands Lighting | Lithonia Lighting | DMW2 2000LM MD AFL XXXXX 40K 80CRI | Outdoor Luminaires | Low Output | Fuel Pump Canopy Luminaires | Standard | FALSE | [9 empty] | 42326 | Dimmable | Continuous Below 10 | Yes |  | 3 | 2536.2 | 135.05 | 18.78 | 16.73 | 0.93 | 4000 | 80
PRGY4VKP | Acuity Brands Lighting | Lithonia Lighting | DMW2 2000LM MD PFL XXXXX 40K 80CRI | Outdoor Luminaires | Low Output | Fuel Pump Canopy Luminaires | Standard | FALSE | [9 empty] | 42326 | Dimmable | Continuous Below 10 | Yes |  | 3 | 2218.5 | 118.13 | 18.78 | 16.73 | 0.93 | 4000 | 80
PT64UTCK | Acuity Brands Lighting | Lithonia Lighting | DMW2 2000LM WD AFL XXXXX 40K 80CRI | Outdoor Luminaires | Low Output | Fuel Pump Canopy Luminaires | Standard | FALSE | [9 empty] | 42326 | Dimmable | Continuous Below 10 | Yes |  | 3 | 2201.6 | 117.23 | 18.78 | 16.73 | 0.93 | 4000 | 80
P5DD32MU | Acuity Brands Lighting | Lithonia Lighting | DMW2 2000LM WD PFL XXXXX 40K 80CRI | Outdoor Luminaires | Low Output | Fuel Pump Canopy Luminaires | Standard | FALSE | [9 empty] | 42326 | Dimmable | Continuous Below 10 | Yes |  | 3 | 1913.5 | 101.89 | 18.78 | 16.73 | 0.93 | 4000 | 80
PEHD9N9K | Acuity Brands Lighting | Lithonia Lighting | DMW2 4000LM MD ACL XXXXX 40K 80CRI | Outdoor Luminaires | Mid Output | Fuel Pump Canopy Luminaires | Standard | FALSE | [9 empty] | 42326 | Dimmable | Continuous Below 10 | Yes |  | 3 | 5001.46 | 125.35 | 39.9 | 8.07 | 0.96 | 4000 | 80
PH52S8M9 | Acuity Brands Lighting | Lithonia Lighting | DMW2 4000LM MD PCL XXXXX 40K 80CRI | Outdoor Luminaires | Low Output | Fuel Pump Canopy Luminaires | Standard | FALSE | [9 empty] | 42326 | Dimmable | Continuous Below 10 | Yes |  | 3 | 4868.78 | 122.02 | 39.9 | 8.07 | 0.96 | 4000 | 80
PJ197RYX | Acuity Brands Lighting | Lithonia Lighting | DMW2 4000LM MD AFL XXXXX 40K 80CRI | Outdoor Luminaires | Low Output | Fuel Pump Canopy Luminaires | Standard | FALSE | [9 empty] | 42326 | Dimmable | Continuous Below 10 | Yes |  | 3 | 4855.76 | 121.7 | 39.9 | 8.07 | 0.96 | 4000 | 80
PKVRZKJP | Acuity Brands Lighting | Lithonia Lighting | DMW2 4000LM MD PFL XXXXX 40K 80CRI | Outdoor Luminaires | Low Output | Fuel Pump Canopy Luminaires | Standard | FALSE | [9 empty] | 42326 | Dimmable | Continuous Below 10 | Yes |  | 3 | 4247.5 | 106.45 | 39.9 | 8.07 | 0.96 | 4000 | 80
PB2FVRS4 | Acuity Brands Lighting | Lithonia Lighting | DMW2 4000LM WD AFL XXXXX 40K 80CRI | Outdoor Luminaires | Low Output | Fuel Pump Canopy Luminaires | Standard | FALSE | [9 empty] | 42326 | Dimmable | Continuous Below 10 | Yes |  | 3 | 4215.14 | 105.64 | 39.9 | 8.07 | 0.96 | 4000 | 80
PEDZ4B7E | Acuity Brands Lighting | Lithonia Lighting | DMW2 4000LM WD PFL XXXXX 40K 80CRI | Outdoor Luminaires | Low Output | Fuel Pump Canopy Luminaires | Standard | FALSE | [9 empty] | 42326 | Dimmable | Continuous Below 10 | Yes |  | 3 | 3663.55 | 91.82 | 39.9 | 8.07 | 0.96 | 4000 | 80
P2Y4DJJA | Acuity Brands Lighting | Lithonia Lighting | DMW2 3000LM MD ACL XXXXX 35K 90CRI | Outdoor Luminaires | Low Output | Fuel Pump Canopy Luminaires | Standard | FALSE | [9 empty] | 42326 | Dimmable | Continuous Below 10 | Yes |  | 3 | 3023.43 | 108.56 | 27.85 | 16.73 | 0.93 | 3500 | 90
PWFY5SW5 | Acuity Brands Lighting | Lithonia Lighting | DMW2 3000LM MD PCL XXXXX 35K 90CRI | Outdoor Luminaires | Low Output | Fuel Pump Canopy Luminaires | Standard | FALSE | [9 empty] | 42326 | Dimmable | Continuous Below 10 | Yes |  | 3 | 2943.22 | 105.68 | 27.85 | 16.73 | 0.93 | 3500 | 90
PQ9WQ3N8 | Acuity Brands Lighting | Lithonia Lighting | DMW2 3000LM MD AFL XXXXX 35K 90CRI | Outdoor Luminaires | Low Output | Fuel Pump Canopy Luminaires | Standard | FALSE | [9 empty] | 42326 | Dimmable | Continuous Below 10 | Yes |  | 3 | 2935.35 | 105.4 | 27.85 | 16.73 | 0.93 | 3500 | 90
P5SZVWZX | Acuity Brands Lighting | Lithonia Lighting | DMW2 3000LM MD PFL XXXXX 35K 90CRI | Outdoor Luminaires | Low Output | Fuel Pump Canopy Luminaires | Standard | FALSE | [9 empty] | 42326 | Dimmable | Continuous Below 10 | Yes |  | 3 | 2567.65 | 92.2 | 27.85 | 16.73 | 0.93 | 3500 | 90
PAX7Y1VU | Acuity Brands Lighting | Lithonia Lighting | DMW2 3000LM WD AFL XXXXX 35K 90CRI | Outdoor Luminaires | Low Output | Fuel Pump Canopy Luminaires | Standard | FALSE | [9 empty] | 42326 | Dimmable | Continuous Below 10 | Yes |  | 3 | 2548.09 | 91.49 | 27.85 | 16.73 | 0.93 | 3500 | 90
PGAFNKQV | Acuity Brands Lighting | Lithonia Lighting | DMW2 3000LM WD PFL XXXXX 35K 90CRI | Outdoor Luminaires | Low Output | Fuel Pump Canopy Luminaires | Standard | FALSE | [9 empty] | 42326 | Dimmable | Continuous Below 10 | Yes |  | 3 | 2214.65 | 79.52 | 27.85 | 16.73 | 0.93 | 3500 | 90
PX4AP58D | Acuity Brands Lighting | Lithonia Lighting | DMW2 2000LM MD ACL XXXXX 35K 90CRI | Outdoor Luminaires | Low Output | Fuel Pump Canopy Luminaires | Standard | FALSE | [9 empty] | 42326 | Dimmable | Continuous Below 10 | Yes |  | 3 | 2099.88 | 111.81 | 18.78 | 16.73 | 0.93 | 3500 | 90
PJ8TZPC1 | Acuity Brands Lighting | Lithonia Lighting | DMW2 2000LM MD PCL XXXXX 35K 90CRI | Outdoor Luminaires | Low Output | Fuel Pump Canopy Luminaires | Standard | FALSE | [9 empty] | 42326 | Dimmable | Continuous Below 10 | Yes |  | 3 | 2044.17 | 108.85 | 18.78 | 16.73 | 0.93 | 3500 | 90
PMW4F479 | Acuity Brands Lighting | Lithonia Lighting | DMW2 2000LM MD AFL XXXXX 35K 90CRI | Outdoor Luminaires | Low Output | Fuel Pump Canopy Luminaires | Standard | FALSE | [9 empty] | 42326 | Dimmable | Continuous Below 10 | Yes |  | 3 | 2038.71 | 108.56 | 18.78 | 16.73 | 0.93 | 3500 | 90
PUCUGNNU | Acuity Brands Lighting | Lithonia Lighting | DMW2 4000LM MD ACL XXXXX 35K 90CRI | Outdoor Luminaires | Low Output | Fuel Pump Canopy Luminaires | Standard | FALSE | [9 empty] | 42326 | Dimmable | Continuous Below 10 | Yes |  | 3 | 4020.39 | 100.76 | 39.9 | 8.07 | 0.96 | 3500 | 90
PN3G7543 | Acuity Brands Lighting | Lithonia Lighting | DMW2 4000LM MD PCL XXXXX 35K 90CRI | Outdoor Luminaires | Low Output | Fuel Pump Canopy Luminaires | Standard | FALSE | [9 empty] | 42326 | Dimmable | Continuous Below 10 | Yes |  | 3 | 3913.74 | 98.09 | 39.9 | 8.07 | 0.96 | 3500 | 90
PPBEQYZN | Acuity Brands Lighting | Lithonia Lighting | DMW2 4000LM MD AFL XXXXX 35K 90CRI | Outdoor Luminaires | Low Output | Fuel Pump Canopy Luminaires | Standard | FALSE | [9 empty] | 42326 | Dimmable | Continuous Below 10 | Yes |  | 3 | 3903.27 | 97.83 | 39.9 | 8.07 | 0.96 | 3500 | 90
PQW182ZK | Acuity Brands Lighting | Lithonia Lighting | DMW2 4000LM MD PFL XXXXX 35K 90CRI | Outdoor Luminaires | Low Output | Fuel Pump Canopy Luminaires | Standard | FALSE | [9 empty] | 42326 | Dimmable | Continuous Below 10 | Yes |  | 3 | 3414.32 | 85.57 | 39.9 | 8.07 | 0.96 | 3500 | 90
P3F72S4U | Acuity Brands Lighting | Lithonia Lighting | DMW2 4000LM WD AFL XXXXX 35K 90CRI | Outdoor Luminaires | Low Output | Fuel Pump Canopy Luminaires | Standard | FALSE | [9 empty] | 42326 | Dimmable | Continuous Below 10 | Yes |  | 3 | 3388.32 | 84.92 | 39.9 | 8.07 | 0.96 | 3500 | 90
PKVUPKVJ | Acuity Brands Lighting | Lithonia Lighting | DMW2 4000LM WD PFL XXXXX 35K 90CRI | Outdoor Luminaires | Low Output | Fuel Pump Canopy Luminaires | Standard | FALSE | [9 empty] | 42326 | Dimmable | Continuous Below 10 | Yes |  | 3 | 2944.92 | 73.81 | 39.9 | 8.07 | 0.96 | 3500 | 90
PUD18337 | Acuity Brands Lighting | Lithonia Lighting | DMW2 3000LM MD ACL XXXXX 35K 80CRI | Outdoor Luminaires | Low Output | Fuel Pump Canopy Luminaires | Standard | FALSE | [9 empty] | 42326 | Dimmable | Continuous Below 10 | Yes |  | 3 | 3680.2 | 132.14 | 27.85 | 16.73 | 0.93 | 3500 | 80
P3F7HWYS | Acuity Brands Lighting | Lithonia Lighting | DMW2 3000LM MD PCL XXXXX 35K 80CRI | Outdoor Luminaires | Low Output | Fuel Pump Canopy Luminaires | Standard | FALSE | [9 empty] | 42326 | Dimmable | Continuous Below 10 | Yes |  | 3 | 3582.57 | 128.64 | 27.85 | 16.73 | 0.93 | 3500 | 80
PJJ5X3UJ | Acuity Brands Lighting | Lithonia Lighting | DMW2 3000LM MD AFL XXXXX 35K 80CRI | Outdoor Luminaires | Low Output | Fuel Pump Canopy Luminaires | Standard | FALSE | [9 empty] | 42326 | Dimmable | Continuous Below 10 | Yes |  | 3 | 3572.99 | 128.29 | 27.85 | 16.73 | 0.93 | 3500 | 80
P8VZ2J9X | Acuity Brands Lighting | Lithonia Lighting | DMW2 3000LM MD PFL XXXXX 35K 80CRI | Outdoor Luminaires | Low Output | Fuel Pump Canopy Luminaires | Standard | FALSE | [9 empty] | 42326 | Dimmable | Continuous Below 10 | Yes |  | 3 | 3125.42 | 112.22 | 27.85 | 16.73 | 0.93 | 3500 | 80
PXNTB7WN | Acuity Brands Lighting | Lithonia Lighting | DMW2 3000LM WD AFL XXXXX 35K 80CRI | Outdoor Luminaires | Low Output | Fuel Pump Canopy Luminaires | Standard | FALSE | [9 empty] | 42326 | Dimmable | Continuous Below 10 | Yes |  | 3 | 3101.61 | 111.37 | 27.85 | 16.73 | 0.93 | 3500 | 80
P14KBEJP | Acuity Brands Lighting | Lithonia Lighting | DMW2 3000LM WD PFL XXXXX 35K 80CRI | Outdoor Luminaires | Low Output | Fuel Pump Canopy Luminaires | Standard | FALSE | [9 empty] | 42326 | Dimmable | Continuous Below 10 | Yes |  | 3 | 2695.74 | 96.79 | 27.85 | 16.73 | 0.93 | 3500 | 80
PDEPJ2UA | Acuity Brands Lighting | Lithonia Lighting | DMW2 2000LM MD ACL XXXXX 35K 80CRI | Outdoor Luminaires | Low Output | Fuel Pump Canopy Luminaires | Standard | FALSE | [9 empty] | 42326 | Dimmable | Continuous Below 10 | Yes |  | 3 | 2556.04 | 136.1 | 18.78 | 16.73 | 0.93 | 3500 | 80
PR871TJH | Acuity Brands Lighting | Lithonia Lighting | DMW2 2000LM MD PCL XXXXX 35K 80CRI | Outdoor Luminaires | Low Output | Fuel Pump Canopy Luminaires | Standard | FALSE | [9 empty] | 42326 | Dimmable | Continuous Below 10 | Yes |  | 3 | 2488.23 | 132.49 | 18.78 | 16.73 | 0.93 | 3500 | 80
PKFNX6DC | Acuity Brands Lighting | Lithonia Lighting | DMW2 2000LM MD AFL XXXXX 35K 80CRI | Outdoor Luminaires | Low Output | Fuel Pump Canopy Luminaires | Standard | FALSE | [9 empty] | 42326 | Dimmable | Continuous Below 10 | Yes |  | 3 | 2481.57 | 132.14 | 18.78 | 16.73 | 0.93 | 3500 | 80
PDTZA99Y | Acuity Brands Lighting | Lithonia Lighting | DMW2 2000LM MD PFL XXXXX 35K 80CRI | Outdoor Luminaires | Low Output | Fuel Pump Canopy Luminaires | Standard | FALSE | [9 empty] | 42326 | Dimmable | Continuous Below 10 | Yes |  | 3 | 2170.72 | 115.59 | 18.78 | 16.73 | 0.93 | 3500 | 80
P6KQ2UVN | Acuity Brands Lighting | Lithonia Lighting | DMW2 2000LM WD AFL XXXXX 35K 80CRI | Outdoor Luminaires | Low Output | Fuel Pump Canopy Luminaires | Standard | FALSE | [9 empty] | 42326 | Dimmable | Continuous Below 10 | Yes |  | 3 | 2154.18 | 114.71 | 18.78 | 16.73 | 0.93 | 3500 | 80
PYECCB25 | Acuity Brands Lighting | Lithonia Lighting | DMW2 4000LM MD ACL XXXXX 35K 80CRI | Outdoor Luminaires | Low Output | Fuel Pump Canopy Luminaires | Standard | FALSE | [9 empty] | 42326 | Dimmable | Continuous Below 10 | Yes |  | 3 | 4893.74 | 122.65 | 39.9 | 8.07 | 0.96 | 3500 | 80
P9C8PY2E | Acuity Brands Lighting | Lithonia Lighting | DMW2 4000LM MD PCL XXXXX 35K 80CRI | Outdoor Luminaires | Low Output | Fuel Pump Canopy Luminaires | Standard | FALSE | [9 empty] | 42326 | Dimmable | Continuous Below 10 | Yes |  | 3 | 4763.91 | 119.4 | 39.9 | 8.07 | 0.96 | 3500 | 80
PFKA2SRS | Acuity Brands Lighting | Lithonia Lighting | DMW2 4000LM MD AFL XXXXX 35K 80CRI | Outdoor Luminaires | Low Output | Fuel Pump Canopy Luminaires | Standard | FALSE | [9 empty] | 42326 | Dimmable | Continuous Below 10 | Yes |  | 3 | 4751.17 | 119.08 | 39.9 | 8.07 | 0.96 | 3500 | 80
PKXN18D8 | Acuity Brands Lighting | Lithonia Lighting | DMW2 4000LM MD PFL XXXXX 35K 80CRI | Outdoor Luminaires | Low Output | Fuel Pump Canopy Luminaires | Standard | FALSE | [9 empty] | 42326 | Dimmable | Continuous Below 10 | Yes |  | 3 | 4156.01 | 104.16 | 39.9 | 8.07 | 0.96 | 3500 | 80
PC3DZFW3 | Acuity Brands Lighting | Lithonia Lighting | DMW2 4000LM WD AFL XXXXX 35K 80CRI | Outdoor Luminaires | Low Output | Fuel Pump Canopy Luminaires | Standard | FALSE | [9 empty] | 42326 | Dimmable | Continuous Below 10 | Yes |  | 3 | 4124.35 | 103.37 | 39.9 | 8.07 | 0.96 | 3500 | 80
PESXBFYA | Acuity Brands Lighting | Lithonia Lighting | DMW2 4000LM WD PFL XXXXX 35K 80CRI | Outdoor Luminaires | Low Output | Fuel Pump Canopy Luminaires | Standard | FALSE | [9 empty] | 42326 | Dimmable | Continuous Below 10 | Yes |  | 3 | 3584.64 | 89.84 | 39.9 | 8.07 | 0.96 | 3500 | 80
PQRJWKUX | Acuity Brands Lighting | Lithonia Lighting | DMW2 3000LM MD ACL XXXXX 30K 90CRI | Outdoor Luminaires | Low Output | Fuel Pump Canopy Luminaires | Standard | FALSE | [9 empty] | 42326 | Dimmable | Continuous Below 10 | Yes |  | 3 | 2947.37 | 105.83 | 27.85 | 16.73 | 0.93 | 3000 | 90
PRFPKUU9 | Acuity Brands Lighting | Lithonia Lighting | DMW2 3000LM MD PCL XXXXX 30K 90CRI | Outdoor Luminaires | Low Output | Fuel Pump Canopy Luminaires | Standard | FALSE | [9 empty] | 42326 | Dimmable | Continuous Below 10 | Yes |  | 3 | 2869.18 | 103.02 | 27.85 | 16.73 | 0.93 | 3000 | 90
P9Q4WJ5B | Acuity Brands Lighting | Lithonia Lighting | DMW2 3000LM MD AFL XXXXX 30K 90CRI | Outdoor Luminaires | Low Output | Fuel Pump Canopy Luminaires | Standard | FALSE | [9 empty] | 42326 | Dimmable | Continuous Below 10 | Yes |  | 3 | 2861.51 | 102.75 | 27.85 | 16.73 | 0.93 | 3000 | 90
P2DSZQUX | Acuity Brands Lighting | Lithonia Lighting | DMW2 3000LM MD PFL XXXXX 30K 90CRI | Outdoor Luminaires | Low Output | Fuel Pump Canopy Luminaires | Standard | FALSE | [9 empty] | 42326 | Dimmable | Continuous Below 10 | Yes |  | 3 | 2503.06 | 89.88 | 27.85 | 16.73 | 0.93 | 3000 | 90
P398Q9EM | Acuity Brands Lighting | Lithonia Lighting | DMW2 3000LM WD AFL XXXXX 30K 90CRI | Outdoor Luminaires | Low Output | Fuel Pump Canopy Luminaires | Standard | FALSE | [9 empty] | 42326 | Dimmable | Continuous Below 10 | Yes |  | 3 | 2483.99 | 89.19 | 27.85 | 16.73 | 0.93 | 3000 | 90
PAFQSCE7 | Acuity Brands Lighting | Lithonia Lighting | DMW2 2000LM MD ACL XXXXX 30K 90CRI | Outdoor Luminaires | Low Output | Fuel Pump Canopy Luminaires | Standard | FALSE | [9 empty] | 42326 | Dimmable | Continuous Below 10 | Yes |  | 3 | 2047.05 | 109 | 18.78 | 16.73 | 0.93 | 3000 | 90
PPAMB8F4 | Acuity Brands Lighting | Lithonia Lighting | DMW2 2000LM MD PCL XXXXX 30K 90CRI | Outdoor Luminaires | Low Output | Fuel Pump Canopy Luminaires | Standard | FALSE | [9 empty] | 42326 | Dimmable | Continuous Below 10 | Yes |  | 3 | 1992.75 | 106.11 | 18.78 | 16.73 | 0.93 | 3000 | 90
PSJYFG38 | Acuity Brands Lighting | Lithonia Lighting | DMW2 2000LM MD AFL XXXXX 30K 90CRI | Outdoor Luminaires | Low Output | Fuel Pump Canopy Luminaires | Standard | FALSE | [9 empty] | 42326 | Dimmable | Continuous Below 10 | Yes |  | 3 | 1987.42 | 105.83 | 18.78 | 16.73 | 0.93 | 3000 | 90
P9AK6WGF | Acuity Brands Lighting | Lithonia Lighting | DMW2 4000LM MD ACL XXXXX 30K 90CRI | Outdoor Luminaires | Low Output | Fuel Pump Canopy Luminaires | Standard | FALSE | [9 empty] | 42326 | Dimmable | Continuous Below 10 | Yes |  | 3 | 3919.25 | 98.23 | 39.9 | 8.07 | 0.96 | 3000 | 90
PF27267C | Acuity Brands Lighting | Lithonia Lighting | DMW2 4000LM MD PCL XXXXX 30K 90CRI | Outdoor Luminaires | Low Output | Fuel Pump Canopy Luminaires | Standard | FALSE | [9 empty] | 42326 | Dimmable | Continuous Below 10 | Yes |  | 3 | 3815.28 | 95.62 | 39.9 | 8.07 | 0.96 | 3000 | 90
PCZYYXHQ | Acuity Brands Lighting | Lithonia Lighting | DMW2 4000LM MD AFL XXXXX 30K 90CRI | Outdoor Luminaires | Low Output | Fuel Pump Canopy Luminaires | Standard | FALSE | [9 empty] | 42326 | Dimmable | Continuous Below 10 | Yes |  | 3 | 3805.08 | 95.37 | 39.9 | 8.07 | 0.96 | 3000 | 90
P24QB5R5 | Acuity Brands Lighting | Lithonia Lighting | DMW2 4000LM MD PFL XXXXX 30K 90CRI | Outdoor Luminaires | Low Output | Fuel Pump Canopy Luminaires | Standard | FALSE | [9 empty] | 42326 | Dimmable | Continuous Below 10 | Yes |  | 3 | 3328.43 | 83.42 | 39.9 | 8.07 | 0.96 | 3000 | 90
PR64F1N7 | Acuity Brands Lighting | Lithonia Lighting | DMW2 4000LM WD AFL XXXXX 30K 90CRI | Outdoor Luminaires | Low Output | Fuel Pump Canopy Luminaires | Standard | FALSE | [9 empty] | 42326 | Dimmable | Continuous Below 10 | Yes |  | 3 | 3303.07 | 82.78 | 39.9 | 8.07 | 0.96 | 3000 | 90
PUE278TM | Acuity Brands Lighting | Lithonia Lighting | DMW2 3000LM MD ACL XXXXX 30K 80CRI | Outdoor Luminaires | Low Output | Fuel Pump Canopy Luminaires | Standard | FALSE | [9 empty] | 42326 | Dimmable | Continuous Below 10 | Yes |  | 3 | 3587.62 | 128.82 | 27.85 | 16.73 | 0.93 | 3000 | 80
PVD8K57N | Acuity Brands Lighting | Lithonia Lighting | DMW2 3000LM MD PCL XXXXX 30K 80CRI | Outdoor Luminaires | Low Output | Fuel Pump Canopy Luminaires | Standard | FALSE | [9 empty] | 42326 | Dimmable | Continuous Below 10 | Yes |  | 3 | 3492.45 | 125.4 | 27.85 | 16.73 | 0.93 | 3000 | 80
PUN15JH6 | Acuity Brands Lighting | Lithonia Lighting | DMW2 3000LM MD AFL XXXXX 30K 80CRI | Outdoor Luminaires | Low Output | Fuel Pump Canopy Luminaires | Standard | FALSE | [9 empty] | 42326 | Dimmable | Continuous Below 10 | Yes |  | 3 | 3483.11 | 125.07 | 27.85 | 16.73 | 0.93 | 3000 | 80
PUJARC4E | Acuity Brands Lighting | Lithonia Lighting | DMW2 3000LM MD PFL XXXXX 30K 80CRI | Outdoor Luminaires | Low Output | Fuel Pump Canopy Luminaires | Standard | FALSE | [9 empty] | 42326 | Dimmable | Continuous Below 10 | Yes |  | 3 | 3046.79 | 109.4 | 27.85 | 16.73 | 0.93 | 3000 | 80
PUM4S4KT | Acuity Brands Lighting | Lithonia Lighting | DMW2 3000LM WD AFL XXXXX 30K 80CRI | Outdoor Luminaires | Low Output | Fuel Pump Canopy Luminaires | Standard | FALSE | [9 empty] | 42326 | Dimmable | Continuous Below 10 | Yes |  | 3 | 3023.58 | 108.57 | 27.85 | 16.73 | 0.93 | 3000 | 80
P13Z51UJ | Acuity Brands Lighting | Lithonia Lighting | DMW2 3000LM WD PFL XXXXX 30K 80CRI | Outdoor Luminaires | Low Output | Fuel Pump Canopy Luminaires | Standard | FALSE | [9 empty] | 42326 | Dimmable | Continuous Below 10 | Yes |  | 3 | 2627.92 | 94.36 | 27.85 | 16.73 | 0.93 | 3000 | 80
P2CHJWMU | Acuity Brands Lighting | Lithonia Lighting | DMW2 2000LM MD ACL XXXXX 30K 80CRI | Outdoor Luminaires | Low Output | Fuel Pump Canopy Luminaires | Standard | FALSE | [9 empty] | 42326 | Dimmable | Continuous Below 10 | Yes |  | 3 | 2491.73 | 132.68 | 18.78 | 16.73 | 0.93 | 3000 | 80
PV9VYF94 | Acuity Brands Lighting | Lithonia Lighting | DMW2 2000LM MD PCL XXXXX 30K 80CRI | Outdoor Luminaires | Low Output | Fuel Pump Canopy Luminaires | Standard | FALSE | [9 empty] | 42326 | Dimmable | Continuous Below 10 | Yes |  | 3 | 2425.63 | 129.16 | 18.78 | 16.73 | 0.93 | 3000 | 80
PNDQHY27 | Acuity Brands Lighting | Lithonia Lighting | DMW2 2000LM MD AFL XXXXX 30K 80CRI | Outdoor Luminaires | Low Output | Fuel Pump Canopy Luminaires | Standard | FALSE | [9 empty] | 42326 | Dimmable | Continuous Below 10 | Yes |  | 3 | 2419.14 | 128.81 | 18.78 | 16.73 | 0.93 | 3000 | 80
PXWDPUD5 | Acuity Brands Lighting | Lithonia Lighting | DMW2 2000LM MD PFL XXXXX 30K 80CRI | Outdoor Luminaires | Low Output | Fuel Pump Canopy Luminaires | Standard | FALSE | [9 empty] | 42326 | Dimmable | Continuous Below 10 | Yes |  | 3 | 2116.11 | 112.68 | 18.78 | 16.73 | 0.93 | 3000 | 80
PB4MVCDQ | Acuity Brands Lighting | Lithonia Lighting | DMW2 2000LM WD AFL XXXXX 30K 80CRI | Outdoor Luminaires | Low Output | Fuel Pump Canopy Luminaires | Standard | FALSE | [9 empty] | 42326 | Dimmable | Continuous Below 10 | Yes |  | 3 | 2099.99 | 111.82 | 18.78 | 16.73 | 0.93 | 3000 | 80
PWJ512EQ | Acuity Brands Lighting | Lithonia Lighting | DMW2 4000LM MD ACL XXXXX 30K 80CRI | Outdoor Luminaires | Low Output | Fuel Pump Canopy Luminaires | Standard | FALSE | [9 empty] | 42326 | Dimmable | Continuous Below 10 | Yes |  | 3 | 4770.62 | 119.56 | 39.9 | 8.07 | 0.96 | 3000 | 80
P7UH5V5Z | Acuity Brands Lighting | Lithonia Lighting | DMW2 4000LM MD PCL XXXXX 30K 80CRI | Outdoor Luminaires | Low Output | Fuel Pump Canopy Luminaires | Standard | FALSE | [9 empty] | 42326 | Dimmable | Continuous Below 10 | Yes |  | 3 | 4644.07 | 116.39 | 39.9 | 8.07 | 0.96 | 3000 | 80
P5GFSXDE | Acuity Brands Lighting | Lithonia Lighting | DMW2 4000LM MD AFL XXXXX 30K 80CRI | Outdoor Luminaires | Low Output | Fuel Pump Canopy Luminaires | Standard | FALSE | [9 empty] | 42326 | Dimmable | Continuous Below 10 | Yes |  | 3 | 4631.65 | 116.08 | 39.9 | 8.07 | 0.96 | 3000 | 80
PY85WQZT | Acuity Brands Lighting | Lithonia Lighting | DMW2 4000LM MD PFL XXXXX 30K 80CRI | Outdoor Luminaires | Low Output | Fuel Pump Canopy Luminaires | Standard | FALSE | [9 empty] | 42326 | Dimmable | Continuous Below 10 | Yes |  | 3 | 4051.46 | 101.54 | 39.9 | 8.07 | 0.96 | 3000 | 80
P6CZE66B | Acuity Brands Lighting | Lithonia Lighting | DMW2 4000LM WD AFL XXXXX 30K 80CRI | Outdoor Luminaires | Low Output | Fuel Pump Canopy Luminaires | Standard | FALSE | [9 empty] | 42326 | Dimmable | Continuous Below 10 | Yes |  | 3 | 4020.6 | 100.77 | 39.9 | 8.07 | 0.96 | 3000 | 80
PGZDC2VA | Acuity Brands Lighting | Lithonia Lighting | DMW2 4000LM WD PFL XXXXX 30K 80CRI | Outdoor Luminaires | Low Output | Fuel Pump Canopy Luminaires | Standard | FALSE | [9 empty] | 42326 | Dimmable | Continuous Below 10 | Yes |  | 3 | 3494.46 | 87.58 | 39.9 | 8.07 | 0.96 | 3000 | 80
PZXATNFX | International Light Technologies | ILTCPY-Waac-BBB | ILTCPY-W50C13KP | Outdoor Retrofit Kit | High Output | Retrofit Kits for Fuel Pump Canopy Luminaires | Premium | TRUE | 12683 | 109.7 | 115.6 | 23.9 | 0.915 | 5365 | 69.5 | 5 | 50000 | 42325 |  |  | No |  | 3 | 12683 | 110 | 113.1 | 23.9 | 0.915 | 5365 | 69.5
PGQ41WEF | RISE-LITE GROUP CO. LTD | RISELITE | RL-CNP-60W-LV-B-DW | Outdoor Luminaires | Mid Output | Fuel Pump Canopy Luminaires | Premium | TRUE | 6883.5 | 112.79 | 61.03 | 14.96 | 0.904 | 5164 | 71.5 | 5 | 60600 | 42312 |  |  | No |  | 3 | 6883.5 | 112.79 | 61.03 | 14.96 | 0.904 | 5000 | 71.5
P9SK8PUM | RISE-LITE GROUP CO. LTD | RISELITE | RL-CNP-130W-LV-F-DW | Outdoor Luminaires | High Output | Fuel Pump Canopy Luminaires | Premium | TRUE | 13096 | 108.05 | 121.2 | 16.27 | 0.9025 | 5252 | 72.7 | 5 | 60600 | 42311 | Not Dimmable | Not Dimmable | No |  | 3 | 13096 | 108.05 | 121.2 | 16.27 | 0.9025 | 5000 | 72.7
P8RKYER2 | RISE-LITE GROUP CO. LTD | RISELITE | RL-CNP-130W-LV-F-CW | Outdoor Luminaires | High Output | Fuel Pump Canopy Luminaires | Premium | FALSE | [9 empty] | 42311 | Not Dimmable | Not Dimmable | No |  | 3 | 13173 | 109.41 | 120.4 | 16.25 | 0.9102 | 5700 | 75
PQNRE9Q4 | Shenzhen Bbier Lighting Co. Ltd | BBIER | BB-CSD-150W-A | Outdoor Luminaires | High Output | Fuel Pump Canopy Luminaires | Standard | TRUE | 11242 | 80.01 | 140.5 | 12.2 | 0.9392 | 5868 | 71.3 | 5 |  | 42310 |  |  | NotYetVerified |  | 3 | 12000 | 95 | 150 |  | 0.989 | 5700 | 75
PV5YQ8NF | Shenzhen Bbier Lighting Co. Ltd | BBIER | BB-CSD-100W-A | Outdoor Luminaires | Mid Output | Fuel Pump Canopy Luminaires | Standard | TRUE | 7463 | 84.78 | 87.79 | 19.7 | 0.911 | 5841 | 70 | 5 |  | 42310 |  |  | NotYetVerified |  | 3 |  |  | 100 |  | 0.9 | 5700 | 70
PEMSA4FE | Shenzhen Bbier Lighting Co. Ltd | BBIER | BB-CSD-130W-B | Outdoor Luminaires | High Output | Fuel Pump Canopy Luminaires | Standard | TRUE | 10853 | 83.87 | 129.4 | 15.01 | 0.9207 | 5992 | 72.1 | 5 | 50000 | 42310 |  |  | NotYetVerified |  | 3 | 10000 |  | 130 |  | 0.9 | 5700 | 70
PBKTMBDX | Shenzhen Bbier Lighting Co. Ltd | BBIER | BB-CSD-60W-B | Outdoor Luminaires | Mid Output | Fuel Pump Canopy Luminaires | Standard | TRUE | 5373.3 | 89.63 | 59.95 | 15.78 | 0.9156 | 5982 | 71.2 | 5 | 50000 | 42310 |  |  | NotYetVerified |  | 3 | 5000 |  | 60 |  | 0.9 | 5700 | 70
P6NTGJTS | Shenzhen Bbier Lighting Co. Ltd | BBIER | BB-CSD-100W-B | Outdoor Luminaires | Mid Output | Fuel Pump Canopy Luminaires | Standard | TRUE | 8298.7 | 83.15 | 99.8 | 14.3 | 0.9154 | 5977 | 71.6 | 5 | 50000 | 42310 |  |  | NotYetVerified |  | 3 | 8000 |  | 100 |  | 0.9 | 5700 | 70
PUP3NSQF | RISE-LITE GROUP CO. LTD | RISELITE | RL-CNP-100W-LV-D-DW | Outdoor Luminaires | High Output | Fuel Pump Canopy Luminaires | Premium | TRUE | 10124 | 106.96 | 94.65 | 15.9 | 0.9052 | 5164 | 73 | 5 | 50000 | 42310 |  |  | No |  | 3 | 10124 | 106.96 | 94.65 | 15.9 | 0.9052 | 5000 | 73
P4C5AS1T | RISE-LITE GROUP CO. LTD | RISELITE | RL-CNP-100W-LV-D-CW | Outdoor Luminaires | High Output | Fuel Pump Canopy Luminaires | Premium | FALSE | [9 empty] | 42310 | Not Dimmable | Not Dimmable | No |  | 3 | 10277 | 107.28 | 95.8 | 16.83 | 0.9108 | 5700 | 74.9
PPWR4SDB | Visioneering Corp | Visioneering | CRV48-LED850K050L[UNV 347]-[P70 All Emergency Construction Packaging Mounting and Wiring Options] | Outdoor Luminaires | Mid Output | Fuel Pump Canopy Luminaires | Standard | FALSE | [9 empty] | 42307 |  |  | No |  | 3 | 5365 | 137 | 39 | 10 | 0.96 | 5000 | 84
PJ75DCXU | Visioneering Corp | Visioneering | CRV48-LED850K050L[UNV 347]-[P84 All Emergency Construction Packaging Mounting and Wiring Options] | Outdoor Luminaires | Mid Output | Fuel Pump Canopy Luminaires | Standard | FALSE | [9 empty] | 42307 |  |  | No |  | 3 | 5365 | 137 | 39 | 10 | 0.96 | 5000 | 84
PWXEVYPK | Visioneering Corp | Visioneering | CRV48-LED850K050L[UNV 347]-[P67 All Emergency Construction Packaging Mounting and Wiring Options] | Outdoor Luminaires | Mid Output | Fuel Pump Canopy Luminaires | Standard | FALSE | [9 empty] | 42307 |  |  | No |  | 3 | 5304 | 135 | 39 | 10 | 0.96 | 5000 | 84
P8HS5V4U | Visioneering Corp | Visioneering | CRV48-LED850K050L[UNV 347]-[P83 All Emergency Construction Packaging Mounting and Wiring Options] | Outdoor Luminaires | Mid Output | Fuel Pump Canopy Luminaires | Standard | FALSE | [9 empty] | 42307 |  |  | No |  | 3 | 5304 | 135 | 39 | 10 | 0.96 | 5000 | 84
PKRWE715 | Visioneering Corp | Visioneering | CRV48-LED850K050L[UNV 347]-[P69 All Emergency Construction Packaging Mounting and Wiring Options] | Outdoor Luminaires | Mid Output | Fuel Pump Canopy Luminaires | Standard | FALSE | [9 empty] | 42307 |  |  | No |  | 3 | 5075 | 130 | 39 | 10 | 0.96 | 5000 | 84
PZ8KPDKB | Visioneering Corp | Visioneering | CRV48-LED840K050L[UNV 347]-[P70 All Emergency Construction Packaging Mounting and Wiring Options] | Outdoor Luminaires | Mid Output | Fuel Pump Canopy Luminaires | Standard | FALSE | [9 empty] | 42307 |  |  | No |  | 3 | 5204 | 133 | 39 | 10 | 0.96 | 4000 | 84
PQ8UV6XT | Visioneering Corp | Visioneering | CRV48-LED840K050L[UNV 347]-[P84 All Emergency Construction Packaging Mounting and Wiring Options] | Outdoor Luminaires | Mid Output | Fuel Pump Canopy Luminaires | Standard | FALSE | [9 empty] | 42307 |  |  | No |  | 3 | 5204 | 133 | 39 | 10 | 0.96 | 4000 | 84
PVN6483E | Visioneering Corp | Visioneering | CRV48-LED840K050L[UNV 347]-[P67 All Emergency Construction Packaging Mounting and Wiring Options] | Outdoor Luminaires | Mid Output | Fuel Pump Canopy Luminaires | Standard | FALSE | [9 empty] | 42307 |  |  | No |  | 3 | 5149 | 132 | 39 | 10 | 0.96 | 4000 | 84
PSHSR91E | Visioneering Corp | Visioneering | CRV48-LED840K050L[UNV 347]-[P83 All Emergency Construction Packaging Mounting and Wiring Options] | Outdoor Luminaires | Mid Output | Fuel Pump Canopy Luminaires | Standard | FALSE | [9 empty] | 42307 |  |  | No |  | 3 | 5149 | 132 | 39 | 10 | 0.96 | 4000 | 84
PEBN77GX | Visioneering Corp | Visioneering | CRV48-LED840K050L[UNV 347]-[P69 All Emergency Construction Packaging Mounting and Wiring Options] | Outdoor Luminaires | Mid Output | Fuel Pump Canopy Luminaires | Standard | FALSE | [9 empty] | 42307 |  |  | No |  | 3 | 4927 | 126 | 39 | 10 | 0.96 | 4000 | 84
PYN4TBDN | Visioneering Corp | Visioneering | CRV48-LED835K050L[UNV 347]-[P84 All Emergency Construction Packaging Mounting and Wiring Options] | Outdoor Luminaires | Mid Output | Fuel Pump Canopy Luminaires | Standard | FALSE | [9 empty] | 42307 |  |  | No |  | 3 | 5088 | 130 | 39 | 10 | 0.96 | 3500 | 84
P3FZ75K8 | Visioneering Corp | Visioneering | CRV48-LED835K050L[UNV 347]-[P70 All Emergency Construction Packaging Mounting and Wiring Options] | Outdoor Luminaires | Mid Output | Fuel Pump Canopy Luminaires | Standard | FALSE | [9 empty] | 42307 |  |  | No |  | 3 | 5088 | 130 | 39 | 10 | 0.96 | 3500 | 84
PZ22CXAA | Visioneering Corp | Visioneering | CRV48-LED835K050L[UNV 347]-[P83 All Emergency Construction Packaging Mounting and Wiring Options] | Outdoor Luminaires | Mid Output | Fuel Pump Canopy Luminaires | Standard | FALSE | [9 empty] | 42307 |  |  | No |  | 3 | 5034 | 129 | 39 | 10 | 0.96 | 3500 | 84
PQ6YGHQJ | Visioneering Corp | Visioneering | CRV48-LED835K050L[UNV 347]-[P67 All Emergency Construction Packaging Mounting and Wiring Options] | Outdoor Luminaires | Mid Output | Fuel Pump Canopy Luminaires | Standard | FALSE | [9 empty] | 42307 |  |  | No |  | 3 | 5034 | 129 | 39 | 10 | 0.96 | 3500 | 84
PD8U9URT | Visioneering Corp | Visioneering | CRV48-LED835K050L[UNV 347]-[P69 All Emergency Construction Packaging Mounting and Wiring Options] | Outdoor Luminaires | Mid Output | Fuel Pump Canopy Luminaires | Standard | FALSE | [9 empty] | 42307 |  |  | No |  | 3 | 4818 | 124 | 39 | 10 | 0.96 | 3500 | 84
P1TZ53RP | Venture Lighting International | Venture Lighting International | CPE-45WA | Outdoor Luminaires | Low Output | Fuel Pump Canopy Luminaires | Standard | TRUE | 4358.8 | 99.27 | 43.91 | 10.35 | 0.9701 | 3002 | 83.7 | 5 | 50000 | 42306 |  |  | NotYetVerified |  | 3 | 4358.8 | 99.29 | 43.9 | 10.35 | 0.9701 | 3000 | 83.7
PA2XT3TB | Venture Lighting International | Venture Lighting International | CPE-82WA | Outdoor Luminaires | Mid Output | Fuel Pump Canopy Luminaires | Standard | TRUE | 8712.8 | 107.76 | 80.85 | 13.3 | 0.9461 | 3005 | 83.8 | 5 | 50000 | 42306 |  |  | NotYetVerified |  | 3 | 8712.8 | 107.76 | 80.85 | 13.3 | 0.9461 | 3000 | 83.8
PKHE2WK9 | Venture Lighting International | Venture Lighting International | CPE-82CA | Outdoor Luminaires | Mid Output | Fuel Pump Canopy Luminaires | Standard | FALSE | [9 empty] | 42306 |  |  | NotYetVerified |  | 3 | 9325 | 113.79 | 81.95 | 7.69 | 0.9487 | 5000 | 84.3
P2D57WEH | Venture Lighting International | Venture Lighting International | CPE-45CA | Outdoor Luminaires | Low Output | Fuel Pump Canopy Luminaires | Standard | FALSE | [9 empty] | 42306 |  |  | NotYetVerified |  | 3 | 4532 | 102.19 | 44.35 | 7.69 | 0.9721 | 5000 | 84.2
PEFNKYH4 | Venture Lighting International | Venture Lighting International | CPE-82FA | Outdoor Luminaires | Mid Output | Fuel Pump Canopy Luminaires | Standard | FALSE | [9 empty] | 42306 |  |  | NotYetVerified |  | 3 | 8712.8 | 107.76 | 80.85 | 13.3 | 0.9461 | 4500 | 83.8
PQWPH1AF | Venture Lighting International | Venture Lighting International | CPE-45FA | Outdoor Luminaires | Low Output | Fuel Pump Canopy Luminaires | Standard | FALSE | [9 empty] | 42306 |  |  | NotYetVerified |  | 3 | 4358.8 | 99.29 | 43.9 | 10.35 | 0.9701 | 4500 | 83.7
PSVYP73K | Venture Lighting International | Venture Lighting International | CPE-82NA | Outdoor Luminaires | Mid Output | Fuel Pump Canopy Luminaires | Standard | FALSE | [9 empty] | 42306 |  |  | NotYetVerified |  | 3 | 8712.8 | 107.76 | 80.85 | 13.3 | 0.9461 | 4000 | 83.8
PYRH5RN7 | Venture Lighting International | Venture Lighting International | CPE-45NA | Outdoor Luminaires | Low Output | Fuel Pump Canopy Luminaires | Standard | FALSE | [9 empty] | 42306 |  |  | NotYetVerified |  | 3 | 4358.8 | 99.29 | 43.9 | 10.35 | 0.9701 | 4000 | 83.7
PP58GKE1 | Venture Lighting International | Venture Lighting International | CPE-82BA | Outdoor Luminaires | Mid Output | Fuel Pump Canopy Luminaires | Standard | FALSE | [9 empty] | 42306 |  |  | NotYetVerified |  | 3 | 8712.8 | 107.76 | 80.85 | 13.3 | 0.9461 | 3500 | 83.8
P53D8SNM | Venture Lighting International | Venture Lighting International | CPE-45BA | Outdoor Luminaires | Low Output | Fuel Pump Canopy Luminaires | Standard | FALSE | [9 empty] | 42306 |  |  | NotYetVerified |  | 3 | 4358.8 | 99.29 | 43.9 | 10.35 | 0.9701 | 3500 | 83.7
PBY1PW8Z | Infinilux Corporation | Infinilux CLSD Series | CHSDXX20-02 (5000K) | Outdoor Luminaires | Low Output | Fuel Pump Canopy Luminaires | Standard | FALSE | [9 empty] | 42306 |  |  | No |  | 3 | 2552 | 111 | 23 | 12 | 0.89 | 4889 | 73
PAUXKWUJ | Infinilux Corporation | Infinilux CLSD Series | CHSDXX36-02 (5000K) | Outdoor Luminaires | Low Output | Fuel Pump Canopy Luminaires | Standard | FALSE | [9 empty] | 42306 |  |  | No |  | 3 | 4496 | 110 | 41 | 10 | 0.95 | 4889 | 73
PVU4ZF6U | Infinilux Corporation | Infinilux CLSD Series | CHSDXX48-02 (5000K) | Outdoor Luminaires | Mid Output | Fuel Pump Canopy Luminaires | Standard | FALSE | [9 empty] | 42306 |  |  | No |  | 3 | 5948 | 110 | 54 | 15 | 0.88 | 4889 | 73
PAYKZ339 | Infinilux Corporation | Infinilux CLSD Series | CHSDXX64-02 (5000K) | Outdoor Luminaires | Mid Output | Fuel Pump Canopy Luminaires | Standard | FALSE | [9 empty] | 42306 |  |  | No |  | 3 | 7809 | 108 | 72 | 12 | 0.93 | 4889 | 73
P9GWEED3 | Infinilux Corporation | Infinilux CLSD Series | CHSDXX20-02 (4000K) | Outdoor Luminaires | Low Output | Fuel Pump Canopy Luminaires | Standard | FALSE | [9 empty] | 42306 |  |  | No |  | 3 | 2392 | 103 | 23 | 12 | 0.89 | 4000 | 73
PUMN2V3Z | Infinilux Corporation | Infinilux CLSD Series | CHSDXX36-02 (4000K) | Outdoor Luminaires | Low Output | Fuel Pump Canopy Luminaires | Standard | FALSE | [9 empty] | 42306 |  |  | No |  | 3 | 4208 | 103 | 41 | 10 | 0.95 | 4000 | 73
P3F6UX66 | Infinilux Corporation | Infinilux CLSD Series | CHSDXX48-02 (4000K) | Outdoor Luminaires | Mid Output | Fuel Pump Canopy Luminaires | Standard | FALSE | [9 empty] | 42306 |  |  | No |  | 3 | 5564 | 104 | 54 | 15 | 0.88 | 4000 | 73
PW9J86DY | Infinilux Corporation | Infinilux CLSD Series | CHSDXX64-02 (4000K) | Outdoor Luminaires | Mid Output | Fuel Pump Canopy Luminaires | Standard | FALSE | [9 empty] | 42306 |  |  | No |  | 3 | 7297 | 102 | 72 | 12 | 0.93 | 4000 | 73
PTZUGZYZ | Tach Lighting&Electronics LTD | TACH | TCNL60W-27K-00-XX | Outdoor Luminaires | Mid Output | Fuel Pump Canopy Luminaires | Standard | TRUE | 5621.49 | 92.46 | 60.8 | 11.9 | 0.972 | 2682 | 82.1 | 5 | 50000 | 42300 |  |  | NotYetVerified |  | 3 | 5621.49 | 92.46 | 60.8 | 3.8 | 0.997 | 2682 | 82.1
PC2K5Q2G | Tach Lighting&Electronics LTD | TACH | TCNL40W-27K-00-XX | Outdoor Luminaires | Low Output | Fuel Pump Canopy Luminaires | Standard | TRUE | 3767.62 | 91.54 | 41.16 | 15.4 | 0.968 | 2688 | 82.1 | 5 | 50000 | 42300 |  |  | NotYetVerified |  | 3 | 3767.62 | 91.54 | 41.16 | 6 | 0.997 | 2688 | 82.1
PATJK5RG | Tach Lighting&Electronics LTD | TACH | TCNL40W-57K-SR-XX | Outdoor Luminaires | Low Output | Fuel Pump Canopy Luminaires | Standard | FALSE | [9 empty] | 42300 | Dimmable | Stepped | NotYetVerified |  | 3 | 3700 | 92.5 | 40 | 6 | 0.997 | 5700 | 82.1
P6B1QE7G | Tach Lighting&Electronics LTD | TACH | TCNL60W-57K-SR-XX | Outdoor Luminaires | Mid Output | Fuel Pump Canopy Luminaires | Standard | FALSE | [9 empty] | 42300 | Dimmable | Stepped | NotYetVerified |  | 3 | 5500 | 91.7 | 60 | 3.8 | 0.997 | 5700 | 82.1
PVJ7KWW7 | Tach Lighting&Electronics LTD | TACH | TCNL40W-57K-00-XX | Outdoor Luminaires | Low Output | Fuel Pump Canopy Luminaires | Standard | FALSE | [9 empty] | 42300 | Not Dimmable | Not Dimmable | NotYetVerified |  | 3 | 3700 | 92.5 | 40 | 6 | 0.997 | 5700 | 82.1
PRFD94T4 | Tach Lighting&Electronics LTD | TACH | TCNL60W-57K-00-XX | Outdoor Luminaires | Mid Output | Fuel Pump Canopy Luminaires | Standard | FALSE | [9 empty] | 42300 | Not Dimmable | Not Dimmable | NotYetVerified |  | 3 | 5500 | 91.7 | 60 | 3.8 | 0.997 | 5700 | 82.1
PFJQ8STH | Tach Lighting&Electronics LTD | TACH | TCNL40W-57K-10-XX | Outdoor Luminaires | Low Output | Fuel Pump Canopy Luminaires | Standard | FALSE | [9 empty] | 42300 | Dimmable | Continuous Below 10 | NotYetVerified |  | 3 | 3700 | 92.5 | 40 | 6 | 0.997 | 5700 | 82.1
P84YZFWF | Tach Lighting&Electronics LTD | TACH | TCNL60W-57K-10-XX | Outdoor Luminaires | Mid Output | Fuel Pump Canopy Luminaires | Standard | FALSE | [9 empty] | 42300 | Dimmable | Continuous Above 10 | NotYetVerified |  | 3 | 5500 | 91.7 | 60 | 3.8 | 0.997 | 5700 | 82.1
PBDZQDYS | Tach Lighting&Electronics LTD | TACH | TCNL40W-50K-SR-XX | Outdoor Luminaires | Low Output | Fuel Pump Canopy Luminaires | Standard | FALSE | [9 empty] | 42300 | Dimmable | Stepped | NotYetVerified |  | 3 | 3700 | 92.5 | 40 | 6 | 0.997 | 5000 | 82.1
P2A1H2U8 | Tach Lighting&Electronics LTD | TACH | TCNL60W-50K-SR-XX | Outdoor Luminaires | Mid Output | Fuel Pump Canopy Luminaires | Standard | FALSE | [9 empty] | 42300 | Dimmable | Stepped | NotYetVerified |  | 3 | 5500 | 91.7 | 60 | 3.8 | 0.997 | 5000 | 82.1
PT4PZG3X | Tach Lighting&Electronics LTD | TACH | TCNL40W-50K-00-XX | Outdoor Luminaires | Low Output | Fuel Pump Canopy Luminaires | Standard | FALSE | [9 empty] | 42300 | Not Dimmable | Not Dimmable | NotYetVerified |  | 3 | 3700 | 92.5 | 40 | 6 | 0.997 | 5000 | 82.1
PPU5JJJT | Tach Lighting&Electronics LTD | TACH | TCNL60W-50K-00-XX | Outdoor Luminaires | Mid Output | Fuel Pump Canopy Luminaires | Standard | FALSE | [9 empty] | 42300 | Not Dimmable | Not Dimmable | NotYetVerified |  | 3 | 5500 | 91.7 | 60 | 3.8 | 0.997 | 5000 | 82.1
P2KEMTAM | Tach Lighting&Electronics LTD | TACH | TCNL40W-50K-10-XX | Outdoor Luminaires | Low Output | Fuel Pump Canopy Luminaires | Standard | FALSE | [9 empty] | 42300 | Dimmable | Continuous Below 10 | NotYetVerified |  | 3 | 3700 | 92.5 | 40 | 6 | 0.997 | 5000 | 82.1
PD8YZM61 | Tach Lighting&Electronics LTD | TACH | TCNL60W-50K-10-XX | Outdoor Luminaires | Mid Output | Fuel Pump Canopy Luminaires | Standard | FALSE | [9 empty] | 42300 | Dimmable | Continuous Above 10 | NotYetVerified |  | 3 | 5500 | 91.7 | 60 | 3.8 | 0.997 | 5000 | 82.1
PKDDB979 | Tach Lighting&Electronics LTD | TACH | TCNL40W-45K-SR-XX | Outdoor Luminaires | Low Output | Fuel Pump Canopy Luminaires | Standard | FALSE | [9 empty] | 42300 | Dimmable | Stepped | NotYetVerified |  | 3 | 3700 | 92.5 | 40 | 6 | 0.997 | 4500 | 82.1
PKKKQ39H | Tach Lighting&Electronics LTD | TACH | TCNL60W-45K-SR-XX | Outdoor Luminaires | Mid Output | Fuel Pump Canopy Luminaires | Standard | FALSE | [9 empty] | 42300 | Dimmable | Stepped | NotYetVerified |  | 3 | 5500 | 91.7 | 60 | 3.8 | 0.997 | 4500 | 82.1
PAVD27GM | Tach Lighting&Electronics LTD | TACH | TCNL40W-45K-00-XX | Outdoor Luminaires | Low Output | Fuel Pump Canopy Luminaires | Standard | FALSE | [9 empty] | 42300 | Not Dimmable | Not Dimmable | NotYetVerified |  | 3 | 3700 | 92.5 | 40 | 6 | 0.997 | 4500 | 82.1
PWP9KJW3 | Tach Lighting&Electronics LTD | TACH | TCNL60W-45K-00-XX | Outdoor Luminaires | Mid Output | Fuel Pump Canopy Luminaires | Standard | FALSE | [9 empty] | 42300 | Not Dimmable | Not Dimmable | NotYetVerified |  | 3 | 5500 | 91.7 | 60 | 3.8 | 0.997 | 4500 | 82.1
PMZQU69N | Tach Lighting&Electronics LTD | TACH | TCNL40W-45K-10-XX | Outdoor Luminaires | Low Output | Fuel Pump Canopy Luminaires | Standard | FALSE | [9 empty] | 42300 | Dimmable | Continuous Below 10 | NotYetVerified |  | 3 | 3700 | 92.5 | 40 | 6 | 0.997 | 4500 | 82.1
P55FKV3W | Tach Lighting&Electronics LTD | TACH | TCNL60W-45K-10-XX | Outdoor Luminaires | Mid Output | Fuel Pump Canopy Luminaires | Standard | FALSE | [9 empty] | 42300 | Dimmable | Continuous Above 10 | NotYetVerified |  | 3 | 5500 | 91.7 | 60 | 3.8 | 0.997 | 4500 | 82.1
PXEXKE14 | Tach Lighting&Electronics LTD | TACH | TCNL40W-40K-SR-XX | Outdoor Luminaires | Low Output | Fuel Pump Canopy Luminaires | Standard | FALSE | [9 empty] | 42300 | Dimmable | Stepped | NotYetVerified |  | 3 | 3700 | 92.5 | 40 | 6 | 0.997 | 4000 | 82.1
PWNE7KB9 | Tach Lighting&Electronics LTD | TACH | TCNL60W-40K-SR-XX | Outdoor Luminaires | Mid Output | Fuel Pump Canopy Luminaires | Standard | FALSE | [9 empty] | 42300 | Dimmable | Stepped | NotYetVerified |  | 3 | 5500 | 91.7 | 60 | 3.8 | 0.997 | 4000 | 82.1
P1VWZES7 | Tach Lighting&Electronics LTD | TACH | TCNL40W-40K-00-XX | Outdoor Luminaires | Low Output | Fuel Pump Canopy Luminaires | Standard | FALSE | [9 empty] | 42300 | Not Dimmable | Not Dimmable | NotYetVerified |  | 3 | 3700 | 92.5 | 40 | 6 | 0.997 | 4000 | 82.1
PWA8FDDW | Tach Lighting&Electronics LTD | TACH | TCNL60W-40K-00-XX | Outdoor Luminaires | Mid Output | Fuel Pump Canopy Luminaires | Standard | FALSE | [9 empty] | 42300 | Not Dimmable | Not Dimmable | NotYetVerified |  | 3 | 5500 | 91.7 | 60 | 3.8 | 0.997 | 4000 | 82.1
P9UTBUSF | Tach Lighting&Electronics LTD | TACH | TCNL40W-40K-10-XX | Outdoor Luminaires | Low Output | Fuel Pump Canopy Luminaires | Standard | FALSE | [9 empty] | 42300 | Dimmable | Continuous Below 10 | NotYetVerified |  | 3 | 3700 | 92.5 | 40 | 6 | 0.997 | 4000 | 82.1
P8E99WPF | Tach Lighting&Electronics LTD | TACH | TCNL60W-40K-10-XX | Outdoor Luminaires | Mid Output | Fuel Pump Canopy Luminaires | Standard | FALSE | [9 empty] | 42300 | Dimmable | Continuous Above 10 | NotYetVerified |  | 3 | 5500 | 91.7 | 60 | 3.8 | 0.997 | 4000 | 82.1
P811PK3V | Tach Lighting&Electronics LTD | TACH | TCNL40W-35K-SR-XX | Outdoor Luminaires | Low Output | Fuel Pump Canopy Luminaires | Standard | FALSE | [9 empty] | 42300 | Dimmable | Stepped | NotYetVerified |  | 3 | 3700 | 92.5 | 40 | 6 | 0.997 | 3500 | 82.1
P15K9KMF | Tach Lighting&Electronics LTD | TACH | TCNL60W-35K-SR-XX | Outdoor Luminaires | Mid Output | Fuel Pump Canopy Luminaires | Standard | FALSE | [9 empty] | 42300 | Dimmable | Stepped | NotYetVerified |  | 3 | 5500 | 91.7 | 60 | 3.8 | 0.997 | 3500 | 82.1
PV48GJMD | Tach Lighting&Electronics LTD | TACH | TCNL40W-35K-00-XX | Outdoor Luminaires | Low Output | Fuel Pump Canopy Luminaires | Standard | FALSE | [9 empty] | 42300 | Not Dimmable | Not Dimmable | NotYetVerified |  | 3 | 3700 | 92.5 | 40 | 6 | 0.997 | 3500 | 82.1
PGT9HH67 | Tach Lighting&Electronics LTD | TACH | TCNL60W-35K-00-XX | Outdoor Luminaires | Mid Output | Fuel Pump Canopy Luminaires | Standard | FALSE | [9 empty] | 42300 | Not Dimmable | Not Dimmable | NotYetVerified |  | 3 | 5500 | 91.7 | 60 | 3.8 | 0.997 | 3500 | 82.1
PM7J93EC | Tach Lighting&Electronics LTD | TACH | TCNL40W-35K-10-XX | Outdoor Luminaires | Low Output | Fuel Pump Canopy Luminaires | Standard | FALSE | [9 empty] | 42300 | Dimmable | Continuous Below 10 | NotYetVerified |  | 3 | 3700 | 92.5 | 40 | 6 | 0.997 | 3500 | 82.1
PJUB5HF3 | Tach Lighting&Electronics LTD | TACH | TCNL60W-35K-10-XX | Outdoor Luminaires | Mid Output | Fuel Pump Canopy Luminaires | Standard | FALSE | [9 empty] | 42300 | Dimmable | Continuous Above 10 | NotYetVerified |  | 3 | 5500 | 91.7 | 60 | 3.8 | 0.997 | 3500 | 82.1
PJKWBHF5 | Tach Lighting&Electronics LTD | TACH | TCNL40W-30K-SR-XX | Outdoor Luminaires | Low Output | Fuel Pump Canopy Luminaires | Standard | FALSE | [9 empty] | 42300 | Dimmable | Stepped | NotYetVerified |  | 3 | 3700 | 92.5 | 40 | 6 | 0.997 | 3000 | 82.1
PEBW9613 | Tach Lighting&Electronics LTD | TACH | TCNL60W-30K-SR-XX | Outdoor Luminaires | Mid Output | Fuel Pump Canopy Luminaires | Standard | FALSE | [9 empty] | 42300 | Dimmable | Stepped | NotYetVerified |  | 3 | 5500 | 91.7 | 60 | 3.8 | 0.997 | 3000 | 82.1
PF7BB6AS | Tach Lighting&Electronics LTD | TACH | TCNL40W-30K-00-XX | Outdoor Luminaires | Low Output | Fuel Pump Canopy Luminaires | Standard | FALSE | [9 empty] | 42300 | Not Dimmable | Not Dimmable | NotYetVerified |  | 3 | 3700 | 92.5 | 40 | 6 | 0.997 | 3000 | 82.1
PTYUME58 | Tach Lighting&Electronics LTD | TACH | TCNL60W-30K-00-XX | Outdoor Luminaires | Mid Output | Fuel Pump Canopy Luminaires | Standard | FALSE | [9 empty] | 42300 | Not Dimmable | Not Dimmable | NotYetVerified |  | 3 | 5500 | 91.7 | 60 | 3.8 | 0.997 | 3000 | 82.1
PFYEJJKE | Tach Lighting&Electronics LTD | TACH | TCNL40W-30K-10-XX | Outdoor Luminaires | Low Output | Fuel Pump Canopy Luminaires | Standard | FALSE | [9 empty] | 42300 | Dimmable | Continuous Below 10 | NotYetVerified |  | 3 | 3700 | 92.5 | 40 | 6 | 0.997 | 3000 | 82.1
PYWAVVD7 | Tach Lighting&Electronics LTD | TACH | TCNL60W-30K-10-XX | Outdoor Luminaires | Mid Output | Fuel Pump Canopy Luminaires | Standard | FALSE | [9 empty] | 42300 | Dimmable | Continuous Above 10 | NotYetVerified |  | 3 | 5500 | 91.7 | 60 | 3.8 | 0.997 | 3000 | 82.1
PMYK4R5Y | Tach Lighting&Electronics LTD | TACH | TCNL40W-27K-SR-XX | Outdoor Luminaires | Low Output | Fuel Pump Canopy Luminaires | Standard | FALSE | [9 empty] | 42300 | Dimmable | Stepped | NotYetVerified |  | 3 | 3700 | 92.5 | 40 | 6 | 0.997 | 2700 | 82.1
PWCEVMAB | Tach Lighting&Electronics LTD | TACH | TCNL60W-27K-SR-XX | Outdoor Luminaires | Mid Output | Fuel Pump Canopy Luminaires | Standard | FALSE | [9 empty] | 42300 | Dimmable | Stepped | NotYetVerified |  | 3 | 5500 | 91.7 | 60 | 3.8 | 0.997 | 2700 | 82.1
PY43XWZM | Tach Lighting&Electronics LTD | TACH | TCNL40W-27K-10-XX | Outdoor Luminaires | Low Output | Fuel Pump Canopy Luminaires | Standard | FALSE | [9 empty] | 42300 | Dimmable | Continuous Below 10 | NotYetVerified |  | 3 | 3700 | 92.5 | 40 | 6 | 0.997 | 2700 | 82.1
PAKBWVK6 | Tach Lighting&Electronics LTD | TACH | TCNL60W-27K-10-XX | Outdoor Luminaires | Mid Output | Fuel Pump Canopy Luminaires | Standard | FALSE | [9 empty] | 42300 | Dimmable | Continuous Above 10 | NotYetVerified |  | 3 | 5500 | 91.7 | 60 | 3.8 | 0.997 | 2700 | 82.1
PEGERY3A | Eiko Global LLC | LiteSpanLED | SCSM-1C-347V | Outdoor Luminaires | Low Output | Fuel Pump Canopy Luminaires | Standard | TRUE | 2322.4 | 111 | 20.9 | 23 | 0.97 | 4859 | 74 | 5 | 50000 | 42298 |  |  | Yes |  | 3 | 2322.4 | 111 | 20.9 | 23 | 0.99 | 4859 | 74
PBH2JA66 | Eiko Global LLC | LiteSpanLED | SCSL-1C-347V | Outdoor Luminaires | Low Output | Fuel Pump Canopy Luminaires | Standard | TRUE | 3605.2 | 92 | 39.13 | 18 | 0.98 | 5168 | 75 | 5 | 50000 | 42298 |  |  | Yes |  | 3 | 3605.2 | 92 | 39.13 | 18 | 0.99 | 5168 | 75
P1RC23JM | Eaton (formerly Cooper Lighting) | Metalux | 4VT2-LD4-4-DR-[Blank]-UNV-[All Remote Emergency Enclosures]-L850-5LTD1-WL-[All Options]-[All Packaging] | Outdoor Luminaires | Mid Output | Fuel Pump Canopy Luminaires | Standard | FALSE | [9 empty] | 42297 |  |  | Yes |  | 3 | 5248.19 | 139.73 | 37.56 | 14.6 | 0.987 | 5000 | 85
PA35Q41W | Eaton (formerly Cooper Lighting) | Metalux | 4VT2-LD4-4-DR100-[Blank]-UNV-[All Remote Emergency Enclosures]-L850-5LTD1-WL-[All Options]-[All Packaging] | Outdoor Luminaires | Mid Output | Fuel Pump Canopy Luminaires | Standard | FALSE | [9 empty] | 42297 |  |  | Yes |  | 3 | 5221.95 | 139.03 | 37.56 | 14.6 | 0.987 | 5000 | 85
P646Y4FV | Eaton (formerly Cooper Lighting) | Metalux | 4VT2-LD4-4-FR50-[Blank]-UNV-[All Remote Emergency Enclosures]-L850-5LTD1-WL-[All Options]-[All Packaging] | Outdoor Luminaires | Low Output | Fuel Pump Canopy Luminaires | Standard | FALSE | [9 empty] | 42297 |  |  | Yes |  | 3 | 4676.13 | 124.5 | 37.56 | 14.6 | 0.987 | 5000 | 85
PSQMCT33 | Eaton (formerly Cooper Lighting) | Metalux | 8VT2-LD4-9-DR-[Blank]-UNV-[All Remote Emergency Enclosures]-L850-5LTD2-WL-[All Options]-[All Packaging] | Outdoor Luminaires | High Output | Fuel Pump Canopy Luminaires | Standard | FALSE | [9 empty] | 42297 |  |  | Yes |  | 3 | 12237.74 | 118.09 | 103.63 | 12.4 | 0.991 | 5000 | 85
PZ2NHSD6 | Eaton (formerly Cooper Lighting) | Metalux | 8VT2-LD4-9-DR100-[Blank]-UNV-[All Remote Emergency Enclosures]-L850-5LTD2-WL-[All Options]-[All Packaging] | Outdoor Luminaires | High Output | Fuel Pump Canopy Luminaires | Standard | FALSE | [9 empty] | 42297 |  |  | Yes |  | 3 | 12176.55 | 117.5 | 103.63 | 12.4 | 0.991 | 5000 | 85
P8K4GDER | Eaton (formerly Cooper Lighting) | Metalux | 8VT2-LD4-9-FR50-[Blank]-UNV-[All Remote Emergency Enclosures]-L850-5LTD2-WL-[All Options]-[All Packaging] | Outdoor Luminaires | High Output | Fuel Pump Canopy Luminaires | Standard | FALSE | [9 empty] | 42297 |  |  | Yes |  | 3 | 10903.83 | 105.22 | 103.63 | 12.4 | 0.991 | 5000 | 85
PCZPPXMR | Eaton (formerly Cooper Lighting) | Metalux | 4VT2-LD4-6-DR-[Blank]-UNV-[All Remote Emergency Enclosures]-L850-5LTD1-WL-[All Options]-[All Packaging] | Outdoor Luminaires | Mid Output | Fuel Pump Canopy Luminaires | Standard | FALSE | [9 empty] | 42297 |  |  | Yes |  | 3 | 7020.86 | 125.7 | 55.86 | 11.4 | 0.992 | 5000 | 85
PEW2KXCQ | Eaton (formerly Cooper Lighting) | Metalux | 4VT2-LD4-6-DR100-[Blank]-UNV-[All Remote Emergency Enclosures]-L850-5LTD1-WL-[All Options]-[All Packaging] | Outdoor Luminaires | Mid Output | Fuel Pump Canopy Luminaires | Standard | FALSE | [9 empty] | 42297 |  |  | Yes |  | 3 | 6985.76 | 125.07 | 55.86 | 11.4 | 0.992 | 5000 | 85
PV3SC8RX | Eaton (formerly Cooper Lighting) | Metalux | 4VT2-LD4-6-FR50-[Blank]-UNV-[All Remote Emergency Enclosures]-L850-5LTD1-WL-[All Options]-[All Packaging] | Outdoor Luminaires | Mid Output | Fuel Pump Canopy Luminaires | Standard | FALSE | [9 empty] | 42297 |  |  | Yes |  | 3 | 6255.59 | 111.99 | 55.86 | 11.4 | 0.992 | 5000 | 85
P9UH2FDP | Eaton (formerly Cooper Lighting) | Metalux | 8VT2-LD4-12-DR-[Blank]-UNV-[All Remote Emergency Enclosures]-L850-5LTD2-WL-[All Options]-[All Packaging] | Outdoor Luminaires | High Output | Fuel Pump Canopy Luminaires | Standard | FALSE | [9 empty] | 42297 |  |  | Yes |  | 3 | 14041.73 | 125.7 | 111.71 | 11.4 | 0.992 | 5000 | 85
PK6P3U1S | Eaton (formerly Cooper Lighting) | Metalux | 8VT2-LD4-12-DR100-[Blank]-UNV-[All Remote Emergency Enclosures]-L850-5LTD2-WL-[All Options]-[All Packaging] | Outdoor Luminaires | High Output | Fuel Pump Canopy Luminaires | Standard | FALSE | [9 empty] | 42297 |  |  | Yes |  | 3 | 13971.52 | 125.07 | 111.71 | 11.4 | 0.992 | 5000 | 85
PJG7NKVJ | Eaton (formerly Cooper Lighting) | Metalux | 8VT2-LD4-12-FR50-[Blank]-UNV-[All Remote Emergency Enclosures]-L850-5LTD2-WL-[All Options]-[All Packaging] | Outdoor Luminaires | High Output | Fuel Pump Canopy Luminaires | Standard | FALSE | [9 empty] | 42297 |  |  | Yes |  | 3 | 12511.18 | 111.99 | 111.71 | 11.4 | 0.992 | 5000 | 85
PYHTN9PS | Eaton (formerly Cooper Lighting) | Metalux | 4VT2-LD4-6-DR-[Blank]-UNV-[All Remote Emergency Enclosures]-L850-CD1-WL-[All Options]-[All Packaging] | Outdoor Luminaires | Mid Output | Fuel Pump Canopy Luminaires | Standard | FALSE | [9 empty] | 42297 |  |  | Yes |  | 3 | 7020.86 | 123.76 | 56.73 | 9.967 | 0.994 | 5000 | 85
PGS1UF66 | Eaton (formerly Cooper Lighting) | Metalux | 4VT2-LD4-6-DR100-[Blank]-UNV-[All Remote Emergency Enclosures]-L850-CD1-WL-[All Options]-[All Packaging] | Outdoor Luminaires | Mid Output | Fuel Pump Canopy Luminaires | Standard | FALSE | [9 empty] | 42297 |  |  | Yes |  | 3 | 6985.76 | 123.14 | 56.73 | 9.967 | 0.994 | 5000 | 85
P8TRFJ2H | Eaton (formerly Cooper Lighting) | Metalux | 4VT2-LD4-6-FR50-[Blank]-UNV-[All Remote Emergency Enclosures]-L850-CD1-WL-[All Options]-[All Packaging] | Outdoor Luminaires | Mid Output | Fuel Pump Canopy Luminaires | Standard | FALSE | [9 empty] | 42297 |  |  | Yes |  | 3 | 6255.59 | 110.27 | 56.73 | 9.967 | 0.994 | 5000 | 85
PE8N1HKB | Eaton (formerly Cooper Lighting) | Metalux | 4VT2-LD4-4-DR-[Blank]-UNV-[All Remote Emergency Enclosures]-L850-CD1-WL-[All Options]-[All Packaging] | Outdoor Luminaires | Mid Output | Fuel Pump Canopy Luminaires | Standard | FALSE | [9 empty] | 42297 |  |  | Yes |  | 3 | 5248.19 | 139.24 | 37.69 | 9.533 | 0.992 | 5000 | 85
P4PVG8UD | Eaton (formerly Cooper Lighting) | Metalux | 4VT2-LD4-4-DR100-[Blank]-UNV-[All Remote Emergency Enclosures]-L850-CD1-WL-[All Options]-[All Packaging] | Outdoor Luminaires | Mid Output | Fuel Pump Canopy Luminaires | Standard | FALSE | [9 empty] | 42297 |  |  | Yes |  | 3 | 5221.95 | 138.55 | 37.69 | 9.533 | 0.992 | 5000 | 85
PWUK6TS2 | Eaton (formerly Cooper Lighting) | Metalux | 4VT2-LD4-4-FR50-[Blank]-UNV-[All Remote Emergency Enclosures]-L850-CD1-WL-[All Options]-[All Packaging] | Outdoor Luminaires | Low Output | Fuel Pump Canopy Luminaires | Standard | FALSE | [9 empty] | 42297 |  |  | Yes |  | 3 | 4676.13 | 124.06 | 37.69 | 9.533 | 0.992 | 5000 | 85
PGPY3WAP | Eaton (formerly Cooper Lighting) | Metalux | 8VT2-LD4-12-DR-[Blank]-UNV-[All Remote Emergency Enclosures]-L850-CD2-WL-[All Options]-[All Packaging] | Outdoor Luminaires | High Output | Fuel Pump Canopy Luminaires | Standard | FALSE | [9 empty] | 42297 |  |  | Yes |  | 3 | 14041.73 | 122.82 | 114.33 | 9.25 | 0.995 | 5000 | 85
PXS2962F | Eaton (formerly Cooper Lighting) | Metalux | 8VT2-LD4-12-DR100-[Blank]-UNV-[All Remote Emergency Enclosures]-L850-CD2-WL-[All Options]-[All Packaging] | Outdoor Luminaires | High Output | Fuel Pump Canopy Luminaires | Standard | FALSE | [9 empty] | 42297 |  |  | Yes |  | 3 | 13971.52 | 122.2 | 114.33 | 9.25 | 0.995 | 5000 | 85
P3A9BJ2R | Eaton (formerly Cooper Lighting) | Metalux | 8VT2-LD4-12-FR50-[Blank]-UNV-[All Remote Emergency Enclosures]-L850-CD2-WL-[All Options]-[All Packaging] | Outdoor Luminaires | High Output | Fuel Pump Canopy Luminaires | Standard | FALSE | [9 empty] | 42297 |  |  | Yes |  | 3 | 12511.18 | 109.43 | 114.33 | 9.25 | 0.995 | 5000 | 85
PTNSZ1HS | Eaton (formerly Cooper Lighting) | Metalux | 4VT2-LD4-8-FR50-[Blank]-UNV-[All Remote Emergency Enclosures]-L850-5LTD1-WL-[All Options]-[All Packaging] | Outdoor Luminaires | Mid Output | Fuel Pump Canopy Luminaires | Standard | FALSE | [9 empty] | 42297 |  |  | Yes |  | 3 | 9177.37 | 114.07 | 80.45 | 8.4 | 0.995 | 5000 | 85
PR3WPHTJ | Eaton (formerly Cooper Lighting) | Metalux | 8VT2-LD4-16-DR-[Blank]-UNV-[All Remote Emergency Enclosures]-L850-5LTD2-WL-[All Options]-[All Packaging] | Outdoor Luminaires | High Output | Fuel Pump Canopy Luminaires | Standard | FALSE | [9 empty] | 42297 |  |  | Yes |  | 3 | 20600.15 | 128.02 | 160.91 | 8.4 | 0.995 | 5000 | 85
PV7YBD4D | Eaton (formerly Cooper Lighting) | Metalux | 8VT2-LD4-16-DR100-[Blank]-UNV-[All Remote Emergency Enclosures]-L850-5LTD2-WL-[All Options]-[All Packaging] | Outdoor Luminaires | High Output | Fuel Pump Canopy Luminaires | Standard | FALSE | [9 empty] | 42297 |  |  | Yes |  | 3 | 20497.15 | 127.38 | 160.91 | 8.4 | 0.995 | 5000 | 85
PZPZHV2B | Eaton (formerly Cooper Lighting) | Metalux | 8VT2-LD4-16-FR50-[Blank]-UNV-[All Remote Emergency Enclosures]-L850-5LTD2-WL-[All Options]-[All Packaging] | Outdoor Luminaires | High Output | Fuel Pump Canopy Luminaires | Standard | FALSE | [9 empty] | 42297 |  |  | Yes |  | 3 | 18354.74 | 114.07 | 160.91 | 8.4 | 0.995 | 5000 | 85
PRRQTCKQ | Eaton (formerly Cooper Lighting) | Metalux | 4VT2-LD4-8-DR-[Blank]-UNV-[All Remote Emergency Enclosures]-L850-5LTD1-WL-[All Options]-[All Packaging] | Outdoor Luminaires | High Output | Fuel Pump Canopy Luminaires | Standard | FALSE | [9 empty] | 42297 |  |  | Yes |  | 3 | 10300.08 | 128.02 | 80.45 | 8.4 | 0.995 | 5000 | 85
PZK9DQ49 | Eaton (formerly Cooper Lighting) | Metalux | 4VT2-LD4-8-DR100-[Blank]-UNV-[All Remote Emergency Enclosures]-L850-5LTD1-WL-[All Options]-[All Packaging] | Outdoor Luminaires | High Output | Fuel Pump Canopy Luminaires | Standard | FALSE | [9 empty] | 42297 |  |  | Yes |  | 3 | 10248.58 | 127.38 | 80.45 | 8.4 | 0.995 | 5000 | 85
PH5P6XJY | Eaton (formerly Cooper Lighting) | Metalux | 2VT2-LD4-2-DR-[Blank]-[Voltages include 120 only]-[All Remote Emergency Enclosures]-L850-CD1-WL-[All Options]-[All Packaging] | Outdoor Luminaires | Low Output | Fuel Pump Canopy Luminaires | Standard | FALSE | [9 empty] | 42297 |  |  | Yes |  | 3 | 2740.91 | 136.75 | 20.04 | 5.933 | 0.991 | 5000 | 85
PD6X5TCN | Eaton (formerly Cooper Lighting) | Metalux | 2VT2-LD4-2-DR100-[Blank]-[Voltages include 120 only]-[All Remote Emergency Enclosures]-L850-CD1-WL-[All Options]-[All Packaging] | Outdoor Luminaires | Low Output | Fuel Pump Canopy Luminaires | Standard | FALSE | [9 empty] | 42297 |  |  | Yes |  | 3 | 2727.2 | 136.07 | 20.04 | 5.933 | 0.991 | 5000 | 85
P122Y61N | Eaton (formerly Cooper Lighting) | Metalux | 2VT2-LD4-2-FR50-[Blank]-[Voltages include 120 only]-[All Remote Emergency Enclosures]-L850-CD1-WL-[All Options]-[All Packaging] | Outdoor Luminaires | Low Output | Fuel Pump Canopy Luminaires | Standard | FALSE | [9 empty] | 42297 |  |  | Yes |  | 3 | 2442.15 | 121.84 | 20.04 | 5.933 | 0.991 | 5000 | 85
P3NETVQH | Eaton (formerly Cooper Lighting) | Metalux | 4VT2-LD4-8-FR50-[Blank]-UNV-[All Remote Emergency Enclosures]-L850-CD1-WL-[All Options]-[All Packaging] | Outdoor Luminaires | Mid Output | Fuel Pump Canopy Luminaires | Standard | FALSE | [9 empty] | 42297 |  |  | Yes |  | 3 | 9177.37 | 113.61 | 80.78 | 5.8 | 0.997 | 5000 | 85
P5H58G1R | Eaton (formerly Cooper Lighting) | Metalux | 4VT2-LD4-8-DR-[Blank]-UNV-[All Remote Emergency Enclosures]-L850-CD1-WL-[All Options]-[All Packaging] | Outdoor Luminaires | High Output | Fuel Pump Canopy Luminaires | Standard | FALSE | [9 empty] | 42297 |  |  | Yes |  | 3 | 10300.08 | 127.51 | 80.78 | 5.8 | 0.997 | 5000 | 85
P61VU2GP | Eaton (formerly Cooper Lighting) | Metalux | 4VT2-LD4-8-DR100-[Blank]-UNV-[All Remote Emergency Enclosures]-L850-CD1-WL-[All Options]-[All Packaging] | Outdoor Luminaires | High Output | Fuel Pump Canopy Luminaires | Standard | FALSE | [9 empty] | 42297 |  |  | Yes |  | 3 | 10248.58 | 126.87 | 80.78 | 5.8 | 0.997 | 5000 | 85
PVH5SXS2 | Eaton (formerly Cooper Lighting) | Metalux | 2VT2-LD4-3-DR-[Blank]-UNV-[All Remote Emergency Enclosures]-L850-CD1-WL-[All Options]-[All Packaging] | Outdoor Luminaires | Low Output | Fuel Pump Canopy Luminaires | Standard | FALSE | [9 empty] | 42297 |  |  | Yes |  | 3 | 3899.41 | 146.77 | 26.57 | 5 | 0.996 | 5000 | 85
P33VHTF3 | Eaton (formerly Cooper Lighting) | Metalux | 2VT2-LD4-3-DR100-[Blank]-UNV-[All Remote Emergency Enclosures]-L850-CD1-WL-[All Options]-[All Packaging] | Outdoor Luminaires | Low Output | Fuel Pump Canopy Luminaires | Standard | FALSE | [9 empty] | 42297 |  |  | Yes |  | 3 | 3879.91 | 146.04 | 26.57 | 5 | 0.996 | 5000 | 85
P4CVMQ1S | Eaton (formerly Cooper Lighting) | Metalux | 2VT2-LD4-3-FR50-[Blank]-UNV-[All Remote Emergency Enclosures]-L850-CD1-WL-[All Options]-[All Packaging] | Outdoor Luminaires | Low Output | Fuel Pump Canopy Luminaires | Standard | FALSE | [9 empty] | 42297 |  |  | Yes |  | 3 | 3474.37 | 130.77 | 26.57 | 5 | 0.996 | 5000 | 85
P19KAJC7 | Eaton (formerly Cooper Lighting) | Metalux | 8VT2-LD4-9-DR-[Blank]-UNV-[All Remote Emergency Enclosures]-L850-CD1-WL-[All Options]-[All Packaging] | Outdoor Luminaires | High Output | Fuel Pump Canopy Luminaires | Standard | FALSE | [9 empty] | 42297 |  |  | Yes |  | 3 | 12237.74 | 126.68 | 96.6 | 4.92 | 0.999 | 5000 | 85
PZMFUQD8 | Eaton (formerly Cooper Lighting) | Metalux | 8VT2-LD4-9-DR100-[Blank]-UNV-[All Remote Emergency Enclosures]-L850-CD1-WL-[All Options]-[All Packaging] | Outdoor Luminaires | High Output | Fuel Pump Canopy Luminaires | Standard | FALSE | [9 empty] | 42297 |  |  | Yes |  | 3 | 12176.55 | 126.05 | 96.6 | 4.92 | 0.999 | 5000 | 85
P9GDHN7E | Eaton (formerly Cooper Lighting) | Metalux | 8VT2-LD4-9-FR50-[Blank]-UNV-[All Remote Emergency Enclosures]-L850-CD1-WL-[All Options]-[All Packaging] | Outdoor Luminaires | High Output | Fuel Pump Canopy Luminaires | Standard | FALSE | [9 empty] | 42297 |  |  | Yes |  | 3 | 10903.83 | 112.88 | 96.6 | 4.92 | 0.999 | 5000 | 85
P4M9X4TP | Eaton (formerly Cooper Lighting) | Metalux | 8VT2-LD4-16-DR-[Blank]-UNV-[All Remote Emergency Enclosures]-L850-CD2-WL-[All Options]-[All Packaging] | Outdoor Luminaires | High Output | Fuel Pump Canopy Luminaires | Standard | FALSE | [9 empty] | 42297 |  |  | Yes |  | 3 | 20600.15 | 127 | 162.2 | 3.2 | 0.999 | 5000 | 85
PTM1PVYP | Eaton (formerly Cooper Lighting) | Metalux | 8VT2-LD4-16-DR100-[Blank]-UNV-[All Remote Emergency Enclosures]-L850-CD2-WL-[All Options]-[All Packaging] | Outdoor Luminaires | High Output | Fuel Pump Canopy Luminaires | Standard | FALSE | [9 empty] | 42297 |  |  | Yes |  | 3 | 20497.15 | 126.37 | 162.2 | 3.2 | 0.999 | 5000 | 85
P8TH1Y2N | Eaton (formerly Cooper Lighting) | Metalux | 8VT2-LD4-16-FR50-[Blank]-UNV-[All Remote Emergency Enclosures]-L850-CD2-WL-[All Options]-[All Packaging] | Outdoor Luminaires | High Output | Fuel Pump Canopy Luminaires | Standard | FALSE | [9 empty] | 42297 |  |  | Yes |  | 3 | 18354.74 | 113.16 | 162.2 | 3.2 | 0.999 | 5000 | 85
P3F3QA7A | Eaton (formerly Cooper Lighting) | Metalux | 4VT2-LD4-4-DR-[Blank]-UNV-[All Remote Emergency Enclosures]-L840-5LTD1-WL-[All Options]-[All Packaging] | Outdoor Luminaires | Mid Output | Fuel Pump Canopy Luminaires | Standard | FALSE | [9 empty] | 42297 |  |  | Yes |  | 3 | 5023.19 | 133.74 | 37.56 | 14.6 | 0.987 | 4000 | 85
P862TY7N | Eaton (formerly Cooper Lighting) | Metalux | 4VT2-LD4-4-DR100-[Blank]-UNV-[All Remote Emergency Enclosures]-L840-5LTD1-WL-[All Options]-[All Packaging] | Outdoor Luminaires | Low Output | Fuel Pump Canopy Luminaires | Standard | FALSE | [9 empty] | 42297 |  |  | Yes |  | 3 | 4998.08 | 133.07 | 37.56 | 14.6 | 0.987 | 4000 | 85
PQAHUSYB | Eaton (formerly Cooper Lighting) | Metalux | 4VT2-LD4-4-FR50-[Blank]-UNV-[All Remote Emergency Enclosures]-L840-5LTD1-WL-[All Options]-[All Packaging] | Outdoor Luminaires | Low Output | Fuel Pump Canopy Luminaires | Standard | FALSE | [9 empty] | 42297 |  |  | Yes |  | 3 | 4475.67 | 119.16 | 37.56 | 14.6 | 0.987 | 4000 | 85
PEVPS2PU | Eaton (formerly Cooper Lighting) | Metalux | 8VT2-LD4-9-DR-[Blank]-UNV-[All Remote Emergency Enclosures]-L840-5LTD2-WL-[All Options]-[All Packaging] | Outdoor Luminaires | High Output | Fuel Pump Canopy Luminaires | Standard | FALSE | [9 empty] | 42297 |  |  | Yes |  | 3 | 11713.1 | 113.02 | 103.63 | 12.4 | 0.991 | 4000 | 85
P2R177EB | Eaton (formerly Cooper Lighting) | Metalux | 8VT2-LD4-9-DR100-[Blank]-UNV-[All Remote Emergency Enclosures]-L840-5LTD2-WL-[All Options]-[All Packaging] | Outdoor Luminaires | High Output | Fuel Pump Canopy Luminaires | Standard | FALSE | [9 empty] | 42297 |  |  | Yes |  | 3 | 11654.54 | 112.46 | 103.63 | 12.4 | 0.991 | 4000 | 85
PN7RQ565 | Eaton (formerly Cooper Lighting) | Metalux | 8VT2-LD4-9-FR50-[Blank]-UNV-[All Remote Emergency Enclosures]-L840-5LTD2-WL-[All Options]-[All Packaging] | Outdoor Luminaires | High Output | Fuel Pump Canopy Luminaires | Standard | FALSE | [9 empty] | 42297 |  |  | Yes |  | 3 | 10436.37 | 100.71 | 103.63 | 12.4 | 0.991 | 4000 | 85
PRM8EQCD | Eaton (formerly Cooper Lighting) | Metalux | 4VT2-LD4-6-DR-[Blank]-UNV-[All Remote Emergency Enclosures]-L840-5LTD1-WL-[All Options]-[All Packaging] | Outdoor Luminaires | Mid Output | Fuel Pump Canopy Luminaires | Standard | FALSE | [9 empty] | 42297 |  |  | Yes |  | 3 | 6719.88 | 120.31 | 55.86 | 11.4 | 0.992 | 4000 | 85
PNY7WSCF | Eaton (formerly Cooper Lighting) | Metalux | 4VT2-LD4-6-DR100-[Blank]-UNV-[All Remote Emergency Enclosures]-L840-5LTD1-WL-[All Options]-[All Packaging] | Outdoor Luminaires | Mid Output | Fuel Pump Canopy Luminaires | Standard | FALSE | [9 empty] | 42297 |  |  | Yes |  | 3 | 6686.28 | 119.71 | 55.86 | 11.4 | 0.992 | 4000 | 85
PHQZ2X8C | Eaton (formerly Cooper Lighting) | Metalux | 4VT2-LD4-6-FR50-[Blank]-UNV-[All Remote Emergency Enclosures]-L840-5LTD1-WL-[All Options]-[All Packaging] | Outdoor Luminaires | Mid Output | Fuel Pump Canopy Luminaires | Standard | FALSE | [9 empty] | 42297 |  |  | Yes |  | 3 | 5987.41 | 107.19 | 55.86 | 11.4 | 0.992 | 4000 | 85
PNRR9QNK | Eaton (formerly Cooper Lighting) | Metalux | 8VT2-LD4-12-DR-[Blank]-UNV-[All Remote Emergency Enclosures]-L840-5LTD2-WL-[All Options]-[All Packaging] | Outdoor Luminaires | High Output | Fuel Pump Canopy Luminaires | Standard | FALSE | [9 empty] | 42297 |  |  | Yes |  | 3 | 13439.75 | 120.31 | 111.71 | 11.4 | 0.992 | 4000 | 85
PPXDGSU5 | Eaton (formerly Cooper Lighting) | Metalux | 8VT2-LD4-12-DR100-[Blank]-UNV-[All Remote Emergency Enclosures]-L840-5LTD2-WL-[All Options]-[All Packaging] | Outdoor Luminaires | High Output | Fuel Pump Canopy Luminaires | Standard | FALSE | [9 empty] | 42297 |  |  | Yes |  | 3 | 13372.55 | 119.71 | 111.71 | 11.4 | 0.992 | 4000 | 85
PA78VXPE | Eaton (formerly Cooper Lighting) | Metalux | 8VT2-LD4-12-FR50-[Blank]-UNV-[All Remote Emergency Enclosures]-L840-5LTD2-WL-[All Options]-[All Packaging] | Outdoor Luminaires | High Output | Fuel Pump Canopy Luminaires | Standard | FALSE | [9 empty] | 42297 |  |  | Yes |  | 3 | 11974.82 | 107.19 | 111.71 | 11.4 | 0.992 | 4000 | 85
PF351CY3 | Eaton (formerly Cooper Lighting) | Metalux | 4VT2-LD4-6-DR-[Blank]-UNV-[All Remote Emergency Enclosures]-L840-CD1-WL-[All Options]-[All Packaging] | Outdoor Luminaires | Mid Output | Fuel Pump Canopy Luminaires | Standard | FALSE | [9 empty] | 42297 |  |  | Yes |  | 3 | 6719.88 | 118.46 | 56.73 | 9.967 | 0.994 | 4000 | 85
P6HBUHAR | Eaton (formerly Cooper Lighting) | Metalux | 4VT2-LD4-6-DR100-[Blank]-UNV-[All Remote Emergency Enclosures]-L840-CD1-WL-[All Options]-[All Packaging] | Outdoor Luminaires | Mid Output | Fuel Pump Canopy Luminaires | Standard | FALSE | [9 empty] | 42297 |  |  | Yes |  | 3 | 6686.28 | 117.86 | 56.73 | 9.967 | 0.994 | 4000 | 85
PZYZESZY | Eaton (formerly Cooper Lighting) | Metalux | 4VT2-LD4-6-FR50-[Blank]-UNV-[All Remote Emergency Enclosures]-L840-CD1-WL-[All Options]-[All Packaging] | Outdoor Luminaires | Mid Output | Fuel Pump Canopy Luminaires | Standard | FALSE | [9 empty] | 42297 |  |  | Yes |  | 3 | 5987.41 | 105.54 | 56.73 | 9.967 | 0.994 | 4000 | 85
PVSUE8HM | Eaton (formerly Cooper Lighting) | Metalux | 4VT2-LD4-4-DR-[Blank]-UNV-[All Remote Emergency Enclosures]-L840-CD1-WL-[All Options]-[All Packaging] | Outdoor Luminaires | Mid Output | Fuel Pump Canopy Luminaires | Standard | FALSE | [9 empty] | 42297 |  |  | Yes |  | 3 | 5023.19 | 133.27 | 37.69 | 9.533 | 0.992 | 4000 | 85
PE9AS8Z3 | Eaton (formerly Cooper Lighting) | Metalux | 4VT2-LD4-4-DR100-[Blank]-UNV-[All Remote Emergency Enclosures]-L840-CD1-WL-[All Options]-[All Packaging] | Outdoor Luminaires | Low Output | Fuel Pump Canopy Luminaires | Standard | FALSE | [9 empty] | 42297 |  |  | Yes |  | 3 | 4998.08 | 132.61 | 37.69 | 9.533 | 0.992 | 4000 | 85
PR95ZKDJ | Eaton (formerly Cooper Lighting) | Metalux | 4VT2-LD4-4-FR50-[Blank]-UNV-[All Remote Emergency Enclosures]-L840-CD1-WL-[All Options]-[All Packaging] | Outdoor Luminaires | Low Output | Fuel Pump Canopy Luminaires | Standard | FALSE | [9 empty] | 42297 |  |  | Yes |  | 3 | 4475.67 | 118.75 | 37.69 | 9.533 | 0.992 | 4000 | 85
PNQY9VJP | Eaton (formerly Cooper Lighting) | Metalux | 8VT2-LD4-12-DR-[Blank]-UNV-[All Remote Emergency Enclosures]-L840-CD2-WL-[All Options]-[All Packaging] | Outdoor Luminaires | High Output | Fuel Pump Canopy Luminaires | Standard | FALSE | [9 empty] | 42297 |  |  | Yes |  | 3 | 13439.75 | 117.55 | 114.33 | 9.25 | 0.995 | 4000 | 85
P2NY9TYR | Eaton (formerly Cooper Lighting) | Metalux | 8VT2-LD4-12-DR100-[Blank]-UNV-[All Remote Emergency Enclosures]-L840-CD2-WL-[All Options]-[All Packaging] | Outdoor Luminaires | High Output | Fuel Pump Canopy Luminaires | Standard | FALSE | [9 empty] | 42297 |  |  | Yes |  | 3 | 13372.55 | 116.96 | 114.33 | 9.25 | 0.995 | 4000 | 85
P83Q7RRG | Eaton (formerly Cooper Lighting) | Metalux | 8VT2-LD4-12-FR50-[Blank]-UNV-[All Remote Emergency Enclosures]-L840-CD2-WL-[All Options]-[All Packaging] | Outdoor Luminaires | High Output | Fuel Pump Canopy Luminaires | Standard | FALSE | [9 empty] | 42297 |  |  | Yes |  | 3 | 11974.82 | 104.74 | 114.33 | 9.25 | 0.995 | 4000 | 85
P1DSAGCJ | Eaton (formerly Cooper Lighting) | Metalux | 4VT2-LD4-8-DR-[Blank]-UNV-[All Remote Emergency Enclosures]-L840-5LTD1-WL-[All Options]-[All Packaging] | Outdoor Luminaires | Mid Output | Fuel Pump Canopy Luminaires | Standard | FALSE | [9 empty] | 42297 |  |  | Yes |  | 3 | 9858.51 | 122.54 | 80.45 | 8.4 | 0.995 | 4000 | 85
PA1XXFJF | Eaton (formerly Cooper Lighting) | Metalux | 4VT2-LD4-8-DR100-[Blank]-UNV-[All Remote Emergency Enclosures]-L840-5LTD1-WL-[All Options]-[All Packaging] | Outdoor Luminaires | Mid Output | Fuel Pump Canopy Luminaires | Standard | FALSE | [9 empty] | 42297 |  |  | Yes |  | 3 | 9809.22 | 121.92 | 80.45 | 8.4 | 0.995 | 4000 | 85
PCR2RZXE | Eaton (formerly Cooper Lighting) | Metalux | 4VT2-LD4-8-FR50-[Blank]-UNV-[All Remote Emergency Enclosures]-L840-5LTD1-WL-[All Options]-[All Packaging] | Outdoor Luminaires | Mid Output | Fuel Pump Canopy Luminaires | Standard | FALSE | [9 empty] | 42297 |  |  | Yes |  | 3 | 8783.93 | 109.18 | 80.45 | 8.4 | 0.995 | 4000 | 85
PWQHNZ4G | Eaton (formerly Cooper Lighting) | Metalux | 8VT2-LD4-16-DR-[Blank]-UNV-[All Remote Emergency Enclosures]-L840-5LTD2-WL-[All Options]-[All Packaging] | Outdoor Luminaires | High Output | Fuel Pump Canopy Luminaires | Standard | FALSE | [9 empty] | 42297 |  |  | Yes |  | 3 | 19717.02 | 122.54 | 160.91 | 8.4 | 0.995 | 4000 | 85
PK98AVGZ | Eaton (formerly Cooper Lighting) | Metalux | 8VT2-LD4-16-DR100-[Blank]-UNV-[All Remote Emergency Enclosures]-L840-5LTD2-WL-[All Options]-[All Packaging] | Outdoor Luminaires | High Output | Fuel Pump Canopy Luminaires | Standard | FALSE | [9 empty] | 42297 |  |  | Yes |  | 3 | 19618.43 | 121.92 | 160.91 | 8.4 | 0.995 | 4000 | 85
PB3F3M7Y | Eaton (formerly Cooper Lighting) | Metalux | 8VT2-LD4-16-FR50-[Blank]-UNV-[All Remote Emergency Enclosures]-L840-5LTD2-WL-[All Options]-[All Packaging] | Outdoor Luminaires | High Output | Fuel Pump Canopy Luminaires | Standard | FALSE | [9 empty] | 42297 |  |  | Yes |  | 3 | 17567.86 | 109.18 | 160.91 | 8.4 | 0.995 | 4000 | 85
P3EEJBNA | Eaton (formerly Cooper Lighting) | Metalux | 2VT2-LD4-2-DR-[Blank]-[Voltages include 120 only]-[All Remote Emergency Enclosures]-L840-CD1-WL-[All Options]-[All Packaging] | Outdoor Luminaires | Low Output | Fuel Pump Canopy Luminaires | Standard | FALSE | [9 empty] | 42297 |  |  | Yes |  | 3 | 2623.4 | 130.89 | 20.04 | 5.933 | 0.991 | 4000 | 85
P17WSENM | Eaton (formerly Cooper Lighting) | Metalux | 2VT2-LD4-2-DR100-[Blank]-[Voltages include 120 only]-[All Remote Emergency Enclosures]-L840-CD1-WL-[All Options]-[All Packaging] | Outdoor Luminaires | Low Output | Fuel Pump Canopy Luminaires | Standard | FALSE | [9 empty] | 42297 |  |  | Yes |  | 3 | 2610.29 | 130.23 | 20.04 | 5.933 | 0.991 | 4000 | 85
PJ3CHPBM | Eaton (formerly Cooper Lighting) | Metalux | 2VT2-LD4-2-FR50-[Blank]-[Voltages include 120 only]-[All Remote Emergency Enclosures]-L840-CD1-WL-[All Options]-[All Packaging] | Outdoor Luminaires | Low Output | Fuel Pump Canopy Luminaires | Standard | FALSE | [9 empty] | 42297 |  |  | Yes |  | 3 | 2337.45 | 116.62 | 20.04 | 5.933 | 0.991 | 4000 | 85
PQGSW2P5 | Eaton (formerly Cooper Lighting) | Metalux | 4VT2-LD4-8-DR-[Blank]-UNV-[All Remote Emergency Enclosures]-L840-CD1-WL-[All Options]-[All Packaging] | Outdoor Luminaires | Mid Output | Fuel Pump Canopy Luminaires | Standard | FALSE | [9 empty] | 42297 |  |  | Yes |  | 3 | 9858.51 | 122.05 | 80.78 | 5.8 | 0.997 | 4000 | 85
PZ815EK9 | Eaton (formerly Cooper Lighting) | Metalux | 4VT2-LD4-8-DR100-[Blank]-UNV-[All Remote Emergency Enclosures]-L840-CD1-WL-[All Options]-[All Packaging] | Outdoor Luminaires | Mid Output | Fuel Pump Canopy Luminaires | Standard | FALSE | [9 empty] | 42297 |  |  | Yes |  | 3 | 9809.22 | 121.44 | 80.78 | 5.8 | 0.997 | 4000 | 85
PGCQRWP2 | Eaton (formerly Cooper Lighting) | Metalux | 4VT2-LD4-8-FR50-[Blank]-UNV-[All Remote Emergency Enclosures]-L840-CD1-WL-[All Options]-[All Packaging] | Outdoor Luminaires | Mid Output | Fuel Pump Canopy Luminaires | Standard | FALSE | [9 empty] | 42297 |  |  | Yes |  | 3 | 8783.93 | 108.74 | 80.78 | 5.8 | 0.997 | 4000 | 85
P1RDEB5P | Eaton (formerly Cooper Lighting) | Metalux | 2VT2-LD4-3-DR-[Blank]-UNV-[All Remote Emergency Enclosures]-L840-CD1-WL-[All Options]-[All Packaging] | Outdoor Luminaires | Low Output | Fuel Pump Canopy Luminaires | Standard | FALSE | [9 empty] | 42297 |  |  | Yes |  | 3 | 3732.24 | 140.48 | 26.57 | 5 | 0.996 | 4000 | 85
PX4Q3UAJ | Eaton (formerly Cooper Lighting) | Metalux | 2VT2-LD4-3-DR100-[Blank]-UNV-[All Remote Emergency Enclosures]-L840-CD1-WL-[All Options]-[All Packaging] | Outdoor Luminaires | Low Output | Fuel Pump Canopy Luminaires | Standard | FALSE | [9 empty] | 42297 |  |  | Yes |  | 3 | 3713.58 | 139.78 | 26.57 | 5 | 0.996 | 4000 | 85
P4FF2NAT | Eaton (formerly Cooper Lighting) | Metalux | 2VT2-LD4-3-FR50-[Blank]-UNV-[All Remote Emergency Enclosures]-L840-CD1-WL-[All Options]-[All Packaging] | Outdoor Luminaires | Low Output | Fuel Pump Canopy Luminaires | Standard | FALSE | [9 empty] | 42297 |  |  | Yes |  | 3 | 3325.43 | 125.17 | 26.57 | 5 | 0.996 | 4000 | 85
P318VYY7 | Eaton (formerly Cooper Lighting) | Metalux | 8VT2-LD4-9-DR-[Blank]-UNV-[All Remote Emergency Enclosures]-L840-CD1-WL-[All Options]-[All Packaging] | Outdoor Luminaires | High Output | Fuel Pump Canopy Luminaires | Standard | FALSE | [9 empty] | 42297 |  |  | Yes |  | 3 | 11713.1 | 121.25 | 96.6 | 4.92 | 0.999 | 4000 | 85
PB9FRDPD | Eaton (formerly Cooper Lighting) | Metalux | 8VT2-LD4-9-DR100-[Blank]-UNV-[All Remote Emergency Enclosures]-L840-CD1-WL-[All Options]-[All Packaging] | Outdoor Luminaires | High Output | Fuel Pump Canopy Luminaires | Standard | FALSE | [9 empty] | 42297 |  |  | Yes |  | 3 | 11654.54 | 120.65 | 96.6 | 4.92 | 0.999 | 4000 | 85
P9M4NUH4 | Eaton (formerly Cooper Lighting) | Metalux | 8VT2-LD4-9-FR50-[Blank]-UNV-[All Remote Emergency Enclosures]-L840-CD1-WL-[All Options]-[All Packaging] | Outdoor Luminaires | High Output | Fuel Pump Canopy Luminaires | Standard | FALSE | [9 empty] | 42297 |  |  | Yes |  | 3 | 10436.37 | 108.04 | 96.6 | 4.92 | 0.999 | 4000 | 85
PRTDSUSK | Eaton (formerly Cooper Lighting) | Metalux | 8VT2-LD4-16-DR-[Blank]-UNV-[All Remote Emergency Enclosures]-L840-CD2-WL-[All Options]-[All Packaging] | Outdoor Luminaires | High Output | Fuel Pump Canopy Luminaires | Standard | FALSE | [9 empty] | 42297 |  |  | Yes |  | 3 | 19717.02 | 121.56 | 162.2 | 3.2 | 0.999 | 4000 | 85
P5S38EEB | Eaton (formerly Cooper Lighting) | Metalux | 8VT2-LD4-16-DR100-[Blank]-UNV-[All Remote Emergency Enclosures]-L840-CD2-WL-[All Options]-[All Packaging] | Outdoor Luminaires | High Output | Fuel Pump Canopy Luminaires | Standard | FALSE | [9 empty] | 42297 |  |  | Yes |  | 3 | 19618.43 | 120.95 | 162.2 | 3.2 | 0.999 | 4000 | 85
PTJFAU6F | Eaton (formerly Cooper Lighting) | Metalux | 8VT2-LD4-16-FR50-[Blank]-UNV-[All Remote Emergency Enclosures]-L840-CD2-WL-[All Options]-[All Packaging] | Outdoor Luminaires | High Output | Fuel Pump Canopy Luminaires | Standard | FALSE | [9 empty] | 42297 |  |  | Yes |  | 3 | 17567.86 | 108.31 | 162.2 | 3.2 | 0.999 | 4000 | 85
PWH9G1BV | Eaton (formerly Cooper Lighting) | Metalux | 4VT2-LD4-4-DR-[Blank]-UNV-[All Remote Emergency Enclosures]-L835-5LTD1-WL-[All Options]-[All Packaging] | Outdoor Luminaires | Low Output | Fuel Pump Canopy Luminaires | Standard | FALSE | [9 empty] | 42297 |  |  | Yes |  | 3 | 4891.13 | 130.23 | 37.56 | 14.6 | 0.987 | 3500 | 85
PJ93NPTU | Eaton (formerly Cooper Lighting) | Metalux | 4VT2-LD4-4-DR100-[Blank]-UNV-[All Remote Emergency Enclosures]-L835-5LTD1-WL-[All Options]-[All Packaging] | Outdoor Luminaires | Low Output | Fuel Pump Canopy Luminaires | Standard | FALSE | [9 empty] | 42297 |  |  | Yes |  | 3 | 4866.68 | 129.58 | 37.56 | 14.6 | 0.987 | 3500 | 85
PHFT51H3 | Eaton (formerly Cooper Lighting) | Metalux | 4VT2-LD4-4-FR50-[Blank]-UNV-[All Remote Emergency Enclosures]-L835-5LTD1-WL-[All Options]-[All Packaging] | Outdoor Luminaires | Low Output | Fuel Pump Canopy Luminaires | Standard | FALSE | [9 empty] | 42297 |  |  | Yes |  | 3 | 4358 | 116.03 | 37.56 | 14.6 | 0.987 | 3500 | 85
PJMK1NKB | Eaton (formerly Cooper Lighting) | Metalux | 8VT2-LD4-9-DR-[Blank]-UNV-[All Remote Emergency Enclosures]-L835-5LTD2-WL-[All Options]-[All Packaging] | Outdoor Luminaires | High Output | Fuel Pump Canopy Luminaires | Standard | FALSE | [9 empty] | 42297 |  |  | Yes |  | 3 | 11405.16 | 110.05 | 103.63 | 12.4 | 0.991 | 3500 | 85
P8E25VES | Eaton (formerly Cooper Lighting) | Metalux | 8VT2-LD4-9-DR100-[Blank]-UNV-[All Remote Emergency Enclosures]-L835-5LTD2-WL-[All Options]-[All Packaging] | Outdoor Luminaires | High Output | Fuel Pump Canopy Luminaires | Standard | FALSE | [9 empty] | 42297 |  |  | Yes |  | 3 | 11348.14 | 109.5 | 103.63 | 12.4 | 0.991 | 3500 | 85
P9GF3P4W | Eaton (formerly Cooper Lighting) | Metalux | 8VT2-LD4-9-FR50-[Blank]-UNV-[All Remote Emergency Enclosures]-L835-5LTD2-WL-[All Options]-[All Packaging] | Outdoor Luminaires | High Output | Fuel Pump Canopy Luminaires | Standard | FALSE | [9 empty] | 42297 |  |  | Yes |  | 3 | 10162 | 98.06 | 103.63 | 12.4 | 0.991 | 3500 | 85
PX5UDSME | Eaton (formerly Cooper Lighting) | Metalux | 4VT2-LD4-6-DR-[Blank]-UNV-[All Remote Emergency Enclosures]-L835-5LTD1-WL-[All Options]-[All Packaging] | Outdoor Luminaires | Mid Output | Fuel Pump Canopy Luminaires | Standard | FALSE | [9 empty] | 42297 |  |  | Yes |  | 3 | 6543.21 | 117.14 | 55.86 | 11.4 | 0.992 | 3500 | 85
P2NXKUYU | Eaton (formerly Cooper Lighting) | Metalux | 4VT2-LD4-6-DR100-[Blank]-UNV-[All Remote Emergency Enclosures]-L835-5LTD1-WL-[All Options]-[All Packaging] | Outdoor Luminaires | Mid Output | Fuel Pump Canopy Luminaires | Standard | FALSE | [9 empty] | 42297 |  |  | Yes |  | 3 | 6510.49 | 116.56 | 55.86 | 11.4 | 0.992 | 3500 | 85
PSFKZPHU | Eaton (formerly Cooper Lighting) | Metalux | 4VT2-LD4-6-FR50-[Blank]-UNV-[All Remote Emergency Enclosures]-L835-5LTD1-WL-[All Options]-[All Packaging] | Outdoor Luminaires | Mid Output | Fuel Pump Canopy Luminaires | Standard | FALSE | [9 empty] | 42297 |  |  | Yes |  | 3 | 5830 | 104.38 | 55.86 | 11.4 | 0.992 | 3500 | 85
P1PGGMQS | Eaton (formerly Cooper Lighting) | Metalux | 8VT2-LD4-12-DR-[Blank]-UNV-[All Remote Emergency Enclosures]-L835-5LTD2-WL-[All Options]-[All Packaging] | Outdoor Luminaires | High Output | Fuel Pump Canopy Luminaires | Standard | FALSE | [9 empty] | 42297 |  |  | Yes |  | 3 | 13086.42 | 117.14 | 111.71 | 11.4 | 0.992 | 3500 | 85
P8YVNKGG | Eaton (formerly Cooper Lighting) | Metalux | 8VT2-LD4-12-DR100-[Blank]-UNV-[All Remote Emergency Enclosures]-L835-5LTD2-WL-[All Options]-[All Packaging] | Outdoor Luminaires | High Output | Fuel Pump Canopy Luminaires | Standard | FALSE | [9 empty] | 42297 |  |  | Yes |  | 3 | 13020.99 | 116.56 | 111.71 | 11.4 | 0.992 | 3500 | 85
P6K5JU9A | Eaton (formerly Cooper Lighting) | Metalux | 8VT2-LD4-12-FR50-[Blank]-UNV-[All Remote Emergency Enclosures]-L835-5LTD2-WL-[All Options]-[All Packaging] | Outdoor Luminaires | High Output | Fuel Pump Canopy Luminaires | Standard | FALSE | [9 empty] | 42297 |  |  | Yes |  | 3 | 11660 | 104.38 | 111.71 | 11.4 | 0.992 | 3500 | 85
P2NFD4BU | Eaton (formerly Cooper Lighting) | Metalux | 4VT2-LD4-6-DR-[Blank]-UNV-[All Remote Emergency Enclosures]-L835-CD1-WL-[All Options]-[All Packaging] | Outdoor Luminaires | Mid Output | Fuel Pump Canopy Luminaires | Standard | FALSE | [9 empty] | 42297 |  |  | Yes |  | 3 | 6543.21 | 115.34 | 56.73 | 9.967 | 0.994 | 3500 | 85
P2BA5BSA | Eaton (formerly Cooper Lighting) | Metalux | 4VT2-LD4-6-DR100-[Blank]-UNV-[All Remote Emergency Enclosures]-L835-CD1-WL-[All Options]-[All Packaging] | Outdoor Luminaires | Mid Output | Fuel Pump Canopy Luminaires | Standard | FALSE | [9 empty] | 42297 |  |  | Yes |  | 3 | 6510.49 | 114.76 | 56.73 | 9.967 | 0.994 | 3500 | 85
P3GB823E | Eaton (formerly Cooper Lighting) | Metalux | 4VT2-LD4-6-FR50-[Blank]-UNV-[All Remote Emergency Enclosures]-L835-CD1-WL-[All Options]-[All Packaging] | Outdoor Luminaires | Mid Output | Fuel Pump Canopy Luminaires | Standard | FALSE | [9 empty] | 42297 |  |  | Yes |  | 3 | 5830 | 102.77 | 56.73 | 9.967 | 0.994 | 3500 | 85
PVAZ6PFX | Eaton (formerly Cooper Lighting) | Metalux | 4VT2-LD4-4-DR-[Blank]-UNV-[All Remote Emergency Enclosures]-L835-CD1-WL-[All Options]-[All Packaging] | Outdoor Luminaires | Low Output | Fuel Pump Canopy Luminaires | Standard | FALSE | [9 empty] | 42297 |  |  | Yes |  | 3 | 4891.13 | 129.77 | 37.69 | 9.533 | 0.992 | 3500 | 85
PWBN389D | Eaton (formerly Cooper Lighting) | Metalux | 4VT2-LD4-4-DR100-[Blank]-UNV-[All Remote Emergency Enclosures]-L835-CD1-WL-[All Options]-[All Packaging] | Outdoor Luminaires | Low Output | Fuel Pump Canopy Luminaires | Standard | FALSE | [9 empty] | 42297 |  |  | Yes |  | 3 | 4866.68 | 129.12 | 37.69 | 9.533 | 0.992 | 3500 | 85
P8VJJNBG | Eaton (formerly Cooper Lighting) | Metalux | 4VT2-LD4-4-FR50-[Blank]-UNV-[All Remote Emergency Enclosures]-L835-CD1-WL-[All Options]-[All Packaging] | Outdoor Luminaires | Low Output | Fuel Pump Canopy Luminaires | Standard | FALSE | [9 empty] | 42297 |  |  | Yes |  | 3 | 4358 | 115.62 | 37.69 | 9.533 | 0.992 | 3500 | 85
P65S6KF6 | Eaton (formerly Cooper Lighting) | Metalux | 8VT2-LD4-12-DR-[Blank]-UNV-[All Remote Emergency Enclosures]-L835-CD2-WL-[All Options]-[All Packaging] | Outdoor Luminaires | High Output | Fuel Pump Canopy Luminaires | Standard | FALSE | [9 empty] | 42297 |  |  | Yes |  | 3 | 13086.42 | 114.46 | 114.33 | 9.25 | 0.995 | 3500 | 85
PBBZ9MKJ | Eaton (formerly Cooper Lighting) | Metalux | 8VT2-LD4-12-DR100-[Blank]-UNV-[All Remote Emergency Enclosures]-L835-CD2-WL-[All Options]-[All Packaging] | Outdoor Luminaires | High Output | Fuel Pump Canopy Luminaires | Standard | FALSE | [9 empty] | 42297 |  |  | Yes |  | 3 | 13020.99 | 113.89 | 114.33 | 9.25 | 0.995 | 3500 | 85
PBMP22XX | Eaton (formerly Cooper Lighting) | Metalux | 8VT2-LD4-12-FR50-[Blank]-UNV-[All Remote Emergency Enclosures]-L835-CD2-WL-[All Options]-[All Packaging] | Outdoor Luminaires | High Output | Fuel Pump Canopy Luminaires | Standard | FALSE | [9 empty] | 42297 |  |  | Yes |  | 3 | 11660 | 101.98 | 114.33 | 9.25 | 0.995 | 3500 | 85
P362W53Z | Eaton (formerly Cooper Lighting) | Metalux | 4VT2-LD4-8-DR-[Blank]-UNV-[All Remote Emergency Enclosures]-L835-5LTD1-WL-[All Options]-[All Packaging] | Outdoor Luminaires | Mid Output | Fuel Pump Canopy Luminaires | Standard | FALSE | [9 empty] | 42297 |  |  | Yes |  | 3 | 9599.33 | 119.31 | 80.45 | 8.4 | 0.995 | 3500 | 85
PW88B8Y4 | Eaton (formerly Cooper Lighting) | Metalux | 4VT2-LD4-8-DR100-[Blank]-UNV-[All Remote Emergency Enclosures]-L835-5LTD1-WL-[All Options]-[All Packaging] | Outdoor Luminaires | Mid Output | Fuel Pump Canopy Luminaires | Standard | FALSE | [9 empty] | 42297 |  |  | Yes |  | 3 | 9551.33 | 118.72 | 80.45 | 8.4 | 0.995 | 3500 | 85
PGFBKFKB | Eaton (formerly Cooper Lighting) | Metalux | 4VT2-LD4-8-FR50-[Blank]-UNV-[All Remote Emergency Enclosures]-L835-5LTD1-WL-[All Options]-[All Packaging] | Outdoor Luminaires | Mid Output | Fuel Pump Canopy Luminaires | Standard | FALSE | [9 empty] | 42297 |  |  | Yes |  | 3 | 8553 | 106.31 | 80.45 | 8.4 | 0.995 | 3500 | 85
P486C713 | Eaton (formerly Cooper Lighting) | Metalux | 8VT2-LD4-16-DR-[Blank]-UNV-[All Remote Emergency Enclosures]-L835-5LTD2-WL-[All Options]-[All Packaging] | Outdoor Luminaires | High Output | Fuel Pump Canopy Luminaires | Standard | FALSE | [9 empty] | 42297 |  |  | Yes |  | 3 | 19198.65 | 119.31 | 160.91 | 8.4 | 0.995 | 3500 | 85
PJB1XGH5 | Eaton (formerly Cooper Lighting) | Metalux | 8VT2-LD4-16-DR100-[Blank]-UNV-[All Remote Emergency Enclosures]-L835-5LTD2-WL-[All Options]-[All Packaging] | Outdoor Luminaires | High Output | Fuel Pump Canopy Luminaires | Standard | FALSE | [9 empty] | 42297 |  |  | Yes |  | 3 | 19102.66 | 118.72 | 160.91 | 8.4 | 0.995 | 3500 | 85
PFNGW2ZC | Eaton (formerly Cooper Lighting) | Metalux | 8VT2-LD4-16-FR50-[Blank]-UNV-[All Remote Emergency Enclosures]-L835-5LTD2-WL-[All Options]-[All Packaging] | Outdoor Luminaires | High Output | Fuel Pump Canopy Luminaires | Standard | FALSE | [9 empty] | 42297 |  |  | Yes |  | 3 | 17106 | 106.31 | 160.91 | 8.4 | 0.995 | 3500 | 85
PVRU7T3T | Eaton (formerly Cooper Lighting) | Metalux | 2VT2-LD4-2-DR-[Blank]-[Voltages include 120 only]-[All Remote Emergency Enclosures]-L835-CD1-WL-[All Options]-[All Packaging] | Outdoor Luminaires | Low Output | Fuel Pump Canopy Luminaires | Standard | FALSE | [9 empty] | 42297 |  |  | Yes |  | 3 | 2554.43 | 127.45 | 20.04 | 5.933 | 0.991 | 3500 | 85
PM9H5N22 | Eaton (formerly Cooper Lighting) | Metalux | 2VT2-LD4-2-DR100-[Blank]-[Voltages include 120 only]-[All Remote Emergency Enclosures]-L835-CD1-WL-[All Options]-[All Packaging] | Outdoor Luminaires | Low Output | Fuel Pump Canopy Luminaires | Standard | FALSE | [9 empty] | 42297 |  |  | Yes |  | 3 | 2541.66 | 126.81 | 20.04 | 5.933 | 0.991 | 3500 | 85
PYGDHJQB | Eaton (formerly Cooper Lighting) | Metalux | 2VT2-LD4-2-FR50-[Blank]-[Voltages include 120 only]-[All Remote Emergency Enclosures]-L835-CD1-WL-[All Options]-[All Packaging] | Outdoor Luminaires | Low Output | Fuel Pump Canopy Luminaires | Standard | FALSE | [9 empty] | 42297 |  |  | Yes |  | 3 | 2276 | 113.55 | 20.04 | 5.933 | 0.991 | 3500 | 85
PXXPG1BP | Eaton (formerly Cooper Lighting) | Metalux | 4VT2-LD4-8-DR-[Blank]-UNV-[All Remote Emergency Enclosures]-L835-CD1-WL-[All Options]-[All Packaging] | Outdoor Luminaires | Mid Output | Fuel Pump Canopy Luminaires | Standard | FALSE | [9 empty] | 42297 |  |  | Yes |  | 3 | 9599.33 | 118.84 | 80.78 | 5.8 | 0.997 | 3500 | 85
PCRB3CR5 | Eaton (formerly Cooper Lighting) | Metalux | 4VT2-LD4-8-DR100-[Blank]-UNV-[All Remote Emergency Enclosures]-L835-CD1-WL-[All Options]-[All Packaging] | Outdoor Luminaires | Mid Output | Fuel Pump Canopy Luminaires | Standard | FALSE | [9 empty] | 42297 |  |  | Yes |  | 3 | 9551.33 | 118.24 | 80.78 | 5.8 | 0.997 | 3500 | 85
P6CQ47NF | Eaton (formerly Cooper Lighting) | Metalux | 4VT2-LD4-8-FR50-[Blank]-UNV-[All Remote Emergency Enclosures]-L835-CD1-WL-[All Options]-[All Packaging] | Outdoor Luminaires | Mid Output | Fuel Pump Canopy Luminaires | Standard | FALSE | [9 empty] | 42297 |  |  | Yes |  | 3 | 8553 | 105.88 | 80.78 | 5.8 | 0.997 | 3500 | 85
PBGVSCYR | Eaton (formerly Cooper Lighting) | Metalux | 2VT2-LD4-3-DR-[Blank]-UNV-[All Remote Emergency Enclosures]-L835-CD1-WL-[All Options]-[All Packaging] | Outdoor Luminaires | Low Output | Fuel Pump Canopy Luminaires | Standard | FALSE | [9 empty] | 42297 |  |  | Yes |  | 3 | 3634.12 | 136.79 | 26.57 | 5 | 0.996 | 3500 | 85
PU7CA1FT | Eaton (formerly Cooper Lighting) | Metalux | 2VT2-LD4-3-DR100-[Blank]-UNV-[All Remote Emergency Enclosures]-L835-CD1-WL-[All Options]-[All Packaging] | Outdoor Luminaires | Low Output | Fuel Pump Canopy Luminaires | Standard | FALSE | [9 empty] | 42297 |  |  | Yes |  | 3 | 3615.95 | 136.1 | 26.57 | 5 | 0.996 | 3500 | 85
PNTM5H49 | Eaton (formerly Cooper Lighting) | Metalux | 2VT2-LD4-3-FR50-[Blank]-UNV-[All Remote Emergency Enclosures]-L835-CD1-WL-[All Options]-[All Packaging] | Outdoor Luminaires | Low Output | Fuel Pump Canopy Luminaires | Standard | FALSE | [9 empty] | 42297 |  |  | Yes |  | 3 | 3238 | 121.88 | 26.57 | 5 | 0.996 | 3500 | 85
PMPUM4WS | Eaton (formerly Cooper Lighting) | Metalux | 8VT2-LD4-9-DR-[Blank]-UNV-[All Remote Emergency Enclosures]-L835-CD1-WL-[All Options]-[All Packaging] | Outdoor Luminaires | High Output | Fuel Pump Canopy Luminaires | Standard | FALSE | [9 empty] | 42297 |  |  | Yes |  | 3 | 11405.16 | 118.07 | 96.6 | 4.92 | 0.999 | 3500 | 85
PJEAZ78Z | Eaton (formerly Cooper Lighting) | Metalux | 8VT2-LD4-9-DR100-[Blank]-UNV-[All Remote Emergency Enclosures]-L835-CD1-WL-[All Options]-[All Packaging] | Outdoor Luminaires | High Output | Fuel Pump Canopy Luminaires | Standard | FALSE | [9 empty] | 42297 |  |  | Yes |  | 3 | 11348.14 | 117.48 | 96.6 | 4.92 | 0.999 | 3500 | 85
PUJGGXF6 | Eaton (formerly Cooper Lighting) | Metalux | 8VT2-LD4-9-FR50-[Blank]-UNV-[All Remote Emergency Enclosures]-L835-CD1-WL-[All Options]-[All Packaging] | Outdoor Luminaires | High Output | Fuel Pump Canopy Luminaires | Standard | FALSE | [9 empty] | 42297 |  |  | Yes |  | 3 | 10162 | 105.2 | 96.6 | 4.92 | 0.999 | 3500 | 85
PQ3K9HBG | Eaton (formerly Cooper Lighting) | Metalux | 8VT2-LD4-16-DR-[Blank]-UNV-[All Remote Emergency Enclosures]-L835-CD2-WL-[All Options]-[All Packaging] | Outdoor Luminaires | High Output | Fuel Pump Canopy Luminaires | Standard | FALSE | [9 empty] | 42297 |  |  | Yes |  | 3 | 19198.65 | 118.36 | 162.2 | 3.2 | 0.999 | 3500 | 85
PASG4MMR | Eaton (formerly Cooper Lighting) | Metalux | 8VT2-LD4-16-DR100-[Blank]-UNV-[All Remote Emergency Enclosures]-L835-CD2-WL-[All Options]-[All Packaging] | Outdoor Luminaires | High Output | Fuel Pump Canopy Luminaires | Standard | FALSE | [9 empty] | 42297 |  |  | Yes |  | 3 | 19102.66 | 117.77 | 162.2 | 3.2 | 0.999 | 3500 | 85
P7G9CME1 | Eaton (formerly Cooper Lighting) | Metalux | 8VT2-LD4-16-FR50-[Blank]-UNV-[All Remote Emergency Enclosures]-L835-CD2-WL-[All Options]-[All Packaging] | Outdoor Luminaires | High Output | Fuel Pump Canopy Luminaires | Standard | FALSE | [9 empty] | 42297 |  |  | Yes |  | 3 | 17106 | 105.46 | 162.2 | 3.2 | 0.999 | 3500 | 85
PNBF5MXQ | International Light Technologies | Canopy Light | ILTCPY-W50C11KP | Outdoor Retrofit Kit | High Output | Retrofit Kits for Fuel Pump Canopy Luminaires | Premium | TRUE | 10992 | 106.7 | 103 | 20 | 0.948 | 4995 | 71.3 | 5 | 50000 | 42296 |  |  | NotYetVerified |  | 3 | 11150 | 108.3 | 108 |  |  | 5000
PFS4QU89 | SloanLED | HighLINER2 | 701912-L1C1I75 [120V Only] | Outdoor Luminaires | Low Output | Specialty: Canopy Lighting | Standard | TRUE | 454.1 | 92.8 | 4.857 | 13.66 | 0.9576 | 5050 | 67.4 | 5 | 100000 | 42296 |  |  | No |  | 3 | 461 | 115.25 | 4 | 20 | 0.9 | 5050 | 73
P7CZNMZG | SloanLED | HighLINER2 | 701912-L1C1I75 [120V Only] | Outdoor Luminaires | Low Output | Specialty: Soffit Lighting | Standard | TRUE | 454.1 | 92.8 | 4.857 | 13.66 | 0.9576 | 5050 | 67.4 | 5 | 100000 | 42296 |  |  | No |  | 3 | 461 | 115.25 | 4 | 20 | 0.9 | 5050 | 73
P52X15E3 | Jarvis Lighting | Jarvis Corp | CPL-400-HO | Outdoor Luminaires | High Output | Fuel Pump Canopy Luminaires | Premium | TRUE | 13907 | 108.6 | 128.1 | 9.22 | 0.96 | 5641 | 75.2 | 10 | 50000 | 42292 |  |  | No |  | 3 | 14436 | 112.9 | 127.9 | 4.59 | 0.998 | 5641 | 75.2
PEXFNXXUS | Lumecon LLC | Lumecon | LC-LG-60-[All Housing Colors]-[SFM SM]-1-NW-X-X-X-X-X | Outdoor Luminaires | Mid Output | Fuel Pump Canopy Luminaires | Premium | TRUE | 6481 | 104.5 | 62.04 | 10.49 | 0.909 | 3966 | 83.5 | 5 | 50000 | 42290 |  |  | No |  | 3 | 6484 | 104.5 | 62.04 | 2.73 | 0.996 | 3966 | 83.5
PRHX4MV72 | Lumecon LLC | Lumecon | LC-LG-60-[All Housing Colors]-[SFMSM]-1-NW-X-X-[PC1PC2]-[OC1OC2]-X | Outdoor Luminaires | Mid Output | Fuel Pump Canopy Luminaires | Premium | FALSE | [9 empty] | 42290 |  |  | Yes |  | 3 | 6484 | 104.5 | 62.04 | 2.73 | 0.996 | 3966 | 83.5
PQCZBJJ9 | Hubbell Lighting | Columbia Lighting | LXEM2-30VW-RFA-EU | Outdoor Luminaires | Low Output | Fuel Pump Canopy Luminaires | Standard | TRUE | 2419 | 98.7 | 24.5 | 11.2 | 0.94 | 3074 | 84 | 5 | 50000 | 42286 |  |  | No |  | 3 | 2419 | 98.7 | 24.5 | 11.2 | 0.994 | 3000 | 84
PAXQJGCU | Hubbell Lighting | Columbia Lighting | LXEM2-40VW-DFA-EU | Outdoor Luminaires | Low Output | Fuel Pump Canopy Luminaires | Standard | FALSE | [9 empty] | 42286 |  |  | No |  | 3 | 2673.3 | 109.1143 | 24.5 | 11.2 | 0.994 | 4000 | 84
PV4772W7 | Hubbell Lighting | Columbia Lighting | LXEM2-40VW-RFP-EU | Outdoor Luminaires | Low Output | Fuel Pump Canopy Luminaires | Standard | FALSE | [9 empty] | 42286 |  |  | No |  | 3 | 2546.2395 | 103.9281 | 24.5 | 11.2 | 0.994 | 4000 | 84
PCCJ81G9 | Hubbell Lighting | Columbia Lighting | LXEM2-40VW-RFA-EU | Outdoor Luminaires | Low Output | Fuel Pump Canopy Luminaires | Standard | FALSE | [9 empty] | 42286 |  |  | No |  | 3 | 2546.2395 | 103.9281 | 24.5 | 11.2 | 0.994 | 4000 | 84
PQX73XR5 | Hubbell Lighting | Columbia Lighting | LXEM8-40VW-DFA-EU | Outdoor Luminaires | Mid Output | Fuel Pump Canopy Luminaires | Standard | FALSE | [9 empty] | 42286 |  |  | No |  | 3 | 6684 | 122.8676 | 54.4 | 7.761 | 0.996 | 4000 | 84
P5YA426N | Hubbell Lighting | Columbia Lighting | LXEM8-40VW-RFA-EU | Outdoor Luminaires | Mid Output | Fuel Pump Canopy Luminaires | Standard | FALSE | [9 empty] | 42286 |  |  | No |  | 3 | 6366 | 117.0221 | 54.4 | 7.761 | 0.996 | 4000 | 84
PCQGZGHK | Hubbell Lighting | Columbia Lighting | LXEM4-40VW-DFA-EU | Outdoor Luminaires | Low Output | Fuel Pump Canopy Luminaires | Standard | FALSE | [9 empty] | 42286 |  |  | No |  | 3 | 3342.15 | 120.6552 | 27.7 | 7.761 | 0.996 | 4000 | 84
PB3TK5JD | Hubbell Lighting | Columbia Lighting | LXEM4-40VW-RFA-EU | Outdoor Luminaires | Low Output | Fuel Pump Canopy Luminaires | Standard | FALSE | [9 empty] | 42286 |  |  | No |  | 3 | 3183.0625 | 114.912 | 27.7 | 7.761 | 0.996 | 4000 | 84
P4DJDVV7 | Hubbell Lighting | Columbia Lighting | LXEM4-40VW-RFP-EU | Outdoor Luminaires | Low Output | Fuel Pump Canopy Luminaires | Standard | FALSE | [9 empty] | 42286 |  |  | No |  | 3 | 3183.0625 | 114.912 | 27.7 | 7.761 | 0.996 | 4000 | 84
PN6PNFBK | Hubbell Lighting | Columbia Lighting | LXEM2-40VW-DFA-EDU | Outdoor Luminaires | Low Output | Fuel Pump Canopy Luminaires | Standard | FALSE | [9 empty] | 42286 |  |  | No |  | 3 | 2673.3 | 109.1143 | 24.5 | 11.2 | 0.994 | 4000 | 84
PNAFGW89 | Hubbell Lighting | Columbia Lighting | LXEM2-40VW-RFA-EDU | Outdoor Luminaires | Low Output | Fuel Pump Canopy Luminaires | Standard | FALSE | [9 empty] | 42286 |  |  | No |  | 3 | 2546.2395 | 103.9281 | 24.5 | 11.2 | 0.994 | 4000 | 84
P8CSGHSM | Hubbell Lighting | Columbia Lighting | LXEM2-40VW-RFP-EDU | Outdoor Luminaires | Low Output | Fuel Pump Canopy Luminaires | Standard | FALSE | [9 empty] | 42286 |  |  | No |  | 3 | 2546.2395 | 103.9281 | 24.5 | 11.2 | 0.994 | 4000 | 84
PDSWSBKP | Hubbell Lighting | Columbia Lighting | LXEM8-40VW-DFA-EDU | Outdoor Luminaires | Mid Output | Fuel Pump Canopy Luminaires | Standard | FALSE | [9 empty] | 42286 |  |  | No |  | 3 | 6684 | 122.8676 | 54.4 | 7.761 | 0.996 | 4000 | 84
PP9RGSM6 | Hubbell Lighting | Columbia Lighting | LXEM8-40VW-RFA-EDU | Outdoor Luminaires | Mid Output | Fuel Pump Canopy Luminaires | Standard | FALSE | [9 empty] | 42286 |  |  | No |  | 3 | 6366 | 117.0221 | 54.4 | 7.761 | 0.996 | 4000 | 84
PCMUB5VK | Hubbell Lighting | Columbia Lighting | LXEM4-40VW-DFA-EDU | Outdoor Luminaires | Low Output | Fuel Pump Canopy Luminaires | Standard | FALSE | [9 empty] | 42286 |  |  | No |  | 3 | 3342.15 | 120.6552 | 27.7 | 7.761 | 0.996 | 4000 | 84
PX4PA658 | Hubbell Lighting | Columbia Lighting | LXEM4-40VW-RFP-EDU | Outdoor Luminaires | Low Output | Fuel Pump Canopy Luminaires | Standard | FALSE | [9 empty] | 42286 |  |  | No |  | 3 | 3183.0625 | 114.912 | 27.7 | 7.761 | 0.996 | 4000 | 84
PG56Z13A | Hubbell Lighting | Columbia Lighting | LXEM4-40VW-RFA-EDU | Outdoor Luminaires | Low Output | Fuel Pump Canopy Luminaires | Standard | FALSE | [9 empty] | 42286 |  |  | No |  | 3 | 3183.0625 | 114.912 | 27.7 | 7.761 | 0.996 | 4000 | 84
P2QSJFVU | Hubbell Lighting | Columbia Lighting | LXEM2-35VW-DFA-EU | Outdoor Luminaires | Low Output | Fuel Pump Canopy Luminaires | Standard | FALSE | [9 empty] | 42286 |  |  | No |  | 3 | 2584.05 | 105.4714 | 24.5 | 11.2 | 0.994 | 3500 | 84
PUEY1YP4 | Hubbell Lighting | Columbia Lighting | LXEM2-35VW-RFP-EU | Outdoor Luminaires | Low Output | Fuel Pump Canopy Luminaires | Standard | FALSE | [9 empty] | 42286 |  |  | No |  | 3 | 2461.3325 | 100.4625 | 24.5 | 11.2 | 0.994 | 3500 | 84
P4MDRZ6C | Hubbell Lighting | Columbia Lighting | LXEM2-35VW-RFA-EU | Outdoor Luminaires | Low Output | Fuel Pump Canopy Luminaires | Standard | FALSE | [9 empty] | 42286 |  |  | No |  | 3 | 2461.3325 | 100.4625 | 24.5 | 11.2 | 0.994 | 3500 | 84
PRXNE2J6 | Hubbell Lighting | Columbia Lighting | LXEM8-35VW-DFA-EU | Outdoor Luminaires | Mid Output | Fuel Pump Canopy Luminaires | Standard | FALSE | [9 empty] | 42286 |  |  | No |  | 3 | 6462 | 118.7868 | 54.4 | 7.761 | 0.996 | 3500 | 84
PBSY48CC | Hubbell Lighting | Columbia Lighting | LXEM8-35VW-RFA-EU | Outdoor Luminaires | Mid Output | Fuel Pump Canopy Luminaires | Standard | FALSE | [9 empty] | 42286 |  |  | No |  | 3 | 6154 | 113.125 | 54.4 | 7.761 | 0.996 | 3500 | 84
P5HFUCKF | Hubbell Lighting | Columbia Lighting | LXEM4-35VW-DFA-EU | Outdoor Luminaires | Low Output | Fuel Pump Canopy Luminaires | Standard | FALSE | [9 empty] | 42286 |  |  | No |  | 3 | 3230.85 | 116.6372 | 27.7 | 7.761 | 0.996 | 3500 | 84
PXJSAJBA | Hubbell Lighting | Columbia Lighting | LXEM4-35VW-RFP-EU | Outdoor Luminaires | Low Output | Fuel Pump Canopy Luminaires | Standard | FALSE | [9 empty] | 42286 |  |  | No |  | 3 | 3076.92 | 111.0802 | 27.7 | 7.761 | 0.996 | 3500 | 84
P8ZAPSYE | Hubbell Lighting | Columbia Lighting | LXEM4-35VW-RFA-EU | Outdoor Luminaires | Low Output | Fuel Pump Canopy Luminaires | Standard | FALSE | [9 empty] | 42286 |  |  | No |  | 3 | 3076.92 | 111.0802 | 27.7 | 7.761 | 0.996 | 3500 | 84
PVFMR6V2 | Hubbell Lighting | Columbia Lighting | LXEM2-35VW-DFA-EDU | Outdoor Luminaires | Low Output | Fuel Pump Canopy Luminaires | Standard | FALSE | [9 empty] | 42286 |  |  | No |  | 3 | 2584.05 | 105.4714 | 24.5 | 11.2 | 0.994 | 3500 | 84
PHMA9VBU | Hubbell Lighting | Columbia Lighting | LXEM2-35VW-RFA-EDU | Outdoor Luminaires | Low Output | Fuel Pump Canopy Luminaires | Standard | FALSE | [9 empty] | 42286 |  |  | No |  | 3 | 2461.3325 | 100.4625 | 24.5 | 11.2 | 0.994 | 3500 | 84
P8TUWVX7 | Hubbell Lighting | Columbia Lighting | LXEM2-35VW-RFP-EDU | Outdoor Luminaires | Low Output | Fuel Pump Canopy Luminaires | Standard | FALSE | [9 empty] | 42286 |  |  | No |  | 3 | 2461.3325 | 100.4625 | 24.5 | 11.2 | 0.994 | 3500 | 84
PFSHJPC9 | Hubbell Lighting | Columbia Lighting | LXEM8-35VW-DFA-EDU | Outdoor Luminaires | Mid Output | Fuel Pump Canopy Luminaires | Standard | FALSE | [9 empty] | 42286 |  |  | No |  | 3 | 6462 | 118.7868 | 54.4 | 7.761 | 0.996 | 3500 | 84
P9786VTP | Hubbell Lighting | Columbia Lighting | LXEM8-35VW-RFA-EDU | Outdoor Luminaires | Mid Output | Fuel Pump Canopy Luminaires | Standard | FALSE | [9 empty] | 42286 |  |  | No |  | 3 | 6154 | 113.125 | 54.4 | 7.761 | 0.996 | 3500 | 84
PXZPM9GT | Hubbell Lighting | Columbia Lighting | LXEM4-35VW-DFA-EDU | Outdoor Luminaires | Low Output | Fuel Pump Canopy Luminaires | Standard | FALSE | [9 empty] | 42286 |  |  | No |  | 3 | 3230.85 | 116.6372 | 27.7 | 7.761 | 0.996 | 3500 | 84
PYHFKZF2 | Hubbell Lighting | Columbia Lighting | LXEM4-35VW-RFA-EDU | Outdoor Luminaires | Low Output | Fuel Pump Canopy Luminaires | Standard | FALSE | [9 empty] | 42286 |  |  | No |  | 3 | 3076.92 | 111.0802 | 27.7 | 7.761 | 0.996 | 3500 | 84
P31CZ9WC | Hubbell Lighting | Columbia Lighting | LXEM4-35VW-RFP-EDU | Outdoor Luminaires | Low Output | Fuel Pump Canopy Luminaires | Standard | FALSE | [9 empty] | 42286 |  |  | No |  | 3 | 3076.92 | 111.0802 | 27.7 | 7.761 | 0.996 | 3500 | 84
PHYU9FAV | Hubbell Lighting | Columbia Lighting | LXEM2-30VW-DFA-EU | Outdoor Luminaires | Low Output | Fuel Pump Canopy Luminaires | Standard | FALSE | [9 empty] | 42286 |  |  | No |  | 3 | 2539.95 | 103.6714 | 24.5 | 11.2 | 0.994 | 3000 | 84
PY14Y6C7 | Hubbell Lighting | Columbia Lighting | LXEM2-30VW-RFP-EU | Outdoor Luminaires | Low Output | Fuel Pump Canopy Luminaires | Standard | FALSE | [9 empty] | 42286 |  |  | No |  | 3 | 2419 | 98.7 | 24.5 | 11.2 | 0.994 | 3000 | 84
PSHBKA15 | Hubbell Lighting | Columbia Lighting | LXEM8-30VW-DFA-EU | Outdoor Luminaires | Mid Output | Fuel Pump Canopy Luminaires | Standard | FALSE | [9 empty] | 42286 |  |  | No |  | 3 | 6350 | 116.7279 | 54.4 | 7.761 | 0.996 | 3000 | 84
PSDVZUYU | Hubbell Lighting | Columbia Lighting | LXEM8-30VW-RFA-EU | Outdoor Luminaires | Mid Output | Fuel Pump Canopy Luminaires | Standard | FALSE | [9 empty] | 42286 |  |  | No |  | 3 | 6048 | 111.1765 | 54.4 | 7.761 | 0.996 | 3000 | 84
P4KSKTG9 | Hubbell Lighting | Columbia Lighting | LXEM4-30VW-DFA-EU | Outdoor Luminaires | Low Output | Fuel Pump Canopy Luminaires | Standard | FALSE | [9 empty] | 42286 |  |  | No |  | 3 | 3175.2 | 114.6282 | 27.7 | 7.761 | 0.996 | 3000 | 84
PKPBSN25 | Hubbell Lighting | Columbia Lighting | LXEM4-30VW-RFP-EU | Outdoor Luminaires | Low Output | Fuel Pump Canopy Luminaires | Standard | FALSE | [9 empty] | 42286 |  |  | No |  | 3 | 3024 | 109.2 | 27.7 | 7.761 | 0.996 | 3000 | 84
P4SNAPWQ | Hubbell Lighting | Columbia Lighting | LXEM4-30VW-RFA-EU | Outdoor Luminaires | Low Output | Fuel Pump Canopy Luminaires | Standard | FALSE | [9 empty] | 42286 |  |  | No |  | 3 | 3024 | 109.2 | 27.7 | 7.761 | 0.996 | 3000 | 84
PDN3SZS8 | Hubbell Lighting | Columbia Lighting | LXEM2-30VW-DFA-EDU | Outdoor Luminaires | Low Output | Fuel Pump Canopy Luminaires | Standard | FALSE | [9 empty] | 42286 |  |  | No |  | 3 | 2539.95 | 103.6714 | 24.5 | 11.2 | 0.994 | 3000 | 84
PFQ1ATJS | Hubbell Lighting | Columbia Lighting | LXEM2-30VW-RFA-EDU | Outdoor Luminaires | Low Output | Fuel Pump Canopy Luminaires | Standard | FALSE | [9 empty] | 42286 |  |  | No |  | 3 | 2419 | 98.7 | 24.5 | 11.2 | 0.994 | 3000 | 84
P9MK33CH | Hubbell Lighting | Columbia Lighting | LXEM2-30VW-RFP-EDU | Outdoor Luminaires | Low Output | Fuel Pump Canopy Luminaires | Standard | FALSE | [9 empty] | 42286 |  |  | No |  | 3 | 2419 | 98.7 | 24.5 | 11.2 | 0.994 | 3000 | 84
PCZVHMGH | Hubbell Lighting | Columbia Lighting | LXEM8-30VW-DFA-EDU | Outdoor Luminaires | Mid Output | Fuel Pump Canopy Luminaires | Standard | FALSE | [9 empty] | 42286 |  |  | No |  | 3 | 6350 | 116.7279 | 54.4 | 7.761 | 0.996 | 3000 | 84
PFYM4G4U | Hubbell Lighting | Columbia Lighting | LXEM8-30VW-RFA-EDU | Outdoor Luminaires | Mid Output | Fuel Pump Canopy Luminaires | Standard | FALSE | [9 empty] | 42286 |  |  | No |  | 3 | 6048 | 111.1765 | 54.4 | 7.761 | 0.996 | 3000 | 84
PTFFWXBB | Hubbell Lighting | Columbia Lighting | LXEM4-30VW-DFA-EDU | Outdoor Luminaires | Low Output | Fuel Pump Canopy Luminaires | Standard | FALSE | [9 empty] | 42286 |  |  | No |  | 3 | 3175.2 | 114.6282 | 27.7 | 7.761 | 0.996 | 3000 | 84
PUDZK4S1 | Hubbell Lighting | Columbia Lighting | LXEM4-30VW-RFP-EDU | Outdoor Luminaires | Low Output | Fuel Pump Canopy Luminaires | Standard | FALSE | [9 empty] | 42286 |  |  | No |  | 3 | 3024 | 109.2 | 27.7 | 7.761 | 0.996 | 3000 | 84
PRTNGXEG | Hubbell Lighting | Columbia Lighting | LXEM4-30VW-RFA-EDU | Outdoor Luminaires | Low Output | Fuel Pump Canopy Luminaires | Standard | FALSE | [9 empty] | 42286 |  |  | No |  | 3 | 3024 | 109.2 | 27.7 | 7.761 | 0.996 | 3000 | 84
PHJQH475 | SNC OPTO ELECTRONIC CO LTD. | SNC LED | SNC-CP-130WF01(4000K) | Outdoor Luminaires | High Output | Fuel Pump Canopy Luminaires | Standard | TRUE | 14063 | 105.26 | 133.6 | 11.38 | 0.9172 | 4031 | 83.6 | 5 | 50000 | 42284 |  |  | No |  | 3 | 14063 | 105.26 | 133.6 | 11.38 | 0.9172 | 4000 | 83.6
PV2XXJE4 | SNC OPTO ELECTRONIC CO LTD. | SNC LED | SNC-CP-100WF01(4000K) | Outdoor Luminaires | High Output | Fuel Pump Canopy Luminaires | Standard | TRUE | 10650 | 105.97 | 100.5 | 14.13 | 0.9023 | 4012 | 83.5 | 5 | 50000 | 42284 |  |  | No |  | 3 | 10650 | 105.97 | 100.5 | 14.13 | 0.9023 | 4000 | 83.5
P7BUUK5Y | SNC OPTO ELECTRONIC CO LTD. | SNC LED | SNC-CP-150WF01(4000K) | Outdoor Luminaires | High Output | Fuel Pump Canopy Luminaires | Standard | TRUE | 15934 | 104.83 | 152 | 10.52 | 0.933 | 4028 | 83.6 | 5 | 50000 | 42284 |  |  | No |  | 3 | 15934 | 104.83 | 152 | 10.52 | 0.933 | 4000 | 83.6
PM2G9D7X | SNC OPTO ELECTRONIC CO LTD. | SNC LED | SNC-CP-130WF01(5700K) | Outdoor Luminaires | High Output | Fuel Pump Canopy Luminaires | Standard | FALSE | [9 empty] | 42284 |  |  | No |  | 3 | 14657 | 108.41 | 135.2 | 11.57 | 0.9292 | 5700 | 84
P1J7PBD7 | SNC OPTO ELECTRONIC CO LTD. | SNC LED | SNC-CP-150WF01(5700K) | Outdoor Luminaires | High Output | Fuel Pump Canopy Luminaires | Standard | FALSE | [9 empty] | 42284 |  |  | No |  | 3 | 16606 | 106.59 | 155.8 | 11.23 | 0.9241 | 5700 | 84
P84WD148 | SNC OPTO ELECTRONIC CO LTD. | SNC LED | SNC-CP-100WF01(5700K) | Outdoor Luminaires | High Output | Fuel Pump Canopy Luminaires | Standard | FALSE | [9 empty] | 42284 |  |  | No |  | 3 | 11056 | 108.18 | 102.2 | 13.97 | 0.9106 | 5700 | 83.8
P1DMFN34 | SNC OPTO ELECTRONIC CO LTD. | SNC LED | SNC-CP-130WF01(5000K) | Outdoor Luminaires | High Output | Fuel Pump Canopy Luminaires | Standard | FALSE | [9 empty] | 42284 |  |  | No |  | 3 | 14063 | 105.26 | 133.6 | 11.38 | 0.9172 | 5000 | 83.6
PH6A5H4H | SNC OPTO ELECTRONIC CO LTD. | SNC LED | SNC-CP-150WF01(5000K) | Outdoor Luminaires | High Output | Fuel Pump Canopy Luminaires | Standard | FALSE | [9 empty] | 42284 |  |  | No |  | 3 | 15934 | 104.83 | 152 | 10.52 | 0.933 | 5000 | 83.6
P7ZKF3GP | SNC OPTO ELECTRONIC CO LTD. | SNC LED | SNC-CP-100WF01(5000K) | Outdoor Luminaires | High Output | Fuel Pump Canopy Luminaires | Standard | FALSE | [9 empty] | 42284 |  |  | No |  | 3 | 10650 | 105.97 | 100.5 | 14.13 | 0.9023 | 5000 | 83.5
P5SQF78V | SNC OPTO ELECTRONIC CO LTD. | SNC LED | SNC-CP-130WF01(4500K) | Outdoor Luminaires | High Output | Fuel Pump Canopy Luminaires | Standard | FALSE | [9 empty] | 42284 |  |  | No |  | 3 | 14063 | 105.26 | 133.6 | 11.38 | 0.9172 | 4500 | 83.6
PAR9FBHC | SNC OPTO ELECTRONIC CO LTD. | SNC LED | SNC-CP-150WF01(4500K) | Outdoor Luminaires | High Output | Fuel Pump Canopy Luminaires | Standard | FALSE | [9 empty] | 42284 |  |  | No |  | 3 | 15934 | 104.83 | 152 | 10.52 | 0.933 | 4500 | 83.6
P7K6G98D | SNC OPTO ELECTRONIC CO LTD. | SNC LED | SNC-CP-100WF01(4500K) | Outdoor Luminaires | High Output | Fuel Pump Canopy Luminaires | Standard | FALSE | [9 empty] | 42284 |  |  | No |  | 3 | 10650 | 105.97 | 100.5 | 14.13 | 0.9023 | 4500 | 83.5
PQ29DQHQ | Nuwave LLC | ALSET | 53000 | Outdoor Luminaires | High Output | Fuel Pump Canopy Luminaires | Standard | TRUE | 11549.86 | 116.1 | 99.48 | 17.5 | 0.952 | 4210 | 86 | 7 | 50000 | 42283 |  |  | No |  | 3 | 11549.9 | 116.1027 | 99.48 | 3.7 | 0.996 | 4210 | 86
PGM1FERB | Nuwave LLC | ALSET | 53001 | Outdoor Luminaires | High Output | Fuel Pump Canopy Luminaires | Standard | FALSE | [9 empty] | 42283 |  |  | No |  | 3 | 11649.95 | 117.0849 | 99.5 | 4.6 | 0.996 | 5126 | 82.7
PX8YBSYHE | Lumecon LLC | Lumecon | LC-LG-40-[All Housing Colors]-[SFMSM]-1-NW-X-X-X-X-X | Outdoor Luminaires | Low Output | Fuel Pump Canopy Luminaires | Premium | TRUE | 4707 | 113.9 | 41.31 | 6.34 | 0.968 | 3947 | 83.6 | 5 | 50000 | 42279 |  |  | No |  | 3.1 | 4700 | 110 | 41 | 20 | 0.9 | 4000 | 83.6
PPF199X29 | Lumecon LLC | Lumecon | LC-LG-40-[All housing Colors]-[SFM SM]-1-NW-X-X-[PC1PC2]-[OC1OC2]-X | Outdoor Luminaires | Low Output | Fuel Pump Canopy Luminaires | Premium | FALSE | [9 empty] | 42279 |  |  | Yes |  | 3.1 | 4714 | 114.7 | 41.11 | 8.33 | 0.99 | 3947 | 83.6
PZ3XSSCB | SNC OPTO ELECTRONIC CO LTD. | SNC LED | SNC-CP-80WA1(4000K) | Outdoor Luminaires | Mid Output | Fuel Pump Canopy Luminaires | Standard | TRUE | 8211.2 | 97.2 | 84.53 | 15.17 | 0.9241 | 4038 | 72.9 | 5 | 50000 | 42277 |  |  | NotYetVerified |  | 3 | 8211.2 | 97.2 | 84.48 | 15.17 | 0.9241 | 4000 | 72.9
PKDDV4Q7 | SNC OPTO ELECTRONIC CO LTD. | SNC LED | SNC-CP-100WA1(4000K) | Outdoor Luminaires | Mid Output | Fuel Pump Canopy Luminaires | Standard | TRUE | 9714.7 | 98.43 | 98.35 | 19.43 | 0.909 | 4053 | 73.1 | 5 | 50000 | 42277 |  |  | NotYetVerified |  | 3 | 9714.7 | 98.43 | 98.7 | 19.43 | 0.909 | 4000 | 73.1
PKAPSXZE | SNC OPTO ELECTRONIC CO LTD. | SNC LED | SNC-CP-80WA1(5700K) | Outdoor Luminaires | Mid Output | Fuel Pump Canopy Luminaires | Standard | FALSE | [9 empty] | 42277 |  |  | NotYetVerified |  | 3 | 8453 | 99.11 | 85.43 | 15.68 | 0.9236 | 5700 | 73.2
PEACEXUD | SNC OPTO ELECTRONIC CO LTD. | SNC LED | SNC-CP-100WA1(5700K) | Outdoor Luminaires | Mid Output | Fuel Pump Canopy Luminaires | Standard | FALSE | [9 empty] | 42277 |  |  | NotYetVerified |  | 3 | 10271 | 101.49 | 100.8 | 18.93 | 0.906 | 5700 | 72.5
PRBUZJHQ | SNC OPTO ELECTRONIC CO LTD. | SNC LED | SNC-CP-100WA1(5000K) | Outdoor Luminaires | Mid Output | Fuel Pump Canopy Luminaires | Standard | FALSE | [9 empty] | 42277 |  |  | NotYetVerified |  | 3 | 9714.7 | 98.43 | 98.7 | 19.43 | 0.909 | 5000 | 73.1
PENG4D8Q | SNC OPTO ELECTRONIC CO LTD. | SNC LED | SNC-CP-80WA1(5000K) | Outdoor Luminaires | Mid Output | Fuel Pump Canopy Luminaires | Standard | FALSE | [9 empty] | 42277 |  |  | NotYetVerified |  | 3 | 8211.2 | 97.2 | 84.48 | 15.17 | 0.9241 | 5000 | 72.9
PCJVVQP3 | SNC OPTO ELECTRONIC CO LTD. | SNC LED | SNC-CP-100WA1(4500K) | Outdoor Luminaires | Mid Output | Fuel Pump Canopy Luminaires | Standard | FALSE | [9 empty] | 42277 |  |  | NotYetVerified |  | 3 | 9714.7 | 98.43 | 98.7 | 19.43 | 0.909 | 4500 | 73.1
PAE835FC | SNC OPTO ELECTRONIC CO LTD. | SNC LED | SNC-CP-80WA1(4500K) | Outdoor Luminaires | Mid Output | Fuel Pump Canopy Luminaires | Standard | FALSE | [9 empty] | 42277 |  |  | NotYetVerified |  | 3 | 8211.2 | 97.2 | 84.48 | 15.17 | 0.9241 | 4500 | 72.9
PHUE6HD2 | Hubbell Lighting | Beacon Products | ORB-18LED-60-3K-T5QN-UNV | Outdoor Luminaires | Mid Output | Fuel Pump Canopy Luminaires | Standard | FALSE | [9 empty] | 42277 |  |  | NotYetVerified |  | 3 | 5606.654 | 92.4231 | 60.99 | 11.2 | 0.929 | 3022 | 80.8
PQW4KB94 | Infinilux Corporation | Infinilux CP1 Series | CP1DXX20-05 (4000K) | Outdoor Luminaires | High Output | Fuel Pump Canopy Luminaires | Standard | TRUE | 11181 | 97.14 | 115.1 | 13.42 | 0.903 | 3927 | 75.9 | 5 | 190000 | 42276 |  |  | NotYetVerified |  | 3 | 11258 | 97.47 | 115.5 | 13.42 | 0.903 | 4000 | 75.9
PQBKGUWT | Infinilux Corporation | Infinilux CSS Canopy Series | CSSDXX10-05 (4000K) | Outdoor Luminaires | Low Output | Fuel Pump Canopy Luminaires | Standard | TRUE | 4643 | 113.6 | 40.88 | 14.5 | 0.935 | 3815 | 75.7 | 5 | 190000 | 42276 |  |  | NotYetVerified |  | 3 | 4730 | 115.6 | 40.91 | 14.5 | 0.935 | 4000 | 75.7
P34DCKEB | Infinilux Corporation | Infinilux CP1 Series | CP1DXX20-05 (5000K) | Outdoor Luminaires | High Output | Fuel Pump Canopy Luminaires | Standard | FALSE | [9 empty] | 42276 |  |  | NotYetVerified |  | 3 | 11258 | 97.47 | 115.5 | 13.42 | 0.903 | 5000 | 75.9
PHBEXYVV | Infinilux Corporation | Infinilux CSS Canopy Series | CSSDXX10-05 (5000K) | Outdoor Luminaires | Low Output | Fuel Pump Canopy Luminaires | Standard | FALSE | [9 empty] | 42276 |  |  | NotYetVerified |  | 3 | 4730 | 115.6 | 40.91 | 14.5 | 0.935 | 5000 | 75.7
PVJWZK8E | Visioneering Corp | Visioneering | CRV48-LED850K100L[UNV 347]-[P69 All Emergency Construction Packaging Mounting and Wiring Options] | Outdoor Luminaires | High Output | Fuel Pump Canopy Luminaires | Standard | TRUE | 9571 | 117.8 | 81.27 | 11.2 | 0.893 | 5113 | 83.71 | 5 | 50000 | 42264 |  |  | NotYetVerified |  | 3 | 10180 | 116 | 88 | 10 | 0.96 | 5000 | 84
PVZ7X52Q | Visioneering Corp | Visioneering | CRV48-LED835K055L[UNV 347]-[P69 All Emergency Construction Packaging Mounting and Wiring Options] | Outdoor Luminaires | Low Output | Fuel Pump Canopy Luminaires | Standard | TRUE | 4939 | 94 | 52.55 | 11.2 | 0.893 | 3546 | 84.18 | 5 | 50000 | 42264 |  |  | NotYetVerified |  | 3 | 4939 | 94 | 52.55 | 10 | 0.96 | 3546 | 84
PT1MCQXY | Visioneering Corp | Visioneering | CRV24-LED835K022L[UNV 347]-[P69 All Emergency Construction Packaging Mounting and Wiring Options] | Outdoor Luminaires | Low Output | Fuel Pump Canopy Luminaires | Standard | TRUE | 2180 | 101.8 | 21.41 | 11.2 | 0.893 | 3487 | 84.86 | 5 | 50000 | 42264 |  |  | NotYetVerified |  | 3 | 2180 | 97 | 22.5 | 10 | 0.96 | 3487 | 85
PJ52A5TM | Texas Fluorescents | Texas Fluorescents | CPY10L40W3600LMV50K | Outdoor Luminaires | Low Output | Fuel Pump Canopy Luminaires | Standard | TRUE | 3035.861 | 78.497 | 38.675 | 24.53 | 0.9113 | 4849 | 71.1 | 5 | 50000 | 42264 |  |  | NotYetVerified |  | 3 | 3100 | 77.5 | 40 |  |  | 5000
PKEPXBCV | Visioneering Corp | Visioneering | LSVA48-LED850K084L[UNV 347]-[All Emergency Construction Packaging Mounting and Wiring Options] | Outdoor Luminaires | Mid Output | Fuel Pump Canopy Luminaires | Standard | FALSE | [9 empty] | 42264 |  |  | NotYetVerified |  | 3 | 8620 | 113 | 77 | 10 | 0.96 | 5000 | 84
P813ATZP | Visioneering Corp | Visioneering | LSVA96-LED850K084L[UNV 347]-[All Emergency Construction Packaging Mounting and Wiring Options] | Outdoor Luminaires | Mid Output | Fuel Pump Canopy Luminaires | Standard | FALSE | [9 empty] | 42264 |  |  | NotYetVerified |  | 3 | 8620 | 113 | 77 | 10 | 0.96 | 5000 | 84
PWWYJBYK | Visioneering Corp | Visioneering | LSVA48-LED850K084L[UNV 347]-P16 [All Emergency Construction Packaging Mounting and Wiring Options] | Outdoor Luminaires | Mid Output | Fuel Pump Canopy Luminaires | Standard | FALSE | [9 empty] | 42264 |  |  | NotYetVerified |  | 3 | 8261 | 108 | 77 | 10 | 0.96 | 5000 | 84
PG3PKNSB | Visioneering Corp | Visioneering | LSVA96-LED850K084L[UNV 347]-P16 [All Emergency Construction Packaging Mounting and Wiring Options] | Outdoor Luminaires | Mid Output | Fuel Pump Canopy Luminaires | Standard | FALSE | [9 empty] | 42264 |  |  | NotYetVerified |  | 3 | 8261 | 108 | 77 | 10 | 0.96 | 5000 | 84
PVCTY9UD | Visioneering Corp | Visioneering | LSVA48-LED850K084L[UNV 347]-P69 [All Emergency Construction Packaging Mounting and Wiring Options] | Outdoor Luminaires | Mid Output | Fuel Pump Canopy Luminaires | Standard | FALSE | [9 empty] | 42264 |  |  | NotYetVerified |  | 3 | 8036 | 105 | 77 | 10 | 0.96 | 5000 | 84
PKHRUMS7 | Visioneering Corp | Visioneering | LSVA96-LED850K084L[UNV 347]-P69 [All Emergency Construction Packaging Mounting and Wiring Options] | Outdoor Luminaires | Mid Output | Fuel Pump Canopy Luminaires | Standard | FALSE | [9 empty] | 42264 |  |  | NotYetVerified |  | 3 | 8036 | 105 | 77 | 10 | 0.96 | 5000 | 84
P6G61XBA | Visioneering Corp | Visioneering | LSVA48-LED850K058L[UNV 347]-[All Emergency Construction Packaging Mounting and Wiring Options] | Outdoor Luminaires | Mid Output | Fuel Pump Canopy Luminaires | Standard | FALSE | [9 empty] | 42264 |  |  | NotYetVerified |  | 3 | 6289 | 113 | 48.5 | 10 | 0.96 | 5000 | 84
PRNS6J1Q | Visioneering Corp | Visioneering | LSVA48-LED850K058L[UNV 347]-P16 [All Emergency Construction Packaging Mounting and Wiring Options] | Outdoor Luminaires | Mid Output | Fuel Pump Canopy Luminaires | Standard | FALSE | [9 empty] | 42264 |  |  | NotYetVerified |  | 3 | 6027 | 108 | 48.5 | 10 | 0.96 | 5000 | 84
PNSY26DD | Visioneering Corp | Visioneering | LSVA48-LED850K058L[UNV 347]-P69 [All Emergency Construction Packaging Mounting and Wiring Options] | Outdoor Luminaires | Mid Output | Fuel Pump Canopy Luminaires | Standard | FALSE | [9 empty] | 42264 |  |  | NotYetVerified |  | 3 | 5863 | 105 | 48.5 | 10 | 0.96 | 5000 | 84
PZ9MZHB5 | Visioneering Corp | Visioneering | CRV48-LED850K042L[UNV 347]-[P70 All Emergency Construction Packaging Mounting and Wiring Options] | Outdoor Luminaires | Low Output | Fuel Pump Canopy Luminaires | Standard | FALSE | [9 empty] | 42264 |  |  | NotYetVerified |  | 3 | 4799 | 110 | 43 | 10 | 0.96 | 5000 | 84
PKEB6VPA | Visioneering Corp | Visioneering | CRV48-LED850K042L[UNV 347]-[P84 All Emergency Construction Packaging Mounting and Wiring Options] | Outdoor Luminaires | Low Output | Fuel Pump Canopy Luminaires | Standard | FALSE | [9 empty] | 42264 |  |  | NotYetVerified |  | 3 | 4799 | 110 | 43 | 10 | 0.96 | 5000 | 84
PCQ5R5HD | Visioneering Corp | Visioneering | CRV24-LED850K042L[UNV 347]-[P70 All Emergency Construction Packaging Mounting and Wiring Options] | Outdoor Luminaires | Low Output | Fuel Pump Canopy Luminaires | Standard | FALSE | [9 empty] | 42264 |  |  | NotYetVerified |  | 3 | 4781 | 118 | 40 | 10 | 0.96 | 5000 | 84
PCCQKWYT | Visioneering Corp | Visioneering | CRV24-LED850K042L[UNV 347]-[P84 All Emergency Construction Packaging Mounting and Wiring Options] | Outdoor Luminaires | Low Output | Fuel Pump Canopy Luminaires | Standard | FALSE | [9 empty] | 42264 |  |  | NotYetVerified |  | 3 | 4781 | 118 | 40 | 10 | 0.96 | 5000 | 84
PWRC8ANY | Visioneering Corp | Visioneering | CRV48-LED850K042L[UNV 347]-[P67 All Emergency Construction Packaging Mounting and Wiring Options] | Outdoor Luminaires | Low Output | Fuel Pump Canopy Luminaires | Standard | FALSE | [9 empty] | 42264 |  |  | NotYetVerified |  | 3 | 4748 | 109 | 43 | 10 | 0.96 | 5000 | 84
P8EFT8VC | Visioneering Corp | Visioneering | CRV48-LED850K042L[UNV 347]-[P83 All Emergency Construction Packaging Mounting and Wiring Options] | Outdoor Luminaires | Low Output | Fuel Pump Canopy Luminaires | Standard | FALSE | [9 empty] | 42264 |  |  | NotYetVerified |  | 3 | 4748 | 109 | 43 | 10 | 0.96 | 5000 | 84
PS9UGA35 | Visioneering Corp | Visioneering | CRV24-LED850K042L[UNV 347]-[P83 All Emergency Construction Packaging Mounting and Wiring Options] | Outdoor Luminaires | Low Output | Fuel Pump Canopy Luminaires | Standard | FALSE | [9 empty] | 42264 |  |  | NotYetVerified |  | 3 | 4730 | 117 | 40 | 10 | 0.96 | 5000 | 84
P916QVQ5 | Visioneering Corp | Visioneering | CRV24-LED850K042L[UNV 347]-[P67 All Emergency Construction Packaging Mounting and Wiring Options] | Outdoor Luminaires | Low Output | Fuel Pump Canopy Luminaires | Standard | FALSE | [9 empty] | 42264 |  |  | NotYetVerified |  | 3 | 4730 | 117 | 40 | 10 | 0.96 | 5000 | 84
P46ED484 | Visioneering Corp | Visioneering | CRV48-LED850K042L[UNV 347]-[P69 All Emergency Construction Packaging Mounting and Wiring Options] | Outdoor Luminaires | Low Output | Fuel Pump Canopy Luminaires | Standard | FALSE | [9 empty] | 42264 |  |  | NotYetVerified |  | 3 | 4544 | 105 | 43 | 10 | 0.96 | 5000 | 84
P8JK8DSD | Visioneering Corp | Visioneering | CRV24-LED850K042L[UNV 347]-[P69 All Emergency Construction Packaging Mounting and Wiring Options] | Outdoor Luminaires | Low Output | Fuel Pump Canopy Luminaires | Standard | FALSE | [9 empty] | 42264 |  |  | NotYetVerified |  | 3 | 4526 | 113 | 40 | 10 | 0.96 | 5000 | 84
PGXQUZ2W | Visioneering Corp | Visioneering | LSVA48-LED850K042L[UNV 347]-[All Emergency Construction Packaging Mounting and Wiring Options] | Outdoor Luminaires | Low Output | Fuel Pump Canopy Luminaires | Standard | FALSE | [9 empty] | 42264 |  |  | NotYetVerified |  | 3 | 4309 | 113 | 38.5 | 10 | 0.96 | 5000 | 84
PV7PTCYQ | Visioneering Corp | Visioneering | LSVA48-LED850K042L[UNV 347]-P16 [All Emergency Construction Packaging Mounting and Wiring Options] | Outdoor Luminaires | Low Output | Fuel Pump Canopy Luminaires | Standard | FALSE | [9 empty] | 42264 |  |  | NotYetVerified |  | 3 | 4129 | 108 | 38.5 | 10 | 0.96 | 5000 | 84
PSVYPEF3 | Visioneering Corp | Visioneering | LSVA48-LED850K042L[UNV 347]-P69 [All Emergency Construction Packaging Mounting and Wiring Options] | Outdoor Luminaires | Low Output | Fuel Pump Canopy Luminaires | Standard | FALSE | [9 empty] | 42264 |  |  | NotYetVerified |  | 3 | 4017 | 105 | 38.5 | 10 | 0.96 | 5000 | 84
P4VYH1PB | Visioneering Corp | Visioneering | LSVA24-LED850K022L[UNV 347]-[All Emergency Construction Packaging Mounting and Wiring Options] | Outdoor Luminaires | Low Output | Fuel Pump Canopy Luminaires | Standard | FALSE | [9 empty] | 42264 |  |  | NotYetVerified |  | 3 | 2509 | 112 | 22.5 | 10 | 0.96 | 5000 | 84
P8KPEEQ5 | Visioneering Corp | Visioneering | CRV24-LED850K022L[UNV 347]-[P70 All Emergency Construction Packaging Mounting and Wiring Options] | Outdoor Luminaires | Low Output | Fuel Pump Canopy Luminaires | Standard | FALSE | [9 empty] | 42264 |  |  | NotYetVerified |  | 3 | 2457 | 108 | 22.5 | 10 | 0.96 | 5000 | 84
P14KZWGX | Visioneering Corp | Visioneering | CRV24-LED850K022L[UNV 347]-[P84 All Emergency Construction Packaging Mounting and Wiring Options] | Outdoor Luminaires | Low Output | Fuel Pump Canopy Luminaires | Standard | FALSE | [9 empty] | 42264 |  |  | NotYetVerified |  | 3 | 2457 | 108 | 22.5 | 10 | 0.96 | 5000 | 84
PWAU6ENS | Visioneering Corp | Visioneering | CRV24-LED850K022L[UNV 347]-[P67 All Emergency Construction Packaging Mounting and Wiring Options] | Outdoor Luminaires | Low Output | Fuel Pump Canopy Luminaires | Standard | FALSE | [9 empty] | 42264 |  |  | NotYetVerified |  | 3 | 2431 | 107 | 22.5 | 10 | 0.96 | 5000 | 84
P9BJ7EUH | Visioneering Corp | Visioneering | CRV24-LED850K022L[UNV 347]-[P83 All Emergency Construction Packaging Mounting and Wiring Options] | Outdoor Luminaires | Low Output | Fuel Pump Canopy Luminaires | Standard | FALSE | [9 empty] | 42264 |  |  | NotYetVerified |  | 3 | 2431 | 107 | 22.5 | 10 | 0.96 | 5000 | 84
P8ZSKQXN | Visioneering Corp | Visioneering | LSVA24-LED850K022L[UNV 347]-P16 [All Emergency Construction Packaging Mounting and Wiring Options] | Outdoor Luminaires | Low Output | Fuel Pump Canopy Luminaires | Standard | FALSE | [9 empty] | 42264 |  |  | NotYetVerified |  | 3 | 2404 | 107 | 22.5 | 10 | 0.96 | 5000 | 84
PKCMEBQ7 | Visioneering Corp | Visioneering | LSVA24-LED850K022L[UNV 347]-P69 [All Emergency Construction Packaging Mounting and Wiring Options] | Outdoor Luminaires | Low Output | Fuel Pump Canopy Luminaires | Standard | FALSE | [9 empty] | 42264 |  |  | NotYetVerified |  | 3 | 2339 | 104 | 22.5 | 10 | 0.96 | 5000 | 84
P6SC82NB | Visioneering Corp | Visioneering | CRV24-LED850K022L[UNV 347]-[P69 All Emergency Construction Packaging Mounting and Wiring Options] | Outdoor Luminaires | Low Output | Fuel Pump Canopy Luminaires | Standard | FALSE | [9 empty] | 42264 |  |  | NotYetVerified |  | 3 | 2327 | 103 | 22.5 | 10 | 0.96 | 5000 | 84
P4YJVQ2C | Visioneering Corp | Visioneering | CRV24-LED835K022L[UNV 347]-[P70 All Emergency Construction Packaging Mounting and Wiring Options] | Outdoor Luminaires | Low Output | Fuel Pump Canopy Luminaires | Standard | FALSE | [9 empty] | 42264 |  |  | NotYetVerified |  | 3 | 2302 | 102 | 22.5 | 10 | 0.96 | 5000 | 84
PY9QFE84 | Visioneering Corp | Visioneering | CRV96-LED850K200L[UNV 347]-[P84 All Emergency Construction Packaging Mounting and Wiring Options] | Outdoor Luminaires | High Output | Fuel Pump Canopy Luminaires | Standard | FALSE | [9 empty] | 42264 |  |  | NotYetVerified |  | 3 | 21629 | 121 | 176 | 10 | 0.96 | 5000 | 84
P9VHQCHX | Visioneering Corp | Visioneering | CRV96-LED850K200L[UNV 347]-[P70 All Emergency Construction Packaging Mounting and Wiring Options] | Outdoor Luminaires | High Output | Fuel Pump Canopy Luminaires | Standard | FALSE | [9 empty] | 42264 |  |  | NotYetVerified |  | 3 | 21629 | 121 | 176 | 10 | 0.96 | 5000 | 84
PYSXJWSH | Visioneering Corp | Visioneering | CRV96-LED850K200L[UNV 347]-[P67 All Emergency Construction Packaging Mounting and Wiring Options] | Outdoor Luminaires | High Output | Fuel Pump Canopy Luminaires | Standard | FALSE | [9 empty] | 42264 |  |  | NotYetVerified |  | 3 | 21400 | 120 | 176 | 10 | 0.96 | 5000 | 84
P3QNT5VW | Visioneering Corp | Visioneering | CRV96-LED850K200L[UNV 347]-[P83 All Emergency Construction Packaging Mounting and Wiring Options] | Outdoor Luminaires | High Output | Fuel Pump Canopy Luminaires | Standard | FALSE | [9 empty] | 42264 |  |  | NotYetVerified |  | 3 | 21400 | 120 | 176 | 10 | 0.96 | 5000 | 84
PZPP93P2 | Visioneering Corp | Visioneering | CRV96-LED850K200L[UNV 347]-[P69 All Emergency Construction Packaging Mounting and Wiring Options] | Outdoor Luminaires | High Output | Fuel Pump Canopy Luminaires | Standard | FALSE | [9 empty] | 42264 |  |  | NotYetVerified |  | 3 | 20480 | 116 | 176 | 10 | 0.96 | 5000 | 84
PNG44M9G | Visioneering Corp | Visioneering | LSVA96-LED850K168L[UNV 347]-[All Emergency Construction Packaging Mounting and Wiring Options] | Outdoor Luminaires | High Output | Fuel Pump Canopy Luminaires | Standard | FALSE | [9 empty] | 42264 |  |  | NotYetVerified |  | 3 | 17239 | 113 | 154 | 10 | 0.96 | 5000 | 84
PFAE8C5X | Visioneering Corp | Visioneering | LSVA96-LED850K168L[UNV 347]-P16 [All Emergency Construction Packaging Mounting and Wiring Options] | Outdoor Luminaires | High Output | Fuel Pump Canopy Luminaires | Standard | FALSE | [9 empty] | 42264 |  |  | NotYetVerified |  | 3 | 16520 | 108 | 154 | 10 | 0.96 | 5000 | 84
PSVHBNMZ | Visioneering Corp | Visioneering | LSVA96-LED850K168L[UNV 347]-P69 [All Emergency Construction Packaging Mounting and Wiring Options] | Outdoor Luminaires | High Output | Fuel Pump Canopy Luminaires | Standard | FALSE | [9 empty] | 42264 |  |  | NotYetVerified |  | 3 | 16072 | 105 | 154 | 10 | 0.96 | 5000 | 84
PHNDVKD8 | Visioneering Corp | Visioneering | CRV48-LED850K100L[UNV 347]-[P70 All Emergency Construction Packaging Mounting and Wiring Options] | Outdoor Luminaires | High Output | Fuel Pump Canopy Luminaires | Standard | FALSE | [9 empty] | 42264 |  |  | NotYetVerified |  | 3 | 10752 | 121 | 88 | 10 | 0.96 | 5000 | 84
PEXXCY8D | Visioneering Corp | Visioneering | CRV96-LED850K100L[UNV 347]-[P70 All Emergency Construction Packaging Mounting and Wiring Options] | Outdoor Luminaires | High Output | Fuel Pump Canopy Luminaires | Standard | FALSE | [9 empty] | 42264 |  |  | NotYetVerified |  | 3 | 10752 | 121 | 88 | 10 | 0.96 | 5000 | 84
PDEC4WV2 | Visioneering Corp | Visioneering | LSVA48-LED850K100L[UNV 347]-[All Emergency Construction Packaging Mounting and Wiring Options] | Outdoor Luminaires | High Output | Fuel Pump Canopy Luminaires | Standard | FALSE | [9 empty] | 42264 |  |  | NotYetVerified |  | 3 | 10752 | 121 | 88 | 10 | 0.96 | 5000 | 84
P6U8H9GE | Visioneering Corp | Visioneering | CRV48-LED850K100L[UNV 347]-[P84 All Emergency Construction Packaging Mounting and Wiring Options] | Outdoor Luminaires | High Output | Fuel Pump Canopy Luminaires | Standard | FALSE | [9 empty] | 42264 |  |  | NotYetVerified |  | 3 | 10752 | 121 | 88 | 10 | 0.96 | 5000 | 84
P15TG542 | Visioneering Corp | Visioneering | CRV96-LED850K100L[UNV 347]-[P84 All Emergency Construction Packaging Mounting and Wiring Options] | Outdoor Luminaires | High Output | Fuel Pump Canopy Luminaires | Standard | FALSE | [9 empty] | 42264 |  |  | NotYetVerified |  | 3 | 10752 | 121 | 88 | 10 | 0.96 | 5000 | 84
PUFBSSJV | Visioneering Corp | Visioneering | CRV48-LED850K100L[UNV 347]-[P67 All Emergency Construction Packaging Mounting and Wiring Options] | Outdoor Luminaires | High Output | Fuel Pump Canopy Luminaires | Standard | FALSE | [9 empty] | 42264 |  |  | NotYetVerified |  | 3 | 10638 | 120 | 88 | 10 | 0.96 | 5000 | 84
PDMMU156 | Visioneering Corp | Visioneering | CRV48-LED850K100L[UNV 347]-[P83 All Emergency Construction Packaging Mounting and Wiring Options] | Outdoor Luminaires | High Output | Fuel Pump Canopy Luminaires | Standard | FALSE | [9 empty] | 42264 |  |  | NotYetVerified |  | 3 | 10638 | 120 | 88 | 10 | 0.96 | 5000 | 84
PATCFVGS | Visioneering Corp | Visioneering | CRV96-LED850K100L[UNV 347]-[P67 All Emergency Construction Packaging Mounting and Wiring Options] | Outdoor Luminaires | High Output | Fuel Pump Canopy Luminaires | Standard | FALSE | [9 empty] | 42264 |  |  | NotYetVerified |  | 3 | 10638 | 120 | 88 | 10 | 0.96 | 5000 | 84
P3B6PXX9 | Visioneering Corp | Visioneering | CRV96-LED850K100L[UNV 347]-[P83 All Emergency Construction Packaging Mounting and Wiring Options] | Outdoor Luminaires | High Output | Fuel Pump Canopy Luminaires | Standard | FALSE | [9 empty] | 42264 |  |  | NotYetVerified |  | 3 | 10638 | 120 | 88 | 10 | 0.96 | 5000 | 84
PJBGB811 | Visioneering Corp | Visioneering | LSVA48-LED850K100L[UNV 347]-P16 [All Emergency Construction Packaging Mounting and Wiring Options] | Outdoor Luminaires | High Output | Fuel Pump Canopy Luminaires | Standard | FALSE | [9 empty] | 42264 |  |  | NotYetVerified |  | 3 | 10523 | 118 | 88 | 10 | 0.96 | 5000 | 84
PUJFZ45S | Visioneering Corp | Visioneering | LSVA48-LED850K100L[UNV 347]-P69 [All Emergency Construction Packaging Mounting and Wiring Options] | Outdoor Luminaires | High Output | Fuel Pump Canopy Luminaires | Standard | FALSE | [9 empty] | 42264 |  |  | NotYetVerified |  | 3 | 10294 | 116 | 88 | 10 | 0.96 | 5000 | 84
P2QYU4YC | Visioneering Corp | Visioneering | CRV96-LED850K100L[UNV 347]-[P69 All Emergency Construction Packaging Mounting and Wiring Options] | Outdoor Luminaires | High Output | Fuel Pump Canopy Luminaires | Standard | FALSE | [9 empty] | 42264 |  |  | NotYetVerified |  | 3 | 10180 | 116 | 88 | 10 | 0.96 | 5000 | 84
P58GEFP7 | Visioneering Corp | Visioneering | LSVA48-LED840K100L[UNV 347]-P69 [All Emergency Construction Packaging Mounting and Wiring Options] | Outdoor Luminaires | Mid Output | Fuel Pump Canopy Luminaires | Standard | FALSE | [9 empty] | 42264 |  |  | NotYetVerified |  | 3 | 9969 | 112 | 88 | 10 | 0.96 | 4000 | 84
PSVD6HMS | Visioneering Corp | Visioneering | CRV96-LED840K100L[UNV 347]-[P69 All Emergency Construction Packaging Mounting and Wiring Options] | Outdoor Luminaires | Mid Output | Fuel Pump Canopy Luminaires | Standard | FALSE | [9 empty] | 42264 |  |  | NotYetVerified |  | 3 | 9858 | 112 | 88 | 10 | 0.96 | 4000 | 84
P65JU97T | Visioneering Corp | Visioneering | CRV48-LED840K100L[UNV 347]-[P69 All Emergency Construction Packaging Mounting and Wiring Options] | Outdoor Luminaires | Mid Output | Fuel Pump Canopy Luminaires | Standard | FALSE | [9 empty] | 42264 |  |  | NotYetVerified |  | 3 | 9858 | 112 | 88 | 10 | 0.96 | 4000 | 84
PF3TQYJR | Visioneering Corp | Visioneering | LSVA48-LED840K084L[UNV 347]-[All Emergency Construction Packaging Mounting and Wiring Options] | Outdoor Luminaires | Mid Output | Fuel Pump Canopy Luminaires | Standard | FALSE | [9 empty] | 42264 |  |  | NotYetVerified |  | 3 | 8347 | 109 | 77 | 10 | 0.96 | 4000 | 84
P4W818K7 | Visioneering Corp | Visioneering | LSVA96-LED840K084L[UNV 347]-[All Emergency Construction Packaging Mounting and Wiring Options] | Outdoor Luminaires | Mid Output | Fuel Pump Canopy Luminaires | Standard | FALSE | [9 empty] | 42264 |  |  | NotYetVerified |  | 3 | 8347 | 109 | 77 | 10 | 0.96 | 4000 | 84
PESEJ8U3 | Visioneering Corp | Visioneering | LSVA48-LED840K084L[UNV 347]-P16 [All Emergency Construction Packaging Mounting and Wiring Options] | Outdoor Luminaires | Mid Output | Fuel Pump Canopy Luminaires | Standard | FALSE | [9 empty] | 42264 |  |  | NotYetVerified |  | 3 | 7999 | 104 | 77 | 10 | 0.96 | 4000 | 84
P56EW1SQ | Visioneering Corp | Visioneering | LSVA96-LED840K084L[UNV 347]-P16 [All Emergency Construction Packaging Mounting and Wiring Options] | Outdoor Luminaires | Mid Output | Fuel Pump Canopy Luminaires | Standard | FALSE | [9 empty] | 42264 |  |  | NotYetVerified |  | 3 | 7999 | 104 | 77 | 10 | 0.96 | 4000 | 84
PNY8YJ6K | Visioneering Corp | Visioneering | LSVA96-LED840K084L[UNV 347]-P69 [All Emergency Construction Packaging Mounting and Wiring Options] | Outdoor Luminaires | Mid Output | Fuel Pump Canopy Luminaires | Standard | FALSE | [9 empty] | 42264 |  |  | NotYetVerified |  | 3 | 7782 | 102 | 77 | 10 | 0.96 | 4000 | 84
PM5CGWUW | Visioneering Corp | Visioneering | LSVA48-LED840K084L[UNV 347]-P69 [All Emergency Construction Packaging Mounting and Wiring Options] | Outdoor Luminaires | Mid Output | Fuel Pump Canopy Luminaires | Standard | FALSE | [9 empty] | 42264 |  |  | NotYetVerified |  | 3 | 7782 | 102 | 77 | 10 | 0.96 | 4000 | 84
P6D7NUWK | Visioneering Corp | Visioneering | LSVA48-LED840K058L[UNV 347]-[All Emergency Construction Packaging Mounting and Wiring Options] | Outdoor Luminaires | Mid Output | Fuel Pump Canopy Luminaires | Standard | FALSE | [9 empty] | 42264 |  |  | NotYetVerified |  | 3 | 6090 | 109 | 48.5 | 10 | 0.96 | 4000 | 84
PK4UJ4DS | Visioneering Corp | Visioneering | LSVA48-LED840K058L[UNV 347]-P16 [All Emergency Construction Packaging Mounting and Wiring Options] | Outdoor Luminaires | Mid Output | Fuel Pump Canopy Luminaires | Standard | FALSE | [9 empty] | 42264 |  |  | NotYetVerified |  | 3 | 5836 | 104 | 48.5 | 10 | 0.96 | 4000 | 84
PF43ZTH3 | Visioneering Corp | Visioneering | LSVA48-LED840K058L[UNV 347]-P69 [All Emergency Construction Packaging Mounting and Wiring Options] | Outdoor Luminaires | Mid Output | Fuel Pump Canopy Luminaires | Standard | FALSE | [9 empty] | 42264 |  |  | NotYetVerified |  | 3 | 5678 | 102 | 48.5 | 10 | 0.96 | 4000 | 84
PS1G968B | Visioneering Corp | Visioneering | CRV48-LED840K042L[UNV 347]-[P84 All Emergency Construction Packaging Mounting and Wiring Options] | Outdoor Luminaires | Low Output | Fuel Pump Canopy Luminaires | Standard | FALSE | [9 empty] | 42264 |  |  | NotYetVerified |  | 3 | 4647 | 107 | 43 | 10 | 0.96 | 4000 | 84
P9ZUUZB6 | Visioneering Corp | Visioneering | CRV48-LED840K042L[UNV 347]-[P70 All Emergency Construction Packaging Mounting and Wiring Options] | Outdoor Luminaires | Low Output | Fuel Pump Canopy Luminaires | Standard | FALSE | [9 empty] | 42264 |  |  | NotYetVerified |  | 3 | 4647 | 107 | 43 | 10 | 0.96 | 4000 | 84
PU3W5M3K | Visioneering Corp | Visioneering | CRV24-LED840K042L[UNV 347]-[P70 All Emergency Construction Packaging Mounting and Wiring Options] | Outdoor Luminaires | Low Output | Fuel Pump Canopy Luminaires | Standard | FALSE | [9 empty] | 42264 |  |  | NotYetVerified |  | 3 | 4630 | 114 | 40 | 10 | 0.96 | 4000 | 84
PC3845BT | Visioneering Corp | Visioneering | CRV24-LED840K042L[UNV 347]-[P84 All Emergency Construction Packaging Mounting and Wiring Options] | Outdoor Luminaires | Low Output | Fuel Pump Canopy Luminaires | Standard | FALSE | [9 empty] | 42264 |  |  | NotYetVerified |  | 3 | 4630 | 114 | 40 | 10 | 0.96 | 4000 | 84
PXXZZG9S | Visioneering Corp | Visioneering | CRV48-LED840K042L[UNV 347]-[P83 All Emergency Construction Packaging Mounting and Wiring Options] | Outdoor Luminaires | Low Output | Fuel Pump Canopy Luminaires | Standard | FALSE | [9 empty] | 42264 |  |  | NotYetVerified |  | 3 | 4598 | 106 | 43 | 10 | 0.96 | 4000 | 84
P8QQ64C6 | Visioneering Corp | Visioneering | CRV48-LED840K042L[UNV 347]-[P67 All Emergency Construction Packaging Mounting and Wiring Options] | Outdoor Luminaires | Low Output | Fuel Pump Canopy Luminaires | Standard | FALSE | [9 empty] | 42264 |  |  | NotYetVerified |  | 3 | 4598 | 106 | 43 | 10 | 0.96 | 4000 | 84
PZWQWXU6 | Visioneering Corp | Visioneering | CRV24-LED840K042L[UNV 347]-[P67 All Emergency Construction Packaging Mounting and Wiring Options] | Outdoor Luminaires | Low Output | Fuel Pump Canopy Luminaires | Standard | FALSE | [9 empty] | 42264 |  |  | NotYetVerified |  | 3 | 4580 | 113 | 40 | 10 | 0.96 | 4000 | 84
PQJWQU3C | Visioneering Corp | Visioneering | CRV24-LED840K042L[UNV 347]-[P83 All Emergency Construction Packaging Mounting and Wiring Options] | Outdoor Luminaires | Low Output | Fuel Pump Canopy Luminaires | Standard | FALSE | [9 empty] | 42264 |  |  | NotYetVerified |  | 3 | 4580 | 113 | 40 | 10 | 0.96 | 4000 | 84
PJXJM94C | Visioneering Corp | Visioneering | CRV48-LED840K042L[UNV 347]-[P69 All Emergency Construction Packaging Mounting and Wiring Options] | Outdoor Luminaires | Low Output | Fuel Pump Canopy Luminaires | Standard | FALSE | [9 empty] | 42264 |  |  | NotYetVerified |  | 3 | 4400 | 102 | 43 | 10 | 0.96 | 4000 | 84
PM3ABF1K | Visioneering Corp | Visioneering | CRV24-LED840K042L[UNV 347]-[P69 All Emergency Construction Packaging Mounting and Wiring Options] | Outdoor Luminaires | Low Output | Fuel Pump Canopy Luminaires | Standard | FALSE | [9 empty] | 42264 |  |  | NotYetVerified |  | 3 | 4383 | 109 | 40 | 10 | 0.96 | 4000 | 84
PGKBD3F9 | Visioneering Corp | Visioneering | LSVA48-LED840K042L[UNV 347]-[All Emergency Construction Packaging Mounting and Wiring Options] | Outdoor Luminaires | Low Output | Fuel Pump Canopy Luminaires | Standard | FALSE | [9 empty] | 42264 |  |  | NotYetVerified |  | 3 | 4173 | 109 | 38.5 | 10 | 0.96 | 4000 | 84
PGHGTE4E | Visioneering Corp | Visioneering | LSVA48-LED840K042L[UNV 347]-P16 [All Emergency Construction Packaging Mounting and Wiring Options] | Outdoor Luminaires | Low Output | Fuel Pump Canopy Luminaires | Standard | FALSE | [9 empty] | 42264 |  |  | NotYetVerified |  | 3 | 3999 | 104 | 38.5 | 10 | 0.96 | 4000 | 84
PQPNFXW5 | Visioneering Corp | Visioneering | LSVA48-LED840K042L[UNV 347]-P69 [All Emergency Construction Packaging Mounting and Wiring Options] | Outdoor Luminaires | Low Output | Fuel Pump Canopy Luminaires | Standard | FALSE | [9 empty] | 42264 |  |  | NotYetVerified |  | 3 | 3890 | 102 | 38.5 | 10 | 0.96 | 4000 | 84
P8Z2TMBR | Visioneering Corp | Visioneering | LSVA24-LED840K022L[UNV 347]-[All Emergency Construction Packaging Mounting and Wiring Options] | Outdoor Luminaires | Low Output | Fuel Pump Canopy Luminaires | Standard | FALSE | [9 empty] | 42264 |  |  | NotYetVerified |  | 3 | 2430 | 108 | 22.5 | 10 | 0.96 | 4000 | 84
PYF1DV14 | Visioneering Corp | Visioneering | CRV24-LED840K022L[UNV 347]-[P84 All Emergency Construction Packaging Mounting and Wiring Options] | Outdoor Luminaires | Low Output | Fuel Pump Canopy Luminaires | Standard | FALSE | [9 empty] | 42264 |  |  | NotYetVerified |  | 3 | 2379 | 105 | 22.5 | 10 | 0.96 | 4000 | 84
PWTMGU35 | Visioneering Corp | Visioneering | CRV24-LED840K022L[UNV 347]-[P70 All Emergency Construction Packaging Mounting and Wiring Options] | Outdoor Luminaires | Low Output | Fuel Pump Canopy Luminaires | Standard | FALSE | [9 empty] | 42264 |  |  | NotYetVerified |  | 3 | 2379 | 105 | 22.5 | 10 | 0.96 | 4000 | 84
P6EBSZ6H | Visioneering Corp | Visioneering | CRV24-LED840K022L[UNV 347]-[P67 All Emergency Construction Packaging Mounting and Wiring Options] | Outdoor Luminaires | Low Output | Fuel Pump Canopy Luminaires | Standard | FALSE | [9 empty] | 42264 |  |  | NotYetVerified |  | 3 | 2354 | 104 | 22.5 | 10 | 0.96 | 4000 | 84
P4RMWEJV | Visioneering Corp | Visioneering | CRV24-LED840K022L[UNV 347]-[P83 All Emergency Construction Packaging Mounting and Wiring Options] | Outdoor Luminaires | Low Output | Fuel Pump Canopy Luminaires | Standard | FALSE | [9 empty] | 42264 |  |  | NotYetVerified |  | 3 | 2354 | 104 | 22.5 | 10 | 0.96 | 4000 | 84
PJC1HHHK | Visioneering Corp | Visioneering | LSVA24-LED840K022L[UNV 347]-P16 [All Emergency Construction Packaging Mounting and Wiring Options] | Outdoor Luminaires | Low Output | Fuel Pump Canopy Luminaires | Standard | FALSE | [9 empty] | 42264 |  |  | NotYetVerified |  | 3 | 2329 | 103 | 22.5 | 10 | 0.96 | 4000 | 84
P22285GA | Visioneering Corp | Visioneering | LSVA24-LED840K022L[UNV 347]-P69 [All Emergency Construction Packaging Mounting and Wiring Options] | Outdoor Luminaires | Low Output | Fuel Pump Canopy Luminaires | Standard | FALSE | [9 empty] | 42264 |  |  | NotYetVerified |  | 3 | 2265 | 101 | 22.5 | 10 | 0.96 | 4000 | 84
PQVWVTTZ | Visioneering Corp | Visioneering | CRV24-LED840K022L[UNV 347]-[P69 All Emergency Construction Packaging Mounting and Wiring Options] | Outdoor Luminaires | Low Output | Fuel Pump Canopy Luminaires | Standard | FALSE | [9 empty] | 42264 |  |  | NotYetVerified |  | 3 | 2253 | 100 | 22.5 | 10 | 0.96 | 4000 | 84
PEBVZXX8 | Visioneering Corp | Visioneering | CRV96-LED840K200L[UNV 347]-[P84 All Emergency Construction Packaging Mounting and Wiring Options] | Outdoor Luminaires | High Output | Fuel Pump Canopy Luminaires | Standard | FALSE | [9 empty] | 42264 |  |  | NotYetVerified |  | 3 | 20945 | 117 | 176 | 10 | 0.96 | 4000 | 84
PCZQVXJ3 | Visioneering Corp | Visioneering | CRV96-LED840K200L[UNV 347]-[P70 All Emergency Construction Packaging Mounting and Wiring Options] | Outdoor Luminaires | High Output | Fuel Pump Canopy Luminaires | Standard | FALSE | [9 empty] | 42264 |  |  | NotYetVerified |  | 3 | 20945 | 117 | 176 | 10 | 0.96 | 4000 | 84
PFE5PGXP | Visioneering Corp | Visioneering | CRV96-LED840K200L[UNV 347]-[P83 All Emergency Construction Packaging Mounting and Wiring Options] | Outdoor Luminaires | High Output | Fuel Pump Canopy Luminaires | Standard | FALSE | [9 empty] | 42264 |  |  | NotYetVerified |  | 3 | 20723 | 116 | 176 | 10 | 0.96 | 4000 | 84
P8NX9W8R | Visioneering Corp | Visioneering | CRV96-LED840K200L[UNV 347]-[P67 All Emergency Construction Packaging Mounting and Wiring Options] | Outdoor Luminaires | High Output | Fuel Pump Canopy Luminaires | Standard | FALSE | [9 empty] | 42264 |  |  | NotYetVerified |  | 3 | 20723 | 116 | 176 | 10 | 0.96 | 4000 | 84
PVG221RK | Visioneering Corp | Visioneering | CRV96-LED840K200L[UNV 347]-[P69 All Emergency Construction Packaging Mounting and Wiring Options] | Outdoor Luminaires | High Output | Fuel Pump Canopy Luminaires | Standard | FALSE | [9 empty] | 42264 |  |  | NotYetVerified |  | 3 | 19832 | 112 | 176 | 10 | 0.96 | 4000 | 84
PG7FF1JZ | Visioneering Corp | Visioneering | LSVA96-LED840K168L[UNV 347]-[All Emergency Construction Packaging Mounting and Wiring Options] | Outdoor Luminaires | High Output | Fuel Pump Canopy Luminaires | Standard | FALSE | [9 empty] | 42264 |  |  | NotYetVerified |  | 3 | 16693 | 109 | 154 | 10 | 0.96 | 4000 | 84
PSWPRJGA | Visioneering Corp | Visioneering | LSVA96-LED840K168L[UNV 347]-P16 [All Emergency Construction Packaging Mounting and Wiring Options] | Outdoor Luminaires | High Output | Fuel Pump Canopy Luminaires | Standard | FALSE | [9 empty] | 42264 |  |  | NotYetVerified |  | 3 | 15997 | 104 | 154 | 10 | 0.96 | 4000 | 84
PS8FYR5T | Visioneering Corp | Visioneering | LSVA96-LED840K168L[UNV 347]-P69 [All Emergency Construction Packaging Mounting and Wiring Options] | Outdoor Luminaires | High Output | Fuel Pump Canopy Luminaires | Standard | FALSE | [9 empty] | 42264 |  |  | NotYetVerified |  | 3 | 15563 | 102 | 154 | 10 | 0.96 | 4000 | 84
PTKYDU7U | Visioneering Corp | Visioneering | CRV96-LED840K100L[UNV 347]-[P84 All Emergency Construction Packaging Mounting and Wiring Options] | Outdoor Luminaires | High Output | Fuel Pump Canopy Luminaires | Standard | FALSE | [9 empty] | 42264 |  |  | NotYetVerified |  | 3 | 10412 | 117 | 88 | 10 | 0.96 | 4000 | 84
PHKUFUB4 | Visioneering Corp | Visioneering | CRV48-LED840K100L[UNV 347]-[P84 All Emergency Construction Packaging Mounting and Wiring Options] | Outdoor Luminaires | High Output | Fuel Pump Canopy Luminaires | Standard | FALSE | [9 empty] | 42264 |  |  | NotYetVerified |  | 3 | 10412 | 117 | 88 | 10 | 0.96 | 4000 | 84
PDPXD4GY | Visioneering Corp | Visioneering | LSVA48-LED840K100L[UNV 347]-[All Emergency Construction Packaging Mounting and Wiring Options] | Outdoor Luminaires | High Output | Fuel Pump Canopy Luminaires | Standard | FALSE | [9 empty] | 42264 |  |  | NotYetVerified |  | 3 | 10412 | 117 | 88 | 10 | 0.96 | 4000 | 84
PAQARCYP | Visioneering Corp | Visioneering | CRV48-LED840K100L[UNV 347]-[P70 All Emergency Construction Packaging Mounting and Wiring Options] | Outdoor Luminaires | High Output | Fuel Pump Canopy Luminaires | Standard | FALSE | [9 empty] | 42264 |  |  | NotYetVerified |  | 3 | 10412 | 117 | 88 | 10 | 0.96 | 4000 | 84
P9GZ9H4M | Visioneering Corp | Visioneering | CRV96-LED840K100L[UNV 347]-[P70 All Emergency Construction Packaging Mounting and Wiring Options] | Outdoor Luminaires | High Output | Fuel Pump Canopy Luminaires | Standard | FALSE | [9 empty] | 42264 |  |  | NotYetVerified |  | 3 | 10412 | 117 | 88 | 10 | 0.96 | 4000 | 84
PZ15BZMV | Visioneering Corp | Visioneering | CRV48-LED840K100L[UNV 347]-[P83 All Emergency Construction Packaging Mounting and Wiring Options] | Outdoor Luminaires | High Output | Fuel Pump Canopy Luminaires | Standard | FALSE | [9 empty] | 42264 |  |  | NotYetVerified |  | 3 | 10301 | 116 | 88 | 10 | 0.96 | 4000 | 84
PYYCYEWD | Visioneering Corp | Visioneering | CRV96-LED840K100L[UNV 347]-[P67 All Emergency Construction Packaging Mounting and Wiring Options] | Outdoor Luminaires | High Output | Fuel Pump Canopy Luminaires | Standard | FALSE | [9 empty] | 42264 |  |  | NotYetVerified |  | 3 | 10301 | 116 | 88 | 10 | 0.96 | 4000 | 84
PNQS54RH | Visioneering Corp | Visioneering | CRV48-LED840K100L[UNV 347]-[P67 All Emergency Construction Packaging Mounting and Wiring Options] | Outdoor Luminaires | High Output | Fuel Pump Canopy Luminaires | Standard | FALSE | [9 empty] | 42264 |  |  | NotYetVerified |  | 3 | 10301 | 116 | 88 | 10 | 0.96 | 4000 | 84
P4KCHZWB | Visioneering Corp | Visioneering | CRV96-LED840K100L[UNV 347]-[P83 All Emergency Construction Packaging Mounting and Wiring Options] | Outdoor Luminaires | High Output | Fuel Pump Canopy Luminaires | Standard | FALSE | [9 empty] | 42264 |  |  | NotYetVerified |  | 3 | 10301 | 116 | 88 | 10 | 0.96 | 4000 | 84
P97NHKFF | Visioneering Corp | Visioneering | LSVA48-LED840K100L[UNV 347]-P16 [All Emergency Construction Packaging Mounting and Wiring Options] | Outdoor Luminaires | High Output | Fuel Pump Canopy Luminaires | Standard | FALSE | [9 empty] | 42264 |  |  | NotYetVerified |  | 3 | 10190 | 115 | 88 | 10 | 0.96 | 4000 | 84
PHT84R73 | Visioneering Corp | Visioneering | CRV96-LED835K100L[UNV 347]-[P67 All Emergency Construction Packaging Mounting and Wiring Options] | Outdoor Luminaires | Mid Output | Fuel Pump Canopy Luminaires | Standard | FALSE | [9 empty] | 42264 |  |  | NotYetVerified |  | 3 | 9965 | 113 | 88 | 10 | 0.96 | 3500 | 84
PG6SQ8T7 | Visioneering Corp | Visioneering | CRV96-LED835K100L[UNV 347]-[P83 All Emergency Construction Packaging Mounting and Wiring Options] | Outdoor Luminaires | Mid Output | Fuel Pump Canopy Luminaires | Standard | FALSE | [9 empty] | 42264 |  |  | NotYetVerified |  | 3 | 9965 | 113 | 88 | 10 | 0.96 | 3500 | 84
P83W5PNK | Visioneering Corp | Visioneering | CRV48-LED835K100L[UNV 347]-[P67 All Emergency Construction Packaging Mounting and Wiring Options] | Outdoor Luminaires | Mid Output | Fuel Pump Canopy Luminaires | Standard | FALSE | [9 empty] | 42264 |  |  | NotYetVerified |  | 3 | 9965 | 113 | 88 | 10 | 0.96 | 3500 | 84
P5H8GJSG | Visioneering Corp | Visioneering | CRV48-LED835K100L[UNV 347]-[P83 All Emergency Construction Packaging Mounting and Wiring Options] | Outdoor Luminaires | Mid Output | Fuel Pump Canopy Luminaires | Standard | FALSE | [9 empty] | 42264 |  |  | NotYetVerified |  | 3 | 9965 | 113 | 88 | 10 | 0.96 | 3500 | 84
PCA7SCRK | Visioneering Corp | Visioneering | LSVA48-LED835K100L[UNV 347]-P16 [All Emergency Construction Packaging Mounting and Wiring Options] | Outdoor Luminaires | Mid Output | Fuel Pump Canopy Luminaires | Standard | FALSE | [9 empty] | 42264 |  |  | NotYetVerified |  | 3 | 9858 | 112 | 88 | 10 | 0.96 | 3500 | 84
P965YHWY | Visioneering Corp | Visioneering | LSVA48-LED835K100L[UNV 347]-P69 [All Emergency Construction Packaging Mounting and Wiring Options] | Outdoor Luminaires | Mid Output | Fuel Pump Canopy Luminaires | Standard | FALSE | [9 empty] | 42264 |  |  | NotYetVerified |  | 3 | 9643 | 109 | 88 | 10 | 0.96 | 3500 | 84
PYZSSGGA | Visioneering Corp | Visioneering | CRV48-LED835K100L[UNV 347]-[P69 All Emergency Construction Packaging Mounting and Wiring Options] | Outdoor Luminaires | Mid Output | Fuel Pump Canopy Luminaires | Standard | FALSE | [9 empty] | 42264 |  |  | NotYetVerified |  | 3 | 9536 | 109 | 88 | 10 | 0.96 | 3500 | 84
PY2APYKA | Visioneering Corp | Visioneering | CRV96-LED835K100L[UNV 347]-[P69 All Emergency Construction Packaging Mounting and Wiring Options] | Outdoor Luminaires | Mid Output | Fuel Pump Canopy Luminaires | Standard | FALSE | [9 empty] | 42264 |  |  | NotYetVerified |  | 3 | 9536 | 109 | 88 | 10 | 0.96 | 3500 | 84
PGKN2U6T | Visioneering Corp | Visioneering | LSVA96-LED835K084L[UNV 347]-[All Emergency Construction Packaging Mounting and Wiring Options] | Outdoor Luminaires | Mid Output | Fuel Pump Canopy Luminaires | Standard | FALSE | [9 empty] | 42264 |  |  | NotYetVerified |  | 3 | 8074 | 105 | 77 | 10 | 0.96 | 3500 | 84
P4J11M8H | Visioneering Corp | Visioneering | LSVA48-LED835K084L[UNV 347]-[All Emergency Construction Packaging Mounting and Wiring Options] | Outdoor Luminaires | Mid Output | Fuel Pump Canopy Luminaires | Standard | FALSE | [9 empty] | 42264 |  |  | NotYetVerified |  | 3 | 8074 | 105 | 77 | 10 | 0.96 | 3500 | 84
PRCPVNCS | Visioneering Corp | Visioneering | LSVA96-LED835K084L[UNV 347]-P16 [All Emergency Construction Packaging Mounting and Wiring Options] | Outdoor Luminaires | Mid Output | Fuel Pump Canopy Luminaires | Standard | FALSE | [9 empty] | 42264 |  |  | NotYetVerified |  | 3 | 7737 | 101 | 77 | 10 | 0.96 | 3500 | 84
PP1QNS4P | Visioneering Corp | Visioneering | LSVA48-LED835K084L[UNV 347]-P16 [All Emergency Construction Packaging Mounting and Wiring Options] | Outdoor Luminaires | Mid Output | Fuel Pump Canopy Luminaires | Standard | FALSE | [9 empty] | 42264 |  |  | NotYetVerified |  | 3 | 7737 | 101 | 77 | 10 | 0.96 | 3500 | 84
PJHAG764 | Visioneering Corp | Visioneering | LSVA48-LED835K084L[UNV 347]-P69 [All Emergency Construction Packaging Mounting and Wiring Options] | Outdoor Luminaires | Mid Output | Fuel Pump Canopy Luminaires | Standard | FALSE | [9 empty] | 42264 |  |  | NotYetVerified |  | 3 | 7527 | 98 | 77 | 10 | 0.96 | 3500 | 84
PFAX3BE6 | Visioneering Corp | Visioneering | LSVA96-LED835K084L[UNV 347]-P69 [All Emergency Construction Packaging Mounting and Wiring Options] | Outdoor Luminaires | Mid Output | Fuel Pump Canopy Luminaires | Standard | FALSE | [9 empty] | 42264 |  |  | NotYetVerified |  | 3 | 7527 | 98 | 77 | 10 | 0.96 | 3500 | 84
PKVUYKK7 | Visioneering Corp | Visioneering | LSVA48-LED835K058L[UNV 347]-[All Emergency Construction Packaging Mounting and Wiring Options] | Outdoor Luminaires | Mid Output | Fuel Pump Canopy Luminaires | Standard | FALSE | [9 empty] | 42264 |  |  | NotYetVerified |  | 3 | 5891 | 105 | 48.5 | 10 | 0.96 | 3500 | 84
PNYYPZEJ | Visioneering Corp | Visioneering | LSVA48-LED835K058L[UNV 347]-P16 [All Emergency Construction Packaging Mounting and Wiring Options] | Outdoor Luminaires | Mid Output | Fuel Pump Canopy Luminaires | Standard | FALSE | [9 empty] | 42264 |  |  | NotYetVerified |  | 3 | 5645 | 101 | 48.5 | 10 | 0.96 | 3500 | 84
PVZ2EV1U | Visioneering Corp | Visioneering | LSVA48-LED835K058L[UNV 347]-P69 [All Emergency Construction Packaging Mounting and Wiring Options] | Outdoor Luminaires | Mid Output | Fuel Pump Canopy Luminaires | Standard | FALSE | [9 empty] | 42264 |  |  | NotYetVerified |  | 3 | 5492 | 98 | 48.5 | 10 | 0.96 | 3500 | 84
PKR7ZYKW | Visioneering Corp | Visioneering | CRV48-LED835K042L[UNV 347]-[P70 All Emergency Construction Packaging Mounting and Wiring Options] | Outdoor Luminaires | Low Output | Fuel Pump Canopy Luminaires | Standard | FALSE | [9 empty] | 42264 |  |  | NotYetVerified |  | 3 | 4496 | 104 | 43 | 10 | 0.96 | 3500 | 84
P9ZHVRQ8 | Visioneering Corp | Visioneering | CRV48-LED835K042L[UNV 347]-[P84 All Emergency Construction Packaging Mounting and Wiring Options] | Outdoor Luminaires | Low Output | Fuel Pump Canopy Luminaires | Standard | FALSE | [9 empty] | 42264 |  |  | NotYetVerified |  | 3 | 4496 | 104 | 43 | 10 | 0.96 | 3500 | 84
PCXX9NHA | Visioneering Corp | Visioneering | CRV24-LED835K042L[UNV 347]-[P70 All Emergency Construction Packaging Mounting and Wiring Options] | Outdoor Luminaires | Low Output | Fuel Pump Canopy Luminaires | Standard | FALSE | [9 empty] | 42264 |  |  | NotYetVerified |  | 3 | 4479 | 111 | 40 | 10 | 0.96 | 3500 | 84
P478Y3ZD | Visioneering Corp | Visioneering | CRV24-LED835K042L[UNV 347]-[P84 All Emergency Construction Packaging Mounting and Wiring Options] | Outdoor Luminaires | Low Output | Fuel Pump Canopy Luminaires | Standard | FALSE | [9 empty] | 42264 |  |  | NotYetVerified |  | 3 | 4479 | 111 | 40 | 10 | 0.96 | 3500 | 84
PXXVDQNY | Visioneering Corp | Visioneering | CRV48-LED835K042L[UNV 347]-[P67 All Emergency Construction Packaging Mounting and Wiring Options] | Outdoor Luminaires | Low Output | Fuel Pump Canopy Luminaires | Standard | FALSE | [9 empty] | 42264 |  |  | NotYetVerified |  | 3 | 4448 | 103 | 43 | 10 | 0.96 | 3500 | 84
PG6GKC5P | Visioneering Corp | Visioneering | CRV48-LED835K042L[UNV 347]-[P83 All Emergency Construction Packaging Mounting and Wiring Options] | Outdoor Luminaires | Low Output | Fuel Pump Canopy Luminaires | Standard | FALSE | [9 empty] | 42264 |  |  | NotYetVerified |  | 3 | 4448 | 103 | 43 | 10 | 0.96 | 3500 | 84
PGSUDSC9 | Visioneering Corp | Visioneering | CRV24-LED835K042L[UNV 347]-[P83 All Emergency Construction Packaging Mounting and Wiring Options] | Outdoor Luminaires | Low Output | Fuel Pump Canopy Luminaires | Standard | FALSE | [9 empty] | 42264 |  |  | NotYetVerified |  | 3 | 4431 | 110 | 40 | 10 | 0.96 | 3500 | 84
PF4SWB86 | Visioneering Corp | Visioneering | CRV24-LED835K042L[UNV 347]-[P67 All Emergency Construction Packaging Mounting and Wiring Options] | Outdoor Luminaires | Low Output | Fuel Pump Canopy Luminaires | Standard | FALSE | [9 empty] | 42264 |  |  | NotYetVerified |  | 3 | 4431 | 110 | 40 | 10 | 0.96 | 3500 | 84
PYZ798GM | Visioneering Corp | Visioneering | CRV48-LED835K042L[UNV 347]-[P69 All Emergency Construction Packaging Mounting and Wiring Options] | Outdoor Luminaires | Low Output | Fuel Pump Canopy Luminaires | Standard | FALSE | [9 empty] | 42264 |  |  | NotYetVerified |  | 3 | 4257 | 99 | 43 | 10 | 0.96 | 3500 | 84
P9A6JS4E | Visioneering Corp | Visioneering | CRV24-LED835K042L[UNV 347]-[P69 All Emergency Construction Packaging Mounting and Wiring Options] | Outdoor Luminaires | Low Output | Fuel Pump Canopy Luminaires | Standard | FALSE | [9 empty] | 42264 |  |  | NotYetVerified |  | 3 | 4240 | 106 | 40 | 10 | 0.96 | 3500 | 84
PCFZ2C6D | Visioneering Corp | Visioneering | LSVA48-LED835K042L[UNV 347]-[All Emergency Construction Packaging Mounting and Wiring Options] | Outdoor Luminaires | Low Output | Fuel Pump Canopy Luminaires | Standard | FALSE | [9 empty] | 42264 |  |  | NotYetVerified |  | 3 | 4037 | 105 | 38.5 | 10 | 0.96 | 3500 | 84
PXHPKDE9 | Visioneering Corp | Visioneering | LSVA48-LED835K042L[UNV 347]-P16 [All Emergency Construction Packaging Mounting and Wiring Options] | Outdoor Luminaires | Low Output | Fuel Pump Canopy Luminaires | Standard | FALSE | [9 empty] | 42264 |  |  | NotYetVerified |  | 3 | 3869 | 101 | 38.5 | 10 | 0.96 | 3500 | 84
PFGGQPM9 | Visioneering Corp | Visioneering | LSVA48-LED835K042L[UNV 347]-P69 [All Emergency Construction Packaging Mounting and Wiring Options] | Outdoor Luminaires | Low Output | Fuel Pump Canopy Luminaires | Standard | FALSE | [9 empty] | 42264 |  |  | NotYetVerified |  | 3 | 3764 | 98 | 38.5 | 10 | 0.96 | 3500 | 84
PCTPRR7P | Visioneering Corp | Visioneering | LSVA24-LED835K022L[UNV 347]-[All Emergency Construction Packaging Mounting and Wiring Options] | Outdoor Luminaires | Low Output | Fuel Pump Canopy Luminaires | Standard | FALSE | [9 empty] | 42264 |  |  | NotYetVerified |  | 3 | 2351 | 104 | 22.5 | 10 | 0.96 | 3500 | 84
PE1S6E9Y | Visioneering Corp | Visioneering | CRV24-LED835K022L[UNV 347]-[P84 All Emergency Construction Packaging Mounting and Wiring Options] | Outdoor Luminaires | Low Output | Fuel Pump Canopy Luminaires | Standard | FALSE | [9 empty] | 42264 |  |  | NotYetVerified |  | 3 | 2302 | 102 | 22.5 | 10 | 0.96 | 3500 | 84
PUXW7WZV | Visioneering Corp | Visioneering | CRV24-LED835K022L[UNV 347]-[P67 All Emergency Construction Packaging Mounting and Wiring Options] | Outdoor Luminaires | Low Output | Fuel Pump Canopy Luminaires | Standard | FALSE | [9 empty] | 42264 |  |  | NotYetVerified |  | 3 | 2278 | 101 | 22.5 | 10 | 0.96 | 3500 | 84
PEKUJNSK | Visioneering Corp | Visioneering | CRV24-LED835K022L[UNV 347]-[P83 All Emergency Construction Packaging Mounting and Wiring Options] | Outdoor Luminaires | Low Output | Fuel Pump Canopy Luminaires | Standard | FALSE | [9 empty] | 42264 |  |  | NotYetVerified |  | 3 | 2278 | 101 | 22.5 | 10 | 0.96 | 3500 | 84
PV6ZY573 | Visioneering Corp | Visioneering | LSVA24-LED835K022L[UNV 347]-P16 [All Emergency Construction Packaging Mounting and Wiring Options] | Outdoor Luminaires | Low Output | Fuel Pump Canopy Luminaires | Standard | FALSE | [9 empty] | 42264 |  |  | NotYetVerified |  | 3 | 2253 | 100 | 22.5 | 10 | 0.96 | 3500 | 84
PQYHB38P | Visioneering Corp | Visioneering | LSVA24-LED835K022L[UNV 347]-P69 [All Emergency Construction Packaging Mounting and Wiring Options] | Outdoor Luminaires | Low Output | Fuel Pump Canopy Luminaires | Standard | FALSE | [9 empty] | 42264 |  |  | NotYetVerified |  | 3 | 2192 | 97 | 22.5 | 10 | 0.96 | 3500 | 84
PFEBNE4B | Visioneering Corp | Visioneering | CRV96-LED835K200L[UNV 347]-[P70 All Emergency Construction Packaging Mounting and Wiring Options] | Outdoor Luminaires | High Output | Fuel Pump Canopy Luminaires | Standard | FALSE | [9 empty] | 42264 |  |  | NotYetVerified |  | 3 | 20261 | 114 | 176 | 10 | 0.96 | 3500 | 84
P3DRXX1X | Visioneering Corp | Visioneering | CRV96-LED835K200L[UNV 347]-[P84 All Emergency Construction Packaging Mounting and Wiring Options] | Outdoor Luminaires | High Output | Fuel Pump Canopy Luminaires | Standard | FALSE | [9 empty] | 42264 |  |  | NotYetVerified |  | 3 | 20261 | 114 | 176 | 10 | 0.96 | 3500 | 84
PYC6XBAH | Visioneering Corp | Visioneering | CRV96-LED835K200L[UNV 347]-[P83 All Emergency Construction Packaging Mounting and Wiring Options] | Outdoor Luminaires | High Output | Fuel Pump Canopy Luminaires | Standard | FALSE | [9 empty] | 42264 |  |  | NotYetVerified |  | 3 | 20046 | 113 | 176 | 10 | 0.96 | 3500 | 84
PVHSGMNJ | Visioneering Corp | Visioneering | CRV96-LED835K200L[UNV 347]-[P67 All Emergency Construction Packaging Mounting and Wiring Options] | Outdoor Luminaires | High Output | Fuel Pump Canopy Luminaires | Standard | FALSE | [9 empty] | 42264 |  |  | NotYetVerified |  | 3 | 20046 | 113 | 176 | 10 | 0.96 | 3500 | 84
PEHATRG6 | Visioneering Corp | Visioneering | CRV96-LED835K200L[UNV 347]-[P69 All Emergency Construction Packaging Mounting and Wiring Options] | Outdoor Luminaires | High Output | Fuel Pump Canopy Luminaires | Standard | FALSE | [9 empty] | 42264 |  |  | NotYetVerified |  | 3 | 19184 | 109 | 176 | 10 | 0.96 | 3500 | 84
PWN86YEB | Visioneering Corp | Visioneering | LSVA96-LED835K168L[UNV 347]-[All Emergency Construction Packaging Mounting and Wiring Options] | Outdoor Luminaires | High Output | Fuel Pump Canopy Luminaires | Standard | FALSE | [9 empty] | 42264 |  |  | NotYetVerified |  | 3 | 16148 | 105 | 154 | 10 | 0.96 | 3500 | 84
PZZSC627 | Visioneering Corp | Visioneering | LSVA96-LED835K168L[UNV 347]-P16 [All Emergency Construction Packaging Mounting and Wiring Options] | Outdoor Luminaires | High Output | Fuel Pump Canopy Luminaires | Standard | FALSE | [9 empty] | 42264 |  |  | NotYetVerified |  | 3 | 15475 | 101 | 154 | 10 | 0.96 | 3500 | 84
PF8VJDT9 | Visioneering Corp | Visioneering | LSVA96-LED835K168L[UNV 347]-P69 [All Emergency Construction Packaging Mounting and Wiring Options] | Outdoor Luminaires | High Output | Fuel Pump Canopy Luminaires | Standard | FALSE | [9 empty] | 42264 |  |  | NotYetVerified |  | 3 | 15055 | 98 | 154 | 10 | 0.96 | 3500 | 84
PV2YKU53 | Visioneering Corp | Visioneering | LSVA48-LED835K100L[UNV 347]-[All Emergency Construction Packaging Mounting and Wiring Options] | Outdoor Luminaires | High Output | Fuel Pump Canopy Luminaires | Standard | FALSE | [9 empty] | 42264 |  |  | NotYetVerified |  | 3 | 10072 | 114 | 88 | 10 | 0.96 | 3500 | 84
PBXYWUGH | Visioneering Corp | Visioneering | CRV48-LED835K100L[UNV 347]-[P70 All Emergency Construction Packaging Mounting and Wiring Options] | Outdoor Luminaires | High Output | Fuel Pump Canopy Luminaires | Standard | FALSE | [9 empty] | 42264 |  |  | NotYetVerified |  | 3 | 10072 | 114 | 88 | 10 | 0.96 | 3500 | 84
PBEC2QZH | Visioneering Corp | Visioneering | CRV96-LED835K100L[UNV 347]-[P70 All Emergency Construction Packaging Mounting and Wiring Options] | Outdoor Luminaires | High Output | Fuel Pump Canopy Luminaires | Standard | FALSE | [9 empty] | 42264 |  |  | NotYetVerified |  | 3 | 10072 | 114 | 88 | 10 | 0.96 | 3500 | 84
P6DQQ5PP | Visioneering Corp | Visioneering | CRV96-LED835K100L[UNV 347]-[P84 All Emergency Construction Packaging Mounting and Wiring Options] | Outdoor Luminaires | High Output | Fuel Pump Canopy Luminaires | Standard | FALSE | [9 empty] | 42264 |  |  | NotYetVerified |  | 3 | 10072 | 114 | 88 | 10 | 0.96 | 3500 | 84
P38J38C2 | Visioneering Corp | Visioneering | CRV48-LED835K100L[UNV 347]-[P84 All Emergency Construction Packaging Mounting and Wiring Options] | Outdoor Luminaires | High Output | Fuel Pump Canopy Luminaires | Standard | FALSE | [9 empty] | 42264 |  |  | NotYetVerified |  | 3 | 10072 | 114 | 88 | 10 | 0.96 | 3500 | 84
PETPFVE9 | Lighting Group of America | Lighting Group of America | GL364L1B | Outdoor Luminaires | Mid Output | Fuel Pump Canopy Luminaires | Standard | TRUE | 5524 | 95.91 | 57.6 | 17.68 | 0.931 | 5116 | 73.1 | 5 | 50000 | 42262 |  |  | NotYetVerified |  | 3 | 5524 | 95.24 | 58 |  |  | 5000 | 70
PMUETGHN | Lighting Group of America | Lighting Group of America | GL-012L1 | Outdoor Luminaires | Low Output | Fuel Pump Canopy Luminaires | Standard | TRUE | 3706.4 | 90.68 | 40.87 | 18.75 | 0.912 | 5115 | 73 | 5 |  | 42262 |  |  | NotYetVerified |  | 3
PXZ4M11Z | Lighting Group of America | Lighting Group of America | GL-012L2 | Outdoor Luminaires | Low Output | Fuel Pump Canopy Luminaires | Standard | TRUE | 4285.8 | 78 | 54.62 | 19 | 0.92 | 5518 | 78 | 5 |  | 42262 |  |  | NotYetVerified |  | 3
P3ADTCDT | CINA LED LIGHTING TECH LIMITED | CINA | CA-CLW8-80W | Outdoor Luminaires | Mid Output | Fuel Pump Canopy Luminaires | Standard | TRUE | 7864.254 | 104.564 | 75.21 | 18.74 | 0.8719 | 5290 | 68.7 | 5 | 50000 | 42261 |  |  | No |  | 3 | 8000 | 100 | 80 | 18 | 0.95 | 5200 | 70
P37WJ29X | Alphalite Inc. | Alphalite | SCL-40/40K | Outdoor Luminaires | Low Output | Fuel Pump Canopy Luminaires | Standard | TRUE | 3473.6 | 84.24 | 41.23 | 18.31 | 0.9531 | 3956 | 72 | 5 | 50000 | 42261 |  |  | NotYetVerified |  | 3 | 3473.6 | 84.24 | 41.23 | 18.31 | 0.9531 | 4000 | 72
P9DJF778 | Orbit Industries Inc. | ORBIT | LCM4-58W-CW-BR | Outdoor Luminaires | Mid Output | Fuel Pump Canopy Luminaires | Standard | TRUE | 5524 | 95.91 | 57.6 | 17.68 | 0.931 | 5116 | 73.1 | 5 | 50000 | 42261 |  |  | NotYetVerified |  | 3 | 5524 | 95.24 | 58 |  |  | 5000 | 70
PKJN5JYA | Orbit Industries Inc. | ORBIT | LCM4-33W-CW-BR | Outdoor Luminaires | Low Output | Fuel Pump Canopy Luminaires | Standard | TRUE | 2976 | 88.4 | 33.7 | 14.5 | 0.971 | 4980 | 72 | 5 | 50000 | 42261 |  |  | NotYetVerified |  | 3 | 3000 | 88 | 34 |  |  | 5000 | 70
PHZYU7C1 | Alphalite Inc. | Alphalite | SCL-40/57K | Outdoor Luminaires | Low Output | Fuel Pump Canopy Luminaires | Standard | FALSE | [9 empty] | 42261 |  |  | NotYetVerified |  | 3 | 3812 | 91.39 | 41.71 | 16.77 | 0.9575 | 5700 | 78.2
P8UCXUE2 | Alphalite Inc. | Alphalite | SCL-40/50K | Outdoor Luminaires | Low Output | Fuel Pump Canopy Luminaires | Standard | FALSE | [9 empty] | 42261 |  |  | NotYetVerified |  | 3 | 3473.6 | 84.24 | 41.23 | 18.31 | 0.9531 | 5000 | 72
PG4213JH | Alphalite Inc. | Alphalite | SCL-40/45K | Outdoor Luminaires | Low Output | Fuel Pump Canopy Luminaires | Standard | FALSE | [9 empty] | 42261 |  |  | NotYetVerified |  | 3 | 3473.6 | 84.24 | 41.23 | 16.31 | 0.9531 | 4500 | 72
PHK2QXK5 | S LITE CO. LTD. | S LITE | DL392ULINFH(3000K) | Outdoor Luminaires | Mid Output | Fuel Pump Canopy Luminaires | Standard | TRUE | 8689.6 | 108.57 | 80.04 | 12.22 | 0.909 | 3109 | 82.6 | 5 | 50000 | 42257 |  |  | Yes |  | 3 | 8689.6 | 108.57 | 80.08 | 12.22 | 0.909 | 3000 | 82.6
PTHNFMV3 | S LITE CO. LTD. | S LITE | DL392ULLINF(3000K) | Outdoor Luminaires | Mid Output | Fuel Pump Canopy Luminaires | Standard | TRUE | 8326.2 | 106.54 | 78.15 | 14.93 | 0.902 | 3105 | 82.3 | 5 | 50000 | 42257 |  |  | Yes |  | 3 | 8326.2 | 106.54 | 78.15 | 14.93 | 0.902 | 3000 | 82.3
P6DFSCXT | S LITE CO. LTD. | S LITE | DL391ULLINF(3000K) | Outdoor Luminaires | Low Output | Fuel Pump Canopy Luminaires | Standard | TRUE | 3410.9 | 110.04 | 31 | 9.13 | 0.925 | 3071 | 84.5 | 5 | 50000 | 42257 |  |  | Yes |  | 3 | 3424.9 | 111.78 | 30.64 | 9.13 | 0.925 | 3000 | 84.5
P6G38YY1 | Mobern Lighting Co | Mobern Lighting Co | CPY10LED40MV50 | Outdoor Luminaires | Low Output | Fuel Pump Canopy Luminaires | Standard | TRUE | 3035.861 | 78.497 | 38.675 | 24.53 | 0.9113 | 4849 | 71.1 | 5 | 50000 | 42257 |  |  | NotYetVerified |  | 3 | 3100 | 77.5 | 40 |  |  | 5000
PZ6USZJY | S LITE CO. LTD. | S LITE | DL391ULLINF(5000K) | Outdoor Luminaires | Low Output | Fuel Pump Canopy Luminaires | Standard | FALSE | [9 empty] | 42257 | Dimmable | Continuous Below 10 | Yes |  | 3 | 3596 | 115.15 | 31.23 | 9.69 | 0.925 | 5000 | 85.3
PU75ZJPM | S LITE CO. LTD. | S LITE | DL392ULLINF(5000K) | Outdoor Luminaires | Mid Output | Fuel Pump Canopy Luminaires | Standard | FALSE | [9 empty] | 42257 | Dimmable | Continuous Below 10 | Yes |  | 3 | 8934 | 117.44 | 78.02 | 15.12 | 0.904 | 5000 | 85
PP2BD9BB | S LITE CO. LTD. | S LITE | DL392ULINFH(5000K) | Outdoor Luminaires | Mid Output | Fuel Pump Canopy Luminaires | Standard | FALSE | [9 empty] | 42257 | Dimmable | Continuous Below 10 | Yes |  | 3 | 9289 | 113.99 | 81.49 | 13.86 | 0.9 | 5000 | 84.9
PGGED3TK | S LITE CO. LTD. | S LITE | DL391ULLINF(4500K) | Outdoor Luminaires | Low Output | Fuel Pump Canopy Luminaires | Standard | FALSE | [9 empty] | 42257 | Dimmable | Continuous Below 10 | Yes |  | 3 | 3424.9 | 111.78 | 30.64 | 9.13 | 0.925 | 4500 | 84.5
PPDUKTTN | S LITE CO. LTD. | S LITE | DL392ULINFH(4500K) | Outdoor Luminaires | Mid Output | Fuel Pump Canopy Luminaires | Standard | FALSE | [9 empty] | 42257 | Dimmable | Continuous Below 10 | Yes |  | 3 | 8689.6 | 108.57 | 80.08 | 12.22 | 0.909 | 4500 | 82.6
PH5JXBBK | S LITE CO. LTD. | S LITE | DL392ULLINF(4500K) | Outdoor Luminaires | Mid Output | Fuel Pump Canopy Luminaires | Standard | FALSE | [9 empty] | 42257 | Dimmable | Continuous Below 10 | Yes |  | 3 | 8326.2 | 106.54 | 78.15 | 14.93 | 0.902 | 4500 | 82.3
PJ8TFFB5 | S LITE CO. LTD. | S LITE | DL391ULLINF(4000K) | Outdoor Luminaires | Low Output | Fuel Pump Canopy Luminaires | Standard | FALSE | [9 empty] | 42257 | Dimmable | Continuous Below 10 | Yes |  | 3 | 3424.9 | 111.78 | 30.64 | 9.13 | 0.925 | 4000 | 84.5
PUX7GCGK | S LITE CO. LTD. | S LITE | DL392ULINFH(4000K) | Outdoor Luminaires | Mid Output | Fuel Pump Canopy Luminaires | Standard | FALSE | [9 empty] | 42257 | Dimmable | Continuous Below 10 | Yes |  | 3 | 8689.6 | 108.57 | 80.08 | 12.22 | 0.909 | 4000 | 82.6
PKF5WDNT | S LITE CO. LTD. | S LITE | DL392ULLINF(4000K) | Outdoor Luminaires | Mid Output | Fuel Pump Canopy Luminaires | Standard | FALSE | [9 empty] | 42257 | Dimmable | Continuous Below 10 | Yes |  | 3 | 8326.2 | 106.54 | 78.15 | 14.93 | 0.902 | 4000 | 82.3
PNN9VKA9 | S LITE CO. LTD. | S LITE | DL391ULLINF(3500K) | Outdoor Luminaires | Low Output | Fuel Pump Canopy Luminaires | Standard | FALSE | [9 empty] | 42257 | Dimmable | Continuous Below 10 | Yes |  | 3 | 3424.9 | 111.78 | 30.64 | 9.13 | 0.925 | 3500 | 84.5
PZS7YR2K | S LITE CO. LTD. | S LITE | DL392ULINFH(3500K) | Outdoor Luminaires | Mid Output | Fuel Pump Canopy Luminaires | Standard | FALSE | [9 empty] | 42257 | Dimmable | Continuous Below 10 | Yes |  | 3 | 8689.6 | 108.57 | 80.08 | 12.22 | 0.909 | 3500 | 82.6
P6MX2PNN | S LITE CO. LTD. | S LITE | DL392ULLINF(3500K) | Outdoor Luminaires | Mid Output | Fuel Pump Canopy Luminaires | Standard | FALSE | [9 empty] | 42257 | Dimmable | Continuous Below 10 | Yes |  | 3 | 8326.2 | 106.54 | 78.15 | 14.93 | 0.902 | 3500 | 82.3
PR5KQTMZ | RC Lighting | RC Lighting | MASI16-52YW/D10 RCL | Outdoor Luminaires | Mid Output | Fuel Pump Canopy Luminaires | Premium | TRUE | 6312 | 117.3 | 53.8 | 8.9 | 0.969 | 3026 | 71 | 5 |  | 42249 |  |  | No |  | 3 | 6312 | 117.3 | 53.8 | 6.9 | 0.992 | 3026 | 71
PBZT7ADV | RC Lighting | RC Lighting | MASI16-52W/D10 RCL | Outdoor Luminaires | Mid Output | Fuel Pump Canopy Luminaires | Premium | TRUE | 6782 | 125.1 | 54.2 | 9.1 | 0.964 | 5101 | 74 | 5 |  | 42249 | Dimmable | Continuous Below 10 | No |  | 3 | 6782 | 125.1 | 54.2 | 5.5 | 0.993 | 5101 | 74
PC93ETRT | RC Lighting | RC Lighting | MASI16-100YW/D10 RCL | Outdoor Luminaires | High Output | Fuel Pump Canopy Luminaires | Premium | TRUE | 14477 | 127.3 | 113.7 | 16.3 | 0.941 | 3029 | 71 | 5 |  | 42249 | Dimmable | Continuous Below 10 | No |  | 3 | 14477 | 127.3 | 113.7 | 7.6 | 0.995 | 3029 | 71
PPVN8CCM | RC Lighting | RC Lighting | MASI20-200YW/D10 RCL | Outdoor Luminaires | High Output | Fuel Pump Canopy Luminaires | Premium | TRUE | 27027 | 127.8 | 211.4 | 11.8 | 0.944 | 3024 | 71 | 5 |  | 42249 |  |  | No |  | 3 | 27027 | 127.8 | 211.4 | 4.8 | 0.998 | 3024 | 71
PPQGRPF8 | RC Lighting | RC Lighting | MASI20-200W/D10 RCL | Outdoor Luminaires | High Output | Fuel Pump Canopy Luminaires | Premium | FALSE | [9 empty] | 42249 |  |  | No |  | 3 | 28478 | 134.8 | 211.3 | 4.7 | 0.999 | 5195 | 74
PSGM9Q7F | RC Lighting | RC Lighting | MASI16-100W/D10 RCL | Outdoor Luminaires | High Output | Fuel Pump Canopy Luminaires | Premium | FALSE | [9 empty] | 42249 |  |  | No |  | 3 | 16344 | 134.1 | 114.4 | 7.4 | 0.994 | 5136 | 75
PZR2FJFS | RC Lighting | RC Lighting | MASI16-80W/D10 RCL | Outdoor Luminaires | High Output | Fuel Pump Canopy Luminaires | Premium | FALSE | [9 empty] | 42249 |  |  | No |  | 3 | 12207 | 141.8 | 86.3 | 20.5 | 0.914 | 5107 | 74
PT3KY75W | RC Lighting | RC Lighting | MASI20-160W/D10 RCL | Outdoor Luminaires | High Output | Fuel Pump Canopy Luminaires | Premium | FALSE | [9 empty] | 42249 |  |  | No |  | 3 | 22632 | 143.5 | 157.7 | 5.6 | 0.996 | 5106 | 75
PX9RDQUA | RC Lighting | RC Lighting | MASI16-100NW/D10 RCL | Outdoor Luminaires | High Output | Fuel Pump Canopy Luminaires | Premium | FALSE | [9 empty] | 42249 |  |  | No |  | 3 | 15454 | 134.9 | 114.6 | 7.3 | 0.995 | 3987 | 72
PCEU8WRF | RC Lighting | RC Lighting | MASI16-52NW/D10 RCL | Outdoor Luminaires | Mid Output | Fuel Pump Canopy Luminaires | Premium | FALSE | [9 empty] | 42249 | Dimmable | Continuous Below 10 | No |  | 3 | 6857 | 124.9 | 54.9 | 6.6 | 0.992 | 3983 | 72
PYYW78SW | RC Lighting | RC Lighting | MASI20-160NW/D10 RCL | Outdoor Luminaires | High Output | Fuel Pump Canopy Luminaires | Premium | FALSE | [9 empty] | 42249 |  |  | No |  | 3 | 23017 | 144.3 | 159.5 | 5.6 | 0.999 | 3980 | 72
PAABF54Q | RC Lighting | RC Lighting | MASI16-80NW/D10 RCL | Outdoor Luminaires | High Output | Fuel Pump Canopy Luminaires | Premium | FALSE | [9 empty] | 42249 | Dimmable | Continuous Below 10 | No |  | 3 | 12192 | 143.3 | 85.3 | 20.4 | 0.914 | 3967 | 72
PKTXNS8Y | RC Lighting | RC Lighting | MASI20-200NW/D10 RCL | Outdoor Luminaires | High Output | Fuel Pump Canopy Luminaires | Premium | FALSE | [9 empty] | 42249 |  |  | No |  | 3 | 29172 | 137.5 | 212.2 | 4.7 | 0.999 | 3967 | 72
P7THPDR6 | RC Lighting | RC Lighting | MASI16-80YW/D10 RCL | Outdoor Luminaires | High Output | Fuel Pump Canopy Luminaires | Premium | FALSE | [9 empty] | 42249 | Dimmable | Continuous Below 10 | No |  | 3 | 11533 | 133.9 | 86.2 | 20 | 0.915 | 3026 | 72
PV51SYRJ | RC Lighting | RC Lighting | MASI20-160YW/D10 RCL | Outdoor Luminaires | High Output | Fuel Pump Canopy Luminaires | Premium | FALSE | [9 empty] | 42249 |  |  | No |  | 3 | 21458 | 136.3 | 157.4 | 5.7 | 0.997 | 3025 | 71
PJ4NK354 | SloanLED | HighLINER2 | 701912-C1I75 [120V ONLY] | Outdoor Luminaires | Low Output | Specialty: Soffit Lighting | Standard | TRUE | 1766.74 | 106.27 | 17.6 | 13.4 | 0.958 | 4886 | 81.11 | 5 | 100000 | 42244 |  |  | No |  | 3 | 1800 | 106 | 17 |  |  | 5000 | 80
P9P4EQGW | SloanLED | HighLINER2 | 701912-C1I75 [120V ONLY] | Outdoor Luminaires | Low Output | Specialty: Canopy Lighting | Standard | TRUE | 1766.74 | 106.27 | 17.6 | 13.4 | 0.958 | 4886 | 81.11 | 5 | 100000 | 42244 |  |  | No |  | 3 | 1800 | 106 | 17 |  |  | 5000 | 80
PUTYARP9 | Howard Lighting | Howard | LSCH43DMV | Outdoor Luminaires | Low Output | Fuel Pump Canopy Luminaires | Standard | TRUE | 4358.8 | 99.27 | 43.91 | 10.35 | 0.9701 | 3002 | 83.7 | 5 | 50000 | 42242 |  |  | NotYetVerified |  | 3 | 4358.8 | 99.29 | 43.9 | 10.35 | 0.9701 | 3000 | 83.7
PSFCZ4FE | Tamlite Lighting | Tamlite Lighting | DLC40LED-347V(3000K) | Outdoor Luminaires | Low Output | Fuel Pump Canopy Luminaires | Standard | TRUE | 3364.3 | 86.98 | 38.68 | 16.59 | 0.925 | 3168 | 74.8 | 5 | 50000 | 42242 |  |  | NotYetVerified |  | 3 | 3364.3 | 86.98 | 38.68 | 16.59 | 0.925 | 3000 | 74.8
PYZ8M2P5 | Tamlite Lighting | Tamlite Lighting | DLC80LED-347V(3000K) | Outdoor Luminaires | Mid Output | Fuel Pump Canopy Luminaires | Standard | TRUE | 6704.2 | 87.14 | 76.94 | 17.06 | 0.927 | 3199 | 75.4 | 5 | 50000 | 42242 |  |  | NotYetVerified |  | 3 | 6704.2 | 87.14 | 76.94 | 17.06 | 0.927 | 3000 | 75.4
PN4K7W8N | S LITE CO. LTD. | S LITE | DL392ALMINF(3000K) | Outdoor Luminaires | Mid Output | Fuel Pump Canopy Luminaires | Standard | TRUE | 7494.3 | 85.95 | 87.19 | 11.67 | 0.9019 | 3194 | 75.3 | 5 | 50000 | 42242 |  |  | NotYetVerified |  | 3 | 7494.3 | 86.93 | 86.21 | 11.67 | 0.9019 | 3000 | 75.3
PPW9R2A8 | S LITE CO. LTD. | S LITE | DL392ALINF(3000K) | Outdoor Luminaires | Mid Output | Fuel Pump Canopy Luminaires | Standard | TRUE | 7608.7 | 87.34 | 87.12 | 11.71 | 0.9071 | 3185 | 75.1 | 5 | 50000 | 42242 |  |  | NotYetVerified |  | 3 | 7608.7 | 88.39 | 86.08 | 11.71 | 0.9071 | 3000 | 75.1
P76QNMF7 | Tamlite Lighting | Tamlite Lighting | DLC80LED-347V(5700K) | Outdoor Luminaires | Mid Output | Fuel Pump Canopy Luminaires | Standard | FALSE | [9 empty] | 42242 |  |  | NotYetVerified |  | 3 | 7056 | 91.03 | 77.51 | 17.38 | 0.926 | 5700 | 71.7
PXRFTKKF | Tamlite Lighting | Tamlite Lighting | DLC40LED-347V(5700K) | Outdoor Luminaires | Low Output | Fuel Pump Canopy Luminaires | Standard | FALSE | [9 empty] | 42242 |  |  | NotYetVerified |  | 3 | 3579 | 89.01 | 40.21 | 16.69 | 0.926 | 5700 | 71.1
PV3A2QB5 | Tamlite Lighting | Tamlite Lighting | DLC80LED-347V(5000K) | Outdoor Luminaires | Mid Output | Fuel Pump Canopy Luminaires | Standard | FALSE | [9 empty] | 42242 |  |  | NotYetVerified |  | 3 | 6704.2 | 87.14 | 76.94 | 17.06 | 0.927 | 5000 | 75.4
P4PCB37Y | Tamlite Lighting | Tamlite Lighting | DLC40LED-347V(5000K) | Outdoor Luminaires | Low Output | Fuel Pump Canopy Luminaires | Standard | FALSE | [9 empty] | 42242 |  |  | NotYetVerified |  | 3 | 3364.3 | 86.98 | 38.68 | 16.59 | 0.925 | 5000 | 74.8
PD1BM57B | Tamlite Lighting | Tamlite Lighting | DLC80LED-347V(4500K) | Outdoor Luminaires | Mid Output | Fuel Pump Canopy Luminaires | Standard | FALSE | [9 empty] | 42242 |  |  | NotYetVerified |  | 3 | 6704.2 | 87.14 | 76.94 | 17.06 | 0.927 | 4500 | 75.4
PTW42E1B | Tamlite Lighting | Tamlite Lighting | DLC40LED-347V(4500K) | Outdoor Luminaires | Low Output | Fuel Pump Canopy Luminaires | Standard | FALSE | [9 empty] | 42242 |  |  | NotYetVerified |  | 3 | 3364.3 | 86.98 | 38.68 | 16.59 | 0.925 | 4500 | 74.8
PUH7YRD2 | Tamlite Lighting | Tamlite Lighting | DLC80LED-347V(4000K) | Outdoor Luminaires | Mid Output | Fuel Pump Canopy Luminaires | Standard | FALSE | [9 empty] | 42242 |  |  | NotYetVerified |  | 3 | 6704.2 | 87.14 | 76.94 | 17.06 | 0.927 | 4000 | 75.4
PZA8UBZG | Tamlite Lighting | Tamlite Lighting | DLC40LED-347V(4000K) | Outdoor Luminaires | Low Output | Fuel Pump Canopy Luminaires | Standard | FALSE | [9 empty] | 42242 |  |  | NotYetVerified |  | 3 | 3364.3 | 86.98 | 38.68 | 16.59 | 0.925 | 4000 | 74.8
P6TKZX88 | Tamlite Lighting | Tamlite Lighting | DLC80LED-347V(3500K) | Outdoor Luminaires | Mid Output | Fuel Pump Canopy Luminaires | Standard | FALSE | [9 empty] | 42242 |  |  | NotYetVerified |  | 3 | 6704.2 | 87.14 | 76.94 | 17.06 | 0.927 | 3500 | 75.4
PVS4DE3W | Tamlite Lighting | Tamlite Lighting | DLC40LED-347V(3500K) | Outdoor Luminaires | Low Output | Fuel Pump Canopy Luminaires | Standard | FALSE | [9 empty] | 42242 |  |  | NotYetVerified |  | 3 | 3364.3 | 86.98 | 38.68 | 16.59 | 0.925 | 3500 | 74.8
P342QYZQ | Howard Lighting | Howard | LSCH45DMV | Outdoor Luminaires | Low Output | Fuel Pump Canopy Luminaires | Standard | FALSE | [9 empty] | 42242 |  |  | NotYetVerified |  | 3 | 4532 | 102.19 | 44.35 | 7.69 | 0.9721 | 5000 | 84.2
PTQ15QCV | S LITE CO. LTD. | S LITE | DL392ALMINF(5700K) | Outdoor Luminaires | Mid Output | Fuel Pump Canopy Luminaires | Standard | FALSE | [9 empty] | 42242 | Dimmable | Continuous Below 10 | NotYetVerified |  | 3 | 8092 | 92.79 | 87.21 | 11.49 | 0.9041 | 5700 | 77.7
PDS6BJHN | S LITE CO. LTD. | S LITE | DL392ALINF(5700K) | Outdoor Luminaires | Mid Output | Fuel Pump Canopy Luminaires | Standard | FALSE | [9 empty] | 42242 | Dimmable | Continuous Below 10 | NotYetVerified |  | 3 | 8216 | 94.12 | 87.29 | 11.57 | 0.9059 | 5700 | 77.6
PZHSNE4U | S LITE CO. LTD. | S LITE | DL392ALMINF(5000K) | Outdoor Luminaires | Mid Output | Fuel Pump Canopy Luminaires | Standard | FALSE | [9 empty] | 42242 | Dimmable | Continuous Below 10 | NotYetVerified |  | 3 | 7857 | 90.57 | 86.75 | 11.36 | 0.9053 | 5000 | 66.9
P1AU2B1V | S LITE CO. LTD. | S LITE | DL392ALINF(5000K) | Outdoor Luminaires | Mid Output | Fuel Pump Canopy Luminaires | Standard | FALSE | [9 empty] | 42242 | Dimmable | Continuous Below 10 | NotYetVerified |  | 3 | 8095 | 92.89 | 87.15 | 11.85 | 0.9049 | 5000 | 66.8
PGU6AK56 | S LITE CO. LTD. | S LITE | DL392ALMINF(4500K) | Outdoor Luminaires | Mid Output | Fuel Pump Canopy Luminaires | Standard | FALSE | [9 empty] | 42242 | Dimmable | Continuous Below 10 | NotYetVerified |  | 3 | 7494.3 | 86.93 | 86.21 | 11.67 | 0.9019 | 4500 | 75.3
PMQRV11D | S LITE CO. LTD. | S LITE | DL392ALINF(4500K) | Outdoor Luminaires | Mid Output | Fuel Pump Canopy Luminaires | Standard | FALSE | [9 empty] | 42242 | Dimmable | Continuous Below 10 | NotYetVerified |  | 3 | 7608.7 | 88.39 | 86.08 | 11.71 | 0.9071 | 4500 | 75.1
PTZTMWKC | S LITE CO. LTD. | S LITE | DL392ALMINF(4000K) | Outdoor Luminaires | Mid Output | Fuel Pump Canopy Luminaires | Standard | FALSE | [9 empty] | 42242 | Dimmable | Continuous Below 10 | NotYetVerified |  | 3 | 7494.3 | 86.93 | 86.21 | 11.67 | 0.9019 | 4000 | 75.3
P8PXZBZP | S LITE CO. LTD. | S LITE | DL392ALINF(4000K) | Outdoor Luminaires | Mid Output | Fuel Pump Canopy Luminaires | Standard | FALSE | [9 empty] | 42242 | Dimmable | Continuous Below 10 | NotYetVerified |  | 3 | 7608.7 | 88.39 | 86.08 | 11.71 | 0.9071 | 4000 | 75.1
PXDV3BS8 | S LITE CO. LTD. | S LITE | DL392ALMINF(3500K) | Outdoor Luminaires | Mid Output | Fuel Pump Canopy Luminaires | Standard | FALSE | [9 empty] | 42242 | Dimmable | Continuous Below 10 | NotYetVerified |  | 3 | 7494.3 | 86.93 | 86.21 | 11.67 | 0.9019 | 3500 | 75.3
PA9K2EXR | S LITE CO. LTD. | S LITE | DL392ALINF(3500K) | Outdoor Luminaires | Mid Output | Fuel Pump Canopy Luminaires | Standard | FALSE | [9 empty] | 42242 | Dimmable | Continuous Below 10 | NotYetVerified |  | 3 | 7608.7 | 88.39 | 86.08 | 11.71 | 0.9071 | 3500 | 75.1
P8PP9WHN | Enduralite Global(HK) Ltd. | Enduralite | EGS 28R | Outdoor Luminaires | Low Output | Fuel Pump Canopy Luminaires | Standard | TRUE | 2775.034 | 83.965 | 33.05 | 20.86 | 0.941 | 5990 | 70.1 | 5 | 50000 | 42241 |  |  | NotYetVerified |  | 3 | 2775.034 | 83.965 | 33.05 | 20.86 | 0.941 | 5990 | 70.1
PKBMXBAU | Enduralite Global(HK) Ltd. | Enduralite | BWP 35 | Outdoor Luminaires | Low Output | Fuel Pump Canopy Luminaires | Standard | TRUE | 3261.717 | 87.072 | 37.46 | 21.41 | 0.915 | 6012 | 70 | 5 | 50000 | 42241 |  |  | NotYetVerified |  | 3 | 3261.717 | 87.072 | 37.46 | 21.41 | 0.915 | 6012 | 70
PNCHZTPT | GE Lighting Solutions | GE Lighting Evolve | ECRA-[01234]-A5-D-5-40-X-X-XXXX-DXX | Outdoor Luminaires | Low Output | Fuel Pump Canopy Luminaires | Standard | TRUE | 4178.3 | 121.3 | 34.4 | 15.9 | 0.95 | 3899 | 72.7 | 5 | 100000 | 42240 |  |  | NotYetVerified |  | 3 | 4150 | 119 | 35 | 20 | 0.9 | 4000 | 70
PRRF8KHQ | GE Lighting Solutions | GE Lighting Evolve | ECBB-[01234]-A5-D-5-40-X-X-XXXX-DXX | Outdoor Luminaires | Low Output | Fuel Pump Canopy Luminaires | Standard | TRUE | 4101.2 | 119 | 34.5 | 16.1 | 0.95 | 3897 | 72.6 | 5 | 100000 | 42240 |  |  | NotYetVerified |  | 3 | 4150 | 119 | 35 | 20 | 0.9 | 4000 | 70
PRJ1FWJU | GE Lighting Solutions | GE Lighting Evolve | ECBB-[012345DH]-B5-F-5-50-X-X-XXXX-XXX | Outdoor Luminaires | Mid Output | Fuel Pump Canopy Luminaires | Standard | FALSE | [9 empty] | 42240 |  |  | NotYetVerified |  | 3 | 8110 | 127 | 64 | 20 | 0.9 | 5000 | 70
P7UE4NB8 | GE Lighting Solutions | GE Lighting Evolve | ECRA-[012345DH]-B5-F-5-50-X-X-XXXX-XXX | Outdoor Luminaires | Mid Output | Fuel Pump Canopy Luminaires | Standard | FALSE | [9 empty] | 42240 |  |  | NotYetVerified |  | 3 | 8110 | 127 | 64 | 20 | 0.9 | 5000 | 70
PG5V8SG3 | GE Lighting Solutions | GE Lighting Evolve | ECBB-[012345DH]-B5-D-5-50-X-X-XXXX-XXX | Outdoor Luminaires | Mid Output | Fuel Pump Canopy Luminaires | Standard | FALSE | [9 empty] | 42240 |  |  | NotYetVerified |  | 3 | 8090 | 126 | 64 | 20 | 0.9 | 5000 | 70
P33TUTRN | GE Lighting Solutions | GE Lighting Evolve | ECRA-[012345DH]-B5-D-5-50-X-X-XXXX-XXX | Outdoor Luminaires | Mid Output | Fuel Pump Canopy Luminaires | Standard | FALSE | [9 empty] | 42240 |  |  | NotYetVerified |  | 3 | 8090 | 126 | 64 | 20 | 0.9 | 5000 | 70
PR9EDJM2 | GE Lighting Solutions | GE Lighting Evolve | ECRA-[01234]-A5-F-5-50-X-X-XXXX-XXX | Outdoor Luminaires | Low Output | Fuel Pump Canopy Luminaires | Standard | FALSE | [9 empty] | 42240 |  |  | NotYetVerified |  | 3 | 4230 | 121 | 35 | 20 | 0.9 | 5000 | 70
P8G1UD78 | GE Lighting Solutions | GE Lighting Evolve | ECBB-[01234]-A5-F-5-50-X-X-XXXX-XXX | Outdoor Luminaires | Low Output | Fuel Pump Canopy Luminaires | Standard | FALSE | [9 empty] | 42240 |  |  | NotYetVerified |  | 3 | 4230 | 121 | 35 | 20 | 0.9 | 5000 | 70
PMCS3PWJ | GE Lighting Solutions | GE Lighting Evolve | ECBB-[01234]-A5-D-5-50-X-X-XXXX-XXX | Outdoor Luminaires | Low Output | Fuel Pump Canopy Luminaires | Standard | FALSE | [9 empty] | 42240 |  |  | NotYetVerified |  | 3 | 4220 | 121 | 35 | 20 | 0.9 | 5000 | 70
P9G1GG3M | GE Lighting Solutions | GE Lighting Evolve | ECRA-[01234]-A5-D-5-50-X-X-XXXX-XXX | Outdoor Luminaires | Low Output | Fuel Pump Canopy Luminaires | Standard | FALSE | [9 empty] | 42240 |  |  | NotYetVerified |  | 3 | 4220 | 121 | 35 | 20 | 0.9 | 5000 | 70
PEFEVPGZ | GE Lighting Solutions | GE Lighting Evolve | ECRA-[012345DH]-C5-F-5-50-X-X-XXXX-XXX | Outdoor Luminaires | High Output | Fuel Pump Canopy Luminaires | Standard | FALSE | [9 empty] | 42240 |  |  | NotYetVerified |  | 3 | 13550 | 123 | 110 | 20 | 0.9 | 5000 | 70
PC2GAHYX | GE Lighting Solutions | GE Lighting Evolve | ECBB-[012345DH]-C5-F-5-50-X-X-XXXX-XXX | Outdoor Luminaires | High Output | Fuel Pump Canopy Luminaires | Standard | FALSE | [9 empty] | 42240 |  |  | NotYetVerified |  | 3 | 13550 | 123 | 110 | 20 | 0.9 | 5000 | 70
PV6MEFPA | GE Lighting Solutions | GE Lighting Evolve | ECRA-[012345DH]-C5-D-5-50-X-X-XXXX-XXX | Outdoor Luminaires | High Output | Fuel Pump Canopy Luminaires | Standard | FALSE | [9 empty] | 42240 |  |  | NotYetVerified |  | 3 | 13510 | 123 | 110 | 20 | 0.9 | 5000 | 70
P3KFWVD1 | GE Lighting Solutions | GE Lighting Evolve | ECBB-[012345DH]-C5-D-5-50-X-X-XXXX-XXX | Outdoor Luminaires | High Output | Fuel Pump Canopy Luminaires | Standard | FALSE | [9 empty] | 42240 |  |  | NotYetVerified |  | 3 | 13510 | 123 | 110 | 20 | 0.9 | 5000 | 70
PD2H1HEK | GE Lighting Solutions | GE Lighting Evolve | ECBB-[012345DH]-B5-F-5-50-X-X-XXXX-DXX | Outdoor Luminaires | Mid Output | Fuel Pump Canopy Luminaires | Standard | FALSE | [9 empty] | 42240 |  |  | NotYetVerified |  | 3 | 8110 | 127 | 64 | 20 | 0.9 | 5000 | 70
P9E6F29N | GE Lighting Solutions | GE Lighting Evolve | ECRA-[012345DH]-B5-F-5-50-X-X-XXXX-DXX | Outdoor Luminaires | Mid Output | Fuel Pump Canopy Luminaires | Standard | FALSE | [9 empty] | 42240 |  |  | NotYetVerified |  | 3 | 8110 | 127 | 64 | 20 | 0.9 | 5000 | 70
PVUURAA4 | GE Lighting Solutions | GE Lighting Evolve | ECRA-[012345DH]-B5-D-5-50-X-X-XXXX-DXX | Outdoor Luminaires | Mid Output | Fuel Pump Canopy Luminaires | Standard | FALSE | [9 empty] | 42240 |  |  | NotYetVerified |  | 3 | 8090 | 126 | 64 | 20 | 0.9 | 5000 | 70
PTVQH5E9 | GE Lighting Solutions | GE Lighting Evolve | ECBB-[012345DH]-B5-D-5-50-X-X-XXXX-DXX | Outdoor Luminaires | Mid Output | Fuel Pump Canopy Luminaires | Standard | FALSE | [9 empty] | 42240 |  |  | NotYetVerified |  | 3 | 8090 | 126 | 64 | 20 | 0.9 | 5000 | 70
PNQWNMNN | GE Lighting Solutions | GE Lighting Evolve | ECRA-[01234]-A5-F-5-50-X-X-XXXX-DXX | Outdoor Luminaires | Low Output | Fuel Pump Canopy Luminaires | Standard | FALSE | [9 empty] | 42240 |  |  | NotYetVerified |  | 3 | 4230 | 121 | 35 | 20 | 0.9 | 5000 | 70
P8XT4TJ8 | GE Lighting Solutions | GE Lighting Evolve | ECBB-[01234]-A5-F-5-50-X-X-XXXX-DXX | Outdoor Luminaires | Low Output | Fuel Pump Canopy Luminaires | Standard | FALSE | [9 empty] | 42240 |  |  | NotYetVerified |  | 3 | 4230 | 121 | 35 | 20 | 0.9 | 5000 | 70
PQWXRU7Z | GE Lighting Solutions | GE Lighting Evolve | ECRA-[01234]-A5-D-5-50-X-X-XXXX-DXX | Outdoor Luminaires | Low Output | Fuel Pump Canopy Luminaires | Standard | FALSE | [9 empty] | 42240 |  |  | NotYetVerified |  | 3 | 4220 | 121 | 35 | 20 | 0.9 | 5000 | 70
PFPR1HU6 | GE Lighting Solutions | GE Lighting Evolve | ECBB-[01234]-A5-D-5-50-X-X-XXXX-DXX | Outdoor Luminaires | Low Output | Fuel Pump Canopy Luminaires | Standard | FALSE | [9 empty] | 42240 |  |  | NotYetVerified |  | 3 | 4220 | 121 | 35 | 20 | 0.9 | 5000 | 70
PWEX1J5G | GE Lighting Solutions | GE Lighting Evolve | ECRA-[012345DH]-C5-F-5-50-X-X-XXXX-DXX | Outdoor Luminaires | High Output | Fuel Pump Canopy Luminaires | Standard | FALSE | [9 empty] | 42240 |  |  | NotYetVerified |  | 3 | 13550 | 123 | 110 | 20 | 0.9 | 5000 | 70
PFDATQCU | GE Lighting Solutions | GE Lighting Evolve | ECBB-[012345DH]-C5-F-5-50-X-X-XXXX-DXX | Outdoor Luminaires | High Output | Fuel Pump Canopy Luminaires | Standard | FALSE | [9 empty] | 42240 |  |  | NotYetVerified |  | 3 | 13550 | 123 | 110 | 20 | 0.9 | 5000 | 70
PMC2765F | GE Lighting Solutions | GE Lighting Evolve | ECBB-[012345DH]-C5-D-5-50-X-X-XXXX-DXX | Outdoor Luminaires | High Output | Fuel Pump Canopy Luminaires | Standard | FALSE | [9 empty] | 42240 |  |  | NotYetVerified |  | 3 | 13510 | 123 | 110 | 20 | 0.9 | 5000 | 70
PBYRHV5C | GE Lighting Solutions | GE Lighting Evolve | ECRA-[012345DH]-C5-D-5-50-X-X-XXXX-DXX | Outdoor Luminaires | High Output | Fuel Pump Canopy Luminaires | Standard | FALSE | [9 empty] | 42240 |  |  | NotYetVerified |  | 3 | 13510 | 123 | 110 | 20 | 0.9 | 5000 | 70
PTYJTNYJ | GE Lighting Solutions | GE Lighting Evolve | ECRA-[012345DH]-B5-F-5-40-X-X-XXXX-XXX | Outdoor Luminaires | Mid Output | Fuel Pump Canopy Luminaires | Standard | FALSE | [9 empty] | 42240 |  |  | NotYetVerified |  | 3 | 8010 | 125 | 64 | 20 | 0.9 | 4000 | 70
P61ZQDRU | GE Lighting Solutions | GE Lighting Evolve | ECBB-[012345DH]-B5-F-5-40-X-X-XXXX-XXX | Outdoor Luminaires | Mid Output | Fuel Pump Canopy Luminaires | Standard | FALSE | [9 empty] | 42240 |  |  | NotYetVerified |  | 3 | 8010 | 125 | 64 | 20 | 0.9 | 4000 | 70
PH76JX26 | GE Lighting Solutions | GE Lighting Evolve | ECBB-[012345DH]-B5-D-5-40-X-X-XXXX-XXX | Outdoor Luminaires | Mid Output | Fuel Pump Canopy Luminaires | Standard | FALSE | [9 empty] | 42240 |  |  | NotYetVerified |  | 3 | 7990 | 125 | 64 | 20 | 0.9 | 4000 | 70
P5HSCVZQ | GE Lighting Solutions | GE Lighting Evolve | ECRA-[012345DH]-B5-D-5-40-X-X-XXXX-XXX | Outdoor Luminaires | Mid Output | Fuel Pump Canopy Luminaires | Standard | FALSE | [9 empty] | 42240 |  |  | NotYetVerified |  | 3 | 7990 | 125 | 64 | 20 | 0.9 | 4000 | 70
PHQNMQXX | GE Lighting Solutions | GE Lighting Evolve | ECRA-[01234]-A5-F-5-40-X-X-XXXX-XXX | Outdoor Luminaires | Low Output | Fuel Pump Canopy Luminaires | Standard | FALSE | [9 empty] | 42240 |  |  | NotYetVerified |  | 3 | 4170 | 119 | 35 | 20 | 0.9 | 4000 | 70
P1SXB57M | GE Lighting Solutions | GE Lighting Evolve | ECBB-[01234]-A5-F-5-40-X-X-XXXX-XXX | Outdoor Luminaires | Low Output | Fuel Pump Canopy Luminaires | Standard | FALSE | [9 empty] | 42240 |  |  | NotYetVerified |  | 3 | 4170 | 119 | 35 | 20 | 0.9 | 4000 | 70
P1RR9AYQ | GE Lighting Solutions | GE Lighting Evolve | ECBB-[01234]-A5-D-5-40-X-X-XXXX-XXX | Outdoor Luminaires | Low Output | Fuel Pump Canopy Luminaires | Standard | FALSE | [9 empty] | 42240 |  |  | NotYetVerified |  | 3 | 4150 | 119 | 35 | 20 | 0.9 | 4000 | 70
P18HSH5U | GE Lighting Solutions | GE Lighting Evolve | ECRA-[01234]-A5-D-5-40-X-X-XXXX-XXX | Outdoor Luminaires | Low Output | Fuel Pump Canopy Luminaires | Standard | FALSE | [9 empty] | 42240 |  |  | NotYetVerified |  | 3 | 4150 | 119 | 35 | 20 | 0.9 | 4000 | 70
PCA59ER2 | GE Lighting Solutions | GE Lighting Evolve | ECBB-[012345DH]-C5-F-5-40-X-X-XXXX-XXX | Outdoor Luminaires | High Output | Fuel Pump Canopy Luminaires | Standard | FALSE | [9 empty] | 42240 |  |  | NotYetVerified |  | 3 | 13410 | 122 | 110 | 20 | 0.9 | 4000 | 70
PAGNV13M | GE Lighting Solutions | GE Lighting Evolve | ECRA-[012345DH]-C5-F-5-40-X-X-XXXX-XXX | Outdoor Luminaires | High Output | Fuel Pump Canopy Luminaires | Standard | FALSE | [9 empty] | 42240 |  |  | NotYetVerified |  | 3 | 13410 | 122 | 110 | 20 | 0.9 | 4000 | 70
PTD89RVF | GE Lighting Solutions | GE Lighting Evolve | ECRA-[012345DH]-C5-D-5-40-X-X-XXXX-XXX | Outdoor Luminaires | High Output | Fuel Pump Canopy Luminaires | Standard | FALSE | [9 empty] | 42240 |  |  | NotYetVerified |  | 3 | 13370 | 122 | 110 | 20 | 0.9 | 4000 | 70
P9TQ5371 | GE Lighting Solutions | GE Lighting Evolve | ECBB-[012345DH]-C5-D-5-40-X-X-XXXX-XXX | Outdoor Luminaires | High Output | Fuel Pump Canopy Luminaires | Standard | FALSE | [9 empty] | 42240 |  |  | NotYetVerified |  | 3 | 13370 | 122 | 110 | 20 | 0.9 | 4000 | 70
PRJN5VV2 | GE Lighting Solutions | GE Lighting Evolve | ECRA-[012345DH]-B5-F-5-40-X-X-XXXX-DXX | Outdoor Luminaires | Mid Output | Fuel Pump Canopy Luminaires | Standard | FALSE | [9 empty] | 42240 |  |  | NotYetVerified |  | 3 | 8010 | 125 | 64 | 20 | 0.9 | 4000 | 70
PE18ZQFS | GE Lighting Solutions | GE Lighting Evolve | ECBB-[012345DH]-B5-F-5-40-X-X-XXXX-DXX | Outdoor Luminaires | Mid Output | Fuel Pump Canopy Luminaires | Standard | FALSE | [9 empty] | 42240 |  |  | NotYetVerified |  | 3 | 8010 | 125 | 64 | 20 | 0.9 | 4000 | 70
P9YYWFV5 | GE Lighting Solutions | GE Lighting Evolve | ECRA-[012345DH]-B5-D-5-40-X-X-XXXX-DXX | Outdoor Luminaires | Mid Output | Fuel Pump Canopy Luminaires | Standard | FALSE | [9 empty] | 42240 |  |  | NotYetVerified |  | 3 | 7990 | 125 | 64 | 20 | 0.9 | 4000 | 70
P5E3359W | GE Lighting Solutions | GE Lighting Evolve | ECBB-[012345DH]-B5-D-5-40-X-X-XXXX-DXX | Outdoor Luminaires | Mid Output | Fuel Pump Canopy Luminaires | Standard | FALSE | [9 empty] | 42240 |  |  | NotYetVerified |  | 3 | 7990 | 125 | 64 | 20 | 0.9 | 4000 | 70
PZDV4PE8 | GE Lighting Solutions | GE Lighting Evolve | ECRA-[01234]-A5-F-5-40-X-X-XXXX-DXX | Outdoor Luminaires | Low Output | Fuel Pump Canopy Luminaires | Standard | FALSE | [9 empty] | 42240 |  |  | NotYetVerified |  | 3 | 4170 | 119 | 35 | 20 | 0.9 | 4000 | 70
P9XPTAAJ | GE Lighting Solutions | GE Lighting Evolve | ECBB-[01234]-A5-F-5-40-X-X-XXXX-DXX | Outdoor Luminaires | Low Output | Fuel Pump Canopy Luminaires | Standard | FALSE | [9 empty] | 42240 |  |  | NotYetVerified |  | 3 | 4170 | 119 | 35 | 20 | 0.9 | 4000 | 70
PS4B45NM | GE Lighting Solutions | GE Lighting Evolve | ECRA-[012345DH]-C5-F-5-40-X-X-XXXX-DXX | Outdoor Luminaires | High Output | Fuel Pump Canopy Luminaires | Standard | FALSE | [9 empty] | 42240 |  |  | NotYetVerified |  | 3 | 13410 | 122 | 110 | 20 | 0.9 | 4000 | 70
PME7PKP3 | GE Lighting Solutions | GE Lighting Evolve | ECBB-[012345DH]-C5-F-5-40-X-X-XXXX-DXX | Outdoor Luminaires | High Output | Fuel Pump Canopy Luminaires | Standard | FALSE | [9 empty] | 42240 |  |  | NotYetVerified |  | 3 | 13410 | 122 | 110 | 20 | 0.9 | 4000 | 70
PW7FAC7X | GE Lighting Solutions | GE Lighting Evolve | ECBB-[012345DH]-C5-D-5-40-X-X-XXXX-DXX | Outdoor Luminaires | High Output | Fuel Pump Canopy Luminaires | Standard | FALSE | [9 empty] | 42240 |  |  | NotYetVerified |  | 3 | 13370 | 122 | 110 | 20 | 0.9 | 4000 | 70
PEZDM1UX | GE Lighting Solutions | GE Lighting Evolve | ECRA-[012345DH]-C5-D-5-40-X-X-XXXX-DXX | Outdoor Luminaires | High Output | Fuel Pump Canopy Luminaires | Standard | FALSE | [9 empty] | 42240 |  |  | NotYetVerified |  | 3 | 13370 | 122 | 110 | 20 | 0.9 | 4000 | 70
PEB5J7M7 | Eiko Global LLC | EIKO | SCSS-2C-U | Outdoor Luminaires | Mid Output | Fuel Pump Canopy Luminaires | Standard | TRUE | 5524 | 95.91 | 57.6 | 17.68 | 0.931 | 5116 | 73.1 | 5 | 50000 | 42235 |  |  | NotYetVerified |  | 3 | 5524 | 95.24 | 58 |  |  | 5000 | 70
PERBMZKF | Eiko Global LLC | EIKO | SCSS-1C-U | Outdoor Luminaires | Low Output | Fuel Pump Canopy Luminaires | Standard | TRUE | 2976 | 88.4 | 33.7 | 14.5 | 0.971 | 4980 | 72 | 5 | 50000 | 42235 |  |  | NotYetVerified |  | 3 | 3000 | 88 | 34 |  |  | 5000 | 70
PNN3CDZD | Eiko Global LLC | EIKO | SCSL-1C-U | Outdoor Luminaires | Low Output | Fuel Pump Canopy Luminaires | Standard | TRUE | 3706.4 | 90.68 | 40.87 | 18.75 | 0.912 | 5115 | 73 | 5 |  | 42235 |  |  | NotYetVerified |  | 3
PNHVRPRZ | Eiko Global LLC | EIKO | SCSL-2C-U | Outdoor Luminaires | Low Output | Fuel Pump Canopy Luminaires | Standard | TRUE | 4285.8 | 78 | 54.62 | 19 | 0.92 | 5518 | 78 | 5 |  | 42235 |  |  | NotYetVerified |  | 3
PGUR397FZ | Stanpro Lighting Systems Inc. | Stanpro | IFD-LS2-W/50K-XX | Outdoor Luminaires | Mid Output | Fuel Pump Canopy Luminaires | Standard | TRUE | 5524 | 95.91 | 57.6 | 17.68 | 0.931 | 5116 | 73.1 | 5 | 50000 | 42234 |  |  | NotYetVerified |  | 3 | 5524 | 95.24 | 58 |  |  | 5000 | 70
PGS4ZAP7 | ABOVE ALL LIGHTING INC. | ABBlighting | ABBCAN20501 | Outdoor Luminaires | Low Output | Fuel Pump Canopy Luminaires | Standard | TRUE | 2569.6 | 117.7 | 21.83 | 14.1 | 0.8947 | 5084 | 82.2 | 5 | 50000 | 42234 |  |  | NotYetVerified |  | 3 | 2569 | 117.7 | 20 | 14.1 | 0.8947 | 5000 | 82.2
P3SM9JWZ | The Straits Lighting Company LLC | Straits Lighting Company | SL923RC-120W-30K | Outdoor Luminaires | High Output | Fuel Pump Canopy Luminaires | Standard | TRUE | 10665 | 94.45 | 112.9 | 12.6 | 0.9338 | 3048 | 83.7 | 5 | 50000 | 42229 |  |  | NotYetVerified |  | 3 | 10600 | 90 | 120 |  | 0.9 | 3000 | 80
PHXM7HY1 | RAB Lighting | RAB Lighting | MASI16-52YW/D10 | Outdoor Luminaires | Mid Output | Fuel Pump Canopy Luminaires | Premium | TRUE | 6312 | 117.3 | 53.8 | 8.9 | 0.969 | 3026 | 71 | 5 |  | 42229 |  |  | No |  | 3 | 6312 | 117.3 | 53.8 | 6.9 | 0.992 | 3026 | 71
PB85U6PU | RAB Lighting | RAB Lighting | MASI16-52W/D10 | Outdoor Luminaires | Mid Output | Fuel Pump Canopy Luminaires | Premium | TRUE | 6782 | 125.1 | 54.2 | 9.1 | 0.964 | 5101 | 74 | 5 |  | 42229 | Dimmable | Continuous Below 10 | No |  | 3 | 6782 | 125.1 | 54.2 | 5.5 | 0.993 | 5101 | 74
PAQY9W7Y | RAB Lighting | RAB Lighting | MASI16-100YW/D10 | Outdoor Luminaires | High Output | Fuel Pump Canopy Luminaires | Premium | TRUE | 14477 | 127.3 | 113.7 | 16.3 | 0.941 | 3029 | 71 | 5 |  | 42229 | Dimmable | Continuous Below 10 | No |  | 3 | 14477 | 127.3 | 113.7 | 7.6 | 0.995 | 3029 | 71
PT6XZH1F | RAB Lighting | RAB Lighting | MASI20-200YW/D10 | Outdoor Luminaires | High Output | Fuel Pump Canopy Luminaires | Premium | TRUE | 27027 | 127.8 | 211.4 | 11.8 | 0.944 | 3024 | 71 | 5 |  | 42229 |  |  | No |  | 3 | 27027 | 127.8 | 211.4 | 4.8 | 0.998 | 3024 | 71
PPXGMNHF | The Straits Lighting Company LLC | Straits Lighting Company | SL923RC-120W-50K | Outdoor Luminaires | High Output | Fuel Pump Canopy Luminaires | Standard | FALSE | [9 empty] | 42229 |  |  | NotYetVerified |  | 3 | 10600 | 90 | 120 |  | 0.9 | 5000 | 80
P21FH3ZC | The Straits Lighting Company LLC | Straits Lighting Company | SL923RC-120W-45K | Outdoor Luminaires | High Output | Fuel Pump Canopy Luminaires | Standard | FALSE | [9 empty] | 42229 |  |  | NotYetVerified |  | 3 | 10600 | 90 | 120 |  | 0.9 | 4500 | 80
PERQ6ZZ6 | The Straits Lighting Company LLC | Straits Lighting Company | SL923RC-120W-40K | Outdoor Luminaires | High Output | Fuel Pump Canopy Luminaires | Standard | FALSE | [9 empty] | 42229 |  |  | NotYetVerified |  | 3 | 10600 | 90 | 120 |  | 0.9 | 4000 | 80
P2G253QN | The Straits Lighting Company LLC | Straits Lighting Company | SL923RC-120W-35K | Outdoor Luminaires | High Output | Fuel Pump Canopy Luminaires | Standard | FALSE | [9 empty] | 42229 |  |  | NotYetVerified |  | 3 | 10600 | 90 | 120 |  | 0.9 | 3500 | 80
P1TANHVK | RAB Lighting | RAB Lighting | MASI20-200W/D10 | Outdoor Luminaires | High Output | Fuel Pump Canopy Luminaires | Premium | FALSE | [9 empty] | 42229 | Dimmable | Continuous Below 10 | No |  | 3 | 28478 | 134.8 | 211.3 | 4.7 | 0.999 | 5195 | 74
P2WBA4NA | RAB Lighting | RAB Lighting | MASI16-100W/D10 | Outdoor Luminaires | High Output | Fuel Pump Canopy Luminaires | Premium | FALSE | [9 empty] | 42229 | Dimmable | Continuous Below 10 | No |  | 3 | 16344 | 134.1 | 114.4 | 7.4 | 0.994 | 5136 | 75
P87B5DCW | RAB Lighting | RAB Lighting | MASI16-80W/D10 | Outdoor Luminaires | High Output | Fuel Pump Canopy Luminaires | Premium | FALSE | [9 empty] | 42229 | Dimmable | Continuous Below 10 | No |  | 3 | 12207 | 141.8 | 86.3 | 20.5 | 0.914 | 5107 | 74
PRB7W7ZX | RAB Lighting | RAB Lighting | MASI20-160W/D10 | Outdoor Luminaires | High Output | Fuel Pump Canopy Luminaires | Premium | FALSE | [9 empty] | 42229 |  |  | No |  | 3 | 22632 | 143.5 | 157.7 | 5.6 | 0.996 | 5106 | 75
PM3PFUUP | RAB Lighting | RAB Lighting | MASI16-100NW/D10 | Outdoor Luminaires | High Output | Fuel Pump Canopy Luminaires | Premium | FALSE | [9 empty] | 42229 |  |  | No |  | 3 | 15454 | 134.9 | 114.6 | 7.3 | 0.995 | 3987 | 72
P9Q89HB4 | RAB Lighting | RAB Lighting | MASI16-52NW/D10 | Outdoor Luminaires | Mid Output | Fuel Pump Canopy Luminaires | Premium | FALSE | [9 empty] | 42229 | Dimmable | Continuous Below 10 | No |  | 3 | 6857 | 124.9 | 54.9 | 6.6 | 0.992 | 3983 | 72
PA4Z2M75 | RAB Lighting | RAB Lighting | MASI20-160NW/D10 | Outdoor Luminaires | High Output | Fuel Pump Canopy Luminaires | Premium | FALSE | [9 empty] | 42229 | Dimmable | Continuous Below 10 | No |  | 3 | 23017 | 144.3 | 159.5 | 5.6 | 0.999 | 3980 | 72
P9MJ3H2E | RAB Lighting | RAB Lighting | MASI16-80NW/D10 | Outdoor Luminaires | High Output | Fuel Pump Canopy Luminaires | Premium | FALSE | [9 empty] | 42229 | Dimmable | Continuous Below 10 | No |  | 3 | 12192 | 143.3 | 85.3 | 20.4 | 0.914 | 3967 | 72
PK95K1W7 | RAB Lighting | RAB Lighting | MASI20-200NW/D10 | Outdoor Luminaires | High Output | Fuel Pump Canopy Luminaires | Premium | FALSE | [9 empty] | 42229 |  |  | No |  | 3 | 29172 | 137.5 | 212.2 | 4.7 | 0.999 | 3967 | 72
P5616H5P | RAB Lighting | RAB Lighting | MASI16-80YW/D10 | Outdoor Luminaires | High Output | Fuel Pump Canopy Luminaires | Premium | FALSE | [9 empty] | 42229 | Dimmable | Continuous Below 10 | No |  | 3 | 11533 | 133.9 | 86.2 | 20 | 0.915 | 3026 | 72
PCYF9JZD | RAB Lighting | RAB Lighting | MASI20-160YW/D10 | Outdoor Luminaires | High Output | Fuel Pump Canopy Luminaires | Premium | FALSE | [9 empty] | 42229 | Dimmable | Continuous Below 10 | No |  | 3 | 21458 | 136.3 | 157.4 | 5.7 | 0.997 | 3025 | 71
PZDM39QJM | Ningbo Splendid Lighting Technology Co. Ltd | Splendid | FL-0262 | Outdoor Luminaires | Low Output | Fuel Pump Canopy Luminaires | Standard | TRUE | 4672.61 | 93.84 | 49.79 | 18.5 | 0.887 | 5294 | 87.1 | 5 |  | 42227 |  |  | No |  | 3 | 4672 | 90 | 52 | 19 | 0.99 | 5000 | 80
PUJW129J | Engineered Products Co. | EPCO | G4LED-FX-S5034-[All options excluding P P1] | Outdoor Luminaires | Low Output | Fuel Pump Canopy Luminaires | Standard | TRUE | 3859 | 108.7 | 35.5 | 15.5 | 0.969 | 5259 | 84 | 5 | 50000 | 42222 |  |  | Yes | Updated on 2/6/2017 | 3 | 3859 | 108.7 | 35.5 | 15.5 | 0.97 | 5000 | 84
PCWEVCGD | Engineered Products Co. | EPCO | G4LED-FX-S3034-[All options excluding P P1] | Outdoor Luminaires | Low Output | Fuel Pump Canopy Luminaires | Standard | TRUE | 3451 | 100.3 | 34.4 | 15.5 | 0.969 | 3214 | 84 | 5 | 50000 | 42222 |  |  | Yes | Updated on 2/6/2017 | 3 | 3451 | 100.3 | 34.4 | 15.5 | 0.97 | 3000 | 84
PYNW34AX | Engineered Products Co. | EPCO | G4LED-FX-S3051-[All options excluding P P1] | Outdoor Luminaires | Mid Output | Fuel Pump Canopy Luminaires | Standard | TRUE | 5971 | 97.2 | 61.4 | 9.4 | 0.955 | 3226 | 84 | 5 | 200000 | 42222 |  |  | Yes | Updated on 2/8/2017 | 3 | 5971 | 97.2 | 61.4 | 9.4 | 0.96 | 3000 | 84
PKUEN222 | Engineered Products Co. | EPCO | G4LED-FX-S5051-[All options excluding P P1] | Outdoor Luminaires | Mid Output | Fuel Pump Canopy Luminaires | Standard | TRUE | 6623 | 105.5 | 62.8 | 9.4 | 0.955 | 5304 | 85 | 5 | 200000 | 42222 |  |  | Yes | Updated on 2/8/2017 | 3 | 6623 | 107.8 | 61.4 | 9.4 | 0.96 | 5000 | 85
PMYR58QX | Engineered Products Co. | EPCO | G8LED-FX-S50102-[All options excluding P P1] | Outdoor Luminaires | High Output | Fuel Pump Canopy Luminaires | Standard | FALSE | [9 empty] | 42222 |  |  | Yes | Updated on 2/8/2017 | 3 | 13246 | 107.8 | 122.8 | 9.4 | 0.96 | 5000 | 85
PZ6WYKQ6 | Engineered Products Co. | EPCO | G4LED-FX-S4134-[All options excluding P P1] | Outdoor Luminaires | Low Output | Fuel Pump Canopy Luminaires | Standard | FALSE | [9 empty] | 42222 |  |  | Yes | Updated on 2/6/2017 | 3 | 3660 | 106.3 | 34.4 | 15.5 | 0.97 | 4100 | 84
PBJAXH7R | Engineered Products Co. | EPCO | G4LED-FX-S4151-[All options excluding P P1] | Outdoor Luminaires | Mid Output | Fuel Pump Canopy Luminaires | Standard | FALSE | [9 empty] | 42222 |  |  | Yes | Updated on 2/8/2017 | 3 | 6334 | 103.1 | 61.4 | 9.4 | 0.96 | 4100 | 84
P6VEBVWB | Engineered Products Co. | EPCO | G8LED-FX-S41102-[All options excluding P P1] | Outdoor Luminaires | High Output | Fuel Pump Canopy Luminaires | Standard | FALSE | [9 empty] | 42222 |  |  | Yes | Updated on 2/8/2017 | 3 | 12668 | 103.1 | 122.8 | 9.4 | 0.96 | 4100 | 84
PNES7C3E | Engineered Products Co. | EPCO | G4LED-FX-S3534-[All options excluding P P1] | Outdoor Luminaires | Low Output | Fuel Pump Canopy Luminaires | Standard | FALSE | [9 empty] | 42222 |  |  | Yes | Updated on 2/6/2017 | 3 | 3554 | 103.3 | 34.4 | 15.5 | 0.97 | 3500 | 84
PCFFCAMG | Engineered Products Co. | EPCO | G8LED-FX-S35102-[All options excluding P P1] | Outdoor Luminaires | High Output | Fuel Pump Canopy Luminaires | Standard | FALSE | [9 empty] | 42222 |  |  | Yes | Updated on 2/8/2017 | 3 | 12300 | 100.1 | 122.8 | 9.4 | 0.96 | 3500 | 84
PNTKU8QA | Engineered Products Co. | EPCO | G4LED-FX-S3551-[All options excluding P P1] | Outdoor Luminaires | Mid Output | Fuel Pump Canopy Luminaires | Standard | FALSE | [9 empty] | 42222 |  |  | Yes | Updated on 2/8/2017 | 3 | 6150 | 100.1 | 61.4 | 9.4 | 0.96 | 3500 | 84
PGA51B93 | Engineered Products Co. | EPCO | G8LED-FX-S30102-[All options excluding P P1] | Outdoor Luminaires | High Output | Fuel Pump Canopy Luminaires | Standard | FALSE | [9 empty] | 42222 |  |  | Yes | Updated on 2/8/2017 | 3 | 11942 | 97.2 | 122.8 | 9.4 | 0.96 | 3000 | 84
P72QSJRR | Aimlite Lighting Products | AimLite | I6D-LA2-2/50K | Outdoor Luminaires | Mid Output | Fuel Pump Canopy Luminaires | Standard | TRUE | 5524 | 95.91 | 57.6 | 17.68 | 0.931 | 5116 | 73.1 | 5 | 50000 | 42221 |  |  | NotYetVerified |  | 3 | 5524 | 95.24 | 58 |  |  | 5000 | 70
PFGAYZP5 | Wen Lighting | WEN | WEN-CNP-130W | Outdoor Luminaires | High Output | Fuel Pump Canopy Luminaires | Standard | TRUE | 10853 | 83.87 | 129.4 | 15.01 | 0.9207 | 5992 | 72.1 | 5 | 50000 | 42219 |  |  | NotYetVerified |  | 3 | 10000 |  | 130 |  | 0.9 | 5700 | 70
PXR7XCPG | Wen Lighting | WEN | WEN-CNP-100W | Outdoor Luminaires | Mid Output | Fuel Pump Canopy Luminaires | Standard | TRUE | 8298.7 | 83.15 | 99.8 | 14.3 | 0.9154 | 5977 | 71.6 | 5 | 50000 | 42219 |  |  | NotYetVerified |  | 3 | 8000 |  | 100 |  | 0.9 | 5700 | 70
PEA6JM82 | Jarvis Lighting | Jarvis Corp | CPL-400 | Outdoor Luminaires | High Output | Fuel Pump Canopy Luminaires | Standard | TRUE | 12456 | 98.94 | 125.9 | 9.81 | 0.959 | 5870 | 77.5 | 10 | 75000 | 42219 |  |  | NotYetVerified |  | 3 | 12756 | 101.2 | 126 | 4.86 | 0.998 | 5870 | 77.5
P3UKURHV | Jarvis Lighting | Jarvis Corp | CPL-300 | Outdoor Luminaires | Mid Output | Fuel Pump Canopy Luminaires | Standard | TRUE | 9670 | 109.4 | 88.4 | 10.58 | 0.93 | 5899 | 77.6 | 10 | 75000 | 42219 |  |  | NotYetVerified |  | 3 | 9956 | 112.6 | 88.4 | 5.77 | 0.997 | 5899 | 77.6
PBT95T3S | LED Rite LLC | LED Rite | RC080XXX30KX | Outdoor Luminaires | Mid Output | Fuel Pump Canopy Luminaires | Standard | TRUE | 7349.4 | 97.9 | 75.1 | 19.3 | 0.9082 | 3051 | 72.7 | 5 | 50000 | 42219 |  |  | NotYetVerified |  | 3 | 7349.4 | 97.9 | 75.1 | 10.01 | 0.9909 | 3051 | 72.7
PMW56YPZ4 | Paraflex Industries | FlexLED | CV303L.42W.50K | Outdoor Luminaires | Low Output | Fuel Pump Canopy Luminaires | Premium | TRUE | 4054 | 111.5 | 36.35 | 7.88 | 0.92 | 5486 | 84 | 5 | 50000 | 42219 |  |  | No |  | 3 | 3906 | 93 | 42 | 20 | 0.9 | 5000 | 85
PCB8NMQR | LED Rite LLC | LED Rite | RC080XXX57KX | Outdoor Luminaires | Mid Output | Fuel Pump Canopy Luminaires | Standard | FALSE | [9 empty] | 42219 |  |  | NotYetVerified |  | 3 | 8087.2 | 107.5 | 75.2 | 8.6 | 0.9915 | 5734 | 75.7
PEUU5J83Z | Universal Lighting Technologies | Everline | VTL8-8K850-U-XXXXX | Outdoor Luminaires | High Output | Fuel Pump Canopy Luminaires | Standard | TRUE | 10550 | 102 | 103.1 | 8.5 | 0.977 | 5134 | 83 | 5 | 50000 | 42216 |  |  | No |  | 3 | 10550 | 102 | 103.1 | 8.5 | 0.977 | 5000 | 85
P9NYF37HH | Universal Lighting Technologies | Everline | VTL8-7K850-U-XXXXX | Outdoor Luminaires | Mid Output | Fuel Pump Canopy Luminaires | Standard | TRUE | 8344 | 109 | 76.69 | 8.69 | 0.967 | 5103 | 83 | 5 | 50000 | 42215 |  |  | No |  | 3 | 8344 | 109 | 76.69 | 8.69 | 0.967 | 5000 | 85
PHRKXQCA | LED Trail | LED Trail | 4791-0000 | Outdoor Luminaires | Low Output | Fuel Pump Canopy Luminaires | Standard | TRUE | 3727.9 | 92.41 | 40.34 | 16.9 | 0.879 | 2690 | 82.1 | 5 | 50000 | 42214 |  |  | NotYetVerified |  | 3 | 3727.97 | 92.41 | 40.34 | 8.9 | 0.95 | 2690 | 82.1
PB5G7V6R | LED Trail | LED Trail | 4792-0000D | Outdoor Luminaires | Mid Output | Fuel Pump Canopy Luminaires | Standard | TRUE | 5621.49 | 92.46 | 60.8 | 11.9 | 0.972 | 2682 | 82.1 | 5 | 50000 | 42214 |  |  | NotYetVerified |  | 3 | 5621.49 | 92.46 | 60.8 | 3.8 | 0.997 | 2682 | 82.1
PW9NXSTC | LED Trail | LED Trail | 4793-0000D | Outdoor Luminaires | Mid Output | Fuel Pump Canopy Luminaires | Standard | TRUE | 6992.26 | 84.81 | 82.45 | 15.4 | 0.963 | 2674 | 81.8 | 5 | 50000 | 42214 |  |  | NotYetVerified |  | 3 | 6992.26 | 84.81 | 82.45 | 9.6 | 0.992 | 2674 | 81.8
PXTASCJS | LED Trail | LED Trail | 4792-0004S | Outdoor Luminaires | Mid Output | Fuel Pump Canopy Luminaires | Standard | FALSE | [9 empty] | 42214 |  |  | NotYetVerified |  | 3 | 5500 | 91.7 | 60 | 3.8 | 0.997 | 5700 | 82.1
PEN1TQ46 | LED Trail | LED Trail | 4793-0004S | Outdoor Luminaires | Mid Output | Fuel Pump Canopy Luminaires | Standard | FALSE | [9 empty] | 42214 |  |  | NotYetVerified |  | 3 | 7200 | 90 | 80 | 9.6 | 0.992 | 5700 | 81.8
P2MWPP7U | LED Trail | LED Trail | 4791-0004 | Outdoor Luminaires | Low Output | Fuel Pump Canopy Luminaires | Standard | FALSE | [9 empty] | 42214 |  |  | NotYetVerified |  | 3 | 3700 | 92.5 | 40 | 8.9 | 0.95 | 5700 | 82.1
PNR7PV9B | LED Trail | LED Trail | 4792-0004 | Outdoor Luminaires | Mid Output | Fuel Pump Canopy Luminaires | Standard | FALSE | [9 empty] | 42214 |  |  | NotYetVerified |  | 3 | 5500 | 91.7 | 60 | 3.8 | 0.997 | 5700 | 82.1
PDNHMP9X | LED Trail | LED Trail | 4793-0004 | Outdoor Luminaires | Mid Output | Fuel Pump Canopy Luminaires | Standard | FALSE | [9 empty] | 42214 |  |  | NotYetVerified |  | 3 | 7200 | 90 | 80 | 9.6 | 0.992 | 5700 | 81.8
PE7FRV5Y | LED Trail | LED Trail | 4793-0004D | Outdoor Luminaires | Mid Output | Fuel Pump Canopy Luminaires | Standard | FALSE | [9 empty] | 42214 |  |  | NotYetVerified |  | 3 | 7200 | 90 | 80 | 9.6 | 0.992 | 5700 | 81.8
P6T9W1MP | LED Trail | LED Trail | 4792-0004D | Outdoor Luminaires | Mid Output | Fuel Pump Canopy Luminaires | Standard | FALSE | [9 empty] | 42214 |  |  | NotYetVerified |  | 3 | 5500 | 91.7 | 60 | 3.8 | 0.997 | 5700 | 82.1
PFW2B2GQ | LED Trail | LED Trail | 4792-0003S | Outdoor Luminaires | Mid Output | Fuel Pump Canopy Luminaires | Standard | FALSE | [9 empty] | 42214 |  |  | NotYetVerified |  | 3 | 5500 | 91.7 | 60 | 3.8 | 0.997 | 5000 | 82.1
PTYDASMJ | LED Trail | LED Trail | 4793-0003S | Outdoor Luminaires | Mid Output | Fuel Pump Canopy Luminaires | Standard | FALSE | [9 empty] | 42214 |  |  | NotYetVerified |  | 3 | 7200 | 90 | 80 | 9.6 | 0.992 | 5000 | 81.8
P1VEVV23 | LED Trail | LED Trail | 4791-0003 | Outdoor Luminaires | Low Output | Fuel Pump Canopy Luminaires | Standard | FALSE | [9 empty] | 42214 |  |  | NotYetVerified |  | 3 | 3700 | 92.5 | 40 | 8.9 | 0.95 | 5000 | 82.1
P9NU3UPE | LED Trail | LED Trail | 4792-0003 | Outdoor Luminaires | Mid Output | Fuel Pump Canopy Luminaires | Standard | FALSE | [9 empty] | 42214 |  |  | NotYetVerified |  | 3 | 5500 | 91.7 | 60 | 3.8 | 0.997 | 5000 | 82.1
P34PCY32 | LED Trail | LED Trail | 4793-0003 | Outdoor Luminaires | Mid Output | Fuel Pump Canopy Luminaires | Standard | FALSE | [9 empty] | 42214 |  |  | NotYetVerified |  | 3 | 7200 | 90 | 80 | 9.6 | 0.992 | 5000 | 81.8
PFJCKST4 | LED Trail | LED Trail | 4793-0003D | Outdoor Luminaires | Mid Output | Fuel Pump Canopy Luminaires | Standard | FALSE | [9 empty] | 42214 |  |  | NotYetVerified |  | 3 | 7200 | 90 | 80 | 9.6 | 0.992 | 5000 | 81.8
P4V7KXBH | LED Trail | LED Trail | 4792-0003D | Outdoor Luminaires | Mid Output | Fuel Pump Canopy Luminaires | Standard | FALSE | [9 empty] | 42214 |  |  | NotYetVerified |  | 3 | 5500 | 91.7 | 60 | 3.8 | 0.997 | 5000 | 82.1
PKHY49RR | LED Trail | LED Trail | 4792-0002S | Outdoor Luminaires | Mid Output | Fuel Pump Canopy Luminaires | Standard | FALSE | [9 empty] | 42214 |  |  | NotYetVerified |  | 3 | 5500 | 91.7 | 60 | 3.8 | 0.997 | 4000 | 82.1
PQDZ637B | LED Trail | LED Trail | 4793-0002S | Outdoor Luminaires | Mid Output | Fuel Pump Canopy Luminaires | Standard | FALSE | [9 empty] | 42214 |  |  | NotYetVerified |  | 3 | 7200 | 90 | 80 | 9.6 | 0.992 | 4000 | 81.8
PNS121Y7 | LED Trail | LED Trail | 4791-0002 | Outdoor Luminaires | Low Output | Fuel Pump Canopy Luminaires | Standard | FALSE | [9 empty] | 42214 |  |  | NotYetVerified |  | 3 | 3700 | 92.5 | 40 | 8.9 | 0.95 | 4000 | 82.1
PDZJBFSC | LED Trail | LED Trail | 4792-0002 | Outdoor Luminaires | Mid Output | Fuel Pump Canopy Luminaires | Standard | FALSE | [9 empty] | 42214 |  |  | NotYetVerified |  | 3 | 5500 | 91.7 | 60 | 3.8 | 0.997 | 4000 | 82.1
P5UG4B1P | LED Trail | LED Trail | 4793-0002 | Outdoor Luminaires | Mid Output | Fuel Pump Canopy Luminaires | Standard | FALSE | [9 empty] | 42214 |  |  | NotYetVerified |  | 3 | 7200 | 90 | 80 | 9.6 | 0.992 | 4000 | 81.8
PRGQ4EF5 | LED Trail | LED Trail | 4793-0002D | Outdoor Luminaires | Mid Output | Fuel Pump Canopy Luminaires | Standard | FALSE | [9 empty] | 42214 |  |  | NotYetVerified |  | 3 | 7200 | 90 | 80 | 9.6 | 0.992 | 4000 | 81.8
PHC72GSV | LED Trail | LED Trail | 4792-0002D | Outdoor Luminaires | Mid Output | Fuel Pump Canopy Luminaires | Standard | FALSE | [9 empty] | 42214 |  |  | NotYetVerified |  | 3 | 5500 | 91.7 | 60 | 3.8 | 0.997 | 4000 | 82.1
PGAK26BA | Singbee | Singbee | SP-2025-60W-2B-40K-17-(MVHV)-N | Outdoor Luminaires | Mid Output | Fuel Pump Canopy Luminaires | Premium | TRUE | 6687.2 | 113.15 | 59.1 | 14.06 | 0.9585 | 4007 | 72.3 | 5 | 50000 | 42213 |  |  | No | Updated on 12/28/2016 | 3 | 7157.01 | 121.1 | 59.1 | 4.84 | 0.9966 | 4007 | 72.3
PBK3V9AG | Singbee | Singbee | SP-2025-40W-2B-40K-17-(MVHV)-N | Outdoor Luminaires | Mid Output | Fuel Pump Canopy Luminaires | Premium | TRUE | 5347 | 137.14 | 38.99 | 15.27 | 0.9664 | 4021 | 76.7 | 5 | 50000 | 42213 |  |  | No | Updated on 2/9/2017 | 4.1 | 5347.0884 | 137.14 | 38.99 | 10.35 | 0.9965 | 4021 | 76.7
PGREEYHD | Singbee | Singbee | SP-2025-250W-7B-40K-17-(MVHV)-N | Outdoor Luminaires | High Output | Fuel Pump Canopy Luminaires | Premium | TRUE | 30064 | 120.45 | 249.6 | 13.11 | 0.9321 | 4127 | 77.5 | 5 | 50000 | 42213 |  |  | No | Updated on 12/28/2016 | 3 | 29839 | 121.1 | 246.4 | 13.11 | 0.9938 | 4019 | 72.3
P7PYXKAW | Singbee | Singbee | SP-2025-100W-3B-40K-17-(MVHV)-N | Outdoor Luminaires | High Output | Fuel Pump Canopy Luminaires | Premium | TRUE | 11313 | 116.77 | 96.89 | 14.39 | 0.926 | 4053 | 72.2 | 5 | 50000 | 42213 | Not Dimmable | Not Dimmable | No | Updated on 12/28/2016 | 3 | 11733.379 | 121.1 | 96.89 | 7.46 | 0.9935 | 4007 | 72.2
P6NDH7EJ | S LITE CO. LTD. | SLITE | DL391ALMINF(3000K) | Outdoor Luminaires | Low Output | Fuel Pump Canopy Luminaires | Standard | TRUE | 3328.3 | 83.91 | 39.66 | 9.67 | 0.9534 | 3183 | 74.5 | 5 | 50000 | 42213 |  |  | NotYetVerified |  | 3 | 3328.3 | 83.91 | 39.66 | 9.67 | 0.9534 | 3000 | 74.5
PYFT84FM | S LITE CO. LTD. | SLITE | DL391ALMINF(5700K) | Outdoor Luminaires | Low Output | Fuel Pump Canopy Luminaires | Standard | FALSE | [9 empty] | 42213 | Dimmable | Continuous Below 10 | NotYetVerified |  | 3 | 3563 | 88.94 | 40.06 | 9.64 | 0.9162 | 5700 | 77.7
P4SE5ZM3 | S LITE CO. LTD. | SLITE | DL391ALMINF(5000K) | Outdoor Luminaires | Low Output | Fuel Pump Canopy Luminaires | Standard | FALSE | [9 empty] | 42213 | Dimmable | Continuous Below 10 | NotYetVerified |  | 3 | 3494 | 87.66 | 39.86 | 9.13 | 0.9262 | 5000 | 66.6
PFC4SYJE | S LITE CO. LTD. | SLITE | DL391ALMINF(4500K) | Outdoor Luminaires | Low Output | Fuel Pump Canopy Luminaires | Standard | FALSE | [9 empty] | 42213 | Dimmable | Continuous Below 10 | NotYetVerified |  | 3 | 3328.3 | 83.91 | 39.66 | 9.67 | 0.9534 | 4500 | 74.5
PA4DFWD4 | S LITE CO. LTD. | SLITE | DL391ALMINF(4000K) | Outdoor Luminaires | Low Output | Fuel Pump Canopy Luminaires | Standard | FALSE | [9 empty] | 42213 | Dimmable | Continuous Below 10 | NotYetVerified |  | 3 | 3328.3 | 83.91 | 39.66 | 9.67 | 0.9534 | 4000 | 74.5
PKJ2JKKS | S LITE CO. LTD. | SLITE | DL391ALMINF(3500K) | Outdoor Luminaires | Low Output | Fuel Pump Canopy Luminaires | Standard | FALSE | [9 empty] | 42213 | Dimmable | Continuous Below 10 | NotYetVerified |  | 3 | 3328.3 | 83.91 | 39.66 | 9.67 | 0.9534 | 3500 | 74.5
PGJACA8D | Singbee | Singbee | SP-2025-150W-5B-57K-B1-(MVHV)-N | Outdoor Luminaires | High Output | Fuel Pump Canopy Luminaires | Premium | FALSE | [9 empty] | 42213 | Not Dimmable | Not Dimmable | No | Updated on 12/28/2016 | 3 | 18373.617 | 124.23 | 147.9 | 6.62 | 0.9946 | 5755 | 75.3
PJWN65XC | Singbee | Singbee | SP-2025-150W-5B-57K-80-(MVHV)-N | Outdoor Luminaires | High Output | Fuel Pump Canopy Luminaires | Premium | FALSE | [9 empty] | 42213 | Not Dimmable | Not Dimmable | No | Updated on 12/28/2016 | 3 | 18191.7 | 123 | 147.9 | 6.62 | 0.9946 | 5755 | 75.3
PY5MT1QF | Singbee | Singbee | SP-2025-150W-5B-57K-17-(MVHV)-N | Outdoor Luminaires | High Output | Fuel Pump Canopy Luminaires | Premium | FALSE | [9 empty] | 42213 | Not Dimmable | Not Dimmable | No | Updated on 12/28/2016 | 3 | 17987.598 | 121.62 | 147.9 | 6.62 | 0.9946 | 5755 | 75.3
PQ9Y9HP5 | Singbee | Singbee | SP-2025-150W-5B-57K-B1-(MVHV)-N-DIM | Outdoor Luminaires | High Output | Fuel Pump Canopy Luminaires | Premium | FALSE | [9 empty] | 42213 | Dimmable | Continuous Below 10 | No | Updated on 12/28/2016 | 3 | 18373.617 | 124.23 | 147.9 | 6.62 | 0.9946 | 5755 | 75.3
PWUZE59D | Singbee | Singbee | SP-2025-150W-5B-57K-80-(MVHV)-N-DIM | Outdoor Luminaires | High Output | Fuel Pump Canopy Luminaires | Premium | FALSE | [9 empty] | 42213 | Dimmable | Continuous Below 10 | No | Updated on 12/28/2016 | 3 | 18191.7 | 123 | 147.9 | 6.62 | 0.9946 | 5755 | 75.3
PZADUFMM | Singbee | Singbee | SP-2025-150W-5B-57K-17-(MVHV)-N-DIM | Outdoor Luminaires | High Output | Fuel Pump Canopy Luminaires | Premium | FALSE | [9 empty] | 42213 | Dimmable | Continuous Below 10 | No | Updated on 12/28/2016 | 3 | 17987.598 | 121.62 | 147.9 | 6.62 | 0.9946 | 5755 | 75.3
P5UTYDQJ | Singbee | Singbee | SP-2025-100W-3B-57K-B1-(MVHV)-N | Outdoor Luminaires | High Output | Fuel Pump Canopy Luminaires | Premium | FALSE | [9 empty] | 42213 | Not Dimmable | Not Dimmable | No | Updated on 12/28/2016 | 3 | 12435.423 | 124.23 | 100.1 | 7.46 | 0.9935 | 5726 | 75.4
PDAN1F9W | Singbee | Singbee | SP-2025-100W-3B-57K-80-(MVHV)-N | Outdoor Luminaires | High Output | Fuel Pump Canopy Luminaires | Premium | FALSE | [9 empty] | 42213 | Not Dimmable | Not Dimmable | No | Updated on 12/28/2016 | 3 | 12312.3 | 123 | 100.1 | 7.46 | 0.9935 | 5726 | 75.4
PGFYHGC6 | Singbee | Singbee | SP-2025-100W-3B-57K-17-(MVHV)-N | Outdoor Luminaires | High Output | Fuel Pump Canopy Luminaires | Premium | FALSE | [9 empty] | 42213 | Not Dimmable | Not Dimmable | No | Updated on 12/28/2016 | 3 | 12174.162 | 121.62 | 100.1 | 7.46 | 0.9935 | 5726 | 75.4
PS4U5SVA | Singbee | Singbee | SP-2025-100W-3B-57K-B1-(MVHV)-N-DIM | Outdoor Luminaires | High Output | Fuel Pump Canopy Luminaires | Premium | FALSE | [9 empty] | 42213 | Dimmable | Continuous Below 10 | No | Updated on 12/28/2016 | 3 | 12435.423 | 124.23 | 100.1 | 7.46 | 0.9935 | 5726 | 75.4
PZ58TNA7 | Singbee | Singbee | SP-2025-100W-3B-57K-80-(MVHV)-N-DIM | Outdoor Luminaires | High Output | Fuel Pump Canopy Luminaires | Premium | FALSE | [9 empty] | 42213 | Dimmable | Continuous Below 10 | No | Updated on 12/28/2016 | 3 | 12312.3 | 123 | 100.1 | 7.46 | 0.9935 | 5726 | 75.4
P7R7ETHN | Singbee | Singbee | SP-2025-100W-3B-57K-17-(MVHV)-N-DIM | Outdoor Luminaires | High Output | Fuel Pump Canopy Luminaires | Premium | FALSE | [9 empty] | 42213 | Dimmable | Continuous Below 10 | No | Updated on 12/28/2016 | 3 | 12174.162 | 121.62 | 100.1 | 7.46 | 0.9935 | 5726 | 75.4
PZK9M1JM | Singbee | Singbee | SP-2025-200W-6B-57K-B1-(MVHV)-N | Outdoor Luminaires | High Output | Fuel Pump Canopy Luminaires | Premium | FALSE | [9 empty] | 42213 | Not Dimmable | Not Dimmable | No | Updated on 12/28/2016 | 3 | 24684.502 | 124.23 | 198.7 | 7.2 | 0.9941 | 5712 | 75.5
P3NCY1JC | Singbee | Singbee | SP-2025-200W-6B-57K-80-(MVHV)-N | Outdoor Luminaires | High Output | Fuel Pump Canopy Luminaires | Premium | FALSE | [9 empty] | 42213 | Not Dimmable | Not Dimmable | No | Updated on 12/28/2016 | 3 | 24440.1 | 123 | 198.7 | 7.2 | 0.9941 | 5712 | 75.5
PDCR36ZB | Singbee | Singbee | SP-2025-200W-6B-57K-17-(MVHV)-N | Outdoor Luminaires | High Output | Fuel Pump Canopy Luminaires | Premium | FALSE | [9 empty] | 42213 | Not Dimmable | Not Dimmable | No | Updated on 12/28/2016 | 3 | 24165.895 | 121.62 | 198.7 | 7.2 | 0.9941 | 5712 | 75.5
PWFKUXV1 | Singbee | Singbee | SP-2025-200W-6B-57K-B1-(MVHV)-N-DIM | Outdoor Luminaires | High Output | Fuel Pump Canopy Luminaires | Premium | FALSE | [9 empty] | 42213 | Dimmable | Continuous Below 10 | No | Updated on 12/28/2016 | 3 | 24684.502 | 124.23 | 198.7 | 7.2 | 0.9941 | 5712 | 75.5
PSH3F41A | Singbee | Singbee | SP-2025-200W-6B-57K-80-(MVHV)-N-DIM | Outdoor Luminaires | High Output | Fuel Pump Canopy Luminaires | Premium | FALSE | [9 empty] | 42213 | Dimmable | Continuous Below 10 | No | Updated on 12/28/2016 | 3 | 24440.1 | 123 | 198.7 | 7.2 | 0.9941 | 5712 | 75.5
PZKB5QXF | Singbee | Singbee | SP-2025-200W-6B-57K-17-(MVHV)-N-DIM | Outdoor Luminaires | High Output | Fuel Pump Canopy Luminaires | Premium | FALSE | [9 empty] | 42213 | Dimmable | Continuous Below 10 | No | Updated on 12/28/2016 | 3 | 24165.895 | 121.62 | 198.7 | 7.2 | 0.9941 | 5712 | 75.5
PSB4V3N1 | Singbee | Singbee | SP-2025-250W-7B-57K-B1-(MVHV)-N | Outdoor Luminaires | High Output | Fuel Pump Canopy Luminaires | Premium | FALSE | [9 empty] | 42213 | Not Dimmable | Not Dimmable | No | Updated on 12/28/2016 | 3 | 30262.428 | 124.23 | 243.6 | 7.48 | 0.9938 | 5708 | 75.3
PCQX3APC | Singbee | Singbee | SP-2025-250W-7B-57K-80-(MVHV)-N | Outdoor Luminaires | High Output | Fuel Pump Canopy Luminaires | Premium | FALSE | [9 empty] | 42213 | Not Dimmable | Not Dimmable | No | Updated on 12/28/2016 | 3 | 29962.8 | 123 | 243.6 | 7.48 | 0.9938 | 5708 | 75.3
PBUCE32X | Singbee | Singbee | SP-2025-250W-7B-57K-17-(MVHV)-N | Outdoor Luminaires | High Output | Fuel Pump Canopy Luminaires | Premium | FALSE | [9 empty] | 42213 | Not Dimmable | Not Dimmable | No | Updated on 12/28/2016 | 3 | 29626.633 | 121.62 | 243.6 | 7.48 | 0.9938 | 5708 | 75.3
PCKME9HP | Singbee | Singbee | SP-2025-250W-7B-57K-B1-(MVHV)-N-DIM | Outdoor Luminaires | High Output | Fuel Pump Canopy Luminaires | Premium | FALSE | [9 empty] | 42213 | Dimmable | Continuous Below 10 | No | Updated on 12/28/2016 | 3 | 30262.428 | 124.23 | 243.6 | 7.48 | 0.9938 | 5708 | 75.3
PXBAKH9K | Singbee | Singbee | SP-2025-250W-7B-57K-80-(MVHV)-N-DIM | Outdoor Luminaires | High Output | Fuel Pump Canopy Luminaires | Premium | FALSE | [9 empty] | 42213 | Dimmable | Continuous Below 10 | No | Updated on 12/28/2016 | 3 | 29962.8 | 123 | 243.6 | 7.48 | 0.9938 | 5708 | 75.3
PPPMUZW8 | Singbee | Singbee | SP-2025-250W-7B-57K-17-(MVHV)-N-DIM | Outdoor Luminaires | High Output | Fuel Pump Canopy Luminaires | Premium | FALSE | [9 empty] | 42213 | Dimmable | Continuous Below 10 | No | Updated on 12/28/2016 | 3 | 29626.633 | 121.62 | 243.6 | 7.48 | 0.9938 | 5708 | 75.3
PRW3G9U4 | Singbee | Singbee | SP-2025-60W-2B-57K-B1-(MVHV)-N | Outdoor Luminaires | Mid Output | Fuel Pump Canopy Luminaires | Premium | FALSE | [9 empty] | 42213 | Not Dimmable | Not Dimmable | No | Updated on 12/28/2016 | 3 | 7416.531 | 124.23 | 59.7 | 4.84 | 0.9966 | 5703 | 75.2
PSCSZAZB | Singbee | Singbee | SP-2025-60W-2B-57K-80-(MVHV)-N | Outdoor Luminaires | Mid Output | Fuel Pump Canopy Luminaires | Premium | FALSE | [9 empty] | 42213 | Not Dimmable | Not Dimmable | No | Updated on 12/28/2016 | 3 | 7343.1 | 123 | 59.7 | 4.84 | 0.9966 | 5703 | 75.2
P5KNB4SS | Singbee | Singbee | SP-2025-60W-2B-57K-17-(MVHV)-N | Outdoor Luminaires | Mid Output | Fuel Pump Canopy Luminaires | Premium | FALSE | [9 empty] | 42213 | Not Dimmable | Not Dimmable | No | Updated on 12/28/2016 | 3 | 7260.714 | 121.62 | 59.7 | 4.84 | 0.9966 | 5703 | 75.2
PZT44U16 | Singbee | Singbee | SP-2025-60W-2B-57K-B1-(MVHV)-N-DIM | Outdoor Luminaires | Mid Output | Fuel Pump Canopy Luminaires | Premium | FALSE | [9 empty] | 42213 | Dimmable | Continuous Below 10 | No | Updated on 12/28/2016 | 3 | 7416.531 | 124.23 | 59.7 | 4.84 | 0.9966 | 5703 | 75.2
PDFW8EBU | Singbee | Singbee | SP-2025-60W-2B-57K-80-(MVHV)-N-DIM | Outdoor Luminaires | Mid Output | Fuel Pump Canopy Luminaires | Premium | FALSE | [9 empty] | 42213 | Dimmable | Continuous Below 10 | No | Updated on 12/28/2016 | 3 | 7343.1 | 123 | 59.7 | 4.84 | 0.9966 | 5703 | 75.2
P6Q2NGSZ | Singbee | Singbee | SP-2025-60W-2B-57K-17-(MVHV)-N-DIM | Outdoor Luminaires | Mid Output | Fuel Pump Canopy Luminaires | Premium | FALSE | [9 empty] | 42213 | Dimmable | Continuous Below 10 | No | Updated on 12/28/2016 | 3 | 7260.714 | 121.62 | 59.7 | 4.84 | 0.9966 | 5703 | 75.2
PHRMGUSS | Singbee | Singbee | SP-2025-40W-2B-57K-B1-(MVHV)-N | Outdoor Luminaires | Mid Output | Fuel Pump Canopy Luminaires | Premium | FALSE | [9 empty] | 42213 | Not Dimmable | Not Dimmable | No | Updated on 2/9/2017 | 3 | 5607.024 | 140.88 | 39.8 | 6.46 | 0.9945 | 5699 | 75.1
P1B8APHA | Singbee | Singbee | SP-2025-40W-2B-57K-80-(MVHV)-N | Outdoor Luminaires | Mid Output | Fuel Pump Canopy Luminaires | Premium | FALSE | [9 empty] | 42213 | Not Dimmable | Not Dimmable | No | Updated on 2/9/2017 | 3 | 5544.14 | 139.3 | 39.8 | 6.46 | 0.9945 | 5699 | 75.1
P5BTTRUK | Singbee | Singbee | SP-2025-40W-2B-57K-17-(MVHV)-N | Outdoor Luminaires | Mid Output | Fuel Pump Canopy Luminaires | Premium | FALSE | [9 empty] | 42213 | Not Dimmable | Not Dimmable | No | Updated on 2/9/2017 | 3 | 5496.38 | 138.1 | 39.8 | 6.46 | 0.9945 | 5699 | 75.1
PBGYXNPU | Singbee | Singbee | SP-2025-40W-2B-57K-B1-(MVHV)-N-DIM | Outdoor Luminaires | Mid Output | Fuel Pump Canopy Luminaires | Premium | FALSE | [9 empty] | 42213 | Dimmable | Continuous Below 10 | No | Updated on 2/9/2017 | 3 | 5607.024 | 140.88 | 39.8 | 6.46 | 0.9945 | 5699 | 75.1
PZ7ZTJJS | Singbee | Singbee | SP-2025-40W-2B-57K-80-(MVHV)-N-DIM | Outdoor Luminaires | Mid Output | Fuel Pump Canopy Luminaires | Premium | FALSE | [9 empty] | 42213 | Dimmable | Continuous Below 10 | No | Updated on 2/9/2017 | 3 | 5544.14 | 139.3 | 39.8 | 6.46 | 0.9945 | 5699 | 75.1
P1VVFRWM | Singbee | Singbee | SP-2025-40W-2B-57K-17-(MVHV)-N-DIM | Outdoor Luminaires | Mid Output | Fuel Pump Canopy Luminaires | Premium | FALSE | [9 empty] | 42213 | Dimmable | Continuous Below 10 | No | Updated on 2/9/2017 | 3 | 5496.38 | 138.1 | 39.8 | 6.46 | 0.9945 | 5699 | 75.1
PKQ54E16 | Singbee | Singbee | SP-2025-120W-4B-57K-B1-(MVHV)-N | Outdoor Luminaires | High Output | Fuel Pump Canopy Luminaires | Premium | FALSE | [9 empty] | 42213 | Not Dimmable | Not Dimmable | No | Updated on 12/28/2016 | 3 | 14770.947 | 124.23 | 118.9 | 6.26 | 0.9955 | 5682 | 75.1
PX6T7Q75 | Singbee | Singbee | SP-2025-120W-4B-57K-80-(MVHV)-N | Outdoor Luminaires | High Output | Fuel Pump Canopy Luminaires | Premium | FALSE | [9 empty] | 42213 | Not Dimmable | Not Dimmable | No | Updated on 12/28/2016 | 3 | 14624.7 | 123 | 118.9 | 6.26 | 0.9955 | 5682 | 75.1
P254JQPS | Singbee | Singbee | SP-2025-120W-4B-57K-17-(MVHV)-N | Outdoor Luminaires | High Output | Fuel Pump Canopy Luminaires | Premium | FALSE | [9 empty] | 42213 | Not Dimmable | Not Dimmable | No | Updated on 12/28/2016 | 3 | 14460.618 | 121.62 | 118.9 | 6.26 | 0.9955 | 5682 | 75.1
P1S6G5JE | Singbee | Singbee | SP-2025-120W-4B-57K-B1-(MVHV)-N-DIM | Outdoor Luminaires | High Output | Fuel Pump Canopy Luminaires | Premium | FALSE | [9 empty] | 42213 | Dimmable | Continuous Below 10 | No | Updated on 12/28/2016 | 3 | 14770.947 | 124.23 | 118.9 | 6.26 | 0.9955 | 5682 | 75.1
P2Y3QTS9 | Singbee | Singbee | SP-2025-120W-4B-57K-80-(MVHV)-N-DIM | Outdoor Luminaires | High Output | Fuel Pump Canopy Luminaires | Premium | FALSE | [9 empty] | 42213 | Dimmable | Continuous Below 10 | No | Updated on 12/28/2016 | 3 | 14624.7 | 123 | 118.9 | 6.26 | 0.9955 | 5682 | 75.1
PXRKFJMX | Singbee | Singbee | SP-2025-120W-4B-57K-17-(MVHV)-N-DIM | Outdoor Luminaires | High Output | Fuel Pump Canopy Luminaires | Premium | FALSE | [9 empty] | 42213 | Dimmable | Continuous Below 10 | No | Updated on 12/28/2016 | 3 | 14460.618 | 121.62 | 118.9 | 6.26 | 0.9955 | 5682 | 75.1
PMW3MXRM | Singbee | Singbee | SP-2025-100W-3B-50K-B1-(MVHV)-N | Outdoor Luminaires | High Output | Fuel Pump Canopy Luminaires | Premium | FALSE | [9 empty] | 42213 | Not Dimmable | Not Dimmable | No | Updated on 12/28/2016 | 3 | 12193.445 | 124.55 | 97.9 | 7.46 | 0.9935 | 5007 | 74.5
PNAV8RE9 | Singbee | Singbee | SP-2025-150W-5B-50K-80-(MVHV)-N | Outdoor Luminaires | High Output | Fuel Pump Canopy Luminaires | Premium | FALSE | [9 empty] | 42213 | Not Dimmable | Not Dimmable | No | Updated on 12/28/2016 | 3 | 18396.36 | 123.3 | 149.2 | 6.62 | 0.9946 | 5007 | 74.3
PW5F3MMU | Singbee | Singbee | SP-2025-150W-5B-50K-17-(MVHV)-N | Outdoor Luminaires | High Output | Fuel Pump Canopy Luminaires | Premium | FALSE | [9 empty] | 42213 | Not Dimmable | Not Dimmable | No | Updated on 12/28/2016 | 3 | 18132.479 | 121.94 | 148.7 | 6.62 | 0.9946 | 5007 | 74.3
PMF98KYW | Singbee | Singbee | SP-2025-100W-3B-50K-B1-(MVHV)-N-DIM | Outdoor Luminaires | High Output | Fuel Pump Canopy Luminaires | Premium | FALSE | [9 empty] | 42213 | Dimmable | Continuous Below 10 | No | Updated on 12/28/2016 | 3 | 12193.445 | 124.55 | 97.9 | 7.46 | 0.9935 | 5007 | 74.5
PPZ1A1YG | Singbee | Singbee | SP-2025-150W-5B-50K-80-(MVHV)-N-DIM | Outdoor Luminaires | High Output | Fuel Pump Canopy Luminaires | Premium | FALSE | [9 empty] | 42213 | Dimmable | Continuous Below 10 | No | Updated on 12/28/2016 | 3 | 18396.36 | 123.3 | 149.2 | 6.62 | 0.9946 | 5007 | 74.3
PPJMK6G8 | Singbee | Singbee | SP-2025-150W-5B-50K-17-(MVHV)-N-DIM | Outdoor Luminaires | High Output | Fuel Pump Canopy Luminaires | Premium | FALSE | [9 empty] | 42213 | Dimmable | Continuous Below 10 | No | Updated on 12/28/2016 | 3 | 18132.479 | 121.94 | 148.7 | 6.62 | 0.9946 | 5007 | 74.3
P5KW2JMY | Singbee | Singbee | SP-2025-60W-2B-50K-80-(MVHV)-N | Outdoor Luminaires | Mid Output | Fuel Pump Canopy Luminaires | Premium | FALSE | [9 empty] | 42213 | Not Dimmable | Not Dimmable | No | Updated on 12/28/2016 | 3 | 7299.36 | 123.3 | 59.2 | 4.84 | 0.9966 | 5006 | 74.2
PYQ4N4JC | Singbee | Singbee | SP-2025-60W-2B-50K-17-(MVHV)-N | Outdoor Luminaires | Mid Output | Fuel Pump Canopy Luminaires | Premium | FALSE | [9 empty] | 42213 | Not Dimmable | Not Dimmable | No | Updated on 12/28/2016 | 3 | 7206.654 | 121.94 | 59.1 | 4.84 | 0.9966 | 5006 | 74.2
PE69X135 | Singbee | Singbee | SP-2025-250W-7B-50K-80-(MVHV)-N | Outdoor Luminaires | High Output | Fuel Pump Canopy Luminaires | Premium | FALSE | [9 empty] | 42213 | Not Dimmable | Not Dimmable | No | Updated on 12/28/2016 | 3 | 30233.16 | 123.3 | 245.2 | 7.48 | 0.9938 | 5006 | 74.1
PGMQW5VB | Singbee | Singbee | SP-2025-150W-5B-50K-B1-(MVHV)-N | Outdoor Luminaires | High Output | Fuel Pump Canopy Luminaires | Premium | FALSE | [9 empty] | 42213 | Not Dimmable | Not Dimmable | No | Updated on 12/28/2016 | 3 | 18582.86 | 124.55 | 149.2 | 6.62 | 0.9946 | 5006 | 74.1
PK2AU4H2 | Singbee | Singbee | SP-2025-60W-2B-50K-80-(MVHV)-N-DIM | Outdoor Luminaires | Mid Output | Fuel Pump Canopy Luminaires | Premium | FALSE | [9 empty] | 42213 | Dimmable | Continuous Below 10 | No | Updated on 12/28/2016 | 3 | 7299.36 | 123.3 | 59.2 | 4.84 | 0.9966 | 5006 | 74.2
PPF9FE2Z | Singbee | Singbee | SP-2025-60W-2B-50K-17-(MVHV)-N-DIM | Outdoor Luminaires | Mid Output | Fuel Pump Canopy Luminaires | Premium | FALSE | [9 empty] | 42213 | Dimmable | Continuous Below 10 | No | Updated on 12/28/2016 | 3 | 7206.654 | 121.94 | 59.1 | 4.84 | 0.9966 | 5006 | 74.2
PNGKSKQQ | Singbee | Singbee | SP-2025-250W-7B-50K-80-(MVHV)-N-DIM | Outdoor Luminaires | High Output | Fuel Pump Canopy Luminaires | Premium | FALSE | [9 empty] | 42213 | Dimmable | Continuous Below 10 | No | Updated on 12/28/2016 | 3 | 30233.16 | 123.3 | 245.2 | 7.48 | 0.9938 | 5006 | 74.1
P1CPHEH4 | Singbee | Singbee | SP-2025-150W-5B-50K-B1-(MVHV)-N-DIM | Outdoor Luminaires | High Output | Fuel Pump Canopy Luminaires | Premium | FALSE | [9 empty] | 42213 | Dimmable | Continuous Below 10 | No | Updated on 12/28/2016 | 3 | 18582.86 | 124.55 | 149.2 | 6.62 | 0.9946 | 5006 | 74.1
PDG4W2PS | Singbee | Singbee | SP-2025-200W-6B-50K-B1-(MVHV)-N | Outdoor Luminaires | High Output | Fuel Pump Canopy Luminaires | Premium | FALSE | [9 empty] | 42213 | Not Dimmable | Not Dimmable | No | Updated on 12/28/2016 | 3 | 24523.895 | 124.55 | 196.9 | 7.2 | 0.9941 | 5005 | 74.2
PRWENWD2 | Singbee | Singbee | SP-2025-40W-2B-50K-B1-(MVHV)-N | Outdoor Luminaires | Mid Output | Fuel Pump Canopy Luminaires | Premium | FALSE | [9 empty] | 42213 | Not Dimmable | Not Dimmable | No | Updated on 2/9/2017 | 3 | 5496.57 | 141.3 | 38.9 | 6.46 | 0.9945 | 5005 | 74.2
PV7S4K7C | Singbee | Singbee | SP-2025-100W-3B-50K-80-(MVHV)-N | Outdoor Luminaires | High Output | Fuel Pump Canopy Luminaires | Premium | FALSE | [9 empty] | 42213 | Not Dimmable | Not Dimmable | No | Updated on 12/28/2016 | 3 | 12071.07 | 123.3 | 97.9 | 7.46 | 0.9935 | 5005 | 74.1
P3VP6QGX | Singbee | Singbee | SP-2025-100W-3B-50K-17-(MVHV)-N | Outdoor Luminaires | High Output | Fuel Pump Canopy Luminaires | Premium | FALSE | [9 empty] | 42213 | Not Dimmable | Not Dimmable | No | Updated on 12/28/2016 | 3 | 11814.767 | 121.94 | 96.89 | 7.46 | 0.9935 | 5005 | 74.1
P54URG71 | Singbee | Singbee | SP-2025-200W-6B-50K-B1-(MVHV)-N-DIM | Outdoor Luminaires | High Output | Fuel Pump Canopy Luminaires | Premium | FALSE | [9 empty] | 42213 | Dimmable | Continuous Below 10 | No | Updated on 12/28/2016 | 3 | 24523.895 | 124.55 | 196.9 | 7.2 | 0.9941 | 5005 | 74.2
PK4SGZXJ | Singbee | Singbee | SP-2025-40W-2B-50K-B1-(MVHV)-N-DIM | Outdoor Luminaires | Mid Output | Fuel Pump Canopy Luminaires | Premium | FALSE | [9 empty] | 42213 | Dimmable | Continuous Below 10 | No | Updated on 2/9/2017 | 3 | 5496.57 | 141.3 | 38.9 | 6.46 | 0.9945 | 5005 | 74.2
PWCX6S77 | Singbee | Singbee | SP-2025-100W-3B-50K-80-(MVHV)-N-DIM | Outdoor Luminaires | High Output | Fuel Pump Canopy Luminaires | Premium | FALSE | [9 empty] | 42213 | Dimmable | Continuous Below 10 | No | Updated on 12/28/2016 | 3 | 12071.07 | 123.3 | 97.9 | 7.46 | 0.9935 | 5005 | 74.1
PV41FSZZ | Singbee | Singbee | SP-2025-100W-3B-50K-17-(MVHV)-N-DIM | Outdoor Luminaires | High Output | Fuel Pump Canopy Luminaires | Premium | FALSE | [9 empty] | 42213 | Dimmable | Continuous Below 10 | No | Updated on 12/28/2016 | 3 | 11814.767 | 121.94 | 96.89 | 7.46 | 0.9935 | 5005 | 74.1
PTUHTMN2 | Singbee | Singbee | SP-2025-250W-7B-50K-17-(MVHV)-N | Outdoor Luminaires | High Output | Fuel Pump Canopy Luminaires | Premium | FALSE | [9 empty] | 42213 | Not Dimmable | Not Dimmable | No | Updated on 12/28/2016 | 3 | 29533.867 | 121.94 | 242.2 | 7.48 | 0.9938 | 5003 | 74.1
P735DSZT | Singbee | Singbee | SP-2025-250W-7B-50K-17-(MVHV)-N-DIM | Outdoor Luminaires | High Output | Fuel Pump Canopy Luminaires | Premium | FALSE | [9 empty] | 42213 | Dimmable | Continuous Below 10 | No | Updated on 12/28/2016 | 3 | 29533.867 | 121.94 | 242.2 | 7.48 | 0.9938 | 5003 | 74.1
PD9DF9YX | Singbee | Singbee | SP-2025-120W-4B-50K-80-(MVHV)-N | Outdoor Luminaires | High Output | Fuel Pump Canopy Luminaires | Premium | FALSE | [9 empty] | 42213 | Not Dimmable | Not Dimmable | No | Updated on 12/28/2016 | 3 | 14685.03 | 123.3 | 119.1 | 6.26 | 0.9955 | 4999 | 74.5
PG46YPVE | Singbee | Singbee | SP-2025-120W-4B-50K-17-(MVHV)-N | Outdoor Luminaires | High Output | Fuel Pump Canopy Luminaires | Premium | FALSE | [9 empty] | 42213 | Not Dimmable | Not Dimmable | No | Updated on 12/28/2016 | 3 | 14535.248 | 121.94 | 119.2 | 6.26 | 0.9955 | 4999 | 74.5
PDZ1HFKG | Singbee | Singbee | SP-2025-250W-7B-50K-B1-(MVHV)-N | Outdoor Luminaires | High Output | Fuel Pump Canopy Luminaires | Premium | FALSE | [9 empty] | 42213 | Not Dimmable | Not Dimmable | No | Updated on 12/28/2016 | 3 | 30539.66 | 124.55 | 245.2 | 7.48 | 0.9938 | 4999 | 74.1
PPEWNSV2 | Singbee | Singbee | SP-2025-60W-2B-50K-B1-(MVHV)-N | Outdoor Luminaires | Mid Output | Fuel Pump Canopy Luminaires | Premium | FALSE | [9 empty] | 42213 | Not Dimmable | Not Dimmable | No | Updated on 12/28/2016 | 3 | 7373.36 | 124.55 | 59.2 | 4.84 | 0.9966 | 4999 | 74.1
PSD68Z7G | Singbee | Singbee | SP-2025-120W-4B-50K-80-(MVHV)-N-DIM | Outdoor Luminaires | High Output | Fuel Pump Canopy Luminaires | Premium | FALSE | [9 empty] | 42213 | Dimmable | Continuous Below 10 | No | Updated on 12/28/2016 | 3 | 14685.03 | 123.3 | 119.1 | 6.26 | 0.9955 | 4999 | 74.5
P214FJP3 | Singbee | Singbee | SP-2025-120W-4B-50K-17-(MVHV)-N-DIM | Outdoor Luminaires | High Output | Fuel Pump Canopy Luminaires | Premium | FALSE | [9 empty] | 42213 | Dimmable | Continuous Below 10 | No | Updated on 12/28/2016 | 3 | 14535.248 | 121.94 | 119.2 | 6.26 | 0.9955 | 4999 | 74.5
PQ1UZ7PC | Singbee | Singbee | SP-2025-250W-7B-50K-B1-(MVHV)-N-DIM | Outdoor Luminaires | High Output | Fuel Pump Canopy Luminaires | Premium | FALSE | [9 empty] | 42213 | Dimmable | Continuous Below 10 | No | Updated on 12/28/2016 | 3 | 30539.66 | 124.55 | 245.2 | 7.48 | 0.9938 | 4999 | 74.1
P1K7MDJ4 | Singbee | Singbee | SP-2025-60W-2B-50K-B1-(MVHV)-N-DIM | Outdoor Luminaires | Mid Output | Fuel Pump Canopy Luminaires | Premium | FALSE | [9 empty] | 42213 | Dimmable | Continuous Below 10 | No | Updated on 12/28/2016 | 3 | 7373.36 | 124.55 | 59.2 | 4.84 | 0.9966 | 4999 | 74.1
P3W9Z9XY | Singbee | Singbee | SP-2025-120W-4B-50K-B1-(MVHV)-N | Outdoor Luminaires | High Output | Fuel Pump Canopy Luminaires | Premium | FALSE | [9 empty] | 42213 | Not Dimmable | Not Dimmable | No | Updated on 12/28/2016 | 3 | 14833.905 | 124.55 | 119.1 | 6.26 | 0.9955 | 4997 | 74.3
P8YPF2AA | Singbee | Singbee | SP-2025-200W-6B-50K-80-(MVHV)-N | Outdoor Luminaires | High Output | Fuel Pump Canopy Luminaires | Premium | FALSE | [9 empty] | 42213 | Not Dimmable | Not Dimmable | No | Updated on 12/28/2016 | 3 | 24277.77 | 123.3 | 196.9 | 7.2 | 0.9941 | 4997 | 74.2
PH4ASYF3 | Singbee | Singbee | SP-2025-40W-2B-50K-80-(MVHV)-N | Outdoor Luminaires | Mid Output | Fuel Pump Canopy Luminaires | Premium | FALSE | [9 empty] | 42213 | Not Dimmable | Not Dimmable | No | Updated on 2/9/2017 | 3 | 5431.607 | 139.63 | 38.9 | 6.46 | 0.9945 | 4997 | 74.1
PE96TPM9 | Singbee | Singbee | SP-2025-40W-2B-50K-17-(MVHV)-N | Outdoor Luminaires | Mid Output | Fuel Pump Canopy Luminaires | Premium | FALSE | [9 empty] | 42213 | Not Dimmable | Not Dimmable | No | Updated on 2/9/2017 | 3 | 5363.712 | 138.24 | 38.8 | 6.46 | 0.9945 | 4997 | 74.1
PPEHSJ5J | Singbee | Singbee | SP-2025-120W-4B-50K-B1-(MVHV)-N-DIM | Outdoor Luminaires | High Output | Fuel Pump Canopy Luminaires | Premium | FALSE | [9 empty] | 42213 | Dimmable | Continuous Below 10 | No | Updated on 12/28/2016 | 3 | 14833.905 | 124.55 | 119.1 | 6.26 | 0.9955 | 4997 | 74.3
PD8H8K7Y | Singbee | Singbee | SP-2025-200W-6B-50K-80-(MVHV)-N-DIM | Outdoor Luminaires | High Output | Fuel Pump Canopy Luminaires | Premium | FALSE | [9 empty] | 42213 | Dimmable | Continuous Below 10 | No | Updated on 12/28/2016 | 3 | 24277.77 | 123.3 | 196.9 | 7.2 | 0.9941 | 4997 | 74.2
P7XMAJRF | Singbee | Singbee | SP-2025-40W-2B-50K-80-(MVHV)-N-DIM | Outdoor Luminaires | Mid Output | Fuel Pump Canopy Luminaires | Premium | FALSE | [9 empty] | 42213 | Dimmable | Continuous Below 10 | No | Updated on 2/9/2017 | 3 | 5431.607 | 139.63 | 38.9 | 6.46 | 0.9945 | 4997 | 74.1
PSC9USMA | Singbee | Singbee | SP-2025-40W-2B-50K-17-(MVHV)-N-DIM | Outdoor Luminaires | Mid Output | Fuel Pump Canopy Luminaires | Premium | FALSE | [9 empty] | 42213 | Dimmable | Continuous Below 10 | No | Updated on 2/9/2017 | 3 | 5363.712 | 138.24 | 38.8 | 6.46 | 0.9945 | 4997 | 74.1
PRDP7DPR | Singbee | Singbee | SP-2025-200W-6B-50K-17-(MVHV)-N | Outdoor Luminaires | High Output | Fuel Pump Canopy Luminaires | Premium | FALSE | [9 empty] | 42213 | Not Dimmable | Not Dimmable | No | Updated on 12/28/2016 | 3 | 24095.344 | 121.94 | 197.6 | 7.2 | 0.9941 | 4995 | 74.2
PBEW8851 | Singbee | Singbee | SP-2025-200W-6B-50K-17-(MVHV)-N-DIM | Outdoor Luminaires | High Output | Fuel Pump Canopy Luminaires | Premium | FALSE | [9 empty] | 42213 | Dimmable | Continuous Below 10 | No | Updated on 12/28/2016 | 3 | 24095.344 | 121.94 | 197.6 | 7.2 | 0.9941 | 4995 | 74.2
P7DZTD8S | Singbee | Singbee | SP-2025-250W-7B-40K-B1-(MVHV)-N | Outdoor Luminaires | High Output | Fuel Pump Canopy Luminaires | Premium | FALSE | [9 empty] | 42213 | Not Dimmable | Not Dimmable | No | Updated on 12/28/2016 | 3 | 30331.24 | 123.7 | 245.2 | 7.48 | 0.9938 | 4019 | 72.3
PXKAGUW1 | Singbee | Singbee | SP-2025-250W-7B-40K-80-(MVHV)-N | Outdoor Luminaires | High Output | Fuel Pump Canopy Luminaires | Premium | FALSE | [9 empty] | 42213 | Not Dimmable | Not Dimmable | No | Updated on 12/28/2016 | 3 | 30037 | 122.5 | 245.2 | 7.48 | 0.9938 | 4019 | 72.3
PFBYSFQK | Singbee | Singbee | SP-2025-250W-7B-40K-B1-(MVHV)-N-DIM | Outdoor Luminaires | High Output | Fuel Pump Canopy Luminaires | Premium | FALSE | [9 empty] | 42213 | Dimmable | Continuous Below 10 | No | Updated on 12/28/2016 | 3 | 30331.24 | 123.7 | 245.2 | 7.48 | 0.9938 | 4019 | 72.3
PZSUDSJE | Singbee | Singbee | SP-2025-250W-7B-40K-80-(MVHV)-N-DIM | Outdoor Luminaires | High Output | Fuel Pump Canopy Luminaires | Premium | FALSE | [9 empty] | 42213 | Dimmable | Continuous Below 10 | No | Updated on 12/28/2016 | 3 | 30037 | 122.5 | 245.2 | 7.48 | 0.9938 | 4019 | 72.3
P2HVY7J7 | Singbee | Singbee | SP-2025-250W-7B-40K-17-(MVHV)-N-DIM | Outdoor Luminaires | High Output | Fuel Pump Canopy Luminaires | Premium | FALSE | [9 empty] | 42213 | Dimmable | Continuous Below 10 | No | Updated on 12/28/2016 | 3 | 29330.42 | 121.1 | 242.2 | 7.48 | 0.9938 | 4019 | 72.3
PM1CF96N | Singbee | Singbee | SP-2025-100W-3B-40K-B1-(MVHV)-N | Outdoor Luminaires | High Output | Fuel Pump Canopy Luminaires | Premium | FALSE | [9 empty] | 42213 | Not Dimmable | Not Dimmable | No | Updated on 12/28/2016 | 3 | 12110.23 | 123.7 | 97.9 | 7.46 | 0.9935 | 4007 | 72.5
P5FFFF1N | Singbee | Singbee | SP-2025-60W-2B-40K-80-(MVHV)-N | Outdoor Luminaires | Mid Output | Fuel Pump Canopy Luminaires | Premium | FALSE | [9 empty] | 42213 | Not Dimmable | Not Dimmable | No | Updated on 12/28/2016 | 3 | 7252 | 122.5 | 59.2 | 4.84 | 0.9966 | 4007 | 72.3
PW2U7553 | Singbee | Singbee | SP-2025-100W-3B-40K-80-(MVHV)-N | Outdoor Luminaires | High Output | Fuel Pump Canopy Luminaires | Premium | FALSE | [9 empty] | 42213 | Not Dimmable | Not Dimmable | No | Updated on 12/28/2016 | 3 | 11992.75 | 122.5 | 97.9 | 7.46 | 0.9935 | 4007 | 72.2
PACAW3NU | Singbee | Singbee | SP-2025-60W-2B-40K-B1-(MVHV)-N | Outdoor Luminaires | Mid Output | Fuel Pump Canopy Luminaires | Premium | FALSE | [9 empty] | 42213 | Not Dimmable | Not Dimmable | No | Updated on 12/28/2016 | 3 | 7323.04 | 123.7 | 59.2 | 4.84 | 0.9966 | 4007 | 72.2
PXC7KX3Y | Singbee | Singbee | SP-2025-100W-3B-40K-B1-(MVHV)-N-DIM | Outdoor Luminaires | High Output | Fuel Pump Canopy Luminaires | Premium | FALSE | [9 empty] | 42213 | Dimmable | Continuous Below 10 | No | Updated on 12/28/2016 | 3 | 12110.23 | 123.7 | 97.9 | 7.46 | 0.9935 | 4007 | 72.5
P24KUDS3 | Singbee | Singbee | SP-2025-60W-2B-40K-80-(MVHV)-N-DIM | Outdoor Luminaires | Mid Output | Fuel Pump Canopy Luminaires | Premium | FALSE | [9 empty] | 42213 | Dimmable | Continuous Below 10 | No | Updated on 12/28/2016 | 3 | 7252 | 122.5 | 59.2 | 4.84 | 0.9966 | 4007 | 72.3
PTWEBPK1 | Singbee | Singbee | SP-2025-60W-2B-40K-17-(MVHV)-N-DIM | Outdoor Luminaires | Mid Output | Fuel Pump Canopy Luminaires | Premium | FALSE | [9 empty] | 42213 | Dimmable | Continuous Below 10 | No | Updated on 12/28/2016 | 3 | 7157.01 | 121.1 | 59.1 | 4.84 | 0.9966 | 4007 | 72.3
P6HY3JG2 | Singbee | Singbee | SP-2025-100W-3B-40K-80-(MVHV)-N-DIM | Outdoor Luminaires | High Output | Fuel Pump Canopy Luminaires | Premium | FALSE | [9 empty] | 42213 | Dimmable | Continuous Below 10 | No | Updated on 12/28/2016 | 3 | 11992.75 | 122.5 | 97.9 | 7.46 | 0.9935 | 4007 | 72.2
PZPWU1N1 | Singbee | Singbee | SP-2025-100W-3B-40K-17-(MVHV)-N-DIM | Outdoor Luminaires | High Output | Fuel Pump Canopy Luminaires | Premium | FALSE | [9 empty] | 42213 | Dimmable | Continuous Below 10 | No | Updated on 12/28/2016 | 3 | 11733.379 | 121.1 | 96.89 | 7.46 | 0.9935 | 4007 | 72.2
PA498BMD | Singbee | Singbee | SP-2025-60W-2B-40K-B1-(MVHV)-N-DIM | Outdoor Luminaires | Mid Output | Fuel Pump Canopy Luminaires | Premium | FALSE | [9 empty] | 42213 | Dimmable | Continuous Below 10 | No | Updated on 12/28/2016 | 3 | 7323.04 | 123.7 | 59.2 | 4.84 | 0.9966 | 4007 | 72.2
PCKXGAHE | Singbee | Singbee | SP-2025-120W-4B-40K-B1-(MVHV)-N | Outdoor Luminaires | High Output | Fuel Pump Canopy Luminaires | Premium | FALSE | [9 empty] | 42213 | Not Dimmable | Not Dimmable | No | Updated on 12/28/2016 | 3 | 14732.67 | 123.7 | 119.1 | 6.26 | 0.9955 | 4006 | 72.4
P99GKMX1 | Singbee | Singbee | SP-2025-120W-4B-40K-80-(MVHV)-N | Outdoor Luminaires | High Output | Fuel Pump Canopy Luminaires | Premium | FALSE | [9 empty] | 42213 | Not Dimmable | Not Dimmable | No | Updated on 12/28/2016 | 3 | 14589.75 | 122.5 | 119.1 | 6.26 | 0.9955 | 4006 | 72.4
PUCGZG1U | Singbee | Singbee | SP-2025-120W-4B-40K-17-(MVHV)-N | Outdoor Luminaires | High Output | Fuel Pump Canopy Luminaires | Premium | FALSE | [9 empty] | 42213 | Not Dimmable | Not Dimmable | No | Updated on 12/28/2016 | 3 | 14435.12 | 121.1 | 119.2 | 6.26 | 0.9955 | 4006 | 72.4
P5MH5S8H | Singbee | Singbee | SP-2025-120W-4B-40K-B1-(MVHV)-N-DIM | Outdoor Luminaires | High Output | Fuel Pump Canopy Luminaires | Premium | FALSE | [9 empty] | 42213 | Dimmable | Continuous Below 10 | No | Updated on 12/28/2016 | 3 | 14732.67 | 123.7 | 119.1 | 6.26 | 0.9955 | 4006 | 72.4
P91VBGU7 | Singbee | Singbee | SP-2025-120W-4B-40K-80-(MVHV)-N-DIM | Outdoor Luminaires | High Output | Fuel Pump Canopy Luminaires | Premium | FALSE | [9 empty] | 42213 | Dimmable | Continuous Below 10 | No | Updated on 12/28/2016 | 3 | 14589.75 | 122.5 | 119.1 | 6.26 | 0.9955 | 4006 | 72.4
PBVUR4CX | Singbee | Singbee | SP-2025-120W-4B-40K-17-(MVHV)-N-DIM | Outdoor Luminaires | High Output | Fuel Pump Canopy Luminaires | Premium | FALSE | [9 empty] | 42213 | Dimmable | Continuous Below 10 | No | Updated on 12/28/2016 | 3 | 14435.12 | 121.1 | 119.2 | 6.26 | 0.9955 | 4006 | 72.4
PGRHM8QJ | Singbee | Singbee | SP-2025-200W-6B-40K-B1-(MVHV)-N | Outdoor Luminaires | High Output | Fuel Pump Canopy Luminaires | Premium | FALSE | [9 empty] | 42213 | Not Dimmable | Not Dimmable | No | Updated on 12/28/2016 | 3 | 24356.53 | 123.7 | 196.9 | 7.2 | 0.9941 | 4002 | 72.5
PZNCGJ3F | Singbee | Singbee | SP-2025-200W-6B-40K-80-(MVHV)-N | Outdoor Luminaires | High Output | Fuel Pump Canopy Luminaires | Premium | FALSE | [9 empty] | 42213 | Not Dimmable | Not Dimmable | No | Updated on 12/28/2016 | 3 | 24120.25 | 122.5 | 196.9 | 7.2 | 0.9941 | 4002 | 72.5
PUJCJK7M | Singbee | Singbee | SP-2025-200W-6B-40K-17-(MVHV)-N | Outdoor Luminaires | High Output | Fuel Pump Canopy Luminaires | Premium | FALSE | [9 empty] | 42213 | Not Dimmable | Not Dimmable | No | Updated on 12/28/2016 | 3 | 23929.36 | 121.1 | 197.6 | 7.2 | 0.9941 | 4002 | 72.5
PH8CGRK1 | Singbee | Singbee | SP-2025-200W-6B-40K-B1-(MVHV)-N-DIM | Outdoor Luminaires | High Output | Fuel Pump Canopy Luminaires | Premium | FALSE | [9 empty] | 42213 | Dimmable | Continuous Below 10 | No | Updated on 12/28/2016 | 3 | 24356.53 | 123.7 | 196.9 | 7.2 | 0.9941 | 4002 | 72.5
PPKP6DEM | Singbee | Singbee | SP-2025-200W-6B-40K-80-(MVHV)-N-DIM | Outdoor Luminaires | High Output | Fuel Pump Canopy Luminaires | Premium | FALSE | [9 empty] | 42213 | Dimmable | Continuous Below 10 | No | Updated on 12/28/2016 | 3 | 24120.25 | 122.5 | 196.9 | 7.2 | 0.9941 | 4002 | 72.5
PRGNFBYN | Singbee | Singbee | SP-2025-200W-6B-40K-17-(MVHV)-N-DIM | Outdoor Luminaires | High Output | Fuel Pump Canopy Luminaires | Premium | FALSE | [9 empty] | 42213 | Dimmable | Continuous Below 10 | No | Updated on 12/28/2016 | 3 | 23929.36 | 121.1 | 197.6 | 7.2 | 0.9941 | 4002 | 72.5
PCTSXCMG | Singbee | Singbee | SP-2025-150W-5B-40K-B1-(MVHV)-N | Outdoor Luminaires | High Output | Fuel Pump Canopy Luminaires | Premium | FALSE | [9 empty] | 42213 | Not Dimmable | Not Dimmable | No | Updated on 12/28/2016 | 3 | 18456.04 | 123.7 | 149.2 | 6.62 | 0.9946 | 3998 | 72.2
PWFAQ5HQ | Singbee | Singbee | SP-2025-150W-5B-40K-80-(MVHV)-N | Outdoor Luminaires | High Output | Fuel Pump Canopy Luminaires | Premium | FALSE | [9 empty] | 42213 | Not Dimmable | Not Dimmable | No | Updated on 12/28/2016 | 3 | 18277 | 122.5 | 149.2 | 6.62 | 0.9946 | 3998 | 72.2
P429E89B | Singbee | Singbee | SP-2025-150W-5B-40K-17-(MVHV)-N | Outdoor Luminaires | High Output | Fuel Pump Canopy Luminaires | Premium | FALSE | [9 empty] | 42213 | Not Dimmable | Not Dimmable | No | Updated on 12/28/2016 | 3 | 18007.57 | 121.1 | 148.7 | 6.62 | 0.9946 | 3998 | 72.2
PAMH6H5F | Singbee | Singbee | SP-2025-150W-5B-40K-B1-(MVHV)-N-DIM | Outdoor Luminaires | High Output | Fuel Pump Canopy Luminaires | Premium | FALSE | [9 empty] | 42213 | Dimmable | Continuous Below 10 | No | Updated on 12/28/2016 | 3 | 18456.04 | 123.7 | 149.2 | 6.62 | 0.9946 | 3998 | 72.2
PP2XMYJH | Singbee | Singbee | SP-2025-150W-5B-40K-80-(MVHV)-N-DIM | Outdoor Luminaires | High Output | Fuel Pump Canopy Luminaires | Premium | FALSE | [9 empty] | 42213 | Dimmable | Continuous Below 10 | No | Updated on 12/28/2016 | 3 | 18277 | 122.5 | 149.2 | 6.62 | 0.9946 | 3998 | 72.2
PZJESKV7 | Singbee | Singbee | SP-2025-150W-5B-40K-17-(MVHV)-N-DIM | Outdoor Luminaires | High Output | Fuel Pump Canopy Luminaires | Premium | FALSE | [9 empty] | 42213 | Dimmable | Continuous Below 10 | No | Updated on 12/28/2016 | 3 | 18007.57 | 121.1 | 148.7 | 6.62 | 0.9946 | 3998 | 72.2
PFNP9K5Q | Singbee | Singbee | SP-2025-40W-2B-40K-B1-(MVHV)-N | Outdoor Luminaires | Mid Output | Fuel Pump Canopy Luminaires | Premium | FALSE | [9 empty] | 42213 | Not Dimmable | Not Dimmable | No | Updated on 2/9/2017 | 3 | 5449.89 | 140.1 | 38.9 | 6.46 | 0.9945 | 3997 | 72.4
PGFBNKQX | Singbee | Singbee | SP-2025-40W-2B-40K-80-(MVHV)-N | Outdoor Luminaires | Mid Output | Fuel Pump Canopy Luminaires | Premium | FALSE | [9 empty] | 42213 | Not Dimmable | Not Dimmable | No | Updated on 2/9/2017 | 3 | 5400.876 | 138.84 | 38.9 | 6.46 | 0.9945 | 3997 | 72.4
P51RH83U | Singbee | Singbee | SP-2025-40W-2B-40K-B1-(MVHV)-N-DIM | Outdoor Luminaires | Mid Output | Fuel Pump Canopy Luminaires | Premium | FALSE | [9 empty] | 42213 | Dimmable | Continuous Below 10 | No | Updated on 2/9/2017 | 3 | 5449.89 | 140.1 | 38.9 | 6.46 | 0.9945 | 3997 | 72.4
P9E5965R | Singbee | Singbee | SP-2025-40W-2B-40K-80-(MVHV)-N-DIM | Outdoor Luminaires | Mid Output | Fuel Pump Canopy Luminaires | Premium | FALSE | [9 empty] | 42213 | Dimmable | Continuous Below 10 | No | Updated on 2/9/2017 | 3 | 5400.876 | 138.84 | 38.9 | 6.46 | 0.9945 | 3997 | 72.4
P9DYZMZD | Singbee | Singbee | SP-2025-40W-2B-40K-17-(MVHV)-N-DIM | Outdoor Luminaires | Mid Output | Fuel Pump Canopy Luminaires | Premium | FALSE | [9 empty] | 42213 | Dimmable | Continuous Below 10 | No | Updated on 2/9/2017 | 3 | 5347.0884 | 137.14 | 38.99 | 10.35 | 0.9965 | 4021 | 76.7
P8S3M9MM | Grandlite International Corp | Grandlite | SML-009-L1 20W-347 | Outdoor Luminaires | Low Output | Fuel Pump Canopy Luminaires | Standard | TRUE | 2322.4 | 111 | 20.9 | 23 | 0.97 | 4859 | 74 | 5 | 50000 | 42206 |  |  | Yes |  | 3 | 2322.4 | 111 | 20.9 | 23 | 0.99 | 4859 | 74
PB2SH9FM | Grandlite International Corp | Grandlite | SML-012-L1 40W-347 | Outdoor Luminaires | Low Output | Fuel Pump Canopy Luminaires | Standard | TRUE | 3605.2 | 92 | 39.13 | 18 | 0.98 | 5168 | 75 | 5 | 50000 | 42206 |  |  | Yes |  | 3 | 3605.2 | 92 | 39.13 | 18 | 0.99 | 5168 | 75
P7BRFR6B | RC Lighting | RC Lighting | VANLED65YF[All Fixture Colors] RCL | Outdoor Luminaires | Mid Output | Fuel Pump Canopy Luminaires | Standard | TRUE | 5974 | 97.9 | 61 | 13.6 | 0.97 | 3155 | 71 | 5 | 100000 | 42201 |  |  | NotYetVerified |  | 3
P9J1NMBA | RC Lighting | RC Lighting | VANLED75YF[All Fixture Colors] RCL | Outdoor Luminaires | Mid Output | Fuel Pump Canopy Luminaires | Standard | TRUE | 6692 | 89.8 | 74.5 | 16.5 | 0.946 | 3180 | 71 | 5 | 100000 | 42201 |  |  | NotYetVerified |  | 3
P2QYKHRG | RC Lighting | RC Lighting | VANLED65Y[All Fixture Colors] RCL | Outdoor Luminaires | Mid Output | Fuel Pump Canopy Luminaires | Standard | TRUE | 5991 | 98.2 | 61 | 13.7 | 0.968 | 3154 | 71 | 5 | 100000 | 42201 |  |  | NotYetVerified |  | 3
PQKW6QKR | RC Lighting | RC Lighting | VANLED75Y[All Fixture Colors] RCL | Outdoor Luminaires | Mid Output | Fuel Pump Canopy Luminaires | Standard | TRUE | 6719 | 90.2 | 74.5 | 16.7 | 0.944 | 3179 | 71 | 5 | 100000 | 42201 |  |  | NotYetVerified |  | 3
PXX6DKXD | RC Lighting | RC Lighting | VANLED75F[All Fixture Colors] RCL | Outdoor Luminaires | Mid Output | Fuel Pump Canopy Luminaires | Standard | FALSE | [9 empty] | 42201 |  |  | NotYetVerified |  | 3 | 6797 | 89.8 | 75.7 | 10.4 | 0.989 | 5185 | 75
PQ38DMVK | RC Lighting | RC Lighting | VANLED75[All Fixture Colors] RCL | Outdoor Luminaires | Mid Output | Fuel Pump Canopy Luminaires | Standard | FALSE | [9 empty] | 42201 |  |  | NotYetVerified |  | 3 | 6818 | 90.1 | 75.7 | 10.4 | 0.998 | 5173 | 75
P28UZQ9F | RC Lighting | RC Lighting | VANLED75[All Fixture Colors]/D10 RCL RCL | Outdoor Luminaires | Mid Output | Fuel Pump Canopy Luminaires | Standard | FALSE | [9 empty] | 42201 |  |  | NotYetVerified |  | 3 | 6903 | 89.7 | 76.9 | 10.3 | 0.988 | 5173 | 75
PJU786HD | RC Lighting | RC Lighting | VANLED65[All Fixture Colors] RCL | Outdoor Luminaires | Mid Output | Fuel Pump Canopy Luminaires | Standard | FALSE | [9 empty] | 42201 |  |  | NotYetVerified |  | 3 | 6054 | 97.8 | 61.9 | 4.9 | 0.997 | 5165 | 75
P4CGZFBP | RC Lighting | RC Lighting | VANLED65F[All Fixture Colors] RCL | Outdoor Luminaires | Mid Output | Fuel Pump Canopy Luminaires | Standard | FALSE | [9 empty] | 42201 |  |  | NotYetVerified |  | 3 | 6015 | 97.2 | 61.9 | 4.8 | 0.997 | 5165 | 75
PJASMXD4 | RC Lighting | RC Lighting | VANLED75F[All Fixture Colors]/D10 RCL | Outdoor Luminaires | Mid Output | Fuel Pump Canopy Luminaires | Standard | FALSE | [9 empty] | 42201 |  |  | NotYetVerified |  | 3 | 6881 | 89.5 | 76.9 | 10.3 | 0.989 | 5089 | 75
PXPSF432 | RC Lighting | RC Lighting | VANLED65[All Fixture Colors]/D10 RCL RCL | Outdoor Luminaires | Mid Output | Fuel Pump Canopy Luminaires | Standard | FALSE | [9 empty] | 42201 |  |  | NotYetVerified |  | 3 | 6118 | 97.2 | 62.9 | 4.8 | 0.997 | 5089 | 75
P9X7DAVA | RC Lighting | RC Lighting | VANLED65F[All Fixture Colors]/D10 RCL | Outdoor Luminaires | Mid Output | Fuel Pump Canopy Luminaires | Standard | FALSE | [9 empty] | 42201 |  |  | NotYetVerified |  | 3 | 6079 | 96.6 | 62.9 | 4.7 | 0.997 | 5089 | 75
P8HCXN5P | RC Lighting | RC Lighting | VANLED75N[All Fixture Colors] RCL | Outdoor Luminaires | Mid Output | Fuel Pump Canopy Luminaires | Standard | FALSE | [9 empty] | 42201 |  |  | NotYetVerified |  | 3 | 6971 | 92.6 | 75.3 | 9.7 | 0.99 | 4168 | 75
PXP3XUJM | RC Lighting | RC Lighting | VANLED75N{All Fixture Colors]/D10 RCL RCL | Outdoor Luminaires | Mid Output | Fuel Pump Canopy Luminaires | Standard | FALSE | [9 empty] | 42201 |  |  | NotYetVerified |  | 3 | 7058 | 92.3 | 76.5 | 9.6 | 0.99 | 4168 | 75
P197KV4F | RC Lighting | RC Lighting | VANLED75NF[All Fixture Colors] RCL | Outdoor Luminaires | Mid Output | Fuel Pump Canopy Luminaires | Standard | FALSE | [9 empty] | 42201 |  |  | NotYetVerified |  | 3 | 6943 | 92.2 | 75.3 | 9.7 | 0.989 | 4165 | 75
P9ENK4DE | RC Lighting | RC Lighting | VANLED65N[All Fixture Colors] RCL | Outdoor Luminaires | Mid Output | Fuel Pump Canopy Luminaires | Standard | FALSE | [9 empty] | 42201 |  |  | NotYetVerified |  | 3 | 6169 | 100.1 | 61.6 | 4.9 | 0.997 | 4140 | 74
PSZD67VA | RC Lighting | RC Lighting | VANLED65NF[All Fixture Colors] RCL | Outdoor Luminaires | Mid Output | Fuel Pump Canopy Luminaires | Standard | FALSE | [9 empty] | 42201 |  |  | NotYetVerified |  | 3 | 6129 | 99.5 | 61.6 | 4.8 | 0.997 | 4140 | 74
PV1P4UWA | RC Lighting | RC Lighting | VANLED75NF[All Fixture Colors]/D10 RCL | Outdoor Luminaires | Mid Output | Fuel Pump Canopy Luminaires | Standard | FALSE | [9 empty] | 42201 |  |  | NotYetVerified |  | 3 | 7029 | 91.9 | 76.5 | 9.6 | 0.989 | 4077 | 75
P63H5ADF | RC Lighting | RC Lighting | VANLED65N[All Fixture Colors]/D10 RCL RCL | Outdoor Luminaires | Mid Output | Fuel Pump Canopy Luminaires | Standard | FALSE | [9 empty] | 42201 |  |  | NotYetVerified |  | 3 | 6234 | 99.6 | 62.6 | 4.8 | 0.997 | 4077 | 74
P39ZKXW4 | RC Lighting | RC Lighting | VANLED65NF[All Fixture Colors]/D10 RCL | Outdoor Luminaires | Mid Output | Fuel Pump Canopy Luminaires | Standard | FALSE | [9 empty] | 42201 |  |  | NotYetVerified |  | 3 | 6194 | 98.9 | 62.6 | 4.7 | 0.997 | 4077 | 74
PB264JHF | RC Lighting | RC Lighting | VANLED75YF[All Fixture Colors]/D10 RCL | Outdoor Luminaires | Mid Output | Fuel Pump Canopy Luminaires | Standard | FALSE | [9 empty] | 42201 |  |  | NotYetVerified |  | 3 | 6775 | 89.5 | 75.7 | 9.6 | 0.997 | 3180 | 71
PTMT3Q9P | RC Lighting | RC Lighting | VANLED75Y[All Fixture Colors]/D10 RCL RCL | Outdoor Luminaires | Mid Output | Fuel Pump Canopy Luminaires | Standard | FALSE | [9 empty] | 42201 |  |  | NotYetVerified |  | 3 | 6802 | 89.9 | 75.7 | 9.7 | 0.989 | 3179 | 71
PT8DPHHD | RC Lighting | RC Lighting | VANLED65YF[All Fixture Colors]/D10 RCL | Outdoor Luminaires | Mid Output | Fuel Pump Canopy Luminaires | Standard | FALSE | [9 empty] | 42201 |  |  | NotYetVerified |  | 3 | 6037 | 97.4 | 62 | 7.3 | 0.957 | 3155 | 71
PTVYCQD5 | RC Lighting | RC Lighting | VANLED65Y[All Fixture Colors]/D10 RCL | Outdoor Luminaires | Mid Output | Fuel Pump Canopy Luminaires | Standard | FALSE | [9 empty] | 42201 |  |  | NotYetVerified |  | 3 | 6055 | 97.6 | 62 | 4.8 | 0.998 | 3155 | 71
PH8QJD22 | Blue Arrow Contract Manufacturing Corporation | BA-WISDOM | BAWDGS150WH50K3000 | Outdoor Luminaires | High Output | Fuel Pump Canopy Luminaires | Standard | TRUE | 18052.623 | 113.204 | 159.47 | 10.45 | 0.946 | 5036 | 82.4 | 5 | 50000 | 42200 |  |  | NotYetVerified |  | 3
PYCS5VXN | Blue Arrow Contract Manufacturing Corporation | BA-WISDOM | BAWDGS120WH50K2000 | Outdoor Luminaires | High Output | Fuel Pump Canopy Luminaires | Standard | TRUE | 13956.15 | 109.94 | 126.94 | 6.73 | 0.9118 | 5026 | 83 | 5 | 50000 | 42200 |  |  | NotYetVerified |  | 3 | 14700 | 115 | 120 |  | 0.98
PSDRCGB2 | Blue Arrow Contract Manufacturing Corporation | BA-WISDOM | BAWDGS120WH50K2000 | Outdoor Luminaires | High Output | Fuel Pump Canopy Luminaires | Standard | TRUE | 13956.15 | 109.94 | 126.94 | 6.73 | 0.9118 | 5026 | 83 | 5 | 50000 | 42200 |  |  | NotYetVerified |  | 3 | 14700 | 115 | 120 |  | 0.98
PX9AEHKS | Blue Arrow Contract Manufacturing Corporation | BA-WISDOM | BAWDGS200WH50K2000 | Outdoor Luminaires | High Output | Fuel Pump Canopy Luminaires | Standard | TRUE | 22913.46 | 112.178 | 204.26 | 10.06 | 0.9221 | 5016 | 82.1 | 5 | 50000 | 42200 |  |  | NotYetVerified |  | 3 | 23300 | 115 | 200 |  | 0.98 | 5000 | 80
P3PT46K9 | Blue Arrow Contract Manufacturing Corporation | BA-WISDOM | BAWDGS200WH50K2000 | Outdoor Luminaires | High Output | Fuel Pump Canopy Luminaires | Standard | TRUE | 22913.46 | 112.178 | 204.26 | 10.06 | 0.9221 | 5016 | 82.1 | 5 | 50000 | 42200 |  |  | NotYetVerified |  | 3 | 23300 | 115 | 200 |  | 0.98 | 5000 | 80
P2AS5PY2 | Leadray Energy Co. Ltd. | Leadray | CB120NGE | Outdoor Luminaires | High Output | Fuel Pump Canopy Luminaires | Standard | TRUE | 12503 | 100.6 | 124.3 | 6.56 | 0.9955 | 4779 | 74.3 | 5 | 50000 | 42198 |  |  | NotYetVerified |  | 3 | 12000 | 100 | 120 | 20 | 0.9 | 5000 | 70
P9P6BBT9 | Leadray Energy Co. Ltd. | Leadray | CB120NGD | Outdoor Luminaires | High Output | Fuel Pump Canopy Luminaires | Standard | FALSE | [9 empty] | 42198 |  |  | NotYetVerified |  | 3 | 12000 | 100 | 120 | 20 | 0.9 | 5000 | 70
PETXWY49 | S LITE CO. LTD. | S LITE | DL391HL(3000k) | Outdoor Luminaires | Low Output | Fuel Pump Canopy Luminaires | Standard | TRUE | 3364.3 | 86.98 | 38.68 | 16.59 | 0.925 | 3168 | 74.8 | 5 | 50000 | 42194 |  |  | NotYetVerified |  | 3 | 3364.3 | 86.98 | 38.68 | 16.59 | 0.925 | 3000 | 74.8
PJUZR8WY | S LITE CO. LTD. | S LITE | DL392HL(3000k) | Outdoor Luminaires | Mid Output | Fuel Pump Canopy Luminaires | Standard | TRUE | 6704.2 | 87.14 | 76.94 | 17.06 | 0.927 | 3199 | 75.4 | 5 | 50000 | 42194 |  |  | NotYetVerified |  | 3 | 6704.2 | 87.14 | 76.94 | 17.06 | 0.927 | 3000 | 75.4
PSX8NCRE | S LITE CO. LTD. | S LITE | DL392HL(5700k) | Outdoor Luminaires | Mid Output | Fuel Pump Canopy Luminaires | Standard | FALSE | [9 empty] | 42194 | Dimmable | Continuous Below 10 | NotYetVerified |  | 3 | 7056 | 91.03 | 77.51 | 17.38 | 0.926 | 5700 | 71.7
PGR87NXM | S LITE CO. LTD. | S LITE | DL391HL(5700k) | Outdoor Luminaires | Low Output | Fuel Pump Canopy Luminaires | Standard | FALSE | [9 empty] | 42194 | Dimmable | Continuous Below 10 | NotYetVerified |  | 3 | 3579 | 89.01 | 40.21 | 16.69 | 0.926 | 5700 | 71.1
PD9NZ7W9 | S LITE CO. LTD. | S LITE | DL392HL(5000k) | Outdoor Luminaires | Mid Output | Fuel Pump Canopy Luminaires | Standard | FALSE | [9 empty] | 42194 | Dimmable | Continuous Below 10 | NotYetVerified |  | 3 | 6704.2 | 87.14 | 76.94 | 17.06 | 0.927 | 5000 | 75.4
PYE6VTPU | S LITE CO. LTD. | S LITE | DL391HL(5000k) | Outdoor Luminaires | Low Output | Fuel Pump Canopy Luminaires | Standard | FALSE | [9 empty] | 42194 | Dimmable | Continuous Below 10 | NotYetVerified |  | 3 | 3364.3 | 86.98 | 38.68 | 16.59 | 0.925 | 5000 | 74.8
P21G9USU | S LITE CO. LTD. | S LITE | DL392HL(4500k) | Outdoor Luminaires | Mid Output | Fuel Pump Canopy Luminaires | Standard | FALSE | [9 empty] | 42194 | Dimmable | Continuous Below 10 | NotYetVerified |  | 3 | 6704.2 | 87.14 | 76.94 | 17.06 | 0.927 | 4500 | 75.4
PHBNQKYD | S LITE CO. LTD. | S LITE | DL391HL(4500k) | Outdoor Luminaires | Low Output | Fuel Pump Canopy Luminaires | Standard | FALSE | [9 empty] | 42194 | Dimmable | Continuous Below 10 | NotYetVerified |  | 3 | 3364.3 | 86.98 | 38.68 | 16.59 | 0.925 | 4500 | 74.8
PRKGNE56 | S LITE CO. LTD. | S LITE | DL392HL(4000k) | Outdoor Luminaires | Mid Output | Fuel Pump Canopy Luminaires | Standard | FALSE | [9 empty] | 42194 | Dimmable | Continuous Below 10 | NotYetVerified |  | 3 | 6704.2 | 87.14 | 76.94 | 17.06 | 0.927 | 4000 | 75.4
P1V8KBV7 | S LITE CO. LTD. | S LITE | DL391HL(4000k) | Outdoor Luminaires | Low Output | Fuel Pump Canopy Luminaires | Standard | FALSE | [9 empty] | 42194 | Dimmable | Continuous Below 10 | NotYetVerified |  | 3 | 3364.3 | 86.98 | 38.68 | 16.59 | 0.925 | 4000 | 74.8
PUYWAFJ6 | S LITE CO. LTD. | S LITE | DL392HL(3500k) | Outdoor Luminaires | Mid Output | Fuel Pump Canopy Luminaires | Standard | FALSE | [9 empty] | 42194 | Dimmable | Continuous Below 10 | NotYetVerified |  | 3 | 6704.2 | 87.14 | 76.94 | 17.06 | 0.927 | 3500 | 75.4
PU6W2S8A | S LITE CO. LTD. | S LITE | DL391HL(3500k) | Outdoor Luminaires | Low Output | Fuel Pump Canopy Luminaires | Standard | FALSE | [9 empty] | 42194 | Dimmable | Continuous Below 10 | NotYetVerified |  | 3 | 3364.3 | 86.98 | 38.68 | 16.59 | 0.925 | 3500 | 74.8
P5XNWCWW | Amerlight LLC | Amerlight LLC | CNPG150 | Outdoor Luminaires | High Output | Fuel Pump Canopy Luminaires | Standard | TRUE | 11242 | 80.01 | 140.5 | 12.2 | 0.9392 | 5868 | 71.3 | 5 |  | 42193 |  |  | NotYetVerified |  | 3 | 12000 | 95 | 150 |  | 0.989 | 5700 | 75
PD8H8QTA | Amerlight LLC | Amerlight LLC | CNPG100 | Outdoor Luminaires | Mid Output | Fuel Pump Canopy Luminaires | Standard | TRUE | 7463 | 84.78 | 87.79 | 19.7 | 0.911 | 5841 | 70 | 5 |  | 42193 |  |  | NotYetVerified |  | 3 |  |  | 100 |  | 0.9 | 5700 | 70
PXD8TCMZ | Amerlight LLC | Amerlight LLC | CNP130 | Outdoor Luminaires | High Output | Fuel Pump Canopy Luminaires | Standard | TRUE | 10853 | 83.87 | 129.4 | 15.01 | 0.9207 | 5992 | 72.1 | 5 | 50000 | 42193 |  |  | NotYetVerified |  | 3 | 10000 |  | 130 |  | 0.9 | 5700 | 70
PAMRZQAZ | Amerlight LLC | Amerlight LLC | CNP060 | Outdoor Luminaires | Mid Output | Fuel Pump Canopy Luminaires | Standard | TRUE | 5373.3 | 89.63 | 59.95 | 15.78 | 0.9156 | 5982 | 71.2 | 5 | 50000 | 42193 |  |  | NotYetVerified |  | 3 | 5000 |  | 60 |  | 0.9 | 5700 | 70
PWZR8CUA | Amerlight LLC | Amerlight LLC | CNP100 | Outdoor Luminaires | Mid Output | Fuel Pump Canopy Luminaires | Standard | TRUE | 8298.7 | 83.15 | 99.8 | 14.3 | 0.9154 | 5977 | 71.6 | 5 | 50000 | 42193 |  |  | NotYetVerified |  | 3 | 8000 |  | 100 |  | 0.9 | 5700 | 70
P2R7FAGS | Lumecon LLC | Lumecon | LC-LG-25-[All Housing Colors]-[SFM SM]-1-NW-X-X-X-X-X | Outdoor Luminaires | Low Output | Fuel Pump Canopy Luminaires | Premium | TRUE | 2766 | 112.3 | 24.62 | 7.23 | 0.942 | 3989 | 81.3 | 5 | 50000 | 42192 | Dimmable | Continuous Below 10 | Yes |  | 3 | 2766 | 112.3 | 24.62 | 20 | 0.9 | 4000 | 80
PEUDJTTU | DONGGUAN THAILIGHT SEMICONDUCTOR LIGHTING CO.LTD. | Thailight | TLCLB803YYZZ | Outdoor Luminaires | Mid Output | Fuel Pump Canopy Luminaires | Standard | TRUE | 6824.5 | 86.72 | 78.7 | 16.56 | 0.9249 | 3055 | 83.7 | 5 | 50000 | 42191 |  |  | NotYetVerified |  | 3 | 6824.5 | 86.72 | 78.7 | 20 | 0.9 | 3000 | 80
PXDZANP7 | DONGGUAN THAILIGHT SEMICONDUCTOR LIGHTING CO.LTD. | Thailight | TLCLB806YYZZ | Outdoor Luminaires | Mid Output | Fuel Pump Canopy Luminaires | Standard | FALSE | [9 empty] | 42191 |  |  | NotYetVerified |  | 3 | 7028 | 89.77 | 78.29 | 20 | 0.9 | 5700 | 80
PW7VZQK6 | DONGGUAN THAILIGHT SEMICONDUCTOR LIGHTING CO.LTD. | Thailight | TLCLB805YYZZ | Outdoor Luminaires | Mid Output | Fuel Pump Canopy Luminaires | Standard | FALSE | [9 empty] | 42191 |  |  | No | Updated 12/5/2016 | 3 | 9413 | 118.78 | 79.25 | 16.34 | 0.94 | 5000 | 83.1
PNPJ6WWQ | DONGGUAN THAILIGHT SEMICONDUCTOR LIGHTING CO.LTD. | Thailight | TLCLB804YYZZ | Outdoor Luminaires | Mid Output | Fuel Pump Canopy Luminaires | Standard | TRUE | 9288.9 | 117.03 | 79.37 | 16.29 | 0.9443 | 4012 | 83.7 | 5 | 50000 | 42191 |  |  | No | Updated 12/5/2016 | 3 | 9288.9 | 117.03 | 39.58 | 16.29 | 0.94 | 4000 | 83.7
PCVCFJQY | All Green Lighting Inc. | All Green Lighting Inc | LIBRA-60W | Outdoor Luminaires | Mid Output | Fuel Pump Canopy Luminaires | Standard | TRUE | 5724 | 93.13 | 61.46 | 11.36 | 0.9357 | 5055 | 73 | 5 | 50000 | 42187 |  |  | NotYetVerified |  | 3 | 5330 | 85 | 60 |  |  | 5000 | 75
PEHB2TUY | All Green Lighting Inc. | All Green Lighting Inc | LIBRA-90W | Outdoor Luminaires | Mid Output | Fuel Pump Canopy Luminaires | Standard | TRUE | 8262 | 90.21 | 91.59 | 18.08 | 0.932 | 5110 | 74 | 5 | 50000 | 42187 |  |  | NotYetVerified |  | 3 | 7995 | 85 | 90 |  | 0.96 |  | 75
P9S1U7ZS | DONGGUAN THAILIGHT SEMICONDUCTOR LIGHTING CO.LTD. | Thailight | TLCLA1203PDZZ-P | Outdoor Luminaires | High Output | Fuel Pump Canopy Luminaires | Standard | TRUE | 11963 | 100.04 | 119.6 | 12.71 | 0.933 | 3012 | 83.6 | 5 | 50000 | 42187 |  |  | NotYetVerified |  | 3 | 11963 | 100.04 | 119.6 | 12.71 | 0.933 | 3000 | 83.6
PQC4JN4M | DONGGUAN THAILIGHT SEMICONDUCTOR LIGHTING CO.LTD. | Thailight | TLCLA1206PDZZ-P | Outdoor Luminaires | High Output | Fuel Pump Canopy Luminaires | Standard | FALSE | [9 empty] | 42187 |  |  | NotYetVerified |  | 3 | 12880 | 107.07 | 120.3 | 12.36 | 0.934 | 5700 | 84.3
PW33CPNU | DONGGUAN THAILIGHT SEMICONDUCTOR LIGHTING CO.LTD. | Thailight | TLCLA1205PDZZ-P | Outdoor Luminaires | High Output | Fuel Pump Canopy Luminaires | Standard | FALSE | [9 empty] | 42187 |  |  | NotYetVerified |  | 3 | 11963 | 100.04 | 119.6 | 12.71 | 0.933 | 5000 | 83.6
PQ67RRDV | DONGGUAN THAILIGHT SEMICONDUCTOR LIGHTING CO.LTD. | Thailight | TLCLA1204PDZZ-P | Outdoor Luminaires | High Output | Fuel Pump Canopy Luminaires | Standard | FALSE | [9 empty] | 42187 |  |  | NotYetVerified |  | 3 | 11963 | 100.04 | 119.6 | 12.71 | 0.933 | 4000 | 83.6
PPKQKZPE | All Green Lighting Inc. | All Green Lighting Inc | LIBRA-240W | Outdoor Luminaires | High Output | Fuel Pump Canopy Luminaires | Standard | FALSE | [9 empty] | 42187 | Not Yet Verified | Not Yet Verified | NotYetVerified |  | 3 | 21320 | 85 | 240 |  | 0.96 |  | 75
PZR5UJJS | All Green Lighting Inc. | All Green Lighting Inc | LIBRA-180W | Outdoor Luminaires | High Output | Fuel Pump Canopy Luminaires | Standard | FALSE | [9 empty] | 42187 | Not Yet Verified | Not Yet Verified | NotYetVerified |  | 3 | 15990 | 85 | 180 |  | 0.96 |  | 75
PE996QBK | All Green Lighting Inc. | All Green Lighting Inc | LIBRA-120W | Outdoor Luminaires | High Output | Fuel Pump Canopy Luminaires | Standard | FALSE | [9 empty] | 42187 | Not Yet Verified | Not Yet Verified | NotYetVerified |  | 3 | 10660 | 85 | 120 |  | 0.96 |  | 75
PSJE6J12 | Universal Lighting Technologies | Everline | VTL4-10K850-U | Outdoor Luminaires | High Output | Fuel Pump Canopy Luminaires | Standard | FALSE | [9 empty] | 42187 | Dimmable | Continuous Below 10 | No | Updated 3/27/2017 | 4.1 | 13670 | 128 | 106.6 | 8.44 | 0.98 | 5000 | 82
PVJSHJYH | Universal Lighting Technologies | Everline | VTL8-20K850-U | Outdoor Luminaires | High Output | Fuel Pump Canopy Luminaires | Standard | FALSE | [9 empty] | 42187 | Dimmable | Continuous Below 10 | No | Updated 3/27/2017 | 4.1 | 27550 | 127 | 215.9 | 7.99 | 0.98 | 5000 | 82
P2RTVZGB | Universal Lighting Technologies | Everline | VTL4-40L850-U | Outdoor Luminaires | Mid Output | Fuel Pump Canopy Luminaires | Standard | FALSE | [9 empty] | 42187 | Dimmable | Continuous Below 10 | NotYetVerified |  | 3 | 5830 | 110.3 | 52.84 | 8.1 | 0.977 | 5095 | 82.3
PEHMF86N | Universal Lighting Technologies | Everline | VTL4-8K850-U | Outdoor Luminaires | Mid Output | Fuel Pump Canopy Luminaires | Standard | FALSE | [9 empty] | 42187 | Dimmable | Continuous Below 10 | NotYetVerified |  | 3 | 9525 | 113.3 | 84.09 | 9.41 | 0.984 | 5089 | 82.9
PC78D18Q | Universal Lighting Technologies | Everline | VTL4-33L850-U | Outdoor Luminaires | Low Output | Fuel Pump Canopy Luminaires | Standard | FALSE | [9 empty] | 42187 | Dimmable | Continuous Below 10 | NotYetVerified |  | 3 | 4611 | 122 | 37.81 | 8.52 | 0.968 | 5059 | 82.6
PYQVS5BP | Universal Lighting Technologies | Everline | VTL4-6K850-U | Outdoor Luminaires | Mid Output | Fuel Pump Canopy Luminaires | Standard | FALSE | [9 empty] | 42187 | Dimmable | Continuous Below 10 | NotYetVerified |  | 3 | 7401 | 125.3 | 59.06 | 7.95 | 0.98 | 5053 | 83
P8HND8JW | Universal Lighting Technologies | Everline | VTL8-16K850-U | Outdoor Luminaires | High Output | Fuel Pump Canopy Luminaires | Standard | FALSE | [9 empty] | 42187 | Dimmable | Continuous Below 10 | NotYetVerified |  | 3 | 20630 | 121 | 169.9 | 9.4 | 0.984 | 5046 | 82.5
PXKCCDAB | Universal Lighting Technologies | Everline | VTL8-12K850-U | Outdoor Luminaires | High Output | Fuel Pump Canopy Luminaires | Standard | FALSE | [9 empty] | 42187 | Dimmable | Continuous Below 10 | NotYetVerified |  | 3 | 15220 | 127 | 119.9 | 7.88 | 0.98 | 5015 | 82.5
P4HZKAPW | DECO Lighting | DECO Lighting | D534-LED-30-50-120-XXX | Outdoor Luminaires | Low Output | Fuel Pump Canopy Luminaires | Standard | TRUE | 2976 | 88.4 | 33.7 | 14.5 | 0.971 | 4980 | 72 | 5 | 50000 | 42185 |  |  | NotYetVerified |  | 3 | 3000 | 88 | 34 |  |  | 5000 | 70
PYDK1BVY | Juno Lighting LLC | Acculite | CPLA035KUN | Outdoor Luminaires | Low Output | Fuel Pump Canopy Luminaires | Standard | TRUE | 4257.83 | 88.32 | 48.21 | 10.2 | 0.99 | 5258 | 84 | 5 | 50000 | 42185 |  |  | NotYetVerified |  | 3 | 4200 | 84 | 50 |  |  | 5000
PAAJQ8CK | DONGGUAN THAILIGHT SEMICONDUCTOR LIGHTING CO.LTD. | Thailight | TLCLB603PDZZ | Outdoor Luminaires | Mid Output | Fuel Pump Canopy Luminaires | Standard | TRUE | 5119.1 | 85.58 | 59.82 | 19.55 | 0.9073 | 3012 | 84.2 | 5 | 50000 | 42185 |  |  | NotYetVerified |  | 3 | 5190.4 | 87.49 | 59.32 | 19.55 | 0.9073 | 3000 | 84.2
P7N3YNJE | DONGGUAN THAILIGHT SEMICONDUCTOR LIGHTING CO.LTD. | Thailight | TLCLB403PDZZ | Outdoor Luminaires | Low Output | Fuel Pump Canopy Luminaires | Standard | TRUE | 3327.7 | 84.93 | 39.18 | 19.8 | 0.9022 | 3017 | 84.1 | 5 | 50000 | 42185 |  |  | NotYetVerified |  | 3 | 3327.7 | 84.93 | 38.18 | 19.8 | 0.9022 | 3000 | 84.1
PYYD2WFK | DONGGUAN THAILIGHT SEMICONDUCTOR LIGHTING CO.LTD. | Thailight | TLCLB606PDZZ | Outdoor Luminaires | Mid Output | Fuel Pump Canopy Luminaires | Standard | FALSE | [9 empty] | 42185 |  |  | NotYetVerified |  | 3 | 5467 | 92.55 | 59.07 | 19.62 | 0.9048 | 5700 | 84.8
P6YY4396 | DONGGUAN THAILIGHT SEMICONDUCTOR LIGHTING CO.LTD. | Thailight | TLCLB406PDZZ | Outdoor Luminaires | Low Output | Fuel Pump Canopy Luminaires | Standard | FALSE | [9 empty] | 42185 |  |  | NotYetVerified |  | 3 | 3425 | 87.64 | 39.08 | 19.96 | 0.9065 | 5700 | 84.7
PW1EW8PS | DONGGUAN THAILIGHT SEMICONDUCTOR LIGHTING CO.LTD. | Thailight | TLCLB605PDZZ | Outdoor Luminaires | Mid Output | Fuel Pump Canopy Luminaires | Standard | FALSE | [9 empty] | 42185 |  |  | No | Updated 12/5/2016 | 3 | 7715 | 124.94 | 61.75 | 16.71 | 0.91 | 5000 | 83.5
PBXVR96H | DONGGUAN THAILIGHT SEMICONDUCTOR LIGHTING CO.LTD. | Thailight | TLCLB405PDZZ | Outdoor Luminaires | Low Output | Fuel Pump Canopy Luminaires | Standard | FALSE | [9 empty] | 42185 |  |  | No | Updated 12/5/2016 | 3 | 4937 | 125.21 | 39.43 | 15.29 | 0.9 | 5000 | 83
PXFUGEVY | DONGGUAN THAILIGHT SEMICONDUCTOR LIGHTING CO.LTD. | Thailight | TLCLB604PDZZ | Outdoor Luminaires | Mid Output | Fuel Pump Canopy Luminaires | Standard | TRUE | 7597.1 | 123.9 | 61.67 | 16.73 | 0.9147 | 3984 | 83.4 | 5 | 50000 | 42185 |  |  | No | Updated 12/5/2016 | 3 | 7597.1 | 123.19 | 61.67 | 16.73 | 0.91 | 4000 | 83.4
PPPFZFNZ | DONGGUAN THAILIGHT SEMICONDUCTOR LIGHTING CO.LTD. | Thailight | TLCLB404PDZZ | Outdoor Luminaires | Low Output | Fuel Pump Canopy Luminaires | Standard | TRUE | 4905.9 | 123.95 | 39.58 | 15.33 | 0.9026 | 3988 | 83.1 | 5 | 50000 | 42185 |  |  | No | Updated 12/5/2016 | 3 | 4905.9 | 123.95 | 39.58 | 15.33 | 0.9 | 4000 | 83.1
P1E12SC4 | Cree Inc. | Cree 228 Series | CAN-228-SL-RTx-06-E-Ux-xx-700-DIM-40K | Outdoor Retrofit Kit | High Output | Retrofit Kits for Fuel Pump Canopy Luminaires | Standard | TRUE | 13260.8 | 97.3 | 136.67 | 10.75 | 0.967 | 3987 | 74 | 10 | 50000 | 42184 |  |  | NotYetVerified | XCTB_E06*_DY7 | 3 | 13251 | 100.4 | 132 | 20 | 0.9 | 4000 | 70
P4BMTW13 | Cree Inc. | Cree 228 Series | CAN-228-SL-RTx-06-E-Ux-xx-525-DIM-40K | Outdoor Retrofit Kit | High Output | Retrofit Kits for Fuel Pump Canopy Luminaires | Standard | TRUE | 10544 | 104.57 | 100.74 | 13.1 | 0.933 | 3924 | 73 | 10 | 50000 | 42184 |  |  | NotYetVerified | XCTB_E06*_CY7 | 3 | 10307 | 104.1 | 99 | 20 | 0.9 | 4000 | 70
PCCSJ613 | King Luminaire | Cree 228 Series | CAN-228-SL-RM-06-E-Ux-xx-700-DIM-40K | Outdoor Luminaires | High Output | Fuel Pump Canopy Luminaires | Standard | TRUE | 13101.5 | 95.6 | 137.25 | 10.09 | 0.968 | 3953 | 74 | 10 | 50000 | 42184 |  |  | NotYetVerified | XCTB_E06*_DY7 | 3 | 13430 | 101.7 | 132 | 20 | 0.9 | 4000 | 70
PWR65JG2 | King Luminaire | Cree 228 Series | CAN-228-SL-RM-06-E-Ux-xx-525-DIM-40K | Outdoor Luminaires | High Output | Fuel Pump Canopy Luminaires | Standard | TRUE | 10351.2 | 101.96 | 101.52 | 12.88 | 0.934 | 3922 | 74 | 10 | 50000 | 42184 |  |  | NotYetVerified | XCTB_E06*_CY7 | 3 | 10445 | 105.5 | 99 | 20 | 0.9 | 4000 | 70
PHAXDYB8 | Cree Inc. | Cree 228 Series | CAN-228-PS-RTx-06-E-Ux-xx-700-PML | Outdoor Retrofit Kit | High Output | Retrofit Kits for Fuel Pump Canopy Luminaires | Standard | FALSE | [9 empty] | 42184 |  |  | NotYetVerified | XCTB_A06*_DE | 3 | 14225 | 107.8 | 132 | 20 | 0.9 | 5700 | 70
P69JJ2EQ | Cree Inc. | Cree 228 Series | CAN-228-PS-RTx-06-E-Ux-xx-700-ML | Outdoor Retrofit Kit | High Output | Retrofit Kits for Fuel Pump Canopy Luminaires | Standard | FALSE | [9 empty] | 42184 |  |  | NotYetVerified | XCTB_A06*_D_ | 3 | 14225 | 107.8 | 132 | 20 | 0.9 | 5700 | 70
P85SKX5U | Cree Inc. | Cree 228 Series | CAN-228-SL-RTx-06-E-Ux-xx-700-ML | Outdoor Retrofit Kit | High Output | Retrofit Kits for Fuel Pump Canopy Luminaires | Standard | FALSE | [9 empty] | 42184 |  |  | NotYetVerified | XCTB_E06*_D_ | 3 | 13761 | 104.3 | 132 | 20 | 0.9 | 5700 | 70
P1HUP2PC | Cree Inc. | Cree 228 Series | CAN-228-SL-RTx-06-E-Ux-xx-700-PML | Outdoor Retrofit Kit | High Output | Retrofit Kits for Fuel Pump Canopy Luminaires | Standard | FALSE | [9 empty] | 42184 |  |  | NotYetVerified | XCTB_E06*_DE | 3 | 13761 | 104.3 | 132 | 20 | 0.9 | 5700 | 70
PN66UNU6 | Cree Inc. | Cree 228 Series | CAN-228-PS-RTx-06-E-Ux-xx-525-ML | Outdoor Retrofit Kit | High Output | Retrofit Kits for Fuel Pump Canopy Luminaires | Standard | FALSE | [9 empty] | 42184 |  |  | NotYetVerified | XCTB_A06*_C_ | 3 | 11064 | 111.8 | 99 | 20 | 0.9 | 5700 | 70
PBQJ1ZM9 | Cree Inc. | Cree 228 Series | CAN-228-PS-RTx-06-E-Ux-xx-525-PML | Outdoor Retrofit Kit | High Output | Retrofit Kits for Fuel Pump Canopy Luminaires | Standard | FALSE | [9 empty] | 42184 |  |  | NotYetVerified | XCTB_A06*_CE | 3 | 11064 | 111.8 | 99 | 20 | 0.9 | 5700 | 70
PJ9JUXUM | Cree Inc. | Cree 228 Series | CAN-228-SL-RTx-06-E-Ux-xx-525-ML | Outdoor Retrofit Kit | High Output | Retrofit Kits for Fuel Pump Canopy Luminaires | Standard | FALSE | [9 empty] | 42184 |  |  | NotYetVerified | XCTB_E06*_C_ | 3 | 10703 | 108.1 | 99 | 20 | 0.9 | 5700 | 70
PFPHWYHT | Cree Inc. | Cree 228 Series | CAN-228-SL-RTx-06-E-Ux-xx-525-PML | Outdoor Retrofit Kit | High Output | Retrofit Kits for Fuel Pump Canopy Luminaires | Standard | FALSE | [9 empty] | 42184 |  |  | NotYetVerified | XCTB_E06*_CE | 3 | 10703 | 108.1 | 99 | 20 | 0.9 | 5700 | 70
PD49GCX2 | Cree Inc. | Cree 228 Series | CAN-228-PS-RTx-06-E-Ux-xx-700 | Outdoor Retrofit Kit | High Output | Retrofit Kits for Fuel Pump Canopy Luminaires | Standard | FALSE | [9 empty] | 42184 |  |  | NotYetVerified | XCTB_A06*_D | 3 | 14225 | 107.8 | 132 | 20 | 0.9 | 5700 | 70
PX732FRQ | Cree Inc. | Cree 228 Series | CAN-228-SL-RTx-06-E-Ux-xx-700 | Outdoor Retrofit Kit | High Output | Retrofit Kits for Fuel Pump Canopy Luminaires | Standard | FALSE | [9 empty] | 42184 |  |  | NotYetVerified | XCTB_E06*_D | 3 | 13761 | 104.3 | 132 | 20 | 0.9 | 5700 | 70
PFZM786N | Cree Inc. | Cree 228 Series | CAN-228-PS-RTx-06-E-Ux-xx-525 | Outdoor Retrofit Kit | High Output | Retrofit Kits for Fuel Pump Canopy Luminaires | Standard | FALSE | [9 empty] | 42184 |  |  | NotYetVerified | XCTB_A06*_C | 3 | 11064 | 111.8 | 99 | 20 | 0.9 | 5700 | 70
P1XKCEMY | Cree Inc. | Cree 228 Series | CAN-228-SL-RTx-06-E-Ux-xx-525 | Outdoor Retrofit Kit | High Output | Retrofit Kits for Fuel Pump Canopy Luminaires | Standard | FALSE | [9 empty] | 42184 |  |  | NotYetVerified | XCTB_E06*_C | 3 | 10703 | 108.1 | 99 | 20 | 0.9 | 5700 | 70
P6V5KMS6 | Cree Inc. | Cree 228 Series | CAN-228-PS-RTx-06-E-Ux-xx-700-DIM | Outdoor Retrofit Kit | High Output | Retrofit Kits for Fuel Pump Canopy Luminaires | Standard | FALSE | [9 empty] | 42184 |  |  | NotYetVerified | XCTB_A06*_DY | 3 | 14225 | 107.8 | 132 | 20 | 0.9 | 5700 | 70
PKPH94AN | Cree Inc. | Cree 228 Series | CAN-228-SL-RTx-06-E-Ux-xx-700-DIM | Outdoor Retrofit Kit | High Output | Retrofit Kits for Fuel Pump Canopy Luminaires | Standard | FALSE | [9 empty] | 42184 |  |  | NotYetVerified | XCTB_E06*_DY | 3 | 13761 | 104.3 | 132 | 20 | 0.9 | 5700 | 70
PV2E6NP7 | Cree Inc. | Cree 228 Series | CAN-228-PS-RTx-06-E-Ux-xx-525-DIM | Outdoor Retrofit Kit | High Output | Retrofit Kits for Fuel Pump Canopy Luminaires | Standard | FALSE | [9 empty] | 42184 |  |  | NotYetVerified | XCTB_A06*_CY | 3 | 11064 | 111.8 | 99 | 20 | 0.9 | 5700 | 70
PFSZZGGN | Cree Inc. | Cree 228 Series | CAN-228-SL-RTx-06-E-Ux-xx-525-DIM | Outdoor Retrofit Kit | High Output | Retrofit Kits for Fuel Pump Canopy Luminaires | Standard | FALSE | [9 empty] | 42184 |  |  | NotYetVerified | XCTB_E06*_CY | 3 | 10703 | 108.1 | 99 | 20 | 0.9 | 5700 | 70
PM46KA6C | Cree Inc. | Cree 228 Series | CAN-228-PS-RTx-06-E-Ux-xx-700-PML-40K | Outdoor Retrofit Kit | High Output | Retrofit Kits for Fuel Pump Canopy Luminaires | Standard | FALSE | [9 empty] | 42184 |  |  | NotYetVerified | XCTB_A06*_DE7 | 3 | 13698 | 103.8 | 132 | 20 | 0.9 | 4000 | 70
P1H1QYV3 | Cree Inc. | Cree 228 Series | CAN-228-PS-RTx-06-E-Ux-xx-700-ML-40K | Outdoor Retrofit Kit | High Output | Retrofit Kits for Fuel Pump Canopy Luminaires | Standard | FALSE | [9 empty] | 42184 |  |  | NotYetVerified | XCTB_A06*_D_7 | 3 | 13698 | 103.8 | 132 | 20 | 0.9 | 4000 | 70
PR3D4RCK | Cree Inc. | Cree 228 Series | CAN-228-SL-RTx-06-E-Ux-xx-700-ML-40K | Outdoor Retrofit Kit | High Output | Retrofit Kits for Fuel Pump Canopy Luminaires | Standard | FALSE | [9 empty] | 42184 |  |  | NotYetVerified | XCTB_E06*_D_7 | 3 | 13251 | 100.4 | 132 | 20 | 0.9 | 4000 | 70
P35K3T9P | Cree Inc. | Cree 228 Series | CAN-228-SL-RTx-06-E-Ux-xx-700-PML-40K | Outdoor Retrofit Kit | High Output | Retrofit Kits for Fuel Pump Canopy Luminaires | Standard | FALSE | [9 empty] | 42184 |  |  | NotYetVerified | XCTB_E06*_DE7 | 3 | 13251 | 100.4 | 132 | 20 | 0.9 | 4000 | 70
PAZ5BB12 | Cree Inc. | Cree 228 Series | CAN-228-PS-RTx-06-E-Ux-xx-525-ML-40K | Outdoor Retrofit Kit | High Output | Retrofit Kits for Fuel Pump Canopy Luminaires | Standard | FALSE | [9 empty] | 42184 |  |  | NotYetVerified | XCTB_A06*_C_7 | 3 | 10654 | 107.6 | 99 | 20 | 0.9 | 4000 | 70
P61HWXRP | Cree Inc. | Cree 228 Series | CAN-228-PS-RTx-06-E-Ux-xx-525-PML-40K | Outdoor Retrofit Kit | High Output | Retrofit Kits for Fuel Pump Canopy Luminaires | Standard | FALSE | [9 empty] | 42184 |  |  | NotYetVerified | XCTB_A06*_CE7 | 3 | 10654 | 107.6 | 99 | 20 | 0.9 | 4000 | 70
PRDH2JCF | Cree Inc. | Cree 228 Series | CAN-228-SL-RTx-06-E-Ux-xx-525-PML-40K | Outdoor Retrofit Kit | High Output | Retrofit Kits for Fuel Pump Canopy Luminaires | Standard | FALSE | [9 empty] | 42184 |  |  | NotYetVerified | XCTB_E06*_CE7 | 3 | 10307 | 104.1 | 99 | 20 | 0.9 | 4000 | 70
P9QNTTPT | Cree Inc. | Cree 228 Series | CAN-228-SL-RTx-06-E-Ux-xx-525-ML-40K | Outdoor Retrofit Kit | High Output | Retrofit Kits for Fuel Pump Canopy Luminaires | Standard | FALSE | [9 empty] | 42184 |  |  | NotYetVerified | XCTB_E06*_C_7 | 3 | 10307 | 104.1 | 99 | 20 | 0.9 | 4000 | 70
PQXVMVDG | Cree Inc. | Cree 228 Series | CAN-228-PS-RTx-06-E-Ux-xx-700-40K | Outdoor Retrofit Kit | High Output | Retrofit Kits for Fuel Pump Canopy Luminaires | Standard | FALSE | [9 empty] | 42184 |  |  | NotYetVerified | XCTB_A06*_D7 | 3 | 13698 | 103.8 | 132 | 20 | 0.9 | 4000 | 70
PSCG526K | Cree Inc. | Cree 228 Series | CAN-228-SL-RTx-06-E-Ux-xx-700-40K | Outdoor Retrofit Kit | High Output | Retrofit Kits for Fuel Pump Canopy Luminaires | Standard | FALSE | [9 empty] | 42184 |  |  | NotYetVerified | XCTB_E06*_D7 | 3 | 13251 | 100.4 | 132 | 20 | 0.9 | 4000 | 70
P673ES9K | Cree Inc. | Cree 228 Series | CAN-228-PS-RTx-06-E-Ux-xx-525-40K | Outdoor Retrofit Kit | High Output | Retrofit Kits for Fuel Pump Canopy Luminaires | Standard | FALSE | [9 empty] | 42184 |  |  | NotYetVerified | XCTB_A06*_C7 | 3 | 10654 | 107.6 | 99 | 20 | 0.9 | 4000 | 70
PCVXVAHX | Cree Inc. | Cree 228 Series | CAN-228-SL-RTx-06-E-Ux-xx-525-40K | Outdoor Retrofit Kit | High Output | Retrofit Kits for Fuel Pump Canopy Luminaires | Standard | FALSE | [9 empty] | 42184 |  |  | NotYetVerified | XCTB_E06*_C7 | 3 | 10307 | 104.1 | 99 | 20 | 0.9 | 4000 | 70
PMTNW3BS | Cree Inc. | Cree 228 Series | CAN-228-PS-RTx-06-E-Ux-xx-700-DIM-40K | Outdoor Retrofit Kit | High Output | Retrofit Kits for Fuel Pump Canopy Luminaires | Standard | FALSE | [9 empty] | 42184 |  |  | NotYetVerified | XCTB_A06*_DY7 | 3 | 13698 | 103.8 | 132 | 20 | 0.9 | 4000 | 70
PB8GYDZE | Cree Inc. | Cree 228 Series | CAN-228-PS-RTx-06-E-Ux-xx-525-DIM-40K | Outdoor Retrofit Kit | High Output | Retrofit Kits for Fuel Pump Canopy Luminaires | Standard | FALSE | [9 empty] | 42184 |  |  | NotYetVerified | XCTB_A06*_CY7 | 3 | 10654 | 107.6 | 99 | 20 | 0.9 | 4000 | 70
PSQV4T3B | Cree Inc. | Cree 228 Series | CAN-228-PS-RM-06-E-Ux-xx-700-PML | Outdoor Luminaires | High Output | Fuel Pump Canopy Luminaires | Standard | FALSE | [9 empty] | 42184 |  |  | NotYetVerified | XCTB_A06*_DE | 3 | 14416 | 109.2 | 132 | 20 | 0.9 | 5700 | 70
P837NNMT | Cree Inc. | Cree 228 Series | CAN-228-PS-RM-06-E-Ux-xx-700-ML | Outdoor Luminaires | High Output | Fuel Pump Canopy Luminaires | Standard | FALSE | [9 empty] | 42184 |  |  | NotYetVerified | XCTB_A06*_D_ | 3 | 14416 | 109.2 | 132 | 20 | 0.9 | 5700 | 70
PGAWJ36V | Cree Inc. | Cree 228 Series | CAN-228-SL-RM-06-E-Ux-xx-700-ML | Outdoor Luminaires | High Output | Fuel Pump Canopy Luminaires | Standard | FALSE | [9 empty] | 42184 |  |  | NotYetVerified | XCTB_E06*_D_ | 3 | 13946 | 105.7 | 132 | 20 | 0.9 | 5700 | 70
PETES9YR | Cree Inc. | Cree 228 Series | CAN-228-SL-RM-06-E-Ux-xx-700-PML | Outdoor Luminaires | High Output | Fuel Pump Canopy Luminaires | Standard | FALSE | [9 empty] | 42184 |  |  | NotYetVerified | XCTB_E06*_DE | 3 | 13946 | 105.7 | 132 | 20 | 0.9 | 5700 | 70
PSSV4178 | Cree Inc. | Cree 228 Series | CAN-228-PS-RM-06-E-Ux-xx-525-ML | Outdoor Luminaires | High Output | Fuel Pump Canopy Luminaires | Standard | FALSE | [9 empty] | 42184 |  |  | NotYetVerified | XCTB_A06*_C_ | 3 | 11213 | 113.3 | 99 | 20 | 0.9 | 5700 | 70
PS9U8ANX | Cree Inc. | Cree 228 Series | CAN-228-PS-RM-06-E-Ux-xx-525-PML | Outdoor Luminaires | High Output | Fuel Pump Canopy Luminaires | Standard | FALSE | [9 empty] | 42184 |  |  | NotYetVerified | XCTB_A06*_CE | 3 | 11213 | 113.3 | 99 | 20 | 0.9 | 5700 | 70
PV2KVYMF | Cree Inc. | Cree 228 Series | CAN-228-SL-RM-06-E-Ux-xx-525-ML | Outdoor Luminaires | High Output | Fuel Pump Canopy Luminaires | Standard | FALSE | [9 empty] | 42184 |  |  | NotYetVerified | XCTB_E06*_C_ | 3 | 10847 | 109.6 | 99 | 20 | 0.9 | 5700 | 70
PG9YHXT9 | Cree Inc. | Cree 228 Series | CAN-228-SL-RM-06-E-Ux-xx-525-PML | Outdoor Luminaires | High Output | Fuel Pump Canopy Luminaires | Standard | FALSE | [9 empty] | 42184 |  |  | NotYetVerified | XCTB_E06*_CE | 3 | 10847 | 109.6 | 99 | 20 | 0.9 | 5700 | 70
P942TQAX | Cree Inc. | Cree 228 Series | CAN-228-PS-RM-06-E-Ux-xx-700 | Outdoor Luminaires | High Output | Fuel Pump Canopy Luminaires | Standard | FALSE | [9 empty] | 42184 |  |  | NotYetVerified | XCTB_A06*_D | 3 | 14416 | 109.2 | 132 | 20 | 0.9 | 5700 | 70
PA4Z744K | Cree Inc. | Cree 228 Series | CAN-228-SL-RM-06-E-Ux-xx-700 | Outdoor Luminaires | High Output | Fuel Pump Canopy Luminaires | Standard | FALSE | [9 empty] | 42184 |  |  | NotYetVerified | XCTB_E06*_D | 3 | 13946 | 105.7 | 132 | 20 | 0.9 | 5700 | 70
PRQRBZGY | Cree Inc. | Cree 228 Series | CAN-228-PS-RM-06-E-Ux-xx-525 | Outdoor Luminaires | High Output | Fuel Pump Canopy Luminaires | Standard | FALSE | [9 empty] | 42184 |  |  | NotYetVerified | XCTB_A06*_C | 3 | 11213 | 113.3 | 99 | 20 | 0.9 | 5700 | 70
PHZ5MTJZ | Cree Inc. | Cree 228 Series | CAN-228-SL-RM-06-E-Ux-xx-525 | Outdoor Luminaires | High Output | Fuel Pump Canopy Luminaires | Standard | FALSE | [9 empty] | 42184 |  |  | NotYetVerified | XCTB_E06*_C | 3 | 10847 | 109.6 | 99 | 20 | 0.9 | 5700 | 70
P956C41E | Cree Inc. | Cree 228 Series | CAN-228-PS-RM-06-E-Ux-xx-700-DIM | Outdoor Luminaires | High Output | Fuel Pump Canopy Luminaires | Standard | FALSE | [9 empty] | 42184 |  |  | NotYetVerified | XCTB_A06*_DY | 3 | 14416 | 109.2 | 132 | 20 | 0.9 | 5700 | 70
P2F4A2QK | Cree Inc. | Cree 228 Series | CAN-228-SL-RM-06-E-Ux-xx-700-DIM | Outdoor Luminaires | High Output | Fuel Pump Canopy Luminaires | Standard | FALSE | [9 empty] | 42184 |  |  | NotYetVerified | XCTB_E06*_DY | 3 | 13946 | 105.7 | 132 | 20 | 0.9 | 5700 | 70
P2YMVWFG | Cree Inc. | Cree 228 Series | CAN-228-PS-RM-06-E-Ux-xx-525-DIM | Outdoor Luminaires | High Output | Fuel Pump Canopy Luminaires | Standard | FALSE | [9 empty] | 42184 |  |  | NotYetVerified | XCTB_A06*_CY | 3 | 11213 | 113.3 | 99 | 20 | 0.9 | 5700 | 70
PYV6RJA8 | Cree Inc. | Cree 228 Series | CAN-228-SL-RM-06-E-Ux-xx-525-DIM | Outdoor Luminaires | High Output | Fuel Pump Canopy Luminaires | Standard | FALSE | [9 empty] | 42184 |  |  | NotYetVerified | XCTB_E06*_CY | 3 | 10847 | 109.6 | 99 | 20 | 0.9 | 5700 | 70
PTUM7QYY | Cree Inc. | Cree 228 Series | CAN-228-PS-RM-06-E-Ux-xx-700-PML-40K | Outdoor Luminaires | High Output | Fuel Pump Canopy Luminaires | Standard | FALSE | [9 empty] | 42184 |  |  | NotYetVerified | XCTB_A06*_DE7 | 3 | 13882 | 105.2 | 132 | 20 | 0.9 | 4000 | 70
PFAEEYMW | Cree Inc. | Cree 228 Series | CAN-228-PS-RM-06-E-Ux-xx-700-ML-40K | Outdoor Luminaires | High Output | Fuel Pump Canopy Luminaires | Standard | FALSE | [9 empty] | 42184 |  |  | NotYetVerified | XCTB_A06*_D_7 | 3 | 13882 | 105.2 | 132 | 20 | 0.9 | 4000 | 70
PSW3XZ4A | Cree Inc. | Cree 228 Series | CAN-228-SL-RM-06-E-Ux-xx-700-ML-40K | Outdoor Luminaires | High Output | Fuel Pump Canopy Luminaires | Standard | FALSE | [9 empty] | 42184 |  |  | NotYetVerified | XCTB_E06*_D_7 | 3 | 13430 | 101.7 | 132 | 20 | 0.9 | 4000 | 70
P4SBBS4K | Cree Inc. | Cree 228 Series | CAN-228-SL-RM-06-E-Ux-xx-700-PML-40K | Outdoor Luminaires | High Output | Fuel Pump Canopy Luminaires | Standard | FALSE | [9 empty] | 42184 |  |  | NotYetVerified | XCTB_E06*_DE7 | 3 | 13430 | 101.7 | 132 | 20 | 0.9 | 4000 | 70
PKKT2U4Z | Cree Inc. | Cree 228 Series | CAN-228-PS-RM-06-E-Ux-xx-525-PML-40K | Outdoor Luminaires | High Output | Fuel Pump Canopy Luminaires | Standard | FALSE | [9 empty] | 42184 |  |  | NotYetVerified | XCTB_A06*_CE7 | 3 | 10797 | 109.1 | 99 | 20 | 0.9 | 4000 | 70
PB6DESN4 | Cree Inc. | Cree 228 Series | CAN-228-PS-RM-06-E-Ux-xx-525-ML-40K | Outdoor Luminaires | High Output | Fuel Pump Canopy Luminaires | Standard | FALSE | [9 empty] | 42184 |  |  | NotYetVerified | XCTB_A06*_C_7 | 3 | 10797 | 109.1 | 99 | 20 | 0.9 | 4000 | 70
PW93QSXP | Cree Inc. | Cree 228 Series | CAN-228-SL-RM-06-E-Ux-xx-525-ML-40K | Outdoor Luminaires | High Output | Fuel Pump Canopy Luminaires | Standard | FALSE | [9 empty] | 42184 |  |  | NotYetVerified | XCTB_E06*_C_7 | 3 | 10445 | 105.5 | 99 | 20 | 0.9 | 4000 | 70
PG5CEK67 | Cree Inc. | Cree 228 Series | CAN-228-SL-RM-06-E-Ux-xx-525-PML-40K | Outdoor Luminaires | High Output | Fuel Pump Canopy Luminaires | Standard | FALSE | [9 empty] | 42184 |  |  | NotYetVerified | XCTB_E06*_CE7 | 3 | 10445 | 105.5 | 99 | 20 | 0.9 | 4000 | 70
PV29PMA1 | Cree Inc. | Cree 228 Series | CAN-228-PS-RM-06-E-Ux-xx-700-40K | Outdoor Luminaires | High Output | Fuel Pump Canopy Luminaires | Standard | FALSE | [9 empty] | 42184 |  |  | NotYetVerified | XCTB_A06*_D7 | 3 | 13882 | 105.2 | 132 | 20 | 0.9 | 4000 | 70
PTP35MKM | Cree Inc. | Cree 228 Series | CAN-228-SL-RM-06-E-Ux-xx-700-40K | Outdoor Luminaires | High Output | Fuel Pump Canopy Luminaires | Standard | FALSE | [9 empty] | 42184 |  |  | NotYetVerified | XCTB_E06*_D7 | 3 | 13430 | 101.7 | 132 | 20 | 0.9 | 4000 | 70
P3R1B9PB | Cree Inc. | Cree 228 Series | CAN-228-PS-RM-06-E-Ux-xx-525-40K | Outdoor Luminaires | High Output | Fuel Pump Canopy Luminaires | Standard | FALSE | [9 empty] | 42184 |  |  | NotYetVerified | XCTB_A06*_C7 | 3 | 10797 | 109.1 | 99 | 20 | 0.9 | 4000 | 70
PRTM3C5X | Cree Inc. | Cree 228 Series | CAN-228-SL-RM-06-E-Ux-xx-525-40K | Outdoor Luminaires | High Output | Fuel Pump Canopy Luminaires | Standard | FALSE | [9 empty] | 42184 |  |  | NotYetVerified | XCTB_E06*_C7 | 3 | 10445 | 105.5 | 99 | 20 | 0.9 | 4000 | 70
PW4MZ24U | Cree Inc. | Cree 228 Series | CAN-228-PS-RM-06-E-Ux-xx-700-DIM-40K | Outdoor Luminaires | High Output | Fuel Pump Canopy Luminaires | Standard | FALSE | [9 empty] | 42184 |  |  | NotYetVerified | XCTB_A06*_DY7 | 3 | 13882 | 105.2 | 132 | 20 | 0.9 | 4000 | 70
PNDPNBGE | Cree Inc. | Cree 228 Series | CAN-228-PS-RM-06-E-Ux-xx-525-DIM-40K | Outdoor Luminaires | High Output | Fuel Pump Canopy Luminaires | Standard | FALSE | [9 empty] | 42184 |  |  | NotYetVerified | XCTB_A06*_CY7 | 3 | 10797 | 109.1 | 99 | 20 | 0.9 | 4000 | 70
PZQZFH62 | SNC OPTO ELECTRONIC CO LTD. | SNC LED | SNC-CP-80WA1-HV(4000K) | Outdoor Luminaires | Mid Output | Fuel Pump Canopy Luminaires | Standard | TRUE | 8074.7 | 99.8 | 80.91 | 11.53 | 0.953 | 4033 | 72.9 | 5 | 50000 | 42180 |  |  | NotYetVerified |  | 3 | 8074.6 | 99.8 | 80.91 | 11.53 | 0.9532 | 4000 | 72.9
P87TZMU8 | SNC OPTO ELECTRONIC CO LTD. | SNC LED | SNC-CP-80WA1-HV(5700K) | Outdoor Luminaires | Mid Output | Fuel Pump Canopy Luminaires | Standard | FALSE | [9 empty] | 42180 |  |  | NotYetVerified |  | 3 | 8108 | 100.19 | 80.93 | 11.69 | 0.9521 | 5700 | 73.4
PQNEW1RE | SNC OPTO ELECTRONIC CO LTD. | SNC LED | SNC-CP-80WA1-HV(5000K) | Outdoor Luminaires | Mid Output | Fuel Pump Canopy Luminaires | Standard | FALSE | [9 empty] | 42180 |  |  | NotYetVerified |  | 3 | 8074.6 | 99.8 | 80.91 | 11.53 | 0.9532 | 5000 | 72.9
PCEV9ZJX | SNC OPTO ELECTRONIC CO LTD. | SNC LED | SNC-CP-80WA1-HV(4500K) | Outdoor Luminaires | Mid Output | Fuel Pump Canopy Luminaires | Standard | FALSE | [9 empty] | 42180 |  |  | NotYetVerified |  | 3 | 8074.6 | 99.8 | 80.91 | 11.53 | 0.9532 | 4500 | 72.9
PWT7KC7M | RAB Lighting | RAB Lighting | VANLED65YF[All Fixture Colors] | Outdoor Luminaires | Mid Output | Fuel Pump Canopy Luminaires | Standard | TRUE | 5974 | 97.9 | 61 | 13.6 | 0.97 | 3155 | 71 | 5 | 100000 | 42179 |  |  | NotYetVerified |  | 3
PR5REZ89 | RAB Lighting | RAB Lighting | VANLED75YF[All Fixture Colors] | Outdoor Luminaires | Mid Output | Fuel Pump Canopy Luminaires | Standard | TRUE | 6692 | 89.8 | 74.5 | 16.5 | 0.946 | 3180 | 71 | 5 | 100000 | 42179 |  |  | NotYetVerified |  | 3
PJG33Y2J | RAB Lighting | RAB Lighting | VANLED65Y[All Fixture Colors] | Outdoor Luminaires | Mid Output | Fuel Pump Canopy Luminaires | Standard | TRUE | 5991 | 98.2 | 61 | 13.7 | 0.968 | 3154 | 71 | 5 | 100000 | 42179 |  |  | NotYetVerified |  | 3
PYHW56U1 | RAB Lighting | RAB Lighting | VANLED75Y[All Fixture Colors] | Outdoor Luminaires | Mid Output | Fuel Pump Canopy Luminaires | Standard | TRUE | 6719 | 90.2 | 74.5 | 16.7 | 0.944 | 3179 | 71 | 5 | 100000 | 42179 |  |  | NotYetVerified |  | 3
PJJ917KV | RAB Lighting | RAB Lighting | VANLED75F[All Fixture Colors] | Outdoor Luminaires | Mid Output | Fuel Pump Canopy Luminaires | Standard | FALSE | [9 empty] | 42179 |  |  | NotYetVerified |  | 3 | 6797 | 89.8 | 75.7 | 10.4 | 0.989 | 5185 | 75
PEQ647DB | RAB Lighting | RAB Lighting | VANLED75[All Fixture Colors] | Outdoor Luminaires | Mid Output | Fuel Pump Canopy Luminaires | Standard | FALSE | [9 empty] | 42179 |  |  | NotYetVerified |  | 3 | 6818 | 90.1 | 75.7 | 10.4 | 0.998 | 5173 | 75
PRQN9SEJ | RAB Lighting | RAB Lighting | VANLED75[All Fixture Colors]/D10 | Outdoor Luminaires | Mid Output | Fuel Pump Canopy Luminaires | Standard | FALSE | [9 empty] | 42179 |  |  | NotYetVerified |  | 3 | 6903 | 89.7 | 76.9 | 10.3 | 0.988 | 5173 | 75
P2AJRY5Y | RAB Lighting | RAB Lighting | VANLED65[All Fixture Colors] | Outdoor Luminaires | Mid Output | Fuel Pump Canopy Luminaires | Standard | FALSE | [9 empty] | 42179 |  |  | NotYetVerified |  | 3 | 6054 | 97.8 | 61.9 | 4.9 | 0.997 | 5165 | 75
P5AEWYTS | RAB Lighting | RAB Lighting | VANLED65F[All Fixture Colors] | Outdoor Luminaires | Mid Output | Fuel Pump Canopy Luminaires | Standard | FALSE | [9 empty] | 42179 |  |  | NotYetVerified |  | 3 | 6015 | 97.2 | 61.9 | 4.8 | 0.997 | 5165 | 75
PPGFWBB3 | RAB Lighting | RAB Lighting | VANLED75F[All Fixture Colors]/D10 | Outdoor Luminaires | Mid Output | Fuel Pump Canopy Luminaires | Standard | FALSE | [9 empty] | 42179 |  |  | NotYetVerified |  | 3 | 6881 | 89.5 | 76.9 | 10.3 | 0.989 | 5089 | 75
PJ431EXJ | RAB Lighting | RAB Lighting | VANLED65[All Fixture Colors]/D10 | Outdoor Luminaires | Mid Output | Fuel Pump Canopy Luminaires | Standard | FALSE | [9 empty] | 42179 |  |  | NotYetVerified |  | 3 | 6118 | 97.2 | 62.9 | 4.8 | 0.997 | 5089 | 75
P99QVPAG | RAB Lighting | RAB Lighting | VANLED65F[All Fixture Colors]/D10 | Outdoor Luminaires | Mid Output | Fuel Pump Canopy Luminaires | Standard | FALSE | [9 empty] | 42179 |  |  | NotYetVerified |  | 3 | 6079 | 96.6 | 62.9 | 4.7 | 0.997 | 5089 | 75
P1R4SZW6 | RAB Lighting | RAB Lighting | VANLED75N[All Fixture Colors] | Outdoor Luminaires | Mid Output | Fuel Pump Canopy Luminaires | Standard | FALSE | [9 empty] | 42179 |  |  | NotYetVerified |  | 3 | 6971 | 92.6 | 75.3 | 9.7 | 0.99 | 4168 | 75
PB3D6J26 | RAB Lighting | RAB Lighting | VANLED75N{All Fixture Colors]/D10 | Outdoor Luminaires | Mid Output | Fuel Pump Canopy Luminaires | Standard | FALSE | [9 empty] | 42179 |  |  | NotYetVerified |  | 3 | 7058 | 92.3 | 76.5 | 9.6 | 0.99 | 4168 | 75
PBQT5D1T | RAB Lighting | RAB Lighting | VANLED75NF[All Fixture Colors] | Outdoor Luminaires | Mid Output | Fuel Pump Canopy Luminaires | Standard | FALSE | [9 empty] | 42179 |  |  | NotYetVerified |  | 3 | 6943 | 92.2 | 75.3 | 9.7 | 0.989 | 4165 | 75
P3J2E728 | RAB Lighting | RAB Lighting | VANLED65N[All Fixture Colors] | Outdoor Luminaires | Mid Output | Fuel Pump Canopy Luminaires | Standard | FALSE | [9 empty] | 42179 |  |  | NotYetVerified |  | 3 | 6169 | 100.1 | 61.6 | 4.9 | 0.997 | 4140 | 74
PRYRUGSD | RAB Lighting | RAB Lighting | VANLED65NF[All Fixture Colors] | Outdoor Luminaires | Mid Output | Fuel Pump Canopy Luminaires | Standard | FALSE | [9 empty] | 42179 |  |  | NotYetVerified |  | 3 | 6129 | 99.5 | 61.6 | 4.8 | 0.997 | 4140 | 74
PAZBJTKX | RAB Lighting | RAB Lighting | VANLED75NF[All Fixture Colors]/D10 | Outdoor Luminaires | Mid Output | Fuel Pump Canopy Luminaires | Standard | FALSE | [9 empty] | 42179 |  |  | NotYetVerified |  | 3 | 7029 | 91.9 | 76.5 | 9.6 | 0.989 | 4077 | 75
P9U5Q93S | RAB Lighting | RAB Lighting | VANLED65N[All Fixture Colors]/D10 | Outdoor Luminaires | Mid Output | Fuel Pump Canopy Luminaires | Standard | FALSE | [9 empty] | 42179 |  |  | NotYetVerified |  | 3 | 6234 | 99.6 | 62.6 | 4.8 | 0.997 | 4077 | 74
P5D1S9WC | RAB Lighting | RAB Lighting | VANLED65NF[All Fixture Colors]/D10 | Outdoor Luminaires | Mid Output | Fuel Pump Canopy Luminaires | Standard | FALSE | [9 empty] | 42179 |  |  | NotYetVerified |  | 3 | 6194 | 98.9 | 62.6 | 4.7 | 0.997 | 4077 | 74
PVZBH5B5 | RAB Lighting | RAB Lighting | VANLED75YF[All Fixture Colors]/D10 | Outdoor Luminaires | Mid Output | Fuel Pump Canopy Luminaires | Standard | FALSE | [9 empty] | 42179 |  |  | NotYetVerified |  | 3 | 6775 | 89.5 | 75.7 | 9.6 | 0.997 | 3180 | 71
P1SWWQ66 | RAB Lighting | RAB Lighting | VANLED75Y[All Fixture Colors]/D10 | Outdoor Luminaires | Mid Output | Fuel Pump Canopy Luminaires | Standard | FALSE | [9 empty] | 42179 |  |  | NotYetVerified |  | 3 | 6802 | 89.9 | 75.7 | 9.7 | 0.989 | 3179 | 71
PCJYKM9A | RAB Lighting | RAB Lighting | VANLED65YF[All Fixture Colors]/D10 | Outdoor Luminaires | Mid Output | Fuel Pump Canopy Luminaires | Standard | FALSE | [9 empty] | 42179 |  |  | NotYetVerified |  | 3 | 6037 | 97.4 | 62 | 7.3 | 0.957 | 3155 | 71
PX1WR49Y | RAB Lighting | RAB Lighting | VANLED65Y[All Fixture Colors]/D10 | Outdoor Luminaires | Mid Output | Fuel Pump Canopy Luminaires | Standard | FALSE | [9 empty] | 42179 |  |  | NotYetVerified |  | 3 | 6055 | 97.6 | 62 | 4.8 | 0.998 | 3155 | 71
PVFB1D62 | ABOVE ALL LIGHTING INC. | ABBlighting | ABBCAN70501 | Outdoor Luminaires | Mid Output | Fuel Pump Canopy Luminaires | Standard | TRUE | 6302.8 | 95.8 | 65.78 | 16.01 | 0.939 | 4969 | 77.3 | 5 | 50000 | 42178 |  |  | NotYetVerified |  | 3 | 6500 | 93 | 70 | 20 | 0.9 | 5000 | 70
PA9XJ3YA | ABOVE ALL LIGHTING INC. | ABBlighting | ABBCAN40501 | Outdoor Luminaires | Low Output | Fuel Pump Canopy Luminaires | Standard | TRUE | 3655.8 | 104.1 | 35.12 | 9.07 | 0.9516 | 4900 | 76.9 | 5 | 50000 | 42178 |  |  | NotYetVerified |  | 3 | 3700 | 93 | 40 | 20 | 0.9 | 5000 | 70
PBPCB7PK | ABOVE ALL LIGHTING INC. | ABBlighting | ABBCAN55501 | Outdoor Luminaires | Low Output | Fuel Pump Canopy Luminaires | Standard | TRUE | 4848.9 | 98.6 | 49.19 | 15.48 | 0.9537 | 4962 | 77.3 | 5 | 50000 | 42178 |  |  | NotYetVerified |  | 3 | 4900 | 90 | 55 | 20 | 0.9 | 5000 | 70
P1HXQHD8 | Leadray Energy Co. Ltd. | Leadray | CB150NGE | Outdoor Luminaires | High Output | Fuel Pump Canopy Luminaires | Standard | TRUE | 14074 | 92 | 152.98 | 6.45 | 0.9948 | 4833 | 77.9 | 5 | 50000 | 42177 |  |  | NotYetVerified |  | 3 | 13500 | 90 | 150 | 20 | 0.9 | 5000 | 70
PVQ4RTNZK | Noribachi | Noribachi | 021-CAO-[optional upgrades]-[mounting] | Outdoor Luminaires | Low Output | Fuel Pump Canopy Luminaires | Standard | TRUE | 3306 | 104 | 31.86 | 15 | 0.916 | 4638 | 74.8 | 5 | 100000 | 42177 |  |  | NotYetVerified |  | 3
P9T62B3C | Leadray Energy Co. Ltd. | Leadray | CB150NGD | Outdoor Luminaires | High Output | Fuel Pump Canopy Luminaires | Standard | FALSE | [9 empty] | 42177 |  |  | NotYetVerified |  | 3 | 13500 | 90 | 150 | 20 | 0.9 | 5000 | 70
PKSFBW5R | WISDOM OPTOELECTRONICS TECHNOLOGY CO.LIMITED | WISDOM | WSD-GSL15W27-50K [90V-305V] | Outdoor Luminaires | High Output | Fuel Pump Canopy Luminaires | Standard | TRUE | 18052.623 | 113.204 | 159.47 | 10.45 | 0.946 | 5036 | 82.4 | 5 | 50000 | 42174 |  |  | NotYetVerified |  | 3
PKN1AT97 | RC Lighting | RC Lighting | VANLED20YF[All Fixture Colors] RCL | Outdoor Luminaires | Low Output | Fuel Pump Canopy Luminaires | Standard | TRUE | 2276 | 106.4 | 21.4 | 19.7 | 0.924 | 3090 | 71.9 | 5 | 100000 | 42173 |  |  | NotYetVerified |  | 3
PZN9JCE2 | RC Lighting | RC Lighting | VANLED40YF[MS][All Colors][/PCSPCS2] | Outdoor Luminaires | Low Output | Fuel Pump Canopy Luminaires | Premium | TRUE | 4333 | 112.8 | 38.4 | 10 | 0.959 | 3113 | 72 | 5 | 100000 | 42173 |  |  | Yes |  | 3 | 4333 | 112.8 | 38.4 | 6.8 | 0.959 | 3113 | 72
PKAD8JKJ | RC Lighting | RC Lighting | VANLED52YF[MS][All Colors][/PCSPCS2] | Outdoor Luminaires | Mid Output | Fuel Pump Canopy Luminaires | Premium | TRUE | 5244 | 102.8 | 50.9 | 8 | 0.957 | 3124 | 71 | 5 | 100000 | 42173 |  |  | Yes |  | 3 | 5244 | 102.8 | 51 | 7.3 | 0.957 | 3124 | 71
PX29F7JQ | RC Lighting | RC Lighting | VANLED52Y[MS][All Colors][/PCSPCS2] | Outdoor Luminaires | Mid Output | Fuel Pump Canopy Luminaires | Premium | TRUE | 5209 | 102.1 | 51 | 8 | 0.959 | 3121 | 72 | 5 | 100000 | 42173 |  |  | Yes |  | 3 | 5209 | 102.1 | 51 | 6.9 | 0.959 | 3121 | 72
PV7HSEHU | RC Lighting | RC Lighting | VANLED40Y[MS][All Colors][/PCSPCS2] RCL | Outdoor Luminaires | Low Output | Fuel Pump Canopy Luminaires | Premium | TRUE | 4324 | 112.6 | 38.4 | 10.1 | 0.956 | 3111 | 72 | 5 | 100000 | 42173 |  |  | Yes |  | 3 | 4324 | 112.6 | 38.4 | 7.6 | 0.956 | 3111 | 72
PY9UFS5F | RC Lighting | RC Lighting | VANLED20Y[All Fixture Colors] RCL | Outdoor Luminaires | Low Output | Fuel Pump Canopy Luminaires | Standard | TRUE | 2255 | 104.9 | 21.5 | 20.1 | 0.924 | 3087 | 71 | 5 | 100000 | 42173 |  |  | NotYetVerified |  | 3
PFD3NY7NE | Grandlite International Corp | Grandlite | SML-012-L1 60W | Outdoor Luminaires | Low Output | Fuel Pump Canopy Luminaires | Standard | TRUE | 4285.8 | 78 | 54.62 | 19 | 0.92 | 5518 | 78 | 5 |  | 42173 |  |  | NotYetVerified |  | 3
PBKBU9KR | RC Lighting | RC Lighting | VANLED52F[MS][All Colors][/PCSPCS2] | Outdoor Luminaires | Mid Output | Fuel Pump Canopy Luminaires | Premium | FALSE | [9 empty] | 42173 | Not Dimmable | Not Dimmable | Yes |  | 3 | 5372 | 104.1 | 51.6 | 9.6 | 0.941 | 5089 | 75
P6Y1NJJC | RC Lighting | RC Lighting | VANLED52F[MS][All Colors]/D10[/PCSPCS2] | Outdoor Luminaires | Mid Output | Fuel Pump Canopy Luminaires | Premium | FALSE | [9 empty] | 42173 | Dimmable | Continuous Below 10 | Yes |  | 3 | 5372 | 104.1 | 51.6 | 9.6 | 0.941 | 5089 | 75
PUCNBBA7 | RC Lighting | RC Lighting | VANLED52[MS][All Colors][/PCSPCS2] | Outdoor Luminaires | Mid Output | Fuel Pump Canopy Luminaires | Premium | FALSE | [9 empty] | 42173 |  |  | Yes |  | 3 | 5401 | 104.7 | 51.6 | 9.4 | 0.943 | 5087 | 75
PZCQKA3M | RC Lighting | RC Lighting | VANLED52[MS][All Colors]/D10[/PCSPCS2] | Outdoor Luminaires | Mid Output | Fuel Pump Canopy Luminaires | Premium | FALSE | [9 empty] | 42173 |  |  | Yes |  | 3 | 5401 | 104.7 | 51.7 | 9.4 | 0.943 | 5087 | 75
P2GYFVQV | RC Lighting | RC Lighting | VANLED40F[MS][All Colors][/PCSPCS2] | Outdoor Luminaires | Low Output | Fuel Pump Canopy Luminaires | Premium | FALSE | [9 empty] | 42173 | Not Dimmable | Not Dimmable | Yes |  | 3 | 4364 | 112.5 | 38.8 | 7.1 | 0.957 | 5077 | 75
PQ7GSGAA | RC Lighting | RC Lighting | VANLED40F[MS][All Colors]/D10[/PCSPCS2] | Outdoor Luminaires | Low Output | Fuel Pump Canopy Luminaires | Premium | FALSE | [9 empty] | 42173 |  |  | Yes |  | 3 | 4364 | 112.5 | 38.7 | 7.1 | 0.959 | 5077 | 75
P89ED7G7 | RC Lighting | RC Lighting | VANLED40[MS][All Colors][/PCSPCS2] RCL | Outdoor Luminaires | Low Output | Fuel Pump Canopy Luminaires | Premium | FALSE | [9 empty] | 42173 | Not Dimmable | Not Dimmable | Yes |  | 3 | 4379 | 113.2 | 38.7 | 5.5 | 0.964 | 5072 | 75
PQ63ZWVU | RC Lighting | RC Lighting | VANLED40[MS][All Colors]/D10[/PCSPCS2] RCL | Outdoor Luminaires | Low Output | Fuel Pump Canopy Luminaires | Premium | FALSE | [9 empty] | 42173 |  |  | Yes |  | 3 | 4379 | 113.2 | 38.7 | 5.5 | 0.966 | 5072 | 75
P16RSTZB | RC Lighting | RC Lighting | VANLED20F[All Fixture Colors] RCL | Outdoor Luminaires | Low Output | Fuel Pump Canopy Luminaires | Standard | FALSE | [9 empty] | 42173 |  |  | NotYetVerified |  | 3 | 2347 | 108.7 | 21.6 | 19.3 | 0.917 | 5001 | 74
PE7BTQ14 | RC Lighting | RC Lighting | VANLED20F[All Fixture Colors]/D10 RCL | Outdoor Luminaires | Low Output | Fuel Pump Canopy Luminaires | Standard | FALSE | [9 empty] | 42173 |  |  | NotYetVerified |  | 3 | 2407 | 111.4 | 21.6 | 10.4 | 0.899 | 5001 | 74
P3E8J15F | RC Lighting | RC Lighting | VANLED20[All Fixture Colors] RCL | Outdoor Luminaires | Low Output | Fuel Pump Canopy Luminaires | Standard | FALSE | [9 empty] | 42173 |  |  | NotYetVerified |  | 3 | 2352 | 108.4 | 21.7 | 20.1 | 0.917 | 4996 | 74
PWMBHR1H | RC Lighting | RC Lighting | VANLED20[All Fixture Colors]/D10 RCL | Outdoor Luminaires | Low Output | Fuel Pump Canopy Luminaires | Standard | FALSE | [9 empty] | 42173 |  |  | NotYetVerified |  | 3 | 2413 | 111.2 | 21.7 | 10.9 | 0.9 | 4996 | 74
PHTK7G5E | RC Lighting | RC Lighting | VANLED52NF[MS][All Colors][/PCSPCS2] | Outdoor Luminaires | Mid Output | Fuel Pump Canopy Luminaires | Premium | FALSE | [9 empty] | 42173 |  |  | Yes |  | 3 | 5498 | 106.8 | 51.5 | 6.6 | 0.956 | 4077 | 74
PV8EMU5E | RC Lighting | RC Lighting | VANLED52NF[MS][All Colors]/D10[/PCSPCS2] | Outdoor Luminaires | Mid Output | Fuel Pump Canopy Luminaires | Premium | FALSE | [9 empty] | 42173 |  |  | Yes |  | 3 | 5498 | 106.8 | 51.5 | 6.6 | 0.956 | 4077 | 74
PK4KNANJ | RC Lighting | RC Lighting | VANLED52N[MS][All Colors][/PCSPCS2] | Outdoor Luminaires | Mid Output | Fuel Pump Canopy Luminaires | Premium | FALSE | [9 empty] | 42173 |  |  | Yes |  | 3 | 5395 | 104.8 | 51.5 | 6.7 | 0.956 | 4074 | 74
PQ5QMAAE | RC Lighting | RC Lighting | VANLED52N[MS][All Colors]/D10[/PCSPCS2] | Outdoor Luminaires | Mid Output | Fuel Pump Canopy Luminaires | Premium | FALSE | [9 empty] | 42173 |  |  | Yes |  | 3 | 5395 | 104.8 | 51.5 | 6.7 | 0.956 | 4074 | 74
PNMDJ7WV | RC Lighting | RC Lighting | VANLED40NF[MS][All Colors][/PCSPCS2] | Outdoor Luminaires | Low Output | Fuel Pump Canopy Luminaires | Premium | FALSE | [9 empty] | 42173 |  |  | Yes |  | 3 | 4429 | 115 | 38.5 | 6.8 | 0.959 | 4066 | 74
P9Q9D8HU | RC Lighting | RC Lighting | VANLED40NF[MS][All Colors]/D10[/PCSPCS2] | Outdoor Luminaires | Low Output | Fuel Pump Canopy Luminaires | Premium | FALSE | [9 empty] | 42173 | Dimmable | Continuous Below 10 | Yes |  | 3 | 4429 | 115 | 38.5 | 6.8 | 0.961 | 4066 | 74
PXV6MZ3Q | RC Lighting | RC Lighting | VANLED40N[MS][All Colors][/PCSPCS2] RCL | Outdoor Luminaires | Low Output | Fuel Pump Canopy Luminaires | Premium | FALSE | [9 empty] | 42173 |  |  | Yes |  | 3 | 4356 | 113.1 | 38.5 | 5.5 | 0.959 | 4064 | 74
PS2W4AAC | RC Lighting | RC Lighting | VANLED40N[MS][All Colors]/D10[/PCSPCS2] RCL | Outdoor Luminaires | Low Output | Fuel Pump Canopy Luminaires | Premium | FALSE | [9 empty] | 42173 |  |  | Yes |  | 3 | 4356 | 113.1 | 38.5 | 5.5 | 0.961 | 4064 | 74
P5AFVQ6N | RC Lighting | RC Lighting | VANLED20NF[All Fixture Colors] RCL | Outdoor Luminaires | Low Output | Fuel Pump Canopy Luminaires | Standard | FALSE | [9 empty] | 42173 |  |  | NotYetVerified |  | 3 | 2337 | 107.2 | 21.8 | 21.6 | 0.926 | 4050 | 74
PMVJN8YM | RC Lighting | RC Lighting | VANLED20NF[All Fixture Colors]/D10 RCL | Outdoor Luminaires | Low Output | Fuel Pump Canopy Luminaires | Standard | FALSE | [9 empty] | 42173 |  |  | NotYetVerified |  | 3 | 2397 | 109.9 | 21.8 | 11.6 | 0.908 | 4050 | 74
PABH92P1 | RC Lighting | RC Lighting | VANLED20N[All Fixture Colors] RCL | Outdoor Luminaires | Low Output | Fuel Pump Canopy Luminaires | Standard | FALSE | [9 empty] | 42173 |  |  | NotYetVerified |  | 3 | 2312 | 106.1 | 21.8 | 20.5 | 0.926 | 4042 | 74
P6U47HKT | RC Lighting | RC Lighting | VANLED20N[All Fixture Colors]/D10 RCL | Outdoor Luminaires | Low Output | Fuel Pump Canopy Luminaires | Standard | FALSE | [9 empty] | 42173 |  |  | NotYetVerified |  | 3 | 2372 | 108.8 | 21.8 | 11.1 | 0.908 | 4042 | 74
PBR2TXAZ | RC Lighting | RC Lighting | VANLED52YF[MS][All Colors]/D10[/PCSPCS2] | Outdoor Luminaires | Mid Output | Fuel Pump Canopy Luminaires | Premium | FALSE | [9 empty] | 42173 | Dimmable | Continuous Below 10 | Yes |  | 3 | 5244 | 102.8 | 51 | 7.3 | 0.957 | 3124 | 71
P2BFP1XP | RC Lighting | RC Lighting | VANLED52Y[MS][All Colors]/D10[/PCSPCS2] | Outdoor Luminaires | Mid Output | Fuel Pump Canopy Luminaires | Premium | FALSE | [9 empty] | 42173 | Dimmable | Continuous Below 10 | Yes |  | 3 | 5209 | 102.1 | 51 | 6.9 | 0.959 | 3121 | 72
PHUCJJ13 | RC Lighting | RC Lighting | VANLED40YF[MS][All Colors]/D10[/PCSPCS2] | Outdoor Luminaires | Low Output | Fuel Pump Canopy Luminaires | Premium | FALSE | [9 empty] | 42173 |  |  | Yes |  | 3 | 4333 | 112.8 | 38.4 | 6.8 | 0.958 | 3113 | 72
PNWGNH2Z | RC Lighting | RC Lighting | VANLED40Y[MS][All Colors]/D10[/PCSPCS2] RCL | Outdoor Luminaires | Low Output | Fuel Pump Canopy Luminaires | Premium | FALSE | [9 empty] | 42173 |  |  | Yes |  | 3 | 4324 | 112.6 | 38.4 | 7.6 | 0.958 | 3111 | 72
PZVTNMQS | RC Lighting | RC Lighting | VANLED20YF[All Fixture Colors]/D10 RCL | Outdoor Luminaires | Low Output | Fuel Pump Canopy Luminaires | Standard | FALSE | [9 empty] | 42173 |  |  | NotYetVerified |  | 3 | 2335 | 109.1 | 21.4 | 10.6 | 0.908 | 3090 | 71
P65FTE9F | RC Lighting | RC Lighting | VANLED20Y[All Fixture Colors]/D10 RCL | Outdoor Luminaires | Low Output | Fuel Pump Canopy Luminaires | Standard | FALSE | [9 empty] | 42173 |  |  | NotYetVerified |  | 3 | 2313 | 107.6 | 21.5 | 10.8 | 0.906 | 3087 | 71
PR4CS19U | International Light Technologies | Canopy Light | ILTCPY-W50C-11K | Outdoor Retrofit Kit | High Output | Retrofit Kits for Fuel Pump Canopy Luminaires | Standard | TRUE | 11070 | 106.4 | 104 | 20 | 0.948 | 5286 | 73.7 | 5 | 50000 | 42171 |  |  | NotYetVerified |  | 3 | 13000 |  |  |  |  | 5000
PR3TW3TR | DK Group (International) Ltd | AMERICANLITE | AL574070(3000K) | Outdoor Luminaires | High Output | Fuel Pump Canopy Luminaires | Standard | TRUE | 10819 | 88.3 | 122.5 | 18.91 | 0.9356 | 3075 | 70.5 | 5 | 50000 | 42170 |  |  | NotYetVerified |  | 3 | 10819 | 88.3 | 122.5 | 18.91 | 0.9356 | 3000 | 70.5
P778WK8X | DK Group (International) Ltd | AMERICANLITE | AL574070(5700K) | Outdoor Luminaires | High Output | Fuel Pump Canopy Luminaires | Standard | FALSE | [9 empty] | 42170 | Not Dimmable | Not Dimmable | NotYetVerified |  | 3 | 11289 | 95.83 | 117.8 | 18.79 | 0.9294 | 5700 | 74.1
PS6JGPJU | DK Group (International) Ltd | AMERICANLITE | AL574070(4000K) | Outdoor Luminaires | High Output | Fuel Pump Canopy Luminaires | Standard | FALSE | [9 empty] | 42170 | Not Dimmable | Not Dimmable | NotYetVerified |  | 3 | 10819 | 88.3 | 122.5 | 18.91 | 0.9356 | 5000 | 70.5
PHY4GGZK | DK Group (International) Ltd | AMERICANLITE | AL574070(3500K) | Outdoor Luminaires | High Output | Fuel Pump Canopy Luminaires | Standard | FALSE | [9 empty] | 42170 | Not Dimmable | Not Dimmable | NotYetVerified |  | 3 | 10819 | 88.3 | 122.5 | 18.91 | 0.9356 | 4500 | 70.5
P8GDX3JP | DK Group (International) Ltd | AMERICANLITE | AL574070(5000K) | Outdoor Luminaires | High Output | Fuel Pump Canopy Luminaires | Standard | FALSE | [9 empty] | 42170 | Not Dimmable | Not Dimmable | NotYetVerified |  | 3 | 10819 | 88.3 | 122.5 | 18.91 | 0.9356 | 4000 | 70.5
PPZAAD14 | DK Group (International) Ltd | AMERICANLITE | AL574070(4500K) | Outdoor Luminaires | High Output | Fuel Pump Canopy Luminaires | Standard | FALSE | [9 empty] | 42170 | Not Dimmable | Not Dimmable | NotYetVerified |  | 3 | 10819 | 88.3 | 122.5 | 18.91 | 0.9356 | 3500 | 70.5
PWY3VKKM | Ledman Optoelectronics | Ledman | LM-CPY-42W-3000K-XXX | Outdoor Luminaires | Mid Output | Fuel Pump Canopy Luminaires | Standard | TRUE | 5208.5 | 121.13 | 43.04 | 12.45 | 0.917 | 3125 | 71 | 5 | 50000 | 42164 |  |  | NotYetVerified |  | 3 | 5000 |  | 42 |  | 0.9 | 3000 | 70
PAUV4MZRJ | Hubbell Lighting | Security Lighting Systems | 851/852 LED-60-U-XX | Outdoor Luminaires | Low Output | Fuel Pump Canopy Luminaires | Standard | TRUE | 2566 | 88.3 | 29.1 | 10.48 | 0.961 | 5205 | 82.5 | 5 | 60000 | 42164 |  |  | NotYetVerified |  | 3 | 2658 | 88.6 | 30 |  |  | 5000 | 82
P44C77U5 | Lighting & Supplies Inc. dba Sunshine Lighting Co. | Sunlite | 88121-SU(3000K) | Outdoor Luminaires | Low Output | Fuel Pump Canopy Luminaires | Standard | TRUE | 4358.8 | 99.27 | 43.91 | 10.35 | 0.9701 | 3002 | 83.7 | 5 | 50000 | 42164 |  |  | NotYetVerified |  | 3 | 4358.8 | 99.29 | 43.9 | 10.35 | 0.9701 | 3000 | 83.7
PQH3ZPRU | Lighting & Supplies Inc. dba Sunshine Lighting Co. | Sunlite | 88126-SU(3000K) | Outdoor Luminaires | Mid Output | Fuel Pump Canopy Luminaires | Standard | TRUE | 8712.8 | 107.76 | 80.85 | 13.3 | 0.9461 | 3005 | 83.8 | 5 | 50000 | 42164 |  |  | NotYetVerified |  | 3 | 8712.8 | 107.76 | 80.85 | 13.3 | 0.9461 | 3000 | 83.8
PRUUT88W | Lighting & Supplies Inc. dba Sunshine Lighting Co. | Sunlite | 88126-SU(5000K) | Outdoor Luminaires | Mid Output | Fuel Pump Canopy Luminaires | Standard | FALSE | [9 empty] | 42164 |  |  | NotYetVerified |  | 3 | 9325 | 113.79 | 81.95 | 7.69 | 0.9487 | 5000 | 84.3
P86FHA1D | Lighting & Supplies Inc. dba Sunshine Lighting Co. | Sunlite | 88121-SU(5000K) | Outdoor Luminaires | Low Output | Fuel Pump Canopy Luminaires | Standard | FALSE | [9 empty] | 42164 |  |  | NotYetVerified |  | 3 | 4532 | 102.19 | 44.35 | 7.69 | 0.9721 | 5000 | 84.2
PGHUJ2V9 | Lighting & Supplies Inc. dba Sunshine Lighting Co. | Sunlite | 88126-SU(4500K) | Outdoor Luminaires | Mid Output | Fuel Pump Canopy Luminaires | Standard | FALSE | [9 empty] | 42164 |  |  | NotYetVerified |  | 3 | 8712.8 | 107.76 | 80.85 | 13.3 | 0.9461 | 4500 | 83.8
PCW4NY3J | Lighting & Supplies Inc. dba Sunshine Lighting Co. | Sunlite | 88121-SU(4500K) | Outdoor Luminaires | Low Output | Fuel Pump Canopy Luminaires | Standard | FALSE | [9 empty] | 42164 |  |  | NotYetVerified |  | 3 | 4358.8 | 99.29 | 43.9 | 10.35 | 0.9701 | 4500 | 83.7
P3BWXNY2 | Lighting & Supplies Inc. dba Sunshine Lighting Co. | Sunlite | 88126-SU(4000K) | Outdoor Luminaires | Mid Output | Fuel Pump Canopy Luminaires | Standard | FALSE | [9 empty] | 42164 |  |  | NotYetVerified |  | 3 | 8712.8 | 107.76 | 80.85 | 13.3 | 0.9461 | 4000 | 83.8
PAQCG1AK | Lighting & Supplies Inc. dba Sunshine Lighting Co. | Sunlite | 88121-SU(4000K) | Outdoor Luminaires | Low Output | Fuel Pump Canopy Luminaires | Standard | FALSE | [9 empty] | 42164 |  |  | NotYetVerified |  | 3 | 4358.8 | 99.29 | 43.9 | 10.35 | 0.9701 | 4000 | 83.7
PPCVES15 | Lighting & Supplies Inc. dba Sunshine Lighting Co. | Sunlite | 88126-SU(3500K) | Outdoor Luminaires | Mid Output | Fuel Pump Canopy Luminaires | Standard | FALSE | [9 empty] | 42164 |  |  | NotYetVerified |  | 3 | 8712.8 | 107.76 | 80.85 | 13.3 | 0.9461 | 3500 | 83.8
P8M13UYB | Lighting & Supplies Inc. dba Sunshine Lighting Co. | Sunlite | 88121-SU(3500K) | Outdoor Luminaires | Low Output | Fuel Pump Canopy Luminaires | Standard | FALSE | [9 empty] | 42164 |  |  | NotYetVerified |  | 3 | 4358.8 | 99.29 | 43.9 | 10.35 | 0.9701 | 3500 | 83.7
PVTTQBRK | SmartCity US Inc. | SmartCity US | SCUS-AE10W | Outdoor Luminaires | Mid Output | Fuel Pump Canopy Luminaires | Standard | TRUE | 8462.71 | 84.32 | 100.37 | 12.08 | 0.9426 | 5948 | 65.9 | 5 |  | 42163 |  |  | NotYetVerified |  | 3
PWXBE4A3A | Philips Optimum | Philips Optimum | CRK CA 11 04L UV 835 | Outdoor Luminaires | Low Output | Fuel Pump Canopy Luminaires | Standard | TRUE | 3368.4 | 87.72 | 38.4 | 11.8 | 0.969 | 3414 | 81.3 | 5 | 50000 | 42159 |  |  | NotYetVerified |  | 3 | 3368.4 | 87.72 | 38.4 |  |  | 3500 | 81.3
PB2N64N26 | Philips Optimum | Philips Optimum | CRK CA 11 04L UV 840 | Outdoor Luminaires | Low Output | Fuel Pump Canopy Luminaires | Standard | FALSE | [9 empty] | 42159 | Dimmable | Continuous Above 10 | NotYetVerified |  | 3 | 3385 | 87.7 | 38.6 |  |  | 4000 | 81.3
PWXWBUCC | WISDOM OPTOELECTRONICS TECHNOLOGY CO.LIMITED | WISDOM | WSD-GSL12W27-50K | Outdoor Luminaires | High Output | Fuel Pump Canopy Luminaires | Standard | TRUE | 13956.15 | 109.94 | 126.94 | 6.73 | 0.9118 | 5026 | 83 | 5 | 50000 | 42158 |  |  | NotYetVerified |  | 3 | 14700 | 115 | 120 |  | 0.98
PVVJSJAP | Universal Lighting Technologies | Everline | VTL4-40L835-U | Outdoor Luminaires | Low Output | Fuel Pump Canopy Luminaires | Standard | TRUE | 4753 | 91.7 | 51.8 | 8.5 | 0.978 | 3518 | 83.6 | 5 | 60000 | 42158 |  |  | NotYetVerified |  | 3 | 4921 | 95 | 51.81 | 8.5 | 0.978 | 3518 | 83.6
PT9VTGC2 | Universal Lighting Technologies | Everline | VTL4-33L835-U | Outdoor Luminaires | Low Output | Fuel Pump Canopy Luminaires | Standard | TRUE | 3698 | 98.6 | 37.5 | 9.05 | 0.966 | 3510 | 83.6 | 5 | 60000 | 42158 |  |  | NotYetVerified |  | 3 | 3814 | 101.8 | 37.47 | 9.05 | 0.966 | 3510 | 83.6
PYHRQKGP | Universal Lighting Technologies | Everline | VTL8-8K835-U | Outdoor Luminaires | High Output | Fuel Pump Canopy Luminaires | Standard | FALSE | [9 empty] | 42158 | Dimmable | Continuous Below 10 | NotYetVerified |  | 3 | 10090 | 97.2 | 103.8 | 8.5 | 0.977 | 3517 | 83.1
PJPV1T9E | Universal Lighting Technologies | Everline | VTL8-7K835-U | Outdoor Luminaires | Mid Output | Fuel Pump Canopy Luminaires | Standard | FALSE | [9 empty] | 42158 | Dimmable | Continuous Below 10 | NotYetVerified |  | 3 | 8034 | 104 | 77.18 | 8.5 | 0.967 | 3516 | 83.1
P4C91B72 | Energy Progress Lighting LLC. | Energy Progress Lighting | EPL-CNP-100W-NW | Outdoor Luminaires | Mid Output | Fuel Pump Canopy Luminaires | Standard | TRUE | 9643.2 | 98.58 | 97.82 | 18.74 | 0.9049 | 4033 | 72.3 | 5 | 50000 | 42157 |  |  | NotYetVerified |  | 3 | 9643.2 | 98.58 | 97.82 | 18.74 | 0.9049 | 4000 | 72.3
PQRMPU2C | Energy Progress Lighting LLC. | Energy Progress Lighting | EPL-CNP-120W-NW | Outdoor Luminaires | High Output | Fuel Pump Canopy Luminaires | Standard | TRUE | 10485.4 | 89.21 | 120 | 15.2 | 0.932 | 4197 | 82.5 | 5 | 50000 | 42157 |  |  | NotYetVerified |  | 3 | 10485.4 | 90 | 120 | 15.2 | 0.932 | 4000 | 83
PGG8J3S5 | CGF Design Inc | CGF DESIGN INC. | E74-CL-LF-LED80-CT5-UNV-(2)EBX-DIM-WHT | Outdoor Luminaires | Mid Output | Fuel Pump Canopy Luminaires | Standard | TRUE | 6772 | 88.8 | 76.3 | 8.52 | 0.938 | 5210 | 85 | 5 | 50000 | 42157 |  |  | NotYetVerified |  | 3 | [5 empty] | 5000
PNXY216R | Energy Progress Lighting LLC. | Energy Progress Lighting | EPL-CNP-120W-CW | Outdoor Luminaires | High Output | Fuel Pump Canopy Luminaires | Standard | FALSE | [9 empty] | 42157 |  |  | NotYetVerified |  | 3 | 10485.4 | 89.21 | 120 | 15.2 | 0.932 | 5000 | 82.5
P62V4EFZ | Energy Progress Lighting LLC. | Energy Progress Lighting | EPL-CNP-100W-CW | Outdoor Luminaires | Mid Output | Fuel Pump Canopy Luminaires | Standard | FALSE | [9 empty] | 42157 |  |  | NotYetVerified |  | 3 | 9643.2 | 98.58 | 97.82 | 18.74 | 0.9049 | 5000 | 72.3
PFNK24S6 | RAB Lighting | RAB Lighting | VANLED20YF[All Fixture Colors] | Outdoor Luminaires | Low Output | Fuel Pump Canopy Luminaires | Standard | TRUE | 2276 | 106.4 | 21.4 | 19.7 | 0.924 | 3090 | 71.9 | 5 | 100000 | 42156 |  |  | NotYetVerified |  | 3
P8N6SF9T | RAB Lighting | RAB Lighting | VANLED40YF[MS][All Colors][/PCSPCS2] | Outdoor Luminaires | Low Output | Fuel Pump Canopy Luminaires | Premium | TRUE | 4333 | 112.8 | 38.4 | 10 | 0.959 | 3113 | 72 | 5 | 100000 | 42156 | Not Dimmable | Not Dimmable | Yes |  | 3 | 4333 | 112.8 | 38.4 | 6.8 | 0.959 | 3113 | 72
PFNCRTGR | RAB Lighting | RAB Lighting | VANLED52YF[MS][All Colors][/PCSPCS2] | Outdoor Luminaires | Mid Output | Fuel Pump Canopy Luminaires | Premium | TRUE | 5244 | 102.8 | 50.9 | 8 | 0.957 | 3124 | 71 | 5 | 100000 | 42156 |  |  | Yes |  | 3 | 5244 | 102.8 | 51 | 7.3 | 0.957 | 3124 | 71
P8KAMUND | RAB Lighting | RAB Lighting | VANLED52Y[MS][All Colors][/PCSPCS2] | Outdoor Luminaires | Mid Output | Fuel Pump Canopy Luminaires | Premium | TRUE | 5209 | 102.1 | 51 | 8 | 0.959 | 3121 | 72 | 5 | 100000 | 42156 | Not Dimmable | Not Dimmable | Yes |  | 3 | 5209 | 102.1 | 51 | 6.9 | 0.959 | 3121 | 72
PZZZQWQ6 | RAB Lighting | RAB Lighting | VANLED40Y[MS][All Colors][/PCSPCS2] | Outdoor Luminaires | Low Output | Fuel Pump Canopy Luminaires | Premium | TRUE | 4324 | 112.6 | 38.4 | 10.1 | 0.956 | 3111 | 72 | 5 | 100000 | 42156 |  |  | Yes |  | 3 | 4324 | 112.6 | 38.4 | 7.6 | 0.956 | 3111 | 72
PQ5Q3JZN | RAB Lighting | RAB Lighting | VANLED20Y[All Fixture Colors] | Outdoor Luminaires | Low Output | Fuel Pump Canopy Luminaires | Standard | TRUE | 2255 | 104.9 | 21.5 | 20.1 | 0.924 | 3087 | 71 | 5 | 100000 | 42156 |  |  | NotYetVerified |  | 3
PCMNZEBD | Universal Lighting Technologies | Everline | VTL8-16K835-U | Outdoor Luminaires | High Output | Fuel Pump Canopy Luminaires | Standard | TRUE | 18310 | 107 | 170.8 | 10.6 | 0.983 | 3491 | 82 | 5 | 60000 | 42156 |  |  | NotYetVerified |  | 3 | 18310 | 107 | 170.8 | 10.6 | 0.983 | 3491 | 82
PJMF93QV | Universal Lighting Technologies | Everline | VTL4-8K835-U | Outdoor Luminaires | Mid Output | Fuel Pump Canopy Luminaires | Standard | TRUE | 9035 | 107.1 | 82.75 | 10.5 | 0.983 | 3595 | 81.9 | 5 | 60000 | 42156 |  |  | NotYetVerified |  | 3 | 9035 | 107.1 | 84.36 | 10.5 | 0.983 | 3495 | 81.9
PADTGK7D | Universal Lighting Technologies | Everline | VTL8-20K835-U | Outdoor Luminaires | High Output | Fuel Pump Canopy Luminaires | Standard | TRUE | 26230 | 122.8 | 213.5 | 8.64 | 0.976 | 3529 | 82 | 5 | 50000 | 42156 |  |  | No | Updated 3/27/2017 | 4.1 | 26230 | 122 | 213.5 | 8.64 | 0.98 | 3500 | 82
PEJC6KYJ | Universal Lighting Technologies | Everline | VTL4-6K835-U | Outdoor Luminaires | Mid Output | Fuel Pump Canopy Luminaires | Standard | TRUE | 6671 | 113.1 | 58.1 | 8.23 | 0.98 | 3488 | 81.9 | 5 | 60000 | 42156 |  |  | NotYetVerified |  | 3 | 6671 | 113.1 | 58.97 | 8.23 | 0.98 | 3488 | 81.9
PMPNVMRB | Canada GL lighting technology Inc | GL | GLCPR-60W-30 | Outdoor Luminaires | Low Output | Fuel Pump Canopy Luminaires | Standard | TRUE | 4599 | 78.18 | 59.09 | 14.32 | 0.946 | 2938 | 85 | 5 | 50000 | 42156 |  |  | NotYetVerified |  | 3 | 5000 | 85 | 60 | 20 | 0.95 | 3000 | 80
P8PAHCNH | Canada GL lighting technology Inc | GL | GLCPR-90W-30 | Outdoor Luminaires | Mid Output | Fuel Pump Canopy Luminaires | Standard | TRUE | 7480 | 82.62 | 90.53 | 14.44 | 0.915 | 2932 | 85 | 5 | 50000 | 42156 |  |  | NotYetVerified |  | 3 | 7000 | 80 | 90 | 20 | 0.95 | 3000 | 80
PY6HSQYD | Canada GL lighting technology Inc | GL | GLCPR-40W-30 | Outdoor Luminaires | Low Output | Fuel Pump Canopy Luminaires | Standard | TRUE | 3679 | 92.86 | 39.62 | 17.76 | 0.948 | 2921 | 84 | 5 | 50000 | 42156 |  |  | NotYetVerified |  | 3 | 3500 | 90 | 40 | 20 | 0.95 | 3000 | 80
PJC1AY1U | Howard Lighting | Howard Lighting Products | LCN4050MV | Outdoor Luminaires | Low Output | Fuel Pump Canopy Luminaires | Standard | TRUE | 3035.861 | 78.497 | 38.675 | 24.53 | 0.9113 | 4849 | 71.1 | 5 | 50000 | 42156 |  |  | NotYetVerified |  | 3 | 3100 | 77.5 | 40 |  |  | 5000
PM2U5JKR | RAB Lighting | RAB Lighting | VANLED52F[MS][All Colors][/PCSPCS2] | Outdoor Luminaires | Mid Output | Fuel Pump Canopy Luminaires | Premium | FALSE | [9 empty] | 42156 |  |  | Yes |  | 3 | 5372 | 104.1 | 51.6 | 9.6 | 0.941 | 5089 | 75
PA5QH8EA | RAB Lighting | RAB Lighting | VANLED52F[MS][All Colors]/D10[/PCSPCS2] | Outdoor Luminaires | Mid Output | Fuel Pump Canopy Luminaires | Premium | FALSE | [9 empty] | 42156 | Dimmable | Continuous Below 10 | Yes |  | 3 | 5372 | 104.1 | 51.6 | 9.6 | 0.941 | 5089 | 75
PXKSK4YE | RAB Lighting | RAB Lighting | VANLED52[MS][All Colors][/PCSPCS2] | Outdoor Luminaires | Mid Output | Fuel Pump Canopy Luminaires | Premium | FALSE | [9 empty] | 42156 |  |  | Yes |  | 3 | 5401 | 104.7 | 51.6 | 9.4 | 0.943 | 5087 | 75
PR2XZAZS | RAB Lighting | RAB Lighting | VANLED52[MS][All Colors]/D10[/PCSPCS2] | Outdoor Luminaires | Mid Output | Fuel Pump Canopy Luminaires | Premium | FALSE | [9 empty] | 42156 |  |  | Yes |  | 3 | 5401 | 104.7 | 51.7 | 9.4 | 0.943 | 5087 | 75
PKP8TGW9 | RAB Lighting | RAB Lighting | VANLED40F[MS][All Colors][/PCSPCS2] | Outdoor Luminaires | Low Output | Fuel Pump Canopy Luminaires | Premium | FALSE | [9 empty] | 42156 |  |  | Yes |  | 3 | 4364 | 112.5 | 38.8 | 7.1 | 0.957 | 5077 | 75
PZAMEK28 | RAB Lighting | RAB Lighting | VANLED40F[MS][All Colors]/D10[/PCSPCS2] | Outdoor Luminaires | Low Output | Fuel Pump Canopy Luminaires | Premium | FALSE | [9 empty] | 42156 |  |  | Yes |  | 3 | 4364 | 112.5 | 38.7 | 7.1 | 0.959 | 5077 | 75
PHYYBQJS | RAB Lighting | RAB Lighting | VANLED40[MS][All Colors][/PCSPCS2] | Outdoor Luminaires | Low Output | Fuel Pump Canopy Luminaires | Premium | FALSE | [9 empty] | 42156 |  |  | Yes |  | 3 | 4379 | 113.2 | 38.7 | 5.5 | 0.964 | 5072 | 75
PQSPTEN5 | RAB Lighting | RAB Lighting | VANLED40[MS][All Colors]/D10[/PCSPCS2] | Outdoor Luminaires | Low Output | Fuel Pump Canopy Luminaires | Premium | FALSE | [9 empty] | 42156 |  |  | Yes |  | 3 | 4379 | 113.2 | 38.7 | 5.5 | 0.966 | 5072 | 75
PR5FDZY9 | RAB Lighting | RAB Lighting | VANLED20F[All Fixture Colors] | Outdoor Luminaires | Low Output | Fuel Pump Canopy Luminaires | Standard | FALSE | [9 empty] | 42156 |  |  | NotYetVerified |  | 3 | 2347 | 108.7 | 21.6 | 19.3 | 0.917 | 5001 | 74
PFGRW6PH | RAB Lighting | RAB Lighting | VANLED20F[All Fixture Colors]/D10 | Outdoor Luminaires | Low Output | Fuel Pump Canopy Luminaires | Standard | FALSE | [9 empty] | 42156 |  |  | NotYetVerified |  | 3 | 2407 | 111.4 | 21.6 | 10.4 | 0.899 | 5001 | 74
PZQ1Z223 | RAB Lighting | RAB Lighting | VANLED20[All Fixture Colors] | Outdoor Luminaires | Low Output | Fuel Pump Canopy Luminaires | Standard | FALSE | [9 empty] | 42156 |  |  | NotYetVerified |  | 3 | 2352 | 108.4 | 21.7 | 20.1 | 0.917 | 4996 | 74
P1G3V79M | RAB Lighting | RAB Lighting | VANLED20[All Fixture Colors]/D10 | Outdoor Luminaires | Low Output | Fuel Pump Canopy Luminaires | Standard | FALSE | [9 empty] | 42156 |  |  | NotYetVerified |  | 3 | 2413 | 111.2 | 21.7 | 10.9 | 0.9 | 4996 | 74
PNYD5SSV | RAB Lighting | RAB Lighting | VANLED52NF[MS][All Colors][/PCSPCS2] | Outdoor Luminaires | Mid Output | Fuel Pump Canopy Luminaires | Premium | FALSE | [9 empty] | 42156 |  |  | Yes |  | 3 | 5498 | 106.8 | 51.5 | 6.6 | 0.956 | 4077 | 74
PGJTJ6X8 | RAB Lighting | RAB Lighting | VANLED52NF[MS][All Colors]/D10[/PCSPCS2] | Outdoor Luminaires | Mid Output | Fuel Pump Canopy Luminaires | Premium | FALSE | [9 empty] | 42156 |  |  | Yes |  | 3 | 5498 | 106.8 | 51.5 | 6.6 | 0.956 | 4077 | 74
PZ5X5CPJ | RAB Lighting | RAB Lighting | VANLED52N[MS][All Colors][/PCSPCS2] | Outdoor Luminaires | Mid Output | Fuel Pump Canopy Luminaires | Premium | FALSE | [9 empty] | 42156 |  |  | Yes |  | 3 | 5395 | 104.8 | 51.5 | 6.7 | 0.956 | 4074 | 74
P6EXMEQ8 | RAB Lighting | RAB Lighting | VANLED52N[MS][All Colors]/D10[/PCSPCS2] | Outdoor Luminaires | Mid Output | Fuel Pump Canopy Luminaires | Premium | FALSE | [9 empty] | 42156 | Dimmable | Continuous Below 10 | Yes |  | 3 | 5395 | 104.8 | 51.5 | 6.7 | 0.956 | 4074 | 74
PE551ESY | RAB Lighting | RAB Lighting | VANLED40NF[MS][All Colors][/PCSPCS2] | Outdoor Luminaires | Low Output | Fuel Pump Canopy Luminaires | Premium | FALSE | [9 empty] | 42156 |  |  | Yes |  | 3 | 4429 | 115 | 38.5 | 6.8 | 0.959 | 4066 | 74
PXZS3J2T | RAB Lighting | RAB Lighting | VANLED40NF[MS][All Colors]/D10[/PCSPCS2] | Outdoor Luminaires | Low Output | Fuel Pump Canopy Luminaires | Premium | FALSE | [9 empty] | 42156 |  |  | Yes |  | 3 | 4429 | 115 | 38.5 | 6.8 | 0.961 | 4066 | 74
P3TDZ3HM | RAB Lighting | RAB Lighting | VANLED40N[MS][All Colors][/PCSPCS2] | Outdoor Luminaires | Low Output | Fuel Pump Canopy Luminaires | Premium | FALSE | [9 empty] | 42156 | Not Dimmable | Not Dimmable | Yes |  | 3 | 4356 | 113.1 | 38.5 | 5.5 | 0.959 | 4064 | 74
PNWP64A7 | RAB Lighting | RAB Lighting | VANLED40N[MS][All Colors]/D10[/PCSPCS2] | Outdoor Luminaires | Low Output | Fuel Pump Canopy Luminaires | Premium | FALSE | [9 empty] | 42156 |  |  | Yes |  | 3 | 4356 | 113.1 | 38.5 | 5.5 | 0.961 | 4064 | 74
PCGZYNJZ | RAB Lighting | RAB Lighting | VANLED20NF[All Fixture Colors] | Outdoor Luminaires | Low Output | Fuel Pump Canopy Luminaires | Standard | FALSE | [9 empty] | 42156 |  |  | NotYetVerified |  | 3 | 2337 | 107.2 | 21.8 | 21.6 | 0.926 | 4050 | 74
PDVVRUDD | RAB Lighting | RAB Lighting | VANLED20NF[All Fixture Colors]/D10 | Outdoor Luminaires | Low Output | Fuel Pump Canopy Luminaires | Standard | FALSE | [9 empty] | 42156 |  |  | NotYetVerified |  | 3 | 2397 | 109.9 | 21.8 | 11.6 | 0.908 | 4050 | 74
PV77ES5U | RAB Lighting | RAB Lighting | VANLED20N[All Fixture Colors] | Outdoor Luminaires | Low Output | Fuel Pump Canopy Luminaires | Standard | FALSE | [9 empty] | 42156 |  |  | NotYetVerified |  | 3 | 2312 | 106.1 | 21.8 | 20.5 | 0.926 | 4042 | 74
PT4V38X8 | RAB Lighting | RAB Lighting | VANLED20N[All Fixture Colors]/D10 | Outdoor Luminaires | Low Output | Fuel Pump Canopy Luminaires | Standard | FALSE | [9 empty] | 42156 |  |  | NotYetVerified |  | 3 | 2372 | 108.8 | 21.8 | 11.1 | 0.908 | 4042 | 74
P7139HP3 | RAB Lighting | RAB Lighting | VANLED52YF[MS][All Colors]/D10[/PCSPCS2] | Outdoor Luminaires | Mid Output | Fuel Pump Canopy Luminaires | Premium | FALSE | [9 empty] | 42156 | Dimmable | Continuous Below 10 | Yes |  | 3 | 5244 | 102.8 | 51 | 7.3 | 0.957 | 3124 | 71
PPVWW4WM | RAB Lighting | RAB Lighting | VANLED52Y[MS][All Colors]/D10[/PCSPCS2] | Outdoor Luminaires | Mid Output | Fuel Pump Canopy Luminaires | Premium | FALSE | [9 empty] | 42156 |  |  | Yes |  | 3 | 5209 | 102.1 | 51 | 6.9 | 0.959 | 3121 | 72
PXEG3EVJ | RAB Lighting | RAB Lighting | VANLED40YF[MS][All Colors]/D10[/PCSPCS2] | Outdoor Luminaires | Low Output | Fuel Pump Canopy Luminaires | Premium | FALSE | [9 empty] | 42156 |  |  | Yes |  | 3 | 4333 | 112.8 | 38.4 | 6.8 | 0.958 | 3113 | 72
PEN851EW | RAB Lighting | RAB Lighting | VANLED40Y[MS][All Colors]/D10[/PCSPCS2] | Outdoor Luminaires | Low Output | Fuel Pump Canopy Luminaires | Premium | FALSE | [9 empty] | 42156 |  |  | Yes |  | 3 | 4324 | 112.6 | 38.4 | 7.6 | 0.958 | 3111 | 72
PSC64KKK | RAB Lighting | RAB Lighting | VANLED20YF[All Fixture Colors]/D10 | Outdoor Luminaires | Low Output | Fuel Pump Canopy Luminaires | Standard | FALSE | [9 empty] | 42156 |  |  | NotYetVerified |  | 3 | 2335 | 109.1 | 21.4 | 10.6 | 0.908 | 3090 | 71
PZ9U88KG | RAB Lighting | RAB Lighting | VANLED20Y[All Fixture Colors]/D10 | Outdoor Luminaires | Low Output | Fuel Pump Canopy Luminaires | Standard | FALSE | [9 empty] | 42156 |  |  | NotYetVerified |  | 3 | 2313 | 107.6 | 21.5 | 10.8 | 0.906 | 3087 | 71
PC6ZF438 | Canada GL lighting technology Inc | GL | GLCPR-90W-50 | Outdoor Luminaires | Mid Output | Fuel Pump Canopy Luminaires | Standard | FALSE | [9 empty] | 42156 | Not Dimmable | Not Dimmable | NotYetVerified |  | 3 | 7000 | 80 | 90 | 20 | 0.95 | 5000 | 80
P91P83AS | Canada GL lighting technology Inc | GL | GLCPR-60W-50 | Outdoor Luminaires | Mid Output | Fuel Pump Canopy Luminaires | Standard | FALSE | [9 empty] | 42156 | Not Dimmable | Not Dimmable | NotYetVerified |  | 3 | 5000 | 85 | 60 | 20 | 0.95 | 5000 | 80
P692KTD5 | Canada GL lighting technology Inc | GL | GLCPR-40W-50 | Outdoor Luminaires | Low Output | Fuel Pump Canopy Luminaires | Standard | FALSE | [9 empty] | 42156 | Not Dimmable | Not Dimmable | NotYetVerified |  | 3 | 3500 | 90 | 40 | 20 | 0.95 | 5000 | 80
P58WBQZ9 | Canada GL lighting technology Inc | GL | GLCPR-90W-45 | Outdoor Luminaires | Mid Output | Fuel Pump Canopy Luminaires | Standard | FALSE | [9 empty] | 42156 | Not Dimmable | Not Dimmable | NotYetVerified |  | 3 | 7000 | 80 | 90 | 20 | 0.95 | 4500 | 80
PZTQ8KBN | Canada GL lighting technology Inc | GL | GLCPR-60W-45 | Outdoor Luminaires | Mid Output | Fuel Pump Canopy Luminaires | Standard | FALSE | [9 empty] | 42156 | Not Dimmable | Not Dimmable | NotYetVerified |  | 3 | 5000 | 85 | 60 | 20 | 0.95 | 4500 | 80
PGGZCRNC | Canada GL lighting technology Inc | GL | GLCPR-40W-45 | Outdoor Luminaires | Low Output | Fuel Pump Canopy Luminaires | Standard | FALSE | [9 empty] | 42156 | Not Dimmable | Not Dimmable | NotYetVerified |  | 3 | 3500 | 90 | 40 | 20 | 0.95 | 4500 | 80
PEU4THPX | Canada GL lighting technology Inc | GL | GLCPR-90W-40 | Outdoor Luminaires | Mid Output | Fuel Pump Canopy Luminaires | Standard | FALSE | [9 empty] | 42156 | Not Dimmable | Not Dimmable | NotYetVerified |  | 3 | 7000 | 80 | 90 | 20 | 0.95 | 4000 | 80
P64HR96S | Canada GL lighting technology Inc | GL | GLCPR-60W-40 | Outdoor Luminaires | Mid Output | Fuel Pump Canopy Luminaires | Standard | FALSE | [9 empty] | 42156 | Not Dimmable | Not Dimmable | NotYetVerified |  | 3 | 5000 | 85 | 60 | 20 | 0.95 | 4000 | 80
P3M2VVUQ | Canada GL lighting technology Inc | GL | GLCPR-40W-40 | Outdoor Luminaires | Low Output | Fuel Pump Canopy Luminaires | Standard | FALSE | [9 empty] | 42156 | Not Dimmable | Not Dimmable | NotYetVerified |  | 3 | 3500 | 90 | 40 | 20 | 0.95 | 4000 | 80
PQQPST39 | Canada GL lighting technology Inc | GL | GL-PR-90W-35 | Outdoor Luminaires | Mid Output | Fuel Pump Canopy Luminaires | Standard | FALSE | [9 empty] | 42156 | Not Dimmable | Not Dimmable | NotYetVerified |  | 3 | 7000 | 80 | 90 | 20 | 0.95 | 3500 | 80
P83JY95K | Canada GL lighting technology Inc | GL | GLCPR-60W-35 | Outdoor Luminaires | Mid Output | Fuel Pump Canopy Luminaires | Standard | FALSE | [9 empty] | 42156 | Not Dimmable | Not Dimmable | NotYetVerified |  | 3 | 5000 | 85 | 60 | 20 | 0.95 | 3500 | 80
PJ9SYS65 | Canada GL lighting technology Inc | GL | GLCPR-40W-35 | Outdoor Luminaires | Low Output | Fuel Pump Canopy Luminaires | Standard | FALSE | [9 empty] | 42156 | Not Dimmable | Not Dimmable | NotYetVerified |  | 3 | 3500 | 90 | 40 | 20 | 0.95 | 3500 | 80
P5WUAK9J | Universal Lighting Technologies | Everline | VTL4-10K835-U | Outdoor Luminaires | High Output | Fuel Pump Canopy Luminaires | Standard | TRUE | 13390 | 123.7 | 108.3 | 8.02 | 0.983 | 3553 | 82.4 | 5 | 50000 | 42156 | Dimmable | Continuous Below 10 | No | Updated 3/27/2017 | 4.1 | 12770 | 117 | 108.3 | 8.02 | 0.98 | 3500 | 82
P1VB9AJ6 | Universal Lighting Technologies | Everline | VTL8-12K835-U | Outdoor Luminaires | High Output | Fuel Pump Canopy Luminaires | Standard | FALSE | [9 empty] | 42156 | Dimmable | Continuous Below 10 | NotYetVerified |  | 3 | 13680 | 114 | 120.2 | 8.03 | 0.981 | 3492 | 83.1
PYPHTT7S9 | Hubbell Lighting | Whiteway | CLED-LL-7-UNV-S-5-WH | Outdoor Luminaires | Mid Output | Fuel Pump Canopy Luminaires | Standard | TRUE | 8612 | 128.67 | 66.93 | 19.76 | 0.9136 | 4962 | 75.7 | 5 | 65000 | 42153 |  |  | NotYetVerified |  | 3 | 8612 | 132 | 66 |  |  | 5100 | 83.5
PAWTEXRR | Taizhou JiaoGuang Lighting Co. Ltd. | LIGHT THE FUTURE | CN202H-60W-27K-00-XX | Outdoor Luminaires | Mid Output | Fuel Pump Canopy Luminaires | Standard | TRUE | 5671.31 | 93.79 | 60.47 | 15.3 | 0.934 | 2695 | 82 | 5 | 50000 | 42151 |  |  | NotYetVerified |  | 3 | 5671.31 | 93.79 | 60.47 | 7.1 | 0.983 | 2695 | 82
P41NZ4S6 | Taizhou JiaoGuang Lighting Co. Ltd. | LIGHT THE FUTURE | CN201[LC]-40W-27K-00-XX | Outdoor Luminaires | Low Output | Fuel Pump Canopy Luminaires | Standard | TRUE | 3767.62 | 91.54 | 41.16 | 15.4 | 0.968 | 2688 | 82.1 | 5 | 50000 | 42151 |  |  | NotYetVerified |  | 3 | 3767.62 | 91.54 | 41.16 | 6 | 0.997 | 2688 | 82.1
P5GRVJ7R | Taizhou JiaoGuang Lighting Co. Ltd. | LIGHT THE FUTURE | CN203[LC]-80W-27K-00-XX | Outdoor Luminaires | Mid Output | Fuel Pump Canopy Luminaires | Standard | TRUE | 6992.26 | 84.81 | 82.45 | 15.4 | 0.963 | 2674 | 81.8 | 5 | 50000 | 42151 |  |  | NotYetVerified |  | 3 | 6992.26 | 84.81 | 82.45 | 9.6 | 0.992 | 2674 | 81.8
PH1QZUG1 | Taizhou JiaoGuang Lighting Co. Ltd. | LIGHT THE FUTURE | CN201[LC]-40W-57K-SR-XX | Outdoor Luminaires | Low Output | Fuel Pump Canopy Luminaires | Standard | FALSE | [9 empty] | 42151 |  |  | NotYetVerified |  | 3 | 3700 | 92.5 | 40 | 6 | 0.997 | 5700 | 82.1
P7KX968F | Taizhou JiaoGuang Lighting Co. Ltd. | LIGHT THE FUTURE | CN203[L.C]-80W-57K-SR-XX | Outdoor Luminaires | Mid Output | Fuel Pump Canopy Luminaires | Standard | FALSE | [9 empty] | 42151 |  |  | Yes | Updated on 3/10/17 | 4.1 | 8000 | 100 | 80 | 20 | 0.9 | 5700 | 80
P732GYFX | Taizhou JiaoGuang Lighting Co. Ltd. | LIGHT THE FUTURE | CN202H-60W-57K-00-XX | Outdoor Luminaires | Mid Output | Fuel Pump Canopy Luminaires | Standard | FALSE | [9 empty] | 42151 |  |  | NotYetVerified |  | 3 | 5700 | 95 | 60 | 7.1 | 0.983 | 5700 | 82
P5F38RDJ | Taizhou JiaoGuang Lighting Co. Ltd. | LIGHT THE FUTURE | CN201[LC]-40W-57K-00-XX | Outdoor Luminaires | Low Output | Fuel Pump Canopy Luminaires | Standard | FALSE | [9 empty] | 42151 |  |  | NotYetVerified |  | 3 | 3700 | 92.5 | 40 | 6 | 0.997 | 5700 | 82.1
PK7JW543 | Taizhou JiaoGuang Lighting Co. Ltd. | LIGHT THE FUTURE | CN203[LC]-80W-57K-00-XX | Outdoor Luminaires | Mid Output | Fuel Pump Canopy Luminaires | Standard | FALSE | [9 empty] | 42151 |  |  | NotYetVerified |  | 3 | 7200 | 90 | 80 | 9.6 | 0.992 | 5700 | 81.8
P3P9R4SF | Taizhou JiaoGuang Lighting Co. Ltd. | LIGHT THE FUTURE | CN201[LC]-40W-57K-10-XX | Outdoor Luminaires | Low Output | Fuel Pump Canopy Luminaires | Standard | FALSE | [9 empty] | 42151 |  |  | NotYetVerified |  | 3 | 3700 | 92.5 | 40 | 6 | 0.997 | 5700 | 82.1
PXQPJC7W | Taizhou JiaoGuang Lighting Co. Ltd. | LIGHT THE FUTURE | CN203[L.C]-80W-57K-10-XX | Outdoor Luminaires | Mid Output | Fuel Pump Canopy Luminaires | Standard | FALSE | [9 empty] | 42151 |  |  | Yes | Updated on 3/10/17 | 3 | 8000 | 100 | 80 | 20 | 0.9 | 5700 | 80
PB1Z5U1J | Taizhou JiaoGuang Lighting Co. Ltd. | LIGHT THE FUTURE | CN201[LC]-40W-50K-SR-XX | Outdoor Luminaires | Low Output | Fuel Pump Canopy Luminaires | Standard | FALSE | [9 empty] | 42151 |  |  | NotYetVerified |  | 3 | 3700 | 92.5 | 40 | 6 | 0.997 | 5000 | 82.1
PE6MAYU9 | Taizhou JiaoGuang Lighting Co. Ltd. | LIGHT THE FUTURE | CN203[L.C]-80W-50K-SR-XX | Outdoor Luminaires | Mid Output | Fuel Pump Canopy Luminaires | Standard | FALSE | [9 empty] | 42151 |  |  | Yes | Updated on 3/10/17 | 3 | 8000 | 100 | 80 | 20 | 0.9 | 5000 | 80
PSV4Y9KG | Taizhou JiaoGuang Lighting Co. Ltd. | LIGHT THE FUTURE | CN202H-60W-50K-00-XX | Outdoor Luminaires | Mid Output | Fuel Pump Canopy Luminaires | Standard | FALSE | [9 empty] | 42151 |  |  | NotYetVerified |  | 3 | 5700 | 95 | 60 | 7.1 | 0.983 | 5000 | 82
PEW8PK8Z | Taizhou JiaoGuang Lighting Co. Ltd. | LIGHT THE FUTURE | CN201[LC]-40W-50K-00-XX | Outdoor Luminaires | Low Output | Fuel Pump Canopy Luminaires | Standard | FALSE | [9 empty] | 42151 |  |  | NotYetVerified |  | 3 | 3700 | 92.5 | 40 | 6 | 0.997 | 5000 | 82.1
PD9P7N69 | Taizhou JiaoGuang Lighting Co. Ltd. | LIGHT THE FUTURE | CN203[LC]-80W-50K-00-XX | Outdoor Luminaires | Mid Output | Fuel Pump Canopy Luminaires | Standard | FALSE | [9 empty] | 42151 |  |  | NotYetVerified |  | 3 | 7200 | 90 | 80 | 9.6 | 0.992 | 5000 | 81.8
PRP2HXD9 | Taizhou JiaoGuang Lighting Co. Ltd. | LIGHT THE FUTURE | CN201[LC]-40W-50K-10-XX | Outdoor Luminaires | Low Output | Fuel Pump Canopy Luminaires | Standard | FALSE | [9 empty] | 42151 |  |  | NotYetVerified |  | 3 | 3700 | 92.5 | 40 | 6 | 0.997 | 5000 | 82.1
PNR3QEH8 | Taizhou JiaoGuang Lighting Co. Ltd. | LIGHT THE FUTURE | CN203[L.C]-80W-50K-10-XX | Outdoor Luminaires | Mid Output | Fuel Pump Canopy Luminaires | Standard | FALSE | [9 empty] | 42151 |  |  | Yes | Updated on 3/10/17 | 3 | 8000 | 100 | 80 | 20 | 0.9 | 5000 | 80
P4D84PAB | Taizhou JiaoGuang Lighting Co. Ltd. | LIGHT THE FUTURE | CN201[LC]-40W-45K-SR-XX | Outdoor Luminaires | Low Output | Fuel Pump Canopy Luminaires | Standard | FALSE | [9 empty] | 42151 |  |  | NotYetVerified |  | 3 | 3700 | 92.5 | 40 | 6 | 0.997 | 4500 | 82.1
PW1KRCSJ | Taizhou JiaoGuang Lighting Co. Ltd. | LIGHT THE FUTURE | CN203[L.C]-80W-45K-SR-XX | Outdoor Luminaires | Mid Output | Fuel Pump Canopy Luminaires | Standard | FALSE | [9 empty] | 42151 |  |  | Yes | Updated on 3/10/17 | 3 | 8000 | 100 | 80 | 20 | 0.9 | 4500 | 80
PKR2UHGF | Taizhou JiaoGuang Lighting Co. Ltd. | LIGHT THE FUTURE | CN202H-60W-45K-00-XX | Outdoor Luminaires | Mid Output | Fuel Pump Canopy Luminaires | Standard | FALSE | [9 empty] | 42151 |  |  | NotYetVerified |  | 3 | 5700 | 95 | 60 | 7.1 | 0.983 | 4500 | 82
PB6YHZQ6 | Taizhou JiaoGuang Lighting Co. Ltd. | LIGHT THE FUTURE | CN201[LC]-40W-45K-00-XX | Outdoor Luminaires | Low Output | Fuel Pump Canopy Luminaires | Standard | FALSE | [9 empty] | 42151 |  |  | NotYetVerified |  | 3 | 3700 | 92.5 | 40 | 6 | 0.997 | 4500 | 82.1
PN3D51JY | Taizhou JiaoGuang Lighting Co. Ltd. | LIGHT THE FUTURE | CN203[LC]-80W-45K-00-XX | Outdoor Luminaires | Mid Output | Fuel Pump Canopy Luminaires | Standard | FALSE | [9 empty] | 42151 |  |  | NotYetVerified |  | 3 | 7200 | 90 | 80 | 9.6 | 0.992 | 4500 | 81.8
PP1H9URB | Taizhou JiaoGuang Lighting Co. Ltd. | LIGHT THE FUTURE | CN201[LC]-40W-45K-10-XX | Outdoor Luminaires | Low Output | Fuel Pump Canopy Luminaires | Standard | FALSE | [9 empty] | 42151 |  |  | NotYetVerified |  | 3 | 3700 | 92.5 | 40 | 6 | 0.997 | 4500 | 82.1
PE5A4A4G | Taizhou JiaoGuang Lighting Co. Ltd. | LIGHT THE FUTURE | CN203[L.C]-80W-45K-10-XX | Outdoor Luminaires | Mid Output | Fuel Pump Canopy Luminaires | Standard | FALSE | [9 empty] | 42151 |  |  | Yes | Updated on 3/10/17 | 3 | 8000 | 100 | 80 | 20 | 0.9 | 4500 | 80
PQNHTJM6 | Taizhou JiaoGuang Lighting Co. Ltd. | LIGHT THE FUTURE | CN201[LC]-40W-40K-SR-XX | Outdoor Luminaires | Low Output | Fuel Pump Canopy Luminaires | Standard | FALSE | [9 empty] | 42151 |  |  | NotYetVerified |  | 3 | 3700 | 92.5 | 40 | 6 | 0.997 | 4000 | 82.1
PW1DHWY5 | Taizhou JiaoGuang Lighting Co. Ltd. | LIGHT THE FUTURE | CN203[L.C]-80W-40K-SR-XX | Outdoor Luminaires | Mid Output | Fuel Pump Canopy Luminaires | Standard | FALSE | [9 empty] | 42151 |  |  | Yes | Updated on 3/10/17 | 3 | 8000 | 100 | 80 | 20 | 0.9 | 4000 | 80
PEUGBA1Q | Taizhou JiaoGuang Lighting Co. Ltd. | LIGHT THE FUTURE | CN202H-60W-40K-00-XX | Outdoor Luminaires | Mid Output | Fuel Pump Canopy Luminaires | Standard | FALSE | [9 empty] | 42151 |  |  | NotYetVerified |  | 3 | 5700 | 95 | 60 | 7.1 | 0.983 | 4000 | 82
PBUUFRX1 | Taizhou JiaoGuang Lighting Co. Ltd. | LIGHT THE FUTURE | CN201[LC]-40W-40K-00-XX | Outdoor Luminaires | Low Output | Fuel Pump Canopy Luminaires | Standard | FALSE | [9 empty] | 42151 |  |  | NotYetVerified |  | 3 | 3700 | 92.5 | 40 | 6 | 0.997 | 4000 | 82.1
PQBDWZ4X | Taizhou JiaoGuang Lighting Co. Ltd. | LIGHT THE FUTURE | CN203[LC]-80W-40K-00-XX | Outdoor Luminaires | Mid Output | Fuel Pump Canopy Luminaires | Standard | FALSE | [9 empty] | 42151 |  |  | NotYetVerified |  | 3 | 7200 | 90 | 80 | 9.6 | 0.992 | 4000 | 81.8
PYHDQX5G | Taizhou JiaoGuang Lighting Co. Ltd. | LIGHT THE FUTURE | CN201[LC]-40W-40K-10-XX | Outdoor Luminaires | Low Output | Fuel Pump Canopy Luminaires | Standard | FALSE | [9 empty] | 42151 |  |  | NotYetVerified |  | 3 | 3700 | 92.5 | 40 | 6 | 0.997 | 4000 | 82.1
PTBDVUAD | Taizhou JiaoGuang Lighting Co. Ltd. | LIGHT THE FUTURE | CN203[L.C]-80W-40K-10-XX | Outdoor Luminaires | Mid Output | Fuel Pump Canopy Luminaires | Standard | FALSE | [9 empty] | 42151 |  |  | Yes | Updated on 3/10/17 | 3 | 8000 | 100 | 80 | 20 | 0.9 | 4000 | 80
PCMPJYFG | Taizhou JiaoGuang Lighting Co. Ltd. | LIGHT THE FUTURE | CN201[LC]-40W-35K-SR-XX | Outdoor Luminaires | Low Output | Fuel Pump Canopy Luminaires | Standard | FALSE | [9 empty] | 42151 |  |  | NotYetVerified |  | 3 | 3700 | 92.5 | 40 | 6 | 0.997 | 3500 | 82.1
PS8ZC95M | Taizhou JiaoGuang Lighting Co. Ltd. | LIGHT THE FUTURE | CN203[L.C]-80W-35K-SR-XX | Outdoor Luminaires | Mid Output | Fuel Pump Canopy Luminaires | Standard | FALSE | [9 empty] | 42151 |  |  | Yes | Updated on 3/10/17 | 3 | 7800 | 98 | 80 | 20 | 0.9 | 3500 | 80
P71QV3N6 | Taizhou JiaoGuang Lighting Co. Ltd. | LIGHT THE FUTURE | CN202H-60W-35K-00-XX | Outdoor Luminaires | Mid Output | Fuel Pump Canopy Luminaires | Standard | FALSE | [9 empty] | 42151 |  |  | NotYetVerified |  | 3 | 5700 | 95 | 60 | 7.1 | 0.983 | 3500 | 82
PSKFSZWU | Taizhou JiaoGuang Lighting Co. Ltd. | LIGHT THE FUTURE | CN201[LC]-40W-35K-00-XX | Outdoor Luminaires | Low Output | Fuel Pump Canopy Luminaires | Standard | FALSE | [9 empty] | 42151 |  |  | NotYetVerified |  | 3 | 3700 | 92.5 | 40 | 6 | 0.997 | 3500 | 82.1
P1SQB7RA | Taizhou JiaoGuang Lighting Co. Ltd. | LIGHT THE FUTURE | CN203[LC]-80W-35K-00-XX | Outdoor Luminaires | Mid Output | Fuel Pump Canopy Luminaires | Standard | FALSE | [9 empty] | 42151 |  |  | NotYetVerified |  | 3 | 7200 | 90 | 80 | 9.6 | 0.992 | 3500 | 81.8
PY4DREPM | Taizhou JiaoGuang Lighting Co. Ltd. | LIGHT THE FUTURE | CN201[LC]-40W-35K-10-XX | Outdoor Luminaires | Low Output | Fuel Pump Canopy Luminaires | Standard | FALSE | [9 empty] | 42151 |  |  | NotYetVerified |  | 3 | 3700 | 92.5 | 40 | 6 | 0.997 | 3500 | 82.1
PZBUTN4W | Taizhou JiaoGuang Lighting Co. Ltd. | LIGHT THE FUTURE | CN203[L.C]-80W-35K-10-XX | Outdoor Luminaires | Mid Output | Fuel Pump Canopy Luminaires | Standard | FALSE | [9 empty] | 42151 |  |  | Yes | Updated on 3/10/17 | 3 | 7800 | 98 | 80 | 20 | 0.9 | 3500 | 80
PGFB47V3 | Taizhou JiaoGuang Lighting Co. Ltd. | LIGHT THE FUTURE | CN201[LC]-40W-30K-SR-XX | Outdoor Luminaires | Low Output | Fuel Pump Canopy Luminaires | Standard | FALSE | [9 empty] | 42151 |  |  | NotYetVerified |  | 3 | 3700 | 92.5 | 40 | 6 | 0.997 | 3000 | 82.1
PPTS2EMA | Taizhou JiaoGuang Lighting Co. Ltd. | LIGHT THE FUTURE | CN203[L.C]-80W-30K-SR-XX | Outdoor Luminaires | Mid Output | Fuel Pump Canopy Luminaires | Standard | FALSE | [9 empty] | 42151 |  |  | Yes | Updated on 3/10/17 | 3 | 7800 | 98 | 80 | 20 | 0.9 | 3000 | 80
PH15SAF5 | Taizhou JiaoGuang Lighting Co. Ltd. | LIGHT THE FUTURE | CN202H-60W-30K-00-XX | Outdoor Luminaires | Mid Output | Fuel Pump Canopy Luminaires | Standard | FALSE | [9 empty] | 42151 |  |  | NotYetVerified |  | 3 | 5700 | 95 | 60 | 7.1 | 0.983 | 3000 | 82
PKVSNEUK | Taizhou JiaoGuang Lighting Co. Ltd. | LIGHT THE FUTURE | CN201[LC]-40W-30K-00-XX | Outdoor Luminaires | Low Output | Fuel Pump Canopy Luminaires | Standard | FALSE | [9 empty] | 42151 |  |  | NotYetVerified |  | 3 | 3700 | 92.5 | 40 | 6 | 0.997 | 3000 | 82.1
PQSEPHXT | Taizhou JiaoGuang Lighting Co. Ltd. | LIGHT THE FUTURE | CN203[LC]-80W-30K-00-XX | Outdoor Luminaires | Mid Output | Fuel Pump Canopy Luminaires | Standard | FALSE | [9 empty] | 42151 |  |  | NotYetVerified |  | 3 | 7200 | 90 | 80 | 9.6 | 0.992 | 3000 | 81.8
PF4UP4EH | Taizhou JiaoGuang Lighting Co. Ltd. | LIGHT THE FUTURE | CN201[LC]-40W-30K-10-XX | Outdoor Luminaires | Low Output | Fuel Pump Canopy Luminaires | Standard | FALSE | [9 empty] | 42151 |  |  | NotYetVerified |  | 3 | 3700 | 92.5 | 40 | 6 | 0.997 | 3000 | 82.1
PFM8UC4B | Taizhou JiaoGuang Lighting Co. Ltd. | LIGHT THE FUTURE | CN203[L.C]-80W-30K-10-XX | Outdoor Luminaires | Mid Output | Fuel Pump Canopy Luminaires | Standard | FALSE | [9 empty] | 42151 |  |  | Yes | Updated on 3/10/17 | 3 | 7800 | 98 | 80 | 20 | 0.9 | 3000 | 80
PMZSKZ7M | Taizhou JiaoGuang Lighting Co. Ltd. | LIGHT THE FUTURE | CN201[LC]-40W-27K-SR-XX | Outdoor Luminaires | Low Output | Fuel Pump Canopy Luminaires | Standard | FALSE | [9 empty] | 42151 |  |  | NotYetVerified |  | 3 | 3700 | 92.5 | 40 | 6 | 0.997 | 2700 | 82.1
P5ZDT9FX | Taizhou JiaoGuang Lighting Co. Ltd. | LIGHT THE FUTURE | CN203[L.C]-80W-27K-SR-XX | Outdoor Luminaires | Mid Output | Fuel Pump Canopy Luminaires | Standard | TRUE | 7220.2 | 94.53 | 76.37 | 18.92 | 0.9691 | 2752 | 81.6 | 5 | 50000 | 42151 |  |  | Yes | Updated on 3/10/17 | 4.1 | 7600 | 95 | 80 | 20 | 0.9 | 2700 | 80
PAQJRR22 | Taizhou JiaoGuang Lighting Co. Ltd. | LIGHT THE FUTURE | CN201[LC]-40W-27K-10-XX | Outdoor Luminaires | Low Output | Fuel Pump Canopy Luminaires | Standard | FALSE | [9 empty] | 42151 |  |  | NotYetVerified |  | 3 | 3700 | 92.5 | 40 | 6 | 0.997 | 2700 | 82.1
PEQXBMER | Taizhou JiaoGuang Lighting Co. Ltd. | LIGHT THE FUTURE | CN203[L.C]-80W-27K-10-XX | Outdoor Luminaires | Mid Output | Fuel Pump Canopy Luminaires | Standard | FALSE | [9 empty] | 42151 |  |  | Yes | Updated on 3/10/17 | 3 | 7600 | 95 | 80 | 20 | 0.9 | 2700 | 80
PRAK1CJHK | Paraflex Industries | FlexLED | CV303L.28W.50K | Outdoor Luminaires | Low Output | Fuel Pump Canopy Luminaires | Standard | FALSE | [9 empty] | 42150 |  |  | NotYetVerified |  | 3 | 2800 | 100 | 28 | 10 | 0.9 | 5000 | 85
PGHT8PYS | Taizhou JiaoGuang Lighting Co. Ltd. | LIGHT THE FUTURE | CN203H-80W-27K-00-XX | Outdoor Luminaires | Mid Output | Fuel Pump Canopy Luminaires | Standard | TRUE | 6724.96 | 88.73 | 76.1 | 10.1 | 0.889 | 2703 | 82 | 5 | 50000 | 42146 |  |  | NotYetVerified |  | 3 | 6724.96 | 88.73 | 75.79 | 7.1 | 0.963 | 2703 | 82
PR2TCPRF | Taizhou JiaoGuang Lighting Co. Ltd. | LIGHT THE FUTURE | CN202[LC]-60W-27K-00-XX | Outdoor Luminaires | Mid Output | Fuel Pump Canopy Luminaires | Standard | TRUE | 5621.49 | 92.46 | 60.8 | 11.9 | 0.972 | 2682 | 82.1 | 5 | 50000 | 42146 |  |  | NotYetVerified |  | 3 | 5621.49 | 92.46 | 60.8 | 3.8 | 0.997 | 2682 | 82.1
PYCP7FMC | Taizhou JiaoGuang Lighting Co. Ltd. | LIGHT THE FUTURE | CN202[LC]-60W-57K-SR-XX | Outdoor Luminaires | Mid Output | Fuel Pump Canopy Luminaires | Standard | FALSE | [9 empty] | 42146 |  |  | NotYetVerified |  | 3 | 5700 | 95 | 60 | 3.8 | 0.997 | 5700 | 82.1
PRA4FFNA | Taizhou JiaoGuang Lighting Co. Ltd. | LIGHT THE FUTURE | CN202[LC]-60W-57K-00-XX | Outdoor Luminaires | Mid Output | Fuel Pump Canopy Luminaires | Standard | FALSE | [9 empty] | 42146 |  |  | NotYetVerified |  | 3 | 5700 | 95 | 60 | 3.8 | 0.997 | 5700 | 82.1
PPG2YYQ8 | Taizhou JiaoGuang Lighting Co. Ltd. | LIGHT THE FUTURE | CN203H-80W-57K-00-XX | Outdoor Luminaires | Mid Output | Fuel Pump Canopy Luminaires | Standard | FALSE | [9 empty] | 42146 |  |  | NotYetVerified |  | 3 | 7200 | 90 | 80 | 7.1 | 0.963 | 5700 | 82
P6MRWR5Q | Taizhou JiaoGuang Lighting Co. Ltd. | LIGHT THE FUTURE | CN202[LC]-60W-57K-10-XX | Outdoor Luminaires | Mid Output | Fuel Pump Canopy Luminaires | Standard | FALSE | [9 empty] | 42146 |  |  | NotYetVerified |  | 3 | 5700 | 95 | 60 | 3.8 | 0.997 | 5700 | 82.1
P5CJQPR2 | Taizhou JiaoGuang Lighting Co. Ltd. | LIGHT THE FUTURE | CN202[LC]-60W-50K-SR-XX | Outdoor Luminaires | Mid Output | Fuel Pump Canopy Luminaires | Standard | FALSE | [9 empty] | 42146 |  |  | NotYetVerified |  | 3 | 5700 | 95 | 60 | 3.8 | 0.997 | 5000 | 82.1
PEWHTG2H | Taizhou JiaoGuang Lighting Co. Ltd. | LIGHT THE FUTURE | CN202[LC]-60W-50K-00-XX | Outdoor Luminaires | Mid Output | Fuel Pump Canopy Luminaires | Standard | FALSE | [9 empty] | 42146 |  |  | NotYetVerified |  | 3 | 5700 | 95 | 60 | 3.8 | 0.997 | 5000 | 82.1
PKAMH52X | Taizhou JiaoGuang Lighting Co. Ltd. | LIGHT THE FUTURE | CN203H-80W-50K-00-XX | Outdoor Luminaires | Mid Output | Fuel Pump Canopy Luminaires | Standard | FALSE | [9 empty] | 42146 |  |  | NotYetVerified |  | 3 | 7200 | 90 | 80 | 7.1 | 0.963 | 5000 | 82
PSJG2HR8 | Taizhou JiaoGuang Lighting Co. Ltd. | LIGHT THE FUTURE | CN202[LC]-60W-50K-10-XX | Outdoor Luminaires | Mid Output | Fuel Pump Canopy Luminaires | Standard | FALSE | [9 empty] | 42146 |  |  | NotYetVerified |  | 3 | 5700 | 95 | 60 | 3.8 | 0.997 | 5000 | 82.1
P1Z3UWR2 | Taizhou JiaoGuang Lighting Co. Ltd. | LIGHT THE FUTURE | CN202[LC]-60W-45K-SR-XX | Outdoor Luminaires | Mid Output | Fuel Pump Canopy Luminaires | Standard | FALSE | [9 empty] | 42146 |  |  | NotYetVerified |  | 3 | 5700 | 95 | 60 | 3.8 | 0.997 | 4500 | 82.1
PJHAZEAW | Taizhou JiaoGuang Lighting Co. Ltd. | LIGHT THE FUTURE | CN202[LC]-60W-45K-00-XX | Outdoor Luminaires | Mid Output | Fuel Pump Canopy Luminaires | Standard | FALSE | [9 empty] | 42146 |  |  | NotYetVerified |  | 3 | 5700 | 95 | 60 | 3.8 | 0.997 | 4500 | 82.1
PAEUMGDV | Taizhou JiaoGuang Lighting Co. Ltd. | LIGHT THE FUTURE | CN203H-80W-45K-00-XX | Outdoor Luminaires | Mid Output | Fuel Pump Canopy Luminaires | Standard | FALSE | [9 empty] | 42146 |  |  | NotYetVerified |  | 3 | 7200 | 90 | 80 | 7.1 | 0.963 | 4500 | 82
PU89FS5X | Taizhou JiaoGuang Lighting Co. Ltd. | LIGHT THE FUTURE | CN202[LC]-60W-45K-10-XX | Outdoor Luminaires | Mid Output | Fuel Pump Canopy Luminaires | Standard | FALSE | [9 empty] | 42146 |  |  | NotYetVerified |  | 3 | 5700 | 95 | 60 | 3.8 | 0.997 | 4500 | 82.1
P7USB4VT | Taizhou JiaoGuang Lighting Co. Ltd. | LIGHT THE FUTURE | CN202[LC]-60W-40K-SR-XX | Outdoor Luminaires | Mid Output | Fuel Pump Canopy Luminaires | Standard | FALSE | [9 empty] | 42146 |  |  | NotYetVerified |  | 3 | 5700 | 95 | 60 | 3.8 | 0.997 | 4000 | 82.1
PKV2FM55 | Taizhou JiaoGuang Lighting Co. Ltd. | LIGHT THE FUTURE | CN202[LC]-60W-40K-00-XX | Outdoor Luminaires | Mid Output | Fuel Pump Canopy Luminaires | Standard | FALSE | [9 empty] | 42146 |  |  | NotYetVerified |  | 3 | 5700 | 95 | 60 | 3.8 | 0.997 | 4000 | 82.1
PPRYBB4W | Taizhou JiaoGuang Lighting Co. Ltd. | LIGHT THE FUTURE | CN203H-80W-40K-00-XX | Outdoor Luminaires | Mid Output | Fuel Pump Canopy Luminaires | Standard | FALSE | [9 empty] | 42146 |  |  | NotYetVerified |  | 3 | 7200 | 90 | 80 | 7.1 | 0.963 | 4000 | 82
PPBEP9S5 | Taizhou JiaoGuang Lighting Co. Ltd. | LIGHT THE FUTURE | CN202[LC]-60W-40K-10-XX | Outdoor Luminaires | Mid Output | Fuel Pump Canopy Luminaires | Standard | FALSE | [9 empty] | 42146 |  |  | NotYetVerified |  | 3 | 5700 | 95 | 60 | 3.8 | 0.997 | 4000 | 82.1
P376DSZU | Taizhou JiaoGuang Lighting Co. Ltd. | LIGHT THE FUTURE | CN202[LC]-60W-35K-SR-XX | Outdoor Luminaires | Mid Output | Fuel Pump Canopy Luminaires | Standard | FALSE | [9 empty] | 42146 |  |  | NotYetVerified |  | 3 | 5700 | 95 | 60 | 3.8 | 0.997 | 3500 | 82.1
PZ9JXW1Z | Taizhou JiaoGuang Lighting Co. Ltd. | LIGHT THE FUTURE | CN202[LC]-60W-35K-00-XX | Outdoor Luminaires | Mid Output | Fuel Pump Canopy Luminaires | Standard | FALSE | [9 empty] | 42146 |  |  | NotYetVerified |  | 3 | 5700 | 95 | 60 | 3.8 | 0.997 | 3500 | 82.1
PKM3DF4H | Taizhou JiaoGuang Lighting Co. Ltd. | LIGHT THE FUTURE | CN203H-80W-35K-00-XX | Outdoor Luminaires | Mid Output | Fuel Pump Canopy Luminaires | Standard | FALSE | [9 empty] | 42146 |  |  | NotYetVerified |  | 3 | 7200 | 90 | 80 | 7.1 | 0.963 | 3500 | 82
PAG1JJJU | Taizhou JiaoGuang Lighting Co. Ltd. | LIGHT THE FUTURE | CN202[LC]-60W-35K-10-XX | Outdoor Luminaires | Mid Output | Fuel Pump Canopy Luminaires | Standard | FALSE | [9 empty] | 42146 |  |  | NotYetVerified |  | 3 | 5700 | 95 | 60 | 3.8 | 0.997 | 3500 | 82.1
PZWDPMKX | Taizhou JiaoGuang Lighting Co. Ltd. | LIGHT THE FUTURE | CN202[LC]-60W-30K-SR-XX | Outdoor Luminaires | Mid Output | Fuel Pump Canopy Luminaires | Standard | FALSE | [9 empty] | 42146 |  |  | NotYetVerified |  | 3 | 5700 | 95 | 60 | 3.8 | 0.997 | 3000 | 82.1
PWHHRQK6 | Taizhou JiaoGuang Lighting Co. Ltd. | LIGHT THE FUTURE | CN202[LC]-60W-30K-00-XX | Outdoor Luminaires | Mid Output | Fuel Pump Canopy Luminaires | Standard | FALSE | [9 empty] | 42146 |  |  | NotYetVerified |  | 3 | 5700 | 95 | 60 | 3.8 | 0.997 | 3000 | 82.1
P3KY8WMT | Taizhou JiaoGuang Lighting Co. Ltd. | LIGHT THE FUTURE | CN203H-80W-30K-00-XX | Outdoor Luminaires | Mid Output | Fuel Pump Canopy Luminaires | Standard | FALSE | [9 empty] | 42146 |  |  | NotYetVerified |  | 3 | 7200 | 90 | 80 | 7.1 | 0.963 | 3000 | 82
PG16BWMN | Taizhou JiaoGuang Lighting Co. Ltd. | LIGHT THE FUTURE | CN202[LC]-60W-30K-10-XX | Outdoor Luminaires | Mid Output | Fuel Pump Canopy Luminaires | Standard | FALSE | [9 empty] | 42146 |  |  | NotYetVerified |  | 3 | 5700 | 95 | 60 | 3.8 | 0.997 | 3000 | 82.1
P3C66CRG | Taizhou JiaoGuang Lighting Co. Ltd. | LIGHT THE FUTURE | CN202[LC]-60W-27K-SR-XX | Outdoor Luminaires | Mid Output | Fuel Pump Canopy Luminaires | Standard | FALSE | [9 empty] | 42146 |  |  | NotYetVerified |  | 3 | 5700 | 95 | 60 | 3.8 | 0.997 | 2700 | 82.1
PW12TN3E | Taizhou JiaoGuang Lighting Co. Ltd. | LIGHT THE FUTURE | CN202[LC]-60W-27K-10-XX | Outdoor Luminaires | Mid Output | Fuel Pump Canopy Luminaires | Standard | FALSE | [9 empty] | 42146 |  |  | NotYetVerified |  | 3 | 5700 | 95 | 60 | 3.8 | 0.997 | 2700 | 82.1
P3N5N23X | INCLUX Co. Ltd. | CSK | ITC-R43SK-75MUA-BSC | Outdoor Luminaires | Mid Output | Fuel Pump Canopy Luminaires | Standard | TRUE | 6962.47 | 92.56 | 75.22 | 14.8 | 0.9155 | 4872 | 76.7 | 5 | 50000 | 42145 |  |  | NotYetVerified |  | 3
P2W7FVCH | US Green Lighting Inc. | US Green Lighting | L/CN/120/XU/830/D001 | Outdoor Luminaires | High Output | Fuel Pump Canopy Luminaires | Standard | TRUE | 10665 | 94.45 | 112.9 | 12.6 | 0.9338 | 3048 | 83.7 | 5 | 50000 | 42145 |  |  | NotYetVerified |  | 3 | 10600 | 90 | 120 |  | 0.9 | 3000 | 80
PXMMTZZZ | Taizhou JiaoGuang Lighting Co. Ltd. | LIGHT THE FUTURE | CN201H-40W-27K-00-XX | Outdoor Luminaires | Low Output | Fuel Pump Canopy Luminaires | Standard | TRUE | 3727.9 | 92.41 | 40.34 | 16.9 | 0.879 | 2690 | 82.1 | 5 | 50000 | 42145 |  |  | NotYetVerified |  | 3 | 3727.97 | 92.41 | 40.34 | 8.9 | 0.95 | 2690 | 82.1
PHKZ3X6Y | Taizhou JiaoGuang Lighting Co. Ltd. | LIGHT THE FUTURE | CN201H-40W-57K-00-XX | Outdoor Luminaires | Low Output | Fuel Pump Canopy Luminaires | Standard | FALSE | [9 empty] | 42145 |  |  | NotYetVerified |  | 3 | 3700 | 92.5 | 40 | 8.9 | 0.95 | 5700 | 82.1
PSPSP4U6 | Taizhou JiaoGuang Lighting Co. Ltd. | LIGHT THE FUTURE | CN201H-40W-50K-00-XX | Outdoor Luminaires | Low Output | Fuel Pump Canopy Luminaires | Standard | FALSE | [9 empty] | 42145 |  |  | NotYetVerified |  | 3 | 3700 | 92.5 | 40 | 8.9 | 0.95 | 5000 | 82.1
P42JSFVH | Taizhou JiaoGuang Lighting Co. Ltd. | LIGHT THE FUTURE | CN201H-40W-45K-00-XX | Outdoor Luminaires | Low Output | Fuel Pump Canopy Luminaires | Standard | FALSE | [9 empty] | 42145 |  |  | NotYetVerified |  | 3 | 3700 | 92.5 | 40 | 8.9 | 0.95 | 4500 | 82.1
PT8T6S3Z | Taizhou JiaoGuang Lighting Co. Ltd. | LIGHT THE FUTURE | CN201H-40W-40K-00-XX | Outdoor Luminaires | Low Output | Fuel Pump Canopy Luminaires | Standard | FALSE | [9 empty] | 42145 |  |  | NotYetVerified |  | 3 | 3700 | 92.5 | 40 | 8.9 | 0.95 | 4000 | 82.1
PHT6NRE2 | Taizhou JiaoGuang Lighting Co. Ltd. | LIGHT THE FUTURE | CN201H-40W-35K-00-XX | Outdoor Luminaires | Low Output | Fuel Pump Canopy Luminaires | Standard | FALSE | [9 empty] | 42145 |  |  | NotYetVerified |  | 3 | 3700 | 92.5 | 40 | 8.9 | 0.95 | 3500 | 82.1
PFE124HF | Taizhou JiaoGuang Lighting Co. Ltd. | LIGHT THE FUTURE | CN201H-40W-30K-00-XX | Outdoor Luminaires | Low Output | Fuel Pump Canopy Luminaires | Standard | FALSE | [9 empty] | 42145 |  |  | NotYetVerified |  | 3 | 3700 | 92.5 | 40 | 8.9 | 0.95 | 3000 | 82.1
PXN73YHM | US Green Lighting Inc. | US Green Lighting | L/CN/120/XU/850/D001 | Outdoor Luminaires | High Output | Fuel Pump Canopy Luminaires | Standard | FALSE | [9 empty] | 42145 | Not Dimmable | Not Dimmable | NotYetVerified |  | 3 | 10600 | 90 | 120 |  | 0.9 | 5000 | 80
PT6UAZ3A | MaxLite Inc | MaxLite | RC94U118LED50W | Outdoor Luminaires | High Output | Fuel Pump Canopy Luminaires | Standard | TRUE | 11797.7 | 126.5 | 93.26 | 15.51 | 0.9133 | 5211 | 84 | 10 | 124000 | 42143 |  |  | NotYetVerified |  | 3 | 11795 | 125 | 94 |  | 0.99 | 5000 | 80
PSX76NUV | Guangdong Mason Technologies Co. Ltd. | masonled | MS-CP-80W-X001 | Outdoor Luminaires | Mid Output | Fuel Pump Canopy Luminaires | Standard | TRUE | 6133.5 | 73 | 84.02 | 14.25 | 0.9524 | 5193 | 77.9 | 5 | 50000 | 42143 |  |  | NotYetVerified |  | 3 | 6133.5 | 76.7 | 80 | 20 | 0.9 | 5300 | 70
P9AMRJ7Q | Guangdong Mason Technologies Co. Ltd. | masonled | MS-CP-40W-X001 | Outdoor Luminaires | Low Output | Fuel Pump Canopy Luminaires | Standard | TRUE | 2755.1 | 74.2 | 37.15 | 18.26 | 0.9175 | 5139 | 78.2 | 5 | 50000 | 42143 |  |  | NotYetVerified |  | 3 | 3000 | 75 | 40 | 20 | 0.9 | 5300 | 70
PJ3MFNQK | Guangdong Mason Technologies Co. Ltd. | masonled | MS-CP-40W-X002 | Outdoor Luminaires | Low Output | Fuel Pump Canopy Luminaires | Standard | TRUE | 2956.5 | 79.3 | 37.27 | 16.87 | 0.8922 | 5130 | 77.1 | 5 | 50000 | 42143 |  |  | NotYetVerified |  | 3 | 3000 | 75 | 40 | 20 | 0.9 | 5300 | 70
PA1NVRG5 | Elecluz Industrial Co. | ELECLUZ | DEF40(3000K) | Outdoor Luminaires | Low Output | Fuel Pump Canopy Luminaires | Standard | TRUE | 3622.63 | 90.36 | 40.09 | 15.5 | 0.887 | 3052 | 84.2 | 5 | 50000 | 42142 |  |  | NotYetVerified |  | 3 | 3622.63 | 90.36 | 40.09 | 8.1 | 0.997 | 3052 | 84
PVG1X5BU | Elecluz Industrial Co. | ELECLUZ | DEF40(5700K) | Outdoor Luminaires | Low Output | Fuel Pump Canopy Luminaires | Standard | FALSE | [9 empty] | 42142 |  |  | NotYetVerified |  | 3 | 3600 | 90 | 40 | 8.1 | 0.997 | 5700 | 84
P4R7NDJW | Elecluz Industrial Co. | ELECLUZ | DEF40(5000K) | Outdoor Luminaires | Low Output | Fuel Pump Canopy Luminaires | Standard | FALSE | [9 empty] | 42142 |  |  | NotYetVerified |  | 3 | 3600 | 90 | 40 | 8.1 | 0.997 | 5000 | 84
PWMCJB6S | Elecluz Industrial Co. | ELECLUZ | DEF40(4500K) | Outdoor Luminaires | Low Output | Fuel Pump Canopy Luminaires | Standard | FALSE | [9 empty] | 42142 |  |  | NotYetVerified |  | 3 | 3600 | 90 | 40 | 8.1 | 0.997 | 4500 | 84
PT6FJAKR | Elecluz Industrial Co. | ELECLUZ | DEF40(4000K) | Outdoor Luminaires | Low Output | Fuel Pump Canopy Luminaires | Standard | FALSE | [9 empty] | 42142 |  |  | NotYetVerified |  | 3 | 3600 | 90 | 40 | 8.1 | 0.997 | 4000 | 84
PEVYW6H9 | Elecluz Industrial Co. | ELECLUZ | DEF40(3500K) | Outdoor Luminaires | Low Output | Fuel Pump Canopy Luminaires | Standard | FALSE | [9 empty] | 42142 |  |  | NotYetVerified |  | 3 | 3600 | 90 | 40 | 8.1 | 0.997 | 3500 | 84
PGCDNK7U | Shenzhen Golon Electric Technology Co. Ltd. | Golon | GL-CP09-30 | Outdoor Luminaires | Mid Output | Fuel Pump Canopy Luminaires | Standard | TRUE | 7480 | 82.62 | 90.53 | 14.44 | 0.915 | 2932 | 85 | 5 | 50000 | 42137 |  |  | NotYetVerified |  | 3 | 7000 | 80 | 90 | 20 | 0.95 | 3000 | 80
PS67XV6Z | Shenzhen Golon Electric Technology Co. Ltd. | Golon | GL-CP09-35 | Outdoor Luminaires | Mid Output | Fuel Pump Canopy Luminaires | Standard | FALSE | [9 empty] | 42137 |  |  | NotYetVerified |  | 3 | 7000 | 80 | 90 | 20 | 0.95 | 5000 | 80
P3KECGBA | Shenzhen Golon Electric Technology Co. Ltd. | Golon | GL-CP09-40 | Outdoor Luminaires | Mid Output | Fuel Pump Canopy Luminaires | Standard | FALSE | [9 empty] | 42137 |  |  | NotYetVerified |  | 3 | 7000 | 80 | 90 | 20 | 0.95 | 4500 | 80
PM88Z3Z9 | Shenzhen Golon Electric Technology Co. Ltd. | Golon | GL-CP09-45 | Outdoor Luminaires | Mid Output | Fuel Pump Canopy Luminaires | Standard | FALSE | [9 empty] | 42137 |  |  | NotYetVerified |  | 3 | 7000 | 80 | 90 | 20 | 0.95 | 4000 | 80
PBAK11XV | Shenzhen Golon Electric Technology Co. Ltd. | Golon | GL-CP09-50 | Outdoor Luminaires | Mid Output | Fuel Pump Canopy Luminaires | Standard | FALSE | [9 empty] | 42137 |  |  | NotYetVerified |  | 3 | 7000 | 80 | 90 | 20 | 0.95 | 3500 | 80
PNKRJY4G | Morstar Inc | MORSTAR | V-MMB508YZ(3000K) | Outdoor Luminaires | Mid Output | Fuel Pump Canopy Luminaires | Standard | TRUE | 7893.5 | 85.99 | 91.8 | 10.91 | 0.9053 | 3082 | 70.4 | 5 | 50000 | 42136 |  |  | NotYetVerified |  | 3 | 7890 |  | 85 |  | 0.9 | 3000 | 70
PWCM2DBT | Morstar Inc | MORSTAR | V-MMB510YZ(3000K) | Outdoor Luminaires | Mid Output | Fuel Pump Canopy Luminaires | Standard | TRUE | 8725.3 | 88.53 | 98.55 | 10.95 | 0.9081 | 3085 | 70.5 | 5 | 50000 | 42136 |  |  | NotYetVerified |  | 3 | 8720 |  | 100 |  | 0.9 | 3000 | 70
PP1SC9HA | Morstar Inc | MORSTAR | V-MMB512YZ(3000) | Outdoor Luminaires | High Output | Fuel Pump Canopy Luminaires | Standard | TRUE | 10819 | 88.3 | 122.5 | 18.91 | 0.9356 | 3075 | 70.5 | 5 | 50000 | 42136 |  |  | NotYetVerified |  | 3 | 10819 | 88.3 | 122.5 | 18.91 | 0.9356 | 3000 | 70.5
PPVC235M | Smart Electric Works Co. Ltd | Smart Electric Works | VRC12LPLED50-5 | Outdoor Luminaires | Low Output | Fuel Pump Canopy Luminaires | Standard | TRUE | 4257.83 | 88.32 | 48.21 | 10.2 | 0.99 | 5258 | 84 | 5 | 50000 | 42136 |  |  | NotYetVerified |  | 3 | 4200 | 84 | 50 |  |  | 5000
P8PFQQ4J | Morstar Inc | MORSTAR | V-MMB512YZ(5700) | Outdoor Luminaires | High Output | Fuel Pump Canopy Luminaires | Standard | FALSE | [9 empty] | 42136 | Not Dimmable | Not Dimmable | NotYetVerified |  | 3 | 11289 | 95.83 | 117.8 | 18.79 | 0.9294 | 5700 | 74.1
PKKY9BZ5 | Morstar Inc | MORSTAR | V-MMB512YZ(5000) | Outdoor Luminaires | High Output | Fuel Pump Canopy Luminaires | Standard | FALSE | [9 empty] | 42136 | Not Dimmable | Not Dimmable | NotYetVerified |  | 3 | 10819 | 88.3 | 122.5 | 18.91 | 0.9356 | 5000 | 70.5
PFWXKEXY | Morstar Inc | MORSTAR | V-MMB512YZ(4500) | Outdoor Luminaires | High Output | Fuel Pump Canopy Luminaires | Standard | FALSE | [9 empty] | 42136 | Not Dimmable | Not Dimmable | NotYetVerified |  | 3 | 10819 | 88.3 | 122.5 | 18.91 | 0.9356 | 4500 | 70.5
PNRUZNY9 | Morstar Inc | MORSTAR | V-MMB512YZ(4000) | Outdoor Luminaires | High Output | Fuel Pump Canopy Luminaires | Standard | FALSE | [9 empty] | 42136 | Not Dimmable | Not Dimmable | NotYetVerified |  | 3 | 10819 | 88.3 | 122.5 | 18.91 | 0.9356 | 4000 | 70.5
PDEV9A5N | Morstar Inc | MORSTAR | V-MMB512YZ(3500) | Outdoor Luminaires | High Output | Fuel Pump Canopy Luminaires | Standard | FALSE | [9 empty] | 42136 | Not Dimmable | Not Dimmable | NotYetVerified |  | 3 | 10819 | 88.3 | 122.5 | 18.91 | 0.9356 | 3500 | 70.5
PF4E6PTF | SIMKAR Corporation | Simkar | CLEDF4050U1 (4000K) | Outdoor Luminaires | Low Output | Fuel Pump Canopy Luminaires | Standard | TRUE | 3517.9 | 80.03 | 43.96 | 13.54 | 0.9144 | 3833 | 72.5 | 5 | 50000 | 42132 |  |  | NotYetVerified |  | 3 | 3680 | 80 | 46 |  |  | 4000 | 70
PYXFPKHH | SIMKAR Corporation | Simkar | CLEDF8350U1 (3500K) | Outdoor Luminaires | Mid Output | Fuel Pump Canopy Luminaires | Standard | TRUE | 7585 | 82.61 | 91.82 | 11.12 | 0.918 | 3260 | 83 | 5 |  | 42132 |  |  | NotYetVerified |  | 3 | 7585 | 82.61 | 90.7 | 11.12 | 0.9176 | 3500 | 83
P5YJ24FU | Morris Products Inc. | Morris | TL15 | Outdoor Luminaires | High Output | Fuel Pump Canopy Luminaires | Standard | TRUE | 10665 | 94.45 | 112.9 | 12.6 | 0.9338 | 3048 | 83.7 | 5 | 50000 | 42132 |  |  | NotYetVerified |  | 3 | 10600 | 90 | 120 |  | 0.9 | 3000 | 80
PX3UH4PY | WISDOM OPTOELECTRONICS TECHNOLOGY CO.LIMITED | WISDOM | WSD-GSL20W27-50K | Outdoor Luminaires | High Output | Fuel Pump Canopy Luminaires | Standard | TRUE | 22913.46 | 112.178 | 204.26 | 10.06 | 0.9221 | 5016 | 82.1 | 5 | 50000 | 42132 |  |  | NotYetVerified |  | 3 | 23300 | 115 | 200 |  | 0.98 | 5000 | 80
PTP3NDPY | SIMKAR Corporation | Simkar | CLEDF8350U12B (5700K) | Outdoor Luminaires | Mid Output | Fuel Pump Canopy Luminaires | Standard | FALSE | [9 empty] | 42132 |  |  | NotYetVerified |  | 3 | 8054 | 88.61 | 90.89 | 14.14 | 0.9136 | 5700 | 71.1
P7YRWY62 | SIMKAR Corporation | Simkar | CLEDF8350U1 (5700K) | Outdoor Luminaires | Mid Output | Fuel Pump Canopy Luminaires | Standard | FALSE | [9 empty] | 42132 |  |  | NotYetVerified |  | 3 | 8054 | 88.61 | 90.89 | 14.14 | 0.9136 | 5700 | 71.1
P1N6AYUK | SIMKAR Corporation | Simkar | CLEDF8350U11B (5700K) | Outdoor Luminaires | Mid Output | Fuel Pump Canopy Luminaires | Standard | FALSE | [9 empty] | 42132 |  |  | NotYetVerified |  | 3 | 8054 | 88.61 | 90.89 | 14.14 | 0.9136 | 5700 | 71.1
PZVA4E6F | SIMKAR Corporation | Simkar | CLEDF8350U1D1B (5700K) | Outdoor Luminaires | Mid Output | Fuel Pump Canopy Luminaires | Standard | FALSE | [9 empty] | 42132 |  |  | NotYetVerified |  | 3 | 8054 | 88.61 | 90.89 | 14.14 | 0.9136 | 5700 | 71.1
PZE8E1KK | SIMKAR Corporation | Simkar | CLEDF8350U1D2B (5700K) | Outdoor Luminaires | Mid Output | Fuel Pump Canopy Luminaires | Standard | FALSE | [9 empty] | 42132 |  |  | NotYetVerified |  | 3 | 8054 | 88.61 | 90.89 | 14.14 | 0.9136 | 5700 | 71.1
PD2A28J5 | SIMKAR Corporation | Simkar | CLEDF8350U1D (5700K) | Outdoor Luminaires | Mid Output | Fuel Pump Canopy Luminaires | Standard | FALSE | [9 empty] | 42132 |  |  | NotYetVerified |  | 3 | 8054 | 88.61 | 90.89 | 14.14 | 0.9136 | 5700 | 71.1
PYMXAK5E | SIMKAR Corporation | Simkar | CLEDF4050U1 (5700K) | Outdoor Luminaires | Low Output | Fuel Pump Canopy Luminaires | Standard | FALSE | [9 empty] | 42132 |  |  | NotYetVerified |  | 3 | 4140 | 90 | 46 |  |  | 5700 | 70
PRWGYBN3 | SIMKAR Corporation | Simkar | CLEDF4050U12B (5700K) | Outdoor Luminaires | Low Output | Fuel Pump Canopy Luminaires | Standard | FALSE | [9 empty] | 42132 |  |  | NotYetVerified |  | 3 | 4140 | 90 | 46 |  |  | 5700 | 70
PN9CV48S | SIMKAR Corporation | Simkar | CLEDF4050U11B (5700K) | Outdoor Luminaires | Low Output | Fuel Pump Canopy Luminaires | Standard | FALSE | [9 empty] | 42132 |  |  | NotYetVerified |  | 3 | 4140 | 90 | 46 |  |  | 5700 | 70
PTR2NNUB | SIMKAR Corporation | Simkar | CLEDF8350U1 (5000K) | Outdoor Luminaires | Mid Output | Fuel Pump Canopy Luminaires | Standard | FALSE | [9 empty] | 42132 |  |  | NotYetVerified |  | 3 | 7585 | 83.63 | 90.7 | 11.12 | 0.9176 | 5000 | 83
PFPA7ZFM | SIMKAR Corporation | Simkar | CLEDF8350U11B (5000K) | Outdoor Luminaires | Mid Output | Fuel Pump Canopy Luminaires | Standard | FALSE | [9 empty] | 42132 |  |  | NotYetVerified |  | 3 | 7585 | 83.63 | 90.7 | 11.12 | 0.9176 | 5000 | 83
P5759WZN | SIMKAR Corporation | Simkar | CLEDF8350U12B (5000K) | Outdoor Luminaires | Mid Output | Fuel Pump Canopy Luminaires | Standard | FALSE | [9 empty] | 42132 |  |  | NotYetVerified |  | 3 | 7585 | 83.63 | 90.7 | 11.12 | 0.9176 | 5000 | 83
PX5KNQBC | SIMKAR Corporation | Simkar | CLEDF8350U1D (5000K) | Outdoor Luminaires | Mid Output | Fuel Pump Canopy Luminaires | Standard | FALSE | [9 empty] | 42132 |  |  | NotYetVerified |  | 3 | 7585 | 83.63 | 90.7 | 11.12 | 0.9176 | 5000 | 83
PVUJEZS3 | SIMKAR Corporation | Simkar | CLEDF8350U1D1B (5000K) | Outdoor Luminaires | Mid Output | Fuel Pump Canopy Luminaires | Standard | FALSE | [9 empty] | 42132 |  |  | NotYetVerified |  | 3 | 7585 | 83.63 | 90.7 | 11.12 | 0.9176 | 5000 | 83
PEFTFGF2 | SIMKAR Corporation | Simkar | CLEDF8350U1D2B (5000K) | Outdoor Luminaires | Mid Output | Fuel Pump Canopy Luminaires | Standard | FALSE | [9 empty] | 42132 |  |  | NotYetVerified |  | 3 | 7585 | 83.63 | 90.7 | 11.12 | 0.9176 | 5000 | 83
PHSX3SV8 | SIMKAR Corporation | Simkar | CLEDF4050U12B (5000K) | Outdoor Luminaires | Low Output | Fuel Pump Canopy Luminaires | Standard | FALSE | [9 empty] | 42132 |  |  | NotYetVerified |  | 3 | 3680 | 80 | 46 |  |  | 5000 | 70
P182T7F4 | SIMKAR Corporation | Simkar | CLEDF4050U1 (5000K) | Outdoor Luminaires | Low Output | Fuel Pump Canopy Luminaires | Standard | FALSE | [9 empty] | 42132 |  |  | NotYetVerified |  | 3 | 3680 | 80 | 46 |  |  | 5000 | 70
P15B4W42 | SIMKAR Corporation | Simkar | CLEDF4050U11B (5000K) | Outdoor Luminaires | Low Output | Fuel Pump Canopy Luminaires | Standard | FALSE | [9 empty] | 42132 |  |  | NotYetVerified |  | 3 | 3680 | 80 | 46 |  |  | 5000 | 70
P9ZEDWYF | SIMKAR Corporation | Simkar | CLEDF8350U11B (4500K) | Outdoor Luminaires | Mid Output | Fuel Pump Canopy Luminaires | Standard | FALSE | [9 empty] | 42132 |  |  | NotYetVerified |  | 3 | 7585 | 83.63 | 90.7 | 11.12 | 0.9176 | 4500 | 83
P9KTBHWK | SIMKAR Corporation | Simkar | CLEDF8350U12B (4500K) | Outdoor Luminaires | Mid Output | Fuel Pump Canopy Luminaires | Standard | FALSE | [9 empty] | 42132 |  |  | NotYetVerified |  | 3 | 7585 | 83.63 | 90.7 | 11.12 | 0.9176 | 4500 | 83
P2WTT72E | SIMKAR Corporation | Simkar | CLEDF8350U1 (4500K) | Outdoor Luminaires | Mid Output | Fuel Pump Canopy Luminaires | Standard | FALSE | [9 empty] | 42132 |  |  | NotYetVerified |  | 3 | 7585 | 83.63 | 90.7 | 11.12 | 0.9176 | 4500 | 83
PBP8R7AR | SIMKAR Corporation | Simkar | CLEDF8350U1D (4500K) | Outdoor Luminaires | Mid Output | Fuel Pump Canopy Luminaires | Standard | FALSE | [9 empty] | 42132 |  |  | NotYetVerified |  | 3 | 7585 | 83.63 | 90.7 | 11.12 | 0.9176 | 4500 | 83
PA56FNGS | SIMKAR Corporation | Simkar | CLEDF8350U1D1B (4500K) | Outdoor Luminaires | Mid Output | Fuel Pump Canopy Luminaires | Standard | FALSE | [9 empty] | 42132 |  |  | NotYetVerified |  | 3 | 7585 | 83.63 | 90.7 | 11.12 | 0.9176 | 4500 | 83
P6DVVBNM | SIMKAR Corporation | Simkar | CLEDF8350U1D2B (4500K) | Outdoor Luminaires | Mid Output | Fuel Pump Canopy Luminaires | Standard | FALSE | [9 empty] | 42132 |  |  | NotYetVerified |  | 3 | 7585 | 83.63 | 90.7 | 11.12 | 0.9176 | 4500 | 83
PQCRMD6A | SIMKAR Corporation | Simkar | CLEDF4050U12B (4500K) | Outdoor Luminaires | Low Output | Fuel Pump Canopy Luminaires | Standard | FALSE | [9 empty] | 42132 |  |  | NotYetVerified |  | 3 | 3680 | 80 | 46 |  |  | 4500 | 70
P5D3GUMX | SIMKAR Corporation | Simkar | CLEDF4050U1 (4500K) | Outdoor Luminaires | Low Output | Fuel Pump Canopy Luminaires | Standard | FALSE | [9 empty] | 42132 |  |  | NotYetVerified |  | 3 | 3680 | 80 | 46 |  |  | 4500 | 70
P11J6EZH | SIMKAR Corporation | Simkar | CLEDF4050U11B (4500K) | Outdoor Luminaires | Low Output | Fuel Pump Canopy Luminaires | Standard | FALSE | [9 empty] | 42132 |  |  | NotYetVerified |  | 3 | 3680 | 80 | 46 |  |  | 4500 | 70
PWSUN6N7 | SIMKAR Corporation | Simkar | CLEDF8350U12B (4000K) | Outdoor Luminaires | Mid Output | Fuel Pump Canopy Luminaires | Standard | FALSE | [9 empty] | 42132 |  |  | NotYetVerified |  | 3 | 7585 | 83.63 | 90.7 | 11.12 | 0.9176 | 4000 | 83
PHP3TYUK | SIMKAR Corporation | Simkar | CLEDF8350U1 (4000K) | Outdoor Luminaires | Mid Output | Fuel Pump Canopy Luminaires | Standard | FALSE | [9 empty] | 42132 |  |  | NotYetVerified |  | 3 | 7585 | 83.63 | 90.7 | 11.12 | 0.9176 | 4000 | 83
PC5K3AXZ | SIMKAR Corporation | Simkar | CLEDF8350U11B (4000K) | Outdoor Luminaires | Mid Output | Fuel Pump Canopy Luminaires | Standard | FALSE | [9 empty] | 42132 |  |  | NotYetVerified |  | 3 | 7585 | 83.63 | 90.7 | 11.12 | 0.9176 | 4000 | 83
PUDUDQXD | SIMKAR Corporation | Simkar | CLEDF8350U1D2B (4000K) | Outdoor Luminaires | Mid Output | Fuel Pump Canopy Luminaires | Standard | FALSE | [9 empty] | 42132 |  |  | NotYetVerified |  | 3 | 7585 | 83.63 | 90.7 | 11.12 | 0.9176 | 4000 | 83
PSKF3KXR | SIMKAR Corporation | Simkar | CLEDF8350U1D1B (4000K) | Outdoor Luminaires | Mid Output | Fuel Pump Canopy Luminaires | Standard | FALSE | [9 empty] | 42132 |  |  | NotYetVerified |  | 3 | 7585 | 83.63 | 90.7 | 11.12 | 0.9176 | 4000 | 83
P7RV33P1 | SIMKAR Corporation | Simkar | CLEDF8350U1D (4000K) | Outdoor Luminaires | Mid Output | Fuel Pump Canopy Luminaires | Standard | FALSE | [9 empty] | 42132 |  |  | NotYetVerified |  | 3 | 7585 | 83.63 | 90.7 | 11.12 | 0.9176 | 4000 | 83
PTT5DXAY | SIMKAR Corporation | Simkar | CLEDF4050U12B (4000K) | Outdoor Luminaires | Low Output | Fuel Pump Canopy Luminaires | Standard | FALSE | [9 empty] | 42132 |  |  | NotYetVerified |  | 3 | 3680 | 80 | 46 |  |  | 4000 | 70
PFYZ1GH1 | SIMKAR Corporation | Simkar | CLEDF4050U11B (4000K) | Outdoor Luminaires | Low Output | Fuel Pump Canopy Luminaires | Standard | FALSE | [9 empty] | 42132 |  |  | NotYetVerified |  | 3 | 3680 | 80 | 46 |  |  | 4000 | 70
PRJ83Y2A | SIMKAR Corporation | Simkar | CLEDF8350U11B (3500K) | Outdoor Luminaires | Mid Output | Fuel Pump Canopy Luminaires | Standard | FALSE | [9 empty] | 42132 |  |  | NotYetVerified |  | 3 | 7585 | 82.61 | 90.7 | 11.12 | 0.9176 | 3500 | 83
PMV1J9DQ | SIMKAR Corporation | Simkar | CLEDF8350U12B (3500K) | Outdoor Luminaires | Mid Output | Fuel Pump Canopy Luminaires | Standard | FALSE | [9 empty] | 42132 |  |  | NotYetVerified |  | 3 | 7585 | 82.61 | 90.7 | 11.12 | 0.9176 | 3500 | 83
PZT3CMSE | SIMKAR Corporation | Simkar | CLEDF8350U1D2B (3500K) | Outdoor Luminaires | Mid Output | Fuel Pump Canopy Luminaires | Standard | FALSE | [9 empty] | 42132 |  |  | NotYetVerified |  | 3 | 7585 | 82.61 | 90.7 | 11.12 | 0.9176 | 3500 | 83
PEQ4WU1V | SIMKAR Corporation | Simkar | CLEDF8350U1D (3500K) | Outdoor Luminaires | Mid Output | Fuel Pump Canopy Luminaires | Standard | FALSE | [9 empty] | 42132 |  |  | NotYetVerified |  | 3 | 7585 | 82.61 | 90.7 | 11.12 | 0.9176 | 3500 | 83
P6YQY5Z8 | SIMKAR Corporation | Simkar | CLEDF8350U1D1B (3500K) | Outdoor Luminaires | Mid Output | Fuel Pump Canopy Luminaires | Standard | FALSE | [9 empty] | 42132 |  |  | NotYetVerified |  | 3 | 7585 | 82.61 | 90.7 | 11.12 | 0.9176 | 3500 | 83
PDZBEVUV | Morris Products Inc. | Morris | 71400 | Outdoor Luminaires | High Output | Fuel Pump Canopy Luminaires | Standard | FALSE | [9 empty] | 42132 |  |  | NotYetVerified |  | 3 | 10600 | 90 | 120 |  | 0.9 | 5000 | 80
PNXAXPNW | Shenzhen Golon Electric Technology Co. Ltd. | Golon | GL-CP07-27 | Outdoor Luminaires | Mid Output | Fuel Pump Canopy Luminaires | Standard | TRUE | 5901 | 78.7 | 74.98 | 13.69 | 0.956 | 2776 | 84 | 5 | 50000 | 42130 |  |  | NotYetVerified |  | 3 | 6000 | 75 | 75 | 20 | 0.95 | 2700 | 80
PY4TKEHV | Shenzhen Golon Electric Technology Co. Ltd. | Golon | GL-CP06-30 | Outdoor Luminaires | Low Output | Fuel Pump Canopy Luminaires | Standard | TRUE | 4599 | 78.18 | 59.09 | 14.32 | 0.946 | 2938 | 85 | 5 | 50000 | 42130 |  |  | NotYetVerified |  | 3 | 5000 | 85 | 60 | 20 | 0.95 | 3000 | 80
PKE46XN1 | Shenzhen Golon Electric Technology Co. Ltd. | Golon | GL-CP04-30 | Outdoor Luminaires | Low Output | Fuel Pump Canopy Luminaires | Standard | TRUE | 3679 | 92.86 | 39.62 | 17.76 | 0.948 | 2921 | 84 | 5 | 50000 | 42130 |  |  | NotYetVerified |  | 3 | 3500 | 90 | 40 | 20 | 0.95 | 3000 | 80
PEZXUFC1 | Shenzhen Golon Electric Technology Co. Ltd. | Golon | GL-CP07-57 | Outdoor Luminaires | Mid Output | Fuel Pump Canopy Luminaires | Standard | FALSE | [9 empty] | 42130 |  |  | NotYetVerified |  | 3 | 6000 | 75 | 75 | 20 | 0.95 | 5700 | 80
P4SR57MF | Shenzhen Golon Electric Technology Co. Ltd. | Golon | GL-CP07-50 | Outdoor Luminaires | Mid Output | Fuel Pump Canopy Luminaires | Standard | FALSE | [9 empty] | 42130 |  |  | NotYetVerified |  | 3 | 6000 | 75 | 75 | 20 | 0.95 | 5000 | 80
PDCNGSN7 | Shenzhen Golon Electric Technology Co. Ltd. | Golon | GL-CP06-50 | Outdoor Luminaires | Mid Output | Fuel Pump Canopy Luminaires | Standard | FALSE | [9 empty] | 42130 |  |  | NotYetVerified |  | 3 | 5000 | 85 | 60 | 20 | 0.95 | 5000 | 80
PK58PSRR | Shenzhen Golon Electric Technology Co. Ltd. | Golon | GL-CP04-50 | Outdoor Luminaires | Low Output | Fuel Pump Canopy Luminaires | Standard | FALSE | [9 empty] | 42130 |  |  | NotYetVerified |  | 3 | 3500 | 90 | 40 | 20 | 0.95 | 5000 | 80
PC2CDPUZ | Shenzhen Golon Electric Technology Co. Ltd. | Golon | GL-CP07-45 | Outdoor Luminaires | Mid Output | Fuel Pump Canopy Luminaires | Standard | FALSE | [9 empty] | 42130 |  |  | NotYetVerified |  | 3 | 6000 | 75 | 75 | 20 | 0.95 | 4500 | 80
PV7F4CZM | Shenzhen Golon Electric Technology Co. Ltd. | Golon | GL-CP06-45 | Outdoor Luminaires | Mid Output | Fuel Pump Canopy Luminaires | Standard | FALSE | [9 empty] | 42130 |  |  | NotYetVerified |  | 3 | 5000 | 85 | 60 | 20 | 0.95 | 4500 | 80
PNV613KA | Shenzhen Golon Electric Technology Co. Ltd. | Golon | GL-CP04-45 | Outdoor Luminaires | Low Output | Fuel Pump Canopy Luminaires | Standard | FALSE | [9 empty] | 42130 |  |  | NotYetVerified |  | 3 | 3500 | 90 | 40 | 20 | 0.95 | 4500 | 80
P7NRCTHX | Shenzhen Golon Electric Technology Co. Ltd. | Golon | GL-CP07-40 | Outdoor Luminaires | Mid Output | Fuel Pump Canopy Luminaires | Standard | FALSE | [9 empty] | 42130 |  |  | NotYetVerified |  | 3 | 6000 | 75 | 75 | 20 | 0.95 | 4000 | 80
PBSTCHJ8 | Shenzhen Golon Electric Technology Co. Ltd. | Golon | GL-CP06-40 | Outdoor Luminaires | Mid Output | Fuel Pump Canopy Luminaires | Standard | FALSE | [9 empty] | 42130 |  |  | NotYetVerified |  | 3 | 5000 | 85 | 60 | 20 | 0.95 | 4000 | 80
PWFFM2W8 | Shenzhen Golon Electric Technology Co. Ltd. | Golon | GL-CP04-40 | Outdoor Luminaires | Low Output | Fuel Pump Canopy Luminaires | Standard | FALSE | [9 empty] | 42130 |  |  | NotYetVerified |  | 3 | 3500 | 90 | 40 | 20 | 0.95 | 4000 | 80
PNRKJFTC | Shenzhen Golon Electric Technology Co. Ltd. | Golon | GL-CP07-35 | Outdoor Luminaires | Mid Output | Fuel Pump Canopy Luminaires | Standard | FALSE | [9 empty] | 42130 |  |  | NotYetVerified |  | 3 | 6000 | 75 | 75 | 20 | 0.95 | 3500 | 80
P1FEJV2S | Shenzhen Golon Electric Technology Co. Ltd. | Golon | GL-CP06-35 | Outdoor Luminaires | Mid Output | Fuel Pump Canopy Luminaires | Standard | FALSE | [9 empty] | 42130 |  |  | NotYetVerified |  | 3 | 5000 | 85 | 60 | 20 | 0.95 | 3500 | 80
PX8A1Z73 | Shenzhen Golon Electric Technology Co. Ltd. | Golon | GL-CP04-35 | Outdoor Luminaires | Low Output | Fuel Pump Canopy Luminaires | Standard | FALSE | [9 empty] | 42130 |  |  | NotYetVerified |  | 3 | 3500 | 90 | 40 | 20 | 0.95 | 3500 | 80
PP2RGUUH | Shenzhen Golon Electric Technology Co. Ltd. | Golon | GL-CP07-30 | Outdoor Luminaires | Mid Output | Fuel Pump Canopy Luminaires | Standard | FALSE | [9 empty] | 42130 |  |  | NotYetVerified |  | 3 | 6000 | 75 | 75 | 20 | 0.95 | 3000 | 80
PSGASSZ6 | LED2 Lighting Group Inc | LED2 | LED2-SHPCPY-150W-30-UNV-XX | Outdoor Luminaires | High Output | Fuel Pump Canopy Luminaires | Standard | TRUE | 14303.91 | 92.03 | 155.42 | 11.3 | 0.94 | 2997 | 84.3 | 5 | 50000 | 42129 |  |  | NotYetVerified |  | 3 | 13500 | 90 | 150 | 20 | 0.95 | 3000 | 70
PPQGMGQZ | LED2 Lighting Group Inc | LED2 | LED2-SHPCPY-120W-30-UNV-XX | Outdoor Luminaires | High Output | Fuel Pump Canopy Luminaires | Standard | TRUE | 11435.98 | 91.43 | 124.37 | 9.96 | 0.95 | 2995 | 84.4 | 5 | 50000 | 42129 |  |  | NotYetVerified |  | 3 | 10800 | 90 | 120 | 20 | 0.95 | 3000 | 70
PGX8W587 | LED2 Lighting Group Inc | LED2 | LED2-SHPCPY-150W-57-UNV-XX | Outdoor Luminaires | High Output | Fuel Pump Canopy Luminaires | Standard | FALSE | [9 empty] | 42129 | Not Yet Verified | Not Yet Verified | NotYetVerified |  | 3 | 15000 | 100 | 150 | 20 | 0.95 | 5700 | 70
P8G398GF | LED2 Lighting Group Inc | LED2 | LED2-SHPCPY-120W-57-UNV-XX | Outdoor Luminaires | High Output | Fuel Pump Canopy Luminaires | Standard | FALSE | [9 empty] | 42129 | Not Yet Verified | Not Yet Verified | NotYetVerified |  | 3 | 12000 | 100 | 120 | 20 | 0.95 | 5700 | 70
PMPKY1QK | LED2 Lighting Group Inc | LED2 | LED2-SHPCPY-150W-50-UNV-XX | Outdoor Luminaires | High Output | Fuel Pump Canopy Luminaires | Standard | FALSE | [9 empty] | 42129 | Not Yet Verified | Not Yet Verified | NotYetVerified |  | 3 | 13500 | 90 | 150 | 20 | 0.95 | 5000 | 70
PXQBSHE7 | LED2 Lighting Group Inc | LED2 | LED2-SHPCPY-120W-50-UNV-XX | Outdoor Luminaires | High Output | Fuel Pump Canopy Luminaires | Standard | FALSE | [9 empty] | 42129 | Not Yet Verified | Not Yet Verified | NotYetVerified |  | 3 | 10800 | 90 | 120 | 20 | 0.95 | 5000 | 70
PKF2DMCA | LED2 Lighting Group Inc | LED2 | LED2-SHPCPY-150W-45-UNV-XX | Outdoor Luminaires | High Output | Fuel Pump Canopy Luminaires | Standard | FALSE | [9 empty] | 42129 | Not Yet Verified | Not Yet Verified | NotYetVerified |  | 3 | 13500 | 90 | 150 | 20 | 0.95 | 4500 | 70
P3PYRDU5 | LED2 Lighting Group Inc | LED2 | LED2-SHPCPY-120W-45-UNV-XX | Outdoor Luminaires | High Output | Fuel Pump Canopy Luminaires | Standard | FALSE | [9 empty] | 42129 | Not Yet Verified | Not Yet Verified | NotYetVerified |  | 3 | 10800 | 90 | 120 | 20 | 0.95 | 4500 | 70
PAU6C643 | LED2 Lighting Group Inc | LED2 | LED2-SHPCPY-150W-40-UNV-XX | Outdoor Luminaires | High Output | Fuel Pump Canopy Luminaires | Standard | FALSE | [9 empty] | 42129 | Not Yet Verified | Not Yet Verified | NotYetVerified |  | 3 | 13500 | 90 | 150 | 20 | 0.95 | 4000 | 70
P8TGKX7V | LED2 Lighting Group Inc | LED2 | LED2-SHPCPY-120W-40-UNV-XX | Outdoor Luminaires | High Output | Fuel Pump Canopy Luminaires | Standard | FALSE | [9 empty] | 42129 | Not Yet Verified | Not Yet Verified | NotYetVerified |  | 3 | 10800 | 90 | 120 | 20 | 0.95 | 4000 | 70
PZ94M52W | LED2 Lighting Group Inc | LED2 | LED2-SHPCPY-150W-35-UNV-XX | Outdoor Luminaires | High Output | Fuel Pump Canopy Luminaires | Standard | FALSE | [9 empty] | 42129 | Not Yet Verified | Not Yet Verified | NotYetVerified |  | 3 | 13500 | 90 | 150 | 20 | 0.95 | 3500 | 70
PRZGJMR9 | LED2 Lighting Group Inc | LED2 | LED2-SHPCPY-120W-35-UNV-XX | Outdoor Luminaires | High Output | Fuel Pump Canopy Luminaires | Standard | FALSE | [9 empty] | 42129 | Not Yet Verified | Not Yet Verified | NotYetVerified |  | 3 | 10800 | 90 | 120 | 20 | 0.95 | 3500 | 70
PCA6UM4Z | Crystal Lighting Corporation | Crystal Lighting Corporation | CLC-326SM-58LED | Outdoor Luminaires | Mid Output | Fuel Pump Canopy Luminaires | Standard | TRUE | 5524 | 95.91 | 57.6 | 17.68 | 0.931 | 5116 | 73.1 | 5 | 50000 | 42128 |  |  | NotYetVerified |  | 3 | 5524 | 95.24 | 58 |  |  | 5000 | 70
PS4FAPHS | Crystal Lighting Corporation | Crystal Lighting Corporation | CLC-326SM-33LED | Outdoor Luminaires | Low Output | Fuel Pump Canopy Luminaires | Standard | TRUE | 2976 | 88.4 | 33.7 | 14.5 | 0.971 | 4980 | 72 | 5 | 50000 | 42128 |  |  | NotYetVerified |  | 3 | 3000 | 88 | 34 |  |  | 5000 | 70
PAJFDV53 | Ampco Lighting Ltd | Ampco | LGC-1260-5-MVD | Outdoor Luminaires | Mid Output | Fuel Pump Canopy Luminaires | Standard | TRUE | 6254.07 | 105.47 | 59.3 | 6.8 | 0.961 | 5103 | 77.8 | 5 | 50000 | 42124 |  |  | NotYetVerified | Updated 11/4/2016 | 3 | 6200 | 103 | 60 | 5 | 0.9 | 5000 | 78
PVHU2VG9 | Caster Lighting Inc. | Caster | CM07(5000K) | Outdoor Luminaires | Low Output | Fuel Pump Canopy Luminaires | Standard | TRUE | 3035.861 | 78.497 | 38.675 | 24.53 | 0.9113 | 4849 | 71.1 | 5 | 50000 | 42122 |  |  | NotYetVerified |  | 3 | 3100 | 77.5 | 40 |  |  | 5000
PFDM6NUJ | Infinilux Corporation | Infinilux CLRD Series | CLRDXX64-02 (5000K) | Outdoor Luminaires | Mid Output | Fuel Pump Canopy Luminaires | Standard | FALSE | [9 empty] | 42122 |  |  | NotYetVerified |  | 3 | 7297 | 102 | 72 | 12 | 0.93 | 4889 | 71
PHB1XATC | Infinilux Corporation | Infinilux CLRD Series | CLRDXX36-02 (5000K) | Outdoor Luminaires | Low Output | Fuel Pump Canopy Luminaires | Standard | FALSE | [9 empty] | 42122 |  |  | NotYetVerified |  | 3 | 4208 | 103 | 41 |  |  | 4889 | 71
P6QAVE9D | Infinilux Corporation | Infinilux CLRD Series | CLRDXX20-02 (5000K) | Outdoor Luminaires | Low Output | Fuel Pump Canopy Luminaires | Standard | FALSE | [9 empty] | 42122 |  |  | NotYetVerified |  | 3 | 2320 | 103 | 23 |  |  | 4889 | 71
P8FV61GY | Infinilux Corporation | Infinilux CLRD Series | CLRDXX48-02 (5000K) | Outdoor Luminaires | Mid Output | Fuel Pump Canopy Luminaires | Standard | FALSE | [9 empty] | 42122 |  |  | NotYetVerified |  | 3 | 5564 | 104 | 54 | 12 | 0.93 | 4889 | 71
P7XXZCKZ | Infinilux Corporation | Infinilux CLRD Series | CLRDXX64-02 (4000K) | Outdoor Luminaires | Mid Output | Fuel Pump Canopy Luminaires | Standard | FALSE | [9 empty] | 42122 |  |  | NotYetVerified |  | 3 | 7297 | 102 | 72 | 12 | 0.93 | 4000 | 73
P68H7R6D | Infinilux Corporation | Infinilux CLRD Series | CLRDXX36-02 (4000K) | Outdoor Luminaires | Low Output | Fuel Pump Canopy Luminaires | Standard | FALSE | [9 empty] | 42122 |  |  | NotYetVerified |  | 3 | 4208 | 103 | 41 |  |  | 4000
PT6GM2X1 | Infinilux Corporation | Infinilux CLRD Series | CLRDXX20-02 (4000K) | Outdoor Luminaires | Low Output | Fuel Pump Canopy Luminaires | Standard | FALSE | [9 empty] | 42122 |  |  | NotYetVerified |  | 3 | 2392 | 103 | 23 |  |  | 4000
PPT921CH | Infinilux Corporation | Infinilux CLRD Series | CLRDXX48-02 (4000K) | Outdoor Luminaires | Mid Output | Fuel Pump Canopy Luminaires | Standard | FALSE | [9 empty] | 42122 |  |  | NotYetVerified |  | 3 | 5564 | 104 | 54 | 12 | 0.93 | 4000 | 73
P7EENFNQY | XtraLight Manufacturing Ltd. | XtraLight Manufacturing Ltd | CCLLED101034X5XDIMXXL8XXB | Outdoor Luminaires | Low Output | Fuel Pump Canopy Luminaires | Standard | TRUE | 2587 | 81.4 | 31.83 | 7.58 | 0.9112 | 5296 | 74.52 | 5 | 100000 | 42121 |  |  | NotYetVerified |  | 3 |  |  | 34 |  |  | 5200
PRUESKGUC | Smart Electric Works Co. Ltd | Smart Electric Works | VRC8LPLED35-5 [120V Only] | Outdoor Luminaires | Low Output | Fuel Pump Canopy Luminaires | Standard | TRUE | 2992.38 | 89.01 | 33.62 | 3.19 | 0.998 | 4955 | 85.3 | 5 | 50000 | 42121 |  |  | NotYetVerified |  | 3 | 2992 | 89 | 33.62 |  |  | 5000 | 85
PSWX4541 | Etlin-Daniels | ETLIN-DANIELS | VP41-36U5N | Outdoor Luminaires | Low Output | Fuel Pump Canopy Luminaires | Standard | TRUE | 2883.33 | 83.575 | 34.5 | 13.6 | 0.972 | 5180 | 86.3 | 5 | 50000 | 42116 |  |  | NotYetVerified |  | 3 | 2400 |  | 36 |  | 0.9 | 5000 | 80
P1WTV468 | International Light Technologies | International Light Technologies | ILTCPY-W50C-13K | Outdoor Retrofit Kit | High Output | Retrofit Kits for Fuel Pump Canopy Luminaires | Standard | TRUE | 12880 | 95.5 | 135.5 | 21.8 | 0.886 | 5363 | 74.8 | 5 | 50000 | 42114 |  |  | NotYetVerified |  | 3 | 12880 | 95.5 | 134.9 | 21.8 | 0.9 | 5000 | 70
P8XEUT6U | S LITE CO. LTD. | S LITE | DL392ALM2P(5700K) | Outdoor Luminaires | Mid Output | Fuel Pump Canopy Luminaires | Standard | FALSE | [9 empty] | 42114 | Not Dimmable | Not Dimmable | NotYetVerified |  | 3 | 8054 | 88.61 | 90.89 | 14.14 | 0.9136 | 5700 | 71.1
P4S6QVRP | S LITE CO. LTD. | S LITE | DL392ALM1P(5700K) | Outdoor Luminaires | Mid Output | Fuel Pump Canopy Luminaires | Standard | FALSE | [9 empty] | 42114 | Not Dimmable | Not Dimmable | NotYetVerified |  | 3 | 8054 | 88.61 | 90.89 | 14.14 | 0.9136 | 5700 | 71.1
PARMX4YP | S LITE CO. LTD. | S LITE | DL392ALMD(5700K) | Outdoor Luminaires | Mid Output | Fuel Pump Canopy Luminaires | Standard | FALSE | [9 empty] | 42114 | Dimmable | Continuous Below 10 | NotYetVerified |  | 3 | 8054 | 88.61 | 90.89 | 14.14 | 0.9136 | 5700 | 71.1
PA8GRN31 | S LITE CO. LTD. | S LITE | DL392ALMD1P(5700K) | Outdoor Luminaires | Mid Output | Fuel Pump Canopy Luminaires | Standard | FALSE | [9 empty] | 42114 | Dimmable | Continuous Below 10 | NotYetVerified |  | 3 | 8054 | 88.61 | 90.89 | 14.14 | 0.9136 | 5700 | 71.1
P28ZKH6Y | S LITE CO. LTD. | S LITE | DL392ALMD2P(5700K) | Outdoor Luminaires | Mid Output | Fuel Pump Canopy Luminaires | Standard | FALSE | [9 empty] | 42114 | Dimmable | Continuous Below 10 | NotYetVerified |  | 3 | 8054 | 88.61 | 90.89 | 14.14 | 0.9136 | 5700 | 71.1
PD3GZJ68 | S LITE CO. LTD. | S LITE | DL391ALM1P(5700K) | Outdoor Luminaires | Low Output | Fuel Pump Canopy Luminaires | Standard | FALSE | [9 empty] | 42114 | Dimmable | Continuous Below 10 | NotYetVerified |  | 3 | 4140 | 90 | 46 |  |  | 5700 | 70
P5VA8ZJ4 | S LITE CO. LTD. | S LITE | DL391ALM2P(5700K) | Outdoor Luminaires | Low Output | Fuel Pump Canopy Luminaires | Standard | FALSE | [9 empty] | 42114 | Dimmable | Continuous Below 10 | NotYetVerified |  | 3 | 4140 | 90 | 46 |  |  | 5700 | 70
PZMS4SBG | S LITE CO. LTD. | S LITE | DL392ALM1P(5000K) | Outdoor Luminaires | Mid Output | Fuel Pump Canopy Luminaires | Standard | FALSE | [9 empty] | 42114 | Not Dimmable | Not Dimmable | NotYetVerified |  | 3 | 7585 | 83.63 | 90.7 | 11.12 | 0.9176 | 5000 | 83
P65NQDH8 | S LITE CO. LTD. | S LITE | DL392ALM2P(5000K) | Outdoor Luminaires | Mid Output | Fuel Pump Canopy Luminaires | Standard | FALSE | [9 empty] | 42114 | Not Dimmable | Not Dimmable | NotYetVerified |  | 3 | 7585 | 83.63 | 90.7 | 11.12 | 0.9176 | 5000 | 83
PSN46WRG | S LITE CO. LTD. | S LITE | DL392ALMD(5000K) | Outdoor Luminaires | Mid Output | Fuel Pump Canopy Luminaires | Standard | FALSE | [9 empty] | 42114 | Dimmable | Continuous Below 10 | NotYetVerified |  | 3 | 7585 | 83.63 | 90.7 | 11.12 | 0.9176 | 5000 | 83
PMMTXAZQ | S LITE CO. LTD. | S LITE | DL392ALMD1P(5000K) | Outdoor Luminaires | Mid Output | Fuel Pump Canopy Luminaires | Standard | FALSE | [9 empty] | 42114 | Dimmable | Continuous Below 10 | NotYetVerified |  | 3 | 7585 | 83.63 | 90.7 | 11.12 | 0.9176 | 5000 | 83
PFCPZ39B | S LITE CO. LTD. | S LITE | DL392ALMD2P(5000K) | Outdoor Luminaires | Mid Output | Fuel Pump Canopy Luminaires | Standard | FALSE | [9 empty] | 42114 | Dimmable | Continuous Below 10 | NotYetVerified |  | 3 | 7585 | 83.63 | 90.7 | 11.12 | 0.9176 | 5000 | 83
PP2V2KD9 | S LITE CO. LTD. | S LITE | DL391ALM1P(5000K) | Outdoor Luminaires | Low Output | Fuel Pump Canopy Luminaires | Standard | FALSE | [9 empty] | 42114 | Dimmable | Continuous Below 10 | NotYetVerified |  | 3 | 3680 | 80 | 46 |  |  | 5000 | 70
P3ESUU6V | S LITE CO. LTD. | S LITE | DL391ALM2P(5000K) | Outdoor Luminaires | Low Output | Fuel Pump Canopy Luminaires | Standard | FALSE | [9 empty] | 42114 | Dimmable | Continuous Below 10 | NotYetVerified |  | 3 | 3680 | 80 | 46 |  |  | 5000 | 70
PSDMDK2T | S LITE CO. LTD. | S LITE | DL392ALM1P(4500K) | Outdoor Luminaires | Mid Output | Fuel Pump Canopy Luminaires | Standard | FALSE | [9 empty] | 42114 | Not Dimmable | Not Dimmable | NotYetVerified |  | 3 | 7585 | 83.63 | 90.7 | 11.12 | 0.9176 | 4500 | 83
PRUPW9D5 | S LITE CO. LTD. | S LITE | DL392ALM2P(4500K) | Outdoor Luminaires | Mid Output | Fuel Pump Canopy Luminaires | Standard | FALSE | [9 empty] | 42114 | Not Dimmable | Not Dimmable | NotYetVerified |  | 3 | 7585 | 83.63 | 90.7 | 11.12 | 0.9176 | 4500 | 83
PJ39VX14 | S LITE CO. LTD. | S LITE | DL392ALMD1P(4500K) | Outdoor Luminaires | Mid Output | Fuel Pump Canopy Luminaires | Standard | FALSE | [9 empty] | 42114 | Dimmable | Continuous Below 10 | NotYetVerified |  | 3 | 7585 | 83.63 | 90.7 | 11.12 | 0.9176 | 4500 | 83
PBPKGJK6 | S LITE CO. LTD. | S LITE | DL392ALMD2P(4500K) | Outdoor Luminaires | Mid Output | Fuel Pump Canopy Luminaires | Standard | FALSE | [9 empty] | 42114 | Dimmable | Continuous Below 10 | NotYetVerified |  | 3 | 7585 | 83.63 | 90.7 | 11.12 | 0.9176 | 4500 | 83
P2F916XY | S LITE CO. LTD. | S LITE | DL392ALMD(4500K) | Outdoor Luminaires | Mid Output | Fuel Pump Canopy Luminaires | Standard | FALSE | [9 empty] | 42114 | Dimmable | Continuous Below 10 | NotYetVerified |  | 3 | 7585 | 83.63 | 90.7 | 11.12 | 0.9176 | 4500 | 83
PY4M9TTR | S LITE CO. LTD. | S LITE | DL391ALM2P(4500K) | Outdoor Luminaires | Low Output | Fuel Pump Canopy Luminaires | Standard | FALSE | [9 empty] | 42114 | Dimmable | Continuous Below 10 | NotYetVerified |  | 3 | 3680 | 80 | 46 |  |  | 4500 | 70
PJVZ1491 | S LITE CO. LTD. | S LITE | DL391ALM1P(4500K) | Outdoor Luminaires | Low Output | Fuel Pump Canopy Luminaires | Standard | FALSE | [9 empty] | 42114 | Dimmable | Continuous Below 10 | NotYetVerified |  | 3 | 3680 | 80 | 46 |  |  | 4500 | 70
PTZ159TQ | S LITE CO. LTD. | S LITE | DL392ALM2P(4000K) | Outdoor Luminaires | Mid Output | Fuel Pump Canopy Luminaires | Standard | FALSE | [9 empty] | 42114 | Not Dimmable | Not Dimmable | NotYetVerified |  | 3 | 7585 | 83.63 | 90.7 | 11.12 | 0.9176 | 4000 | 83
PM1B8954 | S LITE CO. LTD. | S LITE | DL392ALM1P(4000K) | Outdoor Luminaires | Mid Output | Fuel Pump Canopy Luminaires | Standard | FALSE | [9 empty] | 42114 | Not Dimmable | Not Dimmable | NotYetVerified |  | 3 | 7585 | 83.63 | 90.7 | 11.12 | 0.9176 | 4000 | 83
PZYNV2HE | S LITE CO. LTD. | S LITE | DL392ALMD2P(4000K) | Outdoor Luminaires | Mid Output | Fuel Pump Canopy Luminaires | Standard | FALSE | [9 empty] | 42114 | Dimmable | Continuous Below 10 | NotYetVerified |  | 3 | 7585 | 83.63 | 90.7 | 11.12 | 0.9176 | 4000 | 83
PYRJ9QGC | S LITE CO. LTD. | S LITE | DL392ALMD1P(4000K) | Outdoor Luminaires | Mid Output | Fuel Pump Canopy Luminaires | Standard | FALSE | [9 empty] | 42114 | Dimmable | Continuous Below 10 | NotYetVerified |  | 3 | 7585 | 83.63 | 90.7 | 11.12 | 0.9176 | 4000 | 83
PN4XWDHV | S LITE CO. LTD. | S LITE | DL392ALMD(4000K) | Outdoor Luminaires | Mid Output | Fuel Pump Canopy Luminaires | Standard | FALSE | [9 empty] | 42114 | Dimmable | Continuous Below 10 | NotYetVerified |  | 3 | 7585 | 83.63 | 90.7 | 11.12 | 0.9176 | 4000 | 83
PTRE1ACN | S LITE CO. LTD. | S LITE | DL391ALM1P(4000K) | Outdoor Luminaires | Low Output | Fuel Pump Canopy Luminaires | Standard | FALSE | [9 empty] | 42114 | Dimmable | Continuous Below 10 | NotYetVerified |  | 3 | 3680 | 80 | 46 |  |  | 4000 | 70
PDB5JHT6 | S LITE CO. LTD. | S LITE | DL391ALM2P(4000K) | Outdoor Luminaires | Low Output | Fuel Pump Canopy Luminaires | Standard | FALSE | [9 empty] | 42114 | Dimmable | Continuous Below 10 | NotYetVerified |  | 3 | 3680 | 80 | 46 |  |  | 4000 | 70
PW32TV71 | S LITE CO. LTD. | S LITE | DL392ALM1P(3500K) | Outdoor Luminaires | Mid Output | Fuel Pump Canopy Luminaires | Standard | FALSE | [9 empty] | 42114 | Not Dimmable | Not Dimmable | NotYetVerified |  | 3 | 7585 | 82.61 | 90.7 | 11.12 | 0.9176 | 3500 | 83
PJJS8Q7R | S LITE CO. LTD. | S LITE | DL392ALM2P(3500K) | Outdoor Luminaires | Mid Output | Fuel Pump Canopy Luminaires | Standard | FALSE | [9 empty] | 42114 | Not Dimmable | Not Dimmable | NotYetVerified |  | 3 | 7585 | 82.61 | 90.7 | 11.12 | 0.9176 | 3500 | 83
PRGFKCEV | S LITE CO. LTD. | S LITE | DL392ALMD(3500K) | Outdoor Luminaires | Mid Output | Fuel Pump Canopy Luminaires | Standard | FALSE | [9 empty] | 42114 | Dimmable | Continuous Below 10 | NotYetVerified |  | 3 | 7585 | 82.61 | 90.7 | 11.12 | 0.9176 | 3500 | 83
PGV4V4EG | S LITE CO. LTD. | S LITE | DL392ALMD2P(3500K) | Outdoor Luminaires | Mid Output | Fuel Pump Canopy Luminaires | Standard | FALSE | [9 empty] | 42114 | Dimmable | Continuous Below 10 | NotYetVerified |  | 3 | 7585 | 82.61 | 90.7 | 11.12 | 0.9176 | 3500 | 83
PBEKJWTT | S LITE CO. LTD. | S LITE | DL392ALMD1P(3500K) | Outdoor Luminaires | Mid Output | Fuel Pump Canopy Luminaires | Standard | FALSE | [9 empty] | 42114 | Dimmable | Continuous Below 10 | NotYetVerified |  | 3 | 7585 | 82.61 | 90.7 | 11.12 | 0.9176 | 3500 | 83
PME6SN1C | LED Light Technology LLC | LED Light Technology | LLT-19-CPL-100 | Outdoor Luminaires | Mid Output | Fuel Pump Canopy Luminaires | Standard | TRUE | 9591.5 | 98 | 97.87 | 13.66 | 0.933 | 4999 | 72.3 | 5 | 50000 | 42108 |  |  | NotYetVerified |  | 3 | 9591.5 | 98 | 100 |  |  | 5000 | 72.3
PWHUP7CC | LED Light Technology LLC | LED Light Technology | LLT-19-CPL-150 | Outdoor Luminaires | High Output | Fuel Pump Canopy Luminaires | Standard | TRUE | 14245 | 98.63 | 144.4 | 12.9 | 0.932 | 5016 | 72.2 | 5 | 50000 | 42108 |  |  | NotYetVerified |  | 3 | 14245 | 98.63 | 150 |  |  | 5000 | 73
PVX84XZ1V | Shenzhen Cesp Co. Ltd | China Energy South Power | CES-J100 | Outdoor Luminaires | Mid Output | Fuel Pump Canopy Luminaires | Standard | TRUE | 8462.71 | 84.32 | 100.37 | 12.08 | 0.9426 | 5948 | 65.9 | 5 |  | 42107 |  |  | NotYetVerified |  | 3 | 8462.71 | 84.32 | 100.37 | 12.08 | 0.9426 | 5948 | 65.9
PJCD63JK | Shenzhen Wisdom Light Co. Ltd | Shenzhen Wisdom Light Co. Ltd | WLCPRM100UV50K | Outdoor Luminaires | Mid Output | Fuel Pump Canopy Luminaires | Standard | TRUE | 9218.64 | 91.58 | 100.66 | 12.58 | 0.9527 | 5306 | 70 | 5 | 50000 | 42103 |  |  | NotYetVerified |  | 3 | 9218.64 | 91.58 | 100 | 12.58 | 0.9527 | 5000 | 70
P3TBCG4G | Shenzhen Wisdom Light Co. Ltd | Shenzhen Wisdom Light Co. Ltd | WLCPSM90UV50K | Outdoor Luminaires | Mid Output | Fuel Pump Canopy Luminaires | Standard | TRUE | 8024.48 | 92.17 | 87.07 | 22 | 0.915 | 5030 | 83.7 | 5 | 50000 | 42103 |  |  | NotYetVerified |  | 3 | 8024 | 92.17 | 90 | 22 | 0.915 | 5000 | 80
PXQ6GS4G | Shenzhen Wisdom Light Co. Ltd | Shenzhen Wisdom Light Co. Ltd | WLCPSM90UV55K | Outdoor Luminaires | Mid Output | Fuel Pump Canopy Luminaires | Standard | FALSE | [9 empty] | 42103 |  |  | NotYetVerified |  | 3 | 8024 | 92.17 | 90 | 22 | 0.915 | 5500 | 80
PTTAJ6PG | Shenzhen Wisdom Light Co. Ltd | Shenzhen Wisdom Light Co. Ltd | WLCPRM100UV55K | Outdoor Luminaires | Mid Output | Fuel Pump Canopy Luminaires | Standard | FALSE | [9 empty] | 42103 |  |  | NotYetVerified |  | 3 | 9218.64 | 91.58 | 100 | 12.58 | 0.9527 | 5500 | 70
PCCJ9Z36 | Zon Led | Zon | Boss 80 | Outdoor Luminaires | High Output | Fuel Pump Canopy Luminaires | Standard | TRUE | 10110 | 113.04 | 89.44 | 22.08 | 0.936 | 5111 | 73.5 | 5 |  | 42101 |  |  | NotYetVerified |  | 3 | 10110 | 113 | 89.44 | 12.66 | 0.99 | 5111 | 73.5
P2W2VW41 | Zon Led | Zon | Boss 100 | Outdoor Luminaires | High Output | Fuel Pump Canopy Luminaires | Standard | TRUE | 12050 | 106.84 | 112.79 | 21.49 | 0.925 | 5223 | 74.2 | 5 |  | 42101 |  |  | NotYetVerified |  | 3 | 12050 | 107 | 112.79 | 13.27 | 0.99 | 5223 | 74.2
PVQNDBNP | Hocan Group Co. LTD | SEPICN | HC-CL-T8-90W-27 | Outdoor Luminaires | Mid Output | Fuel Pump Canopy Luminaires | Standard | TRUE | 6643.13 | 81.63 | 81.38 | 10.23 | 0.874 | 2760 | 83.8 | 5 | 50000 | 42100 |  |  | NotYetVerified |  | 3
PV1PACVE | Hocan Group Co. LTD | SEPICN | HC-CL-T8-90W-57 | Outdoor Luminaires | Mid Output | Fuel Pump Canopy Luminaires | Standard | FALSE | [9 empty] | 42100 |  |  | NotYetVerified |  | 3 | 7200 | 80 | 90 | 9.35 | 0.988 | 5700 | 84
P26MCB9B | Hocan Group Co. LTD | SEPICN | HC-CL-T8-90W-50 | Outdoor Luminaires | Mid Output | Fuel Pump Canopy Luminaires | Standard | FALSE | [9 empty] | 42100 |  |  | NotYetVerified |  | 3 | 7200 | 80 | 90 | 9.35 | 0.988 | 5000 | 84
PA554RG7 | Hocan Group Co. LTD | SEPICN | HC-CL-T8-90W-45 | Outdoor Luminaires | Mid Output | Fuel Pump Canopy Luminaires | Standard | FALSE | [9 empty] | 42100 |  |  | NotYetVerified |  | 3 | 7200 | 80 | 90 | 9.35 | 0.988 | 4500 | 84
P71JGMZ2 | Hocan Group Co. LTD | SEPICN | HC-CL-T8-90W-40 | Outdoor Luminaires | Mid Output | Fuel Pump Canopy Luminaires | Standard | FALSE | [9 empty] | 42100 |  |  | NotYetVerified |  | 3 | 7200 | 80 | 90 | 9.35 | 0.988 | 4000 | 84
P5RNRKJV | Hocan Group Co. LTD | SEPICN | HC-CL-T8-90W-35 | Outdoor Luminaires | Mid Output | Fuel Pump Canopy Luminaires | Standard | FALSE | [9 empty] | 42100 |  |  | NotYetVerified |  | 3 | 7200 | 80 | 90 | 9.35 | 0.988 | 3500 | 84
PTHK7ZW8 | Hocan Group Co. LTD | SEPICN | HC-CL-T8-90W-30 | Outdoor Luminaires | Mid Output | Fuel Pump Canopy Luminaires | Standard | FALSE | [9 empty] | 42100 |  |  | NotYetVerified |  | 3 | 7200 | 80 | 90 | 9.35 | 0.988 | 3000 | 84
PZF97GVP | Xiamen Holly Lite Co. Ltd. | Holly Lite | HLF-L059-X-040-XXXX-NON | Outdoor Luminaires | Low Output | Fuel Pump Canopy Luminaires | Standard | TRUE | 3619.92 | 92.35 | 39.2 | 12.6 | 0.946 | 5334 | 73.6 | 5 | 50000 | 42097 |  |  | NotYetVerified |  | 3 | 3639.07 | 92.86 | 39.19 | 15 | 0.995 | 5334 | 75
PHHQ6VS9 | Xiamen Holly Lite Co. Ltd. | Holly Lite | HLF-L059-X-060-XXXX-NON | Outdoor Luminaires | Mid Output | Fuel Pump Canopy Luminaires | Standard | TRUE | 5811.15 | 93.73 | 62 | 11.52 | 0.9165 | 5378 | 73.9 | 5 | 50000 | 42097 |  |  | NotYetVerified |  | 3 | 5850.91 | 94.14 | 62.15 | 15 | 0.995 | 5378 | 75
PAVH1G73 | Xiamen Holly Lite Co. Ltd. | Holly Lite | HLF-L059-X-060-XXXX-STP | Outdoor Luminaires | Mid Output | Fuel Pump Canopy Luminaires | Standard | FALSE | [9 empty] | 42097 |  |  | NotYetVerified |  | 3 | 5850.91 | 94.14 | 62.15 | 15 | 0.995 | 5378 | 75
P699KK3H | Xiamen Holly Lite Co. Ltd. | Holly Lite | HLF-L059-X-060-XXXX-CTN | Outdoor Luminaires | Mid Output | Fuel Pump Canopy Luminaires | Standard | FALSE | [9 empty] | 42097 |  |  | NotYetVerified |  | 3 | 5850.91 | 94.14 | 62.15 | 15 | 0.995 | 5378 | 75
PDDRJT1P | Xiamen Holly Lite Co. Ltd. | Holly Lite | HLF-L059-X-040-XXXX-STP | Outdoor Luminaires | Low Output | Fuel Pump Canopy Luminaires | Standard | FALSE | [9 empty] | 42097 |  |  | NotYetVerified |  | 3 | 3639.07 | 92.86 | 39.19 | 15 | 0.995 | 5334 | 75
P95K4ADC | Xiamen Holly Lite Co. Ltd. | Holly Lite | HLF-L059-X-040-XXXX-CTN | Outdoor Luminaires | Low Output | Fuel Pump Canopy Luminaires | Standard | FALSE | [9 empty] | 42097 |  |  | NotYetVerified |  | 3 | 3639.07 | 92.86 | 39.19 | 15 | 0.995 | 5334 | 75
PBKGYHWD | Tamlite Lighting | Tamlite Lighting | MCLED455K (3000K) | Outdoor Luminaires | Low Output | Fuel Pump Canopy Luminaires | Standard | TRUE | 4358.8 | 99.27 | 43.91 | 10.35 | 0.9701 | 3002 | 83.7 | 5 | 50000 | 42096 |  |  | NotYetVerified |  | 3 | 4358.8 | 99.29 | 43.9 | 10.35 | 0.9701 | 3000 | 83.7
PBF5KNWF | Tamlite Lighting | Tamlite Lighting | LCLED825K (3000K) | Outdoor Luminaires | Mid Output | Fuel Pump Canopy Luminaires | Standard | TRUE | 8712.8 | 107.76 | 80.85 | 13.3 | 0.9461 | 3005 | 83.8 | 5 | 50000 | 42096 |  |  | NotYetVerified |  | 3 | 8712.8 | 107.76 | 80.85 | 13.3 | 0.9461 | 3000 | 83.8
PG21FZBPS | Lumecon LLC | Lumecon | LC-SM-25-DB-1-NW-X-X-X-X-X | Outdoor Luminaires | Low Output | Fuel Pump Canopy Luminaires | Premium | TRUE | 2196 | 98.83 | 22.22 | 7.66 | 0.932 | 3955 | 81.7 | 5 | 100000 | 42096 |  |  | NotYetVerified |  | 3
PSVSAXJYE | Guangdong Mason Technologies Co. Ltd. | masonled | MS-GS-120W-001 | Outdoor Luminaires | High Output | Fuel Pump Canopy Luminaires | Standard | TRUE | 11845.2 | 104.3 | 113.57 | 13.62 | 0.933 | 4895 | 78.8 | 5 | 50000 | 42096 |  |  | NotYetVerified |  | 3 | 11800 | 104 | 114 | 13.6 | 0.93 | 5000 | 80
P2CBVYWJ | Tamlite Lighting | Tamlite Lighting | LCLED825K (5000K) | Outdoor Luminaires | Mid Output | Fuel Pump Canopy Luminaires | Standard | FALSE | [9 empty] | 42096 |  |  | NotYetVerified |  | 3 | 9325 | 113.79 | 81.95 | 7.69 | 0.9487 | 5000 | 84.3
PB2VFNQQ | Tamlite Lighting | Tamlite Lighting | MCLED455K (5000K) | Outdoor Luminaires | Low Output | Fuel Pump Canopy Luminaires | Standard | FALSE | [9 empty] | 42096 |  |  | NotYetVerified |  | 3 | 4532 | 102.19 | 44.35 | 7.69 | 0.9721 | 5000 | 84.2
P4APZ5VU | Tamlite Lighting | Tamlite Lighting | LCLED825K (4500K) | Outdoor Luminaires | Mid Output | Fuel Pump Canopy Luminaires | Standard | FALSE | [9 empty] | 42096 |  |  | NotYetVerified |  | 3 | 8712.8 | 107.76 | 80.85 | 13.3 | 0.9461 | 4500 | 83.8
PWRGJU1T | Tamlite Lighting | Tamlite Lighting | MCLED455K (4500K) | Outdoor Luminaires | Low Output | Fuel Pump Canopy Luminaires | Standard | FALSE | [9 empty] | 42096 |  |  | NotYetVerified |  | 3 | 4358.8 | 99.29 | 43.9 | 10.35 | 0.9701 | 4500 | 83.7
PY9QFHDQ | Tamlite Lighting | Tamlite Lighting | LCLED825K (4000K) | Outdoor Luminaires | Mid Output | Fuel Pump Canopy Luminaires | Standard | FALSE | [9 empty] | 42096 |  |  | NotYetVerified |  | 3 | 8712.8 | 107.76 | 80.85 | 13.3 | 0.9461 | 4000 | 83.8
PMR1H37H | Tamlite Lighting | Tamlite Lighting | MCLED455K (4000K) | Outdoor Luminaires | Low Output | Fuel Pump Canopy Luminaires | Standard | FALSE | [9 empty] | 42096 |  |  | NotYetVerified |  | 3 | 4358.8 | 99.29 | 43.9 | 10.35 | 0.9701 | 4000 | 83.7
PB2GPEH3 | Tamlite Lighting | Tamlite Lighting | LCLED825K (3500K) | Outdoor Luminaires | Mid Output | Fuel Pump Canopy Luminaires | Standard | FALSE | [9 empty] | 42096 |  |  | NotYetVerified |  | 3 | 8712.8 | 107.76 | 80.85 | 13.3 | 0.9461 | 3500 | 83.8
PVUYH8CA | Tamlite Lighting | Tamlite Lighting | MCLED455K (3500K) | Outdoor Luminaires | Low Output | Fuel Pump Canopy Luminaires | Standard | FALSE | [9 empty] | 42096 |  |  | NotYetVerified |  | 3 | 4358.8 | 99.29 | 43.9 | 10.35 | 0.9701 | 3500 | 83.7
P7HXN1RJ | Universal Lighting Technologies | Everline | VTL8-16K840-U | Outdoor Luminaires | High Output | Fuel Pump Canopy Luminaires | Standard | TRUE | 17670 | 104.32 | 169.38 | 10.02 | 0.9836 | 3950 | 83.08 | 5 | 60000 | 42095 |  |  | NotYetVerified |  | 3 | 17670 | 104.32 | 169.38 | 10.02 | 0.9836 | 3950 | 83.08
PVS6SY52 | Universal Lighting Technologies | Everline | VTL4-8K840-U | Outdoor Luminaires | Mid Output | Fuel Pump Canopy Luminaires | Standard | TRUE | 9739.45 | 114.58 | 85 | 10.3 | 0.9833 | 4060 | 82.1 | 5 | 60000 | 42095 |  |  | NotYetVerified |  | 3 | 9778 | 115.03 | 85 | 10.3 | 0.9833 | 4060.8 | 82.1
PHNBWYR5 | Universal Lighting Technologies | Everline | VTL8-8K840-U | Outdoor Luminaires | High Output | Fuel Pump Canopy Luminaires | Standard | TRUE | 10720 | 101.55 | 105.56 | 8.21 | 0.9776 | 4006 | 82.45 | 5 | 60000 | 42095 |  |  | NotYetVerified |  | 3 | 10720 | 101.55 | 105.56 | 8.21 | 0.9776 | 4006 | 82.45
P934XP7P | Universal Lighting Technologies | Everline | VTL4-40L840-U | Outdoor Luminaires | Mid Output | Fuel Pump Canopy Luminaires | Standard | TRUE | 5512.6 | 103.39 | 53.315 | 8.04 | 0.9771 | 4039 | 82.3 | 5 | 60000 | 42095 |  |  | NotYetVerified |  | 3 | 5668 | 106.31 | 53.315 | 8.04 | 0.9771 | 4039.1 | 82.3
P215SFT1 | Universal Lighting Technologies | Everline | VTL4-5K835-U | Outdoor Luminaires | Mid Output | Fuel Pump Canopy Luminaires | Standard | TRUE | 5594.44 | 111.91 | 49.99 | 8.47 | 0.9755 | 3499 | 81.7 | 5 | 50000 | 42094 |  |  | NotYetVerified |  | 3 | 5620 | 112.42 | 49.99 | 8.47 | 0.9755 | 3499.3 | 81.7
PNDDHKNZ | Ampco Lighting Ltd | Ampco | WLF-48-LED/HO | Outdoor Luminaires | Low Output | Fuel Pump Canopy Luminaires | Standard | TRUE | 2883.33 | 83.575 | 34.5 | 13.6 | 0.972 | 5180 | 86.3 | 5 | 50000 | 42093 |  |  | NotYetVerified |  | 3 | 2400 |  | 36 |  | 0.9 | 5000 | 80
P2NQ9P7R | Universal Lighting Technologies | Everline | VTL4-6K840-U | Outdoor Luminaires | Mid Output | Fuel Pump Canopy Luminaires | Standard | TRUE | 7182 | 120.87 | 59.418 | 8.12 | 0.9801 | 4046.7 | 82.3 | 5 | 50000 | 42087 |  |  | NotYetVerified |  | 3 | 7182 | 120.87 | 59.418 | 8.12 | 0.9801 | 4046.7 | 82.3
P4R71YKE | Universal Lighting Technologies | Everline | VTL8-20K840-U | Outdoor Luminaires | High Output | Fuel Pump Canopy Luminaires | Standard | FALSE | [9 empty] | 42087 |  |  | No | Updated 3/27/2017 | 4.1 | 26230 | 122 | 213.5 | 8.64 | 0.98 | 4000 | 82
PBQXKN2G | Texas Fluorescents | Texas Fluorescents | CV300L40W3700LMV50KBZ | Outdoor Luminaires | Low Output | Fuel Pump Canopy Luminaires | Standard | TRUE | 3706.4 | 90.68 | 40.87 | 18.75 | 0.912 | 5115 | 73 | 5 |  | 42087 |  |  | NotYetVerified |  | 3
P5F7Q11M | QSSI | Duraguard | VN43QF1X45U5K** | Outdoor Luminaires | Mid Output | Fuel Pump Canopy Luminaires | Standard | FALSE | [9 empty] | 42087 |  |  | NotYetVerified |  | 3 | 5412 | 104.68 | 51.7 | 7.82 | 0.956 | 5404 | 85.51
P8T13G9H | Universal Lighting Technologies | Everline | VTL4-10K840-U | Outdoor Luminaires | High Output | Fuel Pump Canopy Luminaires | Standard | FALSE | [9 empty] | 42087 | Dimmable | Continuous Below 10 | No | Updated 3/27/2017 | 4.1 | 12770 | 117 | 108.3 | 8.02 | 0.98 | 4000 | 82
PX5XYRPY | Universal Lighting Technologies | Everline | VTL8-12K840-U | Outdoor Luminaires | High Output | Fuel Pump Canopy Luminaires | Standard | FALSE | [9 empty] | 42087 | Dimmable | Continuous Below 10 | NotYetVerified |  | 3 | 13280 | 110.58 | 120.9 | 8.04 | 0.9804 | 4007 | 82.83
PWM73UBT | Axis Energy Partners LLC | Axis LED Lighting | AEP130WRCLSS-DS | Outdoor Luminaires | High Output | Fuel Pump Canopy Luminaires | Standard | TRUE | 11429 | 93.75 | 121.9 | 9.32 | 0.94298 | 5128 | 84.4 | 5 | 100000 | 42086 |  |  | NotYetVerified |  | 3 | 11500 | 95 | 120 | 20 | 0.92 | 5000 | 80
PKTJ581Q | SILVER BRIDGE TRADING CORP. | Silver Bridge | SB-HB-130W | Outdoor Luminaires | High Output | Fuel Pump Canopy Luminaires | Standard | TRUE | 10853 | 83.87 | 129.4 | 15.01 | 0.9207 | 5992 | 72.1 | 5 | 50000 | 42083 |  |  | NotYetVerified |  | 3 | 10000 |  | 130 |  | 0.9 | 5700 | 70
PWY5FHUK | SILVER BRIDGE TRADING CORP. | Silver Bridge | SB-HB-60W | Outdoor Luminaires | Mid Output | Fuel Pump Canopy Luminaires | Standard | TRUE | 5373.3 | 89.63 | 59.95 | 15.78 | 0.9156 | 5982 | 71.2 | 5 | 50000 | 42083 |  |  | NotYetVerified |  | 3 | 5000 |  | 60 |  | 0.9 | 5700 | 70
PT4XXHZA | SILVER BRIDGE TRADING CORP. | Silver Bridge | SB-HB-100W | Outdoor Luminaires | Mid Output | Fuel Pump Canopy Luminaires | Standard | TRUE | 8298.7 | 83.15 | 99.8 | 14.3 | 0.9154 | 5977 | 71.6 | 5 | 50000 | 42083 |  |  | NotYetVerified |  | 3 | 8000 |  | 100 |  | 0.9 | 5700 | 70
P2Q11H83 | Grandlite International Corp | Grandlite | SML-364A-L1 60W | Outdoor Luminaires | Mid Output | Fuel Pump Canopy Luminaires | Standard | TRUE | 5524 | 95.91 | 57.6 | 17.68 | 0.931 | 5116 | 73.1 | 5 | 50000 | 42081 |  |  | NotYetVerified |  | 3 | 5524 | 95.24 | 58 |  |  | 5000 | 70
PS4XG34K | UNIVERSELITE CO.LTD. | UVL XAR | LEDYZ40W001(4000K) | Outdoor Luminaires | Low Output | Fuel Pump Canopy Luminaires | Standard | TRUE | 3473.6 | 84.24 | 41.23 | 18.31 | 0.9531 | 3956 | 72 | 5 | 50000 | 42080 |  |  | NotYetVerified |  | 3 | 3473.6 | 84.24 | 41.23 | 18.31 | 0.9531 | 4000 | 72
PC4EH9AG | UNIVERSELITE CO.LTD. | UVL XAR | LEDYZ40W001(5700K) | Outdoor Luminaires | Low Output | Fuel Pump Canopy Luminaires | Standard | FALSE | [9 empty] | 42080 | Dimmable | Continuous Below 10 | NotYetVerified |  | 3 | 3812 | 91.39 | 41.71 | 16.77 | 0.9575 | 5700 | 78.2
PKS49RP7 | UNIVERSELITE CO.LTD. | UVL XAR | LEDYZ40W001(5000K) | Outdoor Luminaires | Low Output | Fuel Pump Canopy Luminaires | Standard | FALSE | [9 empty] | 42080 | Dimmable | Continuous Below 10 | NotYetVerified |  | 3 | 3473.6 | 84.24 | 41.23 | 18.31 | 0.9531 | 5000 | 72
PCUWB2VY | UNIVERSELITE CO.LTD. | UVL XAR | LEDYZ40W001(4500K) | Outdoor Luminaires | Low Output | Fuel Pump Canopy Luminaires | Standard | FALSE | [9 empty] | 42080 | Dimmable | Continuous Below 10 | NotYetVerified |  | 3 | 3473.6 | 84.24 | 41.23 | 16.31 | 0.9531 | 4500 | 72
PAMMKFXM | Trans-Lux Energy Corporation | TL Energy | TL-CP-100 | Outdoor Luminaires | Mid Output | Fuel Pump Canopy Luminaires | Standard | TRUE | 9591.5 | 98 | 97.87 | 13.66 | 0.933 | 4999 | 72.3 | 5 | 50000 | 42075 |  |  | NotYetVerified |  | 3 | 9591.5 | 98 | 100 |  |  | 5000 | 72.3
P5GDJZ59 | Trans-Lux Energy Corporation | TL Energy | TL-CP-150 | Outdoor Luminaires | High Output | Fuel Pump Canopy Luminaires | Standard | TRUE | 14245 | 98.63 | 144.4 | 12.9 | 0.932 | 5016 | 72.2 | 5 | 50000 | 42075 |  |  | NotYetVerified |  | 3 | 14245 | 98.63 | 150 |  |  | 5000 | 73
PN647UF1 | AMAX INDUSTRIAL LTD | AMAX | ACL001-30W-X(4000K) | Outdoor Luminaires | Low Output | Fuel Pump Canopy Luminaires | Standard | TRUE | 2089.9 | 78.69 | 26.47 | 8.59 | 0.9262 | 3971 | 73 | 5 | 50000 | 42073 |  |  | NotYetVerified |  | 3 | 2000 | 75 | 30 | 8.59 | 0.9907 | 4000 | 75
PMDNX6MC | AMAX INDUSTRIAL LTD | AMAX | ACL003-90W-X(4000K) | Outdoor Luminaires | Mid Output | Fuel Pump Canopy Luminaires | Standard | TRUE | 6082.9 | 80.83 | 75.26 | 9.86 | 0.9118 | 4105 | 72.7 | 5 | 50000 | 42073 |  |  | NotYetVerified |  | 3 | 6000 | 67 | 90 | 9.86 | 0.9118 | 4000 | 70
P4VZ35SP | AMAX INDUSTRIAL LTD | AMAX | ACL002-60W-X(4000K) | Outdoor Luminaires | Low Output | Fuel Pump Canopy Luminaires | Standard | TRUE | 4207.2 | 80.31 | 51.89 | 11.92 | 0.9168 | 4053 | 72.7 | 5 | 50000 | 42073 |  |  | NotYetVerified |  | 3 | 4200 | 70 | 60 | 11.92 | 0.9168 | 4000 | 70
P8TG7ZUS | Universal Lighting Technologies | Everline | VTL4-5K850-U | Outdoor Luminaires | Mid Output | Fuel Pump Canopy Luminaires | Standard | TRUE | 6435.59 | 125.75 | 51.175 | 8.16 | 0.9766 | 4994 | 82.27 | 5 | 60000 | 42073 |  |  | NotYetVerified |  | 3 | 6463 | 126.29 | 51.175 | 8.16 | 0.9766 | 4994 | 82.27
PGUUJXYW | Universal Lighting Technologies | Everline | VTL8-10K835-U | Outdoor Luminaires | High Output | Fuel Pump Canopy Luminaires | Standard | TRUE | 10840 | 108.48 | 99.92 | 8.28 | 0.9758 | 3460 | 81.62 | 5 | 60000 | 42073 |  |  | NotYetVerified |  | 3 | 10840 | 108.48 | 99.92 | 8.28 | 0.9758 | 3460 | 81.62
PDHF9C8T | Universal Lighting Technologies | Everline | VTL4-33L840-U | Outdoor Luminaires | Low Output | Fuel Pump Canopy Luminaires | Standard | TRUE | 4404.58 | 116.14 | 38.052 | 8.87 | 0.9674 | 3985 | 83.08 | 5 | 60000 | 42073 |  |  | NotYetVerified |  | 3 | 4411 | 116.31 | 37.923 | 8.87 | 0.9674 | 3985 | 83.08
PDQEZPXB | Universal Lighting Technologies | Everline | VTL8-10K850-U | Outdoor Luminaires | High Output | Fuel Pump Canopy Luminaires | Standard | FALSE | [9 empty] | 42073 | Dimmable | Continuous Below 10 | NotYetVerified |  | 3 | 12390 | 112.27 | 101.33 | 8.09 | 0.9762 | 4977 | 82.54
PE6FHXEK | Universal Lighting Technologies | Everline | VTL8-7K840-U | Outdoor Luminaires | Mid Output | Fuel Pump Canopy Luminaires | Standard | FALSE | [9 empty] | 42073 | Dimmable | Continuous Below 10 | NotYetVerified |  | 3 | 8529 | 110.56 | 77.14 | 8.65 | 0.9666 | 4005 | 82.3
P5HNTFA2 | Universal Lighting Technologies | Everline | VTL8-10K840-U | Outdoor Luminaires | High Output | Fuel Pump Canopy Luminaires | Standard | FALSE | [9 empty] | 42073 | Dimmable | Continuous Below 10 | NotYetVerified |  | 3 | 11420 | 114.38 | 99.84 | 7.89 | 0.9755 | 3988 | 82.72
P4UH4NKK | Universal Lighting Technologies | Everline | VTL4-5K840-U | Outdoor Luminaires | Mid Output | Fuel Pump Canopy Luminaires | Standard | FALSE | [9 empty] | 42073 | Dimmable | Continuous Below 10 | NotYetVerified |  | 3 | 6099 | 120.4 | 50.654 | 7.94 | 0.9756 | 3966 | 83.22
PXD4E9GK | AMAX INDUSTRIAL LTD | AMAX | ACL001-30W-X(5000K) | Outdoor Luminaires | Low Output | Fuel Pump Canopy Luminaires | Standard | FALSE | [9 empty] | 42073 | Dimmable | Continuous Below 10 | NotYetVerified |  | 3 | 2200 | 85 | 30 | 9.01 | 0.9192 | 5000 | 85
P2KHR5P3 | AMAX INDUSTRIAL LTD | AMAX | ACL002-60W-X(5000K) | Outdoor Luminaires | Low Output | Fuel Pump Canopy Luminaires | Standard | FALSE | [9 empty] | 42073 | Dimmable | Continuous Below 10 | NotYetVerified |  | 3 | 4600 | 77 | 60 | 12.34 | 0.9147 | 5000 | 70
PMDDZZMX | AMAX INDUSTRIAL LTD | AMAX | ACL003-90W-X(5000K) | Outdoor Luminaires | Mid Output | Fuel Pump Canopy Luminaires | Standard | FALSE | [9 empty] | 42073 | Dimmable | Continuous Below 10 | NotYetVerified |  | 3 | 6400 | 71 | 90 | 10.64 | 0.9132 | 5000 | 70
P37XDEQV | AMAX INDUSTRIAL LTD | AMAX | ACL001-30W-X(4500K) | Outdoor Luminaires | Low Output | Fuel Pump Canopy Luminaires | Standard | FALSE | [9 empty] | 42073 | Dimmable | Continuous Below 10 | NotYetVerified |  | 3 | 2000 | 75 | 30 | 8.59 | 0.9907 | 4500 | 75
PFH2PJK9 | AMAX INDUSTRIAL LTD | AMAX | ACL002-60W-X(4500K) | Outdoor Luminaires | Low Output | Fuel Pump Canopy Luminaires | Standard | FALSE | [9 empty] | 42073 | Dimmable | Continuous Below 10 | NotYetVerified |  | 3 | 4200 | 70 | 60 | 11.92 | 0.9168 | 4500 | 70
PUUG8GN8 | Lighting Solutions Group LLc D.B.A.SpecGradeLED | Lighting Solutions | CAN-120-4100K-XX-120-277V-XX | Outdoor Luminaires | High Output | Fuel Pump Canopy Luminaires | Standard | TRUE | 11864 | 87.3 | 135.9 | 19.2 | 0.936 | 4152 | 67.6 | 5 | 50000 | 42072 |  |  | NotYetVerified |  | 3 | 11834 | 87 | 135 |  | 0.9 | 4000 | 70
PMWAA52A | Xiamen Holly Lite Co. Ltd. | Holly Lite | HLF-L059-X-150-XXXX-NON | Outdoor Luminaires | High Output | Fuel Pump Canopy Luminaires | Standard | TRUE | 15038.265 | 104.071 | 144.5 | 6.27 | 0.9287 | 5988 | 75.6 | 5 | 50000 | 42068 |  |  | NotYetVerified |  | 3 | 15130 | 104.2 | 145.2 | 15 | 0.999 | 5700 | 75
PR5V1KQP | Eiko Global LLC | Eiko Global LLC | SCSS-1C-[120V ONLY] | Outdoor Luminaires | Low Output | Fuel Pump Canopy Luminaires | Standard | TRUE | 2976 | 88.4 | 33.7 | 14.5 | 0.971 | 4980 | 72 | 5 | 50000 | 42068 |  |  | NotYetVerified |  | 3 | 3000 | 88 | 34 |  |  | 5000 | 70
PV5FM2Q4 | Acuity Brands Lighting | Lithonia Lighting | KACM LED 20C 700 30K R5VS XXXXX XX XXXXXXX XXXXXX | Outdoor Luminaires | Low Output | Fuel Pump Canopy Luminaires | Standard | TRUE | 4527.46 | 98.96 | 45.75 | 9.42 | 0.942 | 2993 | 73.3 | 5 |  | 42068 |  |  | NotYetVerified |  | 3 | 4810 | 99.07 | 48.55 |  |  | 3026 | 73.5
P1D5747J | Acuity Brands Lighting | Lithonia Lighting | KACM LED 60C 700 30K R5VS XXXXX XX XXXXXXX XXXXXX | Outdoor Luminaires | High Output | Fuel Pump Canopy Luminaires | Standard | TRUE | 12773.38 | 96.42 | 132.47 | 12.4 | 0.896 | 3005 | 73.4 | 5 |  | 42068 |  |  | NotYetVerified |  | 3 | 13644 | 101.84 | 133.98 |  |  | 3026 | 73.5
P282WT7G | Acuity Brands Lighting | Lithonia Lighting | KACM LED 40C 530 30K R5VS XXXXX XX XXXXXXX XXXXXX | Outdoor Luminaires | Mid Output | Fuel Pump Canopy Luminaires | Standard | TRUE | 7173.98 | 103.09 | 69.59 | 14.4 | 0.89 | 2994 | 73.4 | 5 |  | 42068 |  |  | NotYetVerified |  | 3 | 7457 | 107.7 | 69.24 |  |  | 3026 | 73.5
PATW1PMK | OSRAM | PermaLED | RSC-L-40-750-C5-UNV-XX | Outdoor Luminaires | Low Output | Fuel Pump Canopy Luminaires | Standard | FALSE | [9 empty] | 42068 |  |  | NotYetVerified | Qualified with dimming and non-dimming driver options | 3 | 4498 | 110 | 41 |  | 0.9 | 5000 | 75
P8FDKXXA | OSRAM | PermaLED | RSC-L-25-750-C5-UNV-XX | Outdoor Luminaires | Low Output | Fuel Pump Canopy Luminaires | Standard | FALSE | [9 empty] | 42068 |  |  | NotYetVerified |  | 3 | 2634.87 | 100 | 26.27 | 24 | 0.96 | 5000
PPSTVTUE | OSRAM | PermaLED | RSC-L-40-740-C5-UNV-XX | Outdoor Luminaires | Low Output | Fuel Pump Canopy Luminaires | Standard | FALSE | [9 empty] | 42068 |  |  | NotYetVerified | Qualified with dimming and non-dimming driver options | 3 | 4288 | 105 | 41 |  | 0.9 | 4000 | 70
PJHDXXRJ | OSRAM | PermaLED | RSC-L-25-740-C5-UNV-XX | Outdoor Luminaires | Low Output | Fuel Pump Canopy Luminaires | Standard | FALSE | [9 empty] | 42068 |  |  | NotYetVerified |  | 3 | 2634.87 | 100 | 26.27 | 24 | 0.96 | 4000
PT5B8H2V | Xiamen Holly Lite Co. Ltd. | Holly Lite | HLF-L059-X-150-XXXX-STP | Outdoor Luminaires | High Output | Fuel Pump Canopy Luminaires | Standard | FALSE | [9 empty] | 42068 |  |  | NotYetVerified |  | 3 | 15130 | 104.2 | 145.2 | 15 | 0.999 | 5700 | 75
PZJP1T69 | Xiamen Holly Lite Co. Ltd. | Holly Lite | HLF-L059-X-150-XXXX-CTN | Outdoor Luminaires | High Output | Fuel Pump Canopy Luminaires | Standard | FALSE | [9 empty] | 42068 |  |  | NotYetVerified |  | 3 | 15130 | 104.2 | 145.2 | 15 | 0.999 | 5700 | 75
PGAQ7KZJ | Infinilux Corporation | Infinilux CLRP Series | CLRPXX36-02 (4000K) | Outdoor Luminaires | Low Output | Fuel Pump Canopy Luminaires | Standard | FALSE | [9 empty] | 42068 |  |  | NotYetVerified | Qualified with dimming and non-dimming driver options | 3 | 4288 | 105 | 41 |  | 0.9 | 4000 | 70
PYB4FJR2 | Infinilux Corporation | Infinilux CLRP Series | CLRPXX20-02 (4000K) | Outdoor Luminaires | Low Output | Fuel Pump Canopy Luminaires | Standard | FALSE | [9 empty] | 42068 |  |  | NotYetVerified |  | 3 | 2451 | 107 | 23 |  |  | 4000
P5XTQ5K2 | Acuity Brands Lighting | Lithonia Lighting | KACM LED 40C 700 50K R5VS XXXXX XX XXXXXXX XXXXXX | Outdoor Luminaires | Mid Output | Fuel Pump Canopy Luminaires | Standard | FALSE | [9 empty] | 42068 | Dimmable | Continuous Below 10 | NotYetVerified |  | 3 | 9889 | 108.82 | 90.87 |  |  | 5234 | 75.8
PN1SEA7T | Acuity Brands Lighting | Lithonia Lighting | KACM LED 40C 530 50K R5VS XXXXX XX XXXXXXX XXXXXX | Outdoor Luminaires | Mid Output | Fuel Pump Canopy Luminaires | Standard | FALSE | [9 empty] | 42068 | Dimmable | Continuous Below 10 | NotYetVerified |  | 3 | 7961 | 114.98 | 69.24 |  |  | 5234 | 75.8
P3Y19B19 | Acuity Brands Lighting | Lithonia Lighting | KACM LED 30C 700 50K R5VS XXXXX XX XXXXXXX XXXXXX | Outdoor Luminaires | Mid Output | Fuel Pump Canopy Luminaires | Standard | FALSE | [9 empty] | 42068 | Dimmable | Continuous Below 10 | NotYetVerified |  | 3 | 7554 | 107.78 | 70.09 |  |  | 5234 | 75.8
PBBEVEN2 | Acuity Brands Lighting | Lithonia Lighting | KACM LED 30C 530 50K R5VS XXXXX XX XXXXXXX XXXXXX | Outdoor Luminaires | Mid Output | Fuel Pump Canopy Luminaires | Standard | FALSE | [9 empty] | 42068 | Dimmable | Continuous Below 10 | NotYetVerified |  | 3 | 6031 | 112.58 | 53.57 |  |  | 5234 | 75.8
PW6W5XPH | Acuity Brands Lighting | Lithonia Lighting | KACM LED 20C 700 50K R5VS XXXXX XX XXXXXXX XXXXXX | Outdoor Luminaires | Mid Output | Fuel Pump Canopy Luminaires | Standard | FALSE | [9 empty] | 42068 | Dimmable | Continuous Below 10 | NotYetVerified |  | 3 | 5135 | 105.78 | 48.55 |  |  | 5234 | 75.8
PQYUMZWS | Acuity Brands Lighting | Lithonia Lighting | KACM LED 20C 530 50K R5VS XXXXX XX XXXXXXX XXXXXX | Outdoor Luminaires | Low Output | Fuel Pump Canopy Luminaires | Standard | FALSE | [9 empty] | 42068 | Dimmable | Continuous Below 10 | NotYetVerified |  | 3 | 4092 | 108.39 | 37.75 |  |  | 5234 | 75.8
PTN9TBH7 | Acuity Brands Lighting | Lithonia Lighting | KACM LED 60C 700 50K R5VS XXXXX XX XXXXXXX XXXXXX | Outdoor Luminaires | High Output | Fuel Pump Canopy Luminaires | Standard | FALSE | [9 empty] | 42068 | Dimmable | Continuous Below 10 | NotYetVerified |  | 3 | 14567 | 108.73 | 133.98 |  |  | 5234 | 75.8
PTGH6W1U | Acuity Brands Lighting | Lithonia Lighting | KACM LED 60C 530 50K R5VS XXXXX XX XXXXXXX XXXXXX | Outdoor Luminaires | High Output | Fuel Pump Canopy Luminaires | Standard | FALSE | [9 empty] | 42068 | Dimmable | Continuous Below 10 | NotYetVerified |  | 3 | 11696 | 116.34 | 100.53 |  |  | 5234 | 75.8
P4RJTAST | Acuity Brands Lighting | Lithonia Lighting | KACM LED 40C 700 40K R5VS XXXXX XX XXXXXXX XXXXXX | Outdoor Luminaires | Mid Output | Fuel Pump Canopy Luminaires | Standard | FALSE | [9 empty] | 42068 | Dimmable | Continuous Below 10 | NotYetVerified |  | 3 | 9853 | 108.43 | 90.87 |  |  | 3986 | 73.5
P92N8G5A | Acuity Brands Lighting | Lithonia Lighting | KACM LED 40C 530 40K R5VS XXXXX XX XXXXXXX XXXXXX | Outdoor Luminaires | Mid Output | Fuel Pump Canopy Luminaires | Standard | FALSE | [9 empty] | 42068 | Dimmable | Continuous Below 10 | NotYetVerified |  | 3 | 7933 | 114.57 | 69.24 |  |  | 3986 | 73.5
P28RBGJM | Acuity Brands Lighting | Lithonia Lighting | KACM LED 30C 700 40K R5VS XXXXX XX XXXXXXX XXXXXX | Outdoor Luminaires | Mid Output | Fuel Pump Canopy Luminaires | Standard | FALSE | [9 empty] | 42068 | Dimmable | Continuous Below 10 | NotYetVerified |  | 3 | 7527 | 107.39 | 70.09 |  |  | 3986 | 73.5
PUYV6DCH | Acuity Brands Lighting | Lithonia Lighting | KACM LED 30C 530 40K R5VS XXXXX XX XXXXXXX XXXXXX | Outdoor Luminaires | Mid Output | Fuel Pump Canopy Luminaires | Standard | FALSE | [9 empty] | 42068 | Dimmable | Continuous Below 10 | NotYetVerified |  | 3 | 6009 | 112.17 | 53.57 |  |  | 3986 | 73.5
PTJHPG81 | Acuity Brands Lighting | Lithonia Lighting | KACM LED 20C 700 40K R5VS XXXXX XX XXXXXXX XXXXXX | Outdoor Luminaires | Mid Output | Fuel Pump Canopy Luminaires | Standard | FALSE | [9 empty] | 42068 | Dimmable | Continuous Below 10 | NotYetVerified |  | 3 | 5117 | 105.4 | 48.55 |  |  | 3986 | 73.5
PK8RJKMH | Acuity Brands Lighting | Lithonia Lighting | KACM LED 20C 530 40K R5VS XXXXX XX XXXXXXX XXXXXX | Outdoor Luminaires | Low Output | Fuel Pump Canopy Luminaires | Standard | FALSE | [9 empty] | 42068 | Dimmable | Continuous Below 10 | NotYetVerified |  | 3 | 4077 | 108 | 37.75 |  |  | 3986 | 73.5
PNQWCW2E | Acuity Brands Lighting | Lithonia Lighting | KACM LED 60C 700 40K R5VS XXXXX XX XXXXXXX XXXXXX | Outdoor Luminaires | High Output | Fuel Pump Canopy Luminaires | Standard | FALSE | [9 empty] | 42068 | Dimmable | Continuous Below 10 | NotYetVerified |  | 3 | 14515 | 108.34 | 133.98 |  |  | 3986 | 73.5
PTGT26DW | Acuity Brands Lighting | Lithonia Lighting | KACM LED 60C 530 40K R5VS XXXXX XX XXXXXXX XXXXXX | Outdoor Luminaires | High Output | Fuel Pump Canopy Luminaires | Standard | FALSE | [9 empty] | 42068 | Dimmable | Continuous Below 10 | NotYetVerified |  | 3 | 11654 | 115.92 | 100.53 |  |  | 3986 | 73.5
PVYSC5SV | Acuity Brands Lighting | Lithonia Lighting | KACM LED 40C 700 30K R5VS XXXXX XX XXXXXXX XXXXXX | Outdoor Luminaires | Mid Output | Fuel Pump Canopy Luminaires | Standard | FALSE | [9 empty] | 42068 | Dimmable | Continuous Below 10 | NotYetVerified |  | 3 | 9262 | 101.93 | 90.87 |  |  | 3026 | 73.5
PZG5CNT3 | Acuity Brands Lighting | Lithonia Lighting | KACM LED 30C 700 30K R5VS XXXXX XX XXXXXXX XXXXXX | Outdoor Luminaires | Mid Output | Fuel Pump Canopy Luminaires | Standard | FALSE | [9 empty] | 42068 | Dimmable | Continuous Below 10 | NotYetVerified |  | 3 | 7075 | 100.95 | 70.09 |  |  | 3026 | 73.5
PHCTW3ND | Acuity Brands Lighting | Lithonia Lighting | KACM LED 30C 530 30K R5VS XXXXX XX XXXXXXX XXXXXX | Outdoor Luminaires | Mid Output | Fuel Pump Canopy Luminaires | Standard | FALSE | [9 empty] | 42068 | Dimmable | Continuous Below 10 | NotYetVerified |  | 3 | 5649 | 105.44 | 53.57 |  |  | 3026 | 73.5
P47GRNVG | Acuity Brands Lighting | Lithonia Lighting | KACM LED 20C 530 30K R5VS XXXXX XX XXXXXXX XXXXXX | Outdoor Luminaires | Low Output | Fuel Pump Canopy Luminaires | Standard | FALSE | [9 empty] | 42068 | Dimmable | Continuous Below 10 | NotYetVerified |  | 3 | 3832 | 101.52 | 37.75 |  |  | 3026 | 73.5
PUUDCGHV | Acuity Brands Lighting | Lithonia Lighting | KACM LED 60C 530 30K R5VS XXXXX XX XXXXXXX XXXXXX | Outdoor Luminaires | High Output | Fuel Pump Canopy Luminaires | Standard | FALSE | [9 empty] | 42068 | Dimmable | Continuous Below 10 | NotYetVerified |  | 3 | 10955 | 108.97 | 100.53 |  |  | 3026 | 73.5
PUU48SCG | Shenzhen Fulandy LED Co. Ltd | Fulandy | FLD-CNL-60005-100W(4000K) | Outdoor Luminaires | Mid Output | Fuel Pump Canopy Luminaires | Standard | TRUE | 9643.2 | 98.58 | 97.82 | 18.74 | 0.9049 | 4033 | 72.3 | 5 | 50000 | 42067 |  |  | NotYetVerified |  | 3 | 9643.2 | 98.58 | 97.82 | 18.74 | 0.9049 | 4000 | 72.3
PX62YUQ5 | UNIVERSELITE CO.LTD. | UVL | LEDYZ120W001(3000K) | Outdoor Luminaires | High Output | Fuel Pump Canopy Luminaires | Standard | TRUE | 10819 | 88.3 | 122.5 | 18.91 | 0.9356 | 3075 | 70.5 | 5 | 50000 | 42067 |  |  | NotYetVerified |  | 3 | 10819 | 88.3 | 122.5 | 18.91 | 0.9356 | 3000 | 70.5
PG17YSTA | Shenzhen Fulandy LED Co. Ltd | Fulandy | FLD-CNL-60005-100W(5500K) | Outdoor Luminaires | High Output | Fuel Pump Canopy Luminaires | Standard | FALSE | [9 empty] | 42067 |  |  | NotYetVerified |  | 3 | 10248 | 103.58 | 98.94 | 19.51 | 0.9082 | 5700 | 76.1
PDM1HXN3 | Shenzhen Fulandy LED Co. Ltd | Fulandy | FLD-CNL-60005-100W(5000K) | Outdoor Luminaires | Mid Output | Fuel Pump Canopy Luminaires | Standard | FALSE | [9 empty] | 42067 |  |  | NotYetVerified |  | 3 | 9643.2 | 98.58 | 97.82 | 18.74 | 0.9049 | 5000 | 72.3
PPCV4WGA | Shenzhen Fulandy LED Co. Ltd | Fulandy | FLD-CNL-60005-100W(4500K) | Outdoor Luminaires | Mid Output | Fuel Pump Canopy Luminaires | Standard | FALSE | [9 empty] | 42067 |  |  | NotYetVerified |  | 3 | 9643.2 | 98.58 | 97.82 | 18.74 | 0.9049 | 4500 | 72.3
PJTFXDDP | UNIVERSELITE CO.LTD. | UVL | LEDYZ120W001(5700K) | Outdoor Luminaires | High Output | Fuel Pump Canopy Luminaires | Standard | FALSE | [9 empty] | 42067 | Not Dimmable | Not Dimmable | NotYetVerified |  | 3 | 11289 | 95.83 | 117.8 | 18.79 | 0.9294 | 5700 | 74.1
PN3DEEUU | UNIVERSELITE CO.LTD. | UVL | LEDYZ120W001(5000K) | Outdoor Luminaires | High Output | Fuel Pump Canopy Luminaires | Standard | FALSE | [9 empty] | 42067 | Not Dimmable | Not Dimmable | NotYetVerified |  | 3 | 10819 | 88.3 | 122.5 | 18.91 | 0.9356 | 5000 | 70.5
P5WMVPZM | UNIVERSELITE CO.LTD. | UVL | LEDYZ120W001(4500K) | Outdoor Luminaires | High Output | Fuel Pump Canopy Luminaires | Standard | FALSE | [9 empty] | 42067 | Not Dimmable | Not Dimmable | NotYetVerified |  | 3 | 10819 | 88.3 | 122.5 | 18.91 | 0.9356 | 4500 | 70.5
PKDEF7S6 | UNIVERSELITE CO.LTD. | UVL | LEDYZ120W001(4000K) | Outdoor Luminaires | High Output | Fuel Pump Canopy Luminaires | Standard | FALSE | [9 empty] | 42067 | Not Dimmable | Not Dimmable | NotYetVerified |  | 3 | 10819 | 88.3 | 122.5 | 18.91 | 0.9356 | 4000 | 70.5
PPKPAMWR | UNIVERSELITE CO.LTD. | UVL | LEDYZ120W001(3500K) | Outdoor Luminaires | High Output | Fuel Pump Canopy Luminaires | Standard | FALSE | [9 empty] | 42067 | Not Dimmable | Not Dimmable | NotYetVerified |  | 3 | 10819 | 88.3 | 122.5 | 18.91 | 0.9356 | 3500 | 70.5
PYUC6615 | Xiamen Holly Lite Co. Ltd. | Holly Lite | HLJ-L058-X-040-XXXX-NON | Outdoor Luminaires | Low Output | Fuel Pump Canopy Luminaires | Standard | TRUE | 3189.773 | 82.211 | 38.8 | 14.12 | 0.9354 | 5312 | 72.5 | 5 | 50000 | 42066 |  |  | NotYetVerified |  | 3 | 3201.15 | 82.65 | 38.73 | 15 | 0.996 | 5312 | 75
P6H1T1JV | Xiamen Holly Lite Co. Ltd. | Holly Lite | HLJ-L058-X-060-XXXX-NON | Outdoor Luminaires | Mid Output | Fuel Pump Canopy Luminaires | Standard | TRUE | 5023.415 | 82.432 | 60.94 | 13.53 | 0.9209 | 5378 | 73.5 | 5 | 50000 | 42066 |  |  | NotYetVerified |  | 3 | 5079.67 | 83.31 | 60.97 | 15 | 0.993 | 5378 | 75
PFF9CB7E | Xiamen Holly Lite Co. Ltd. | Holly Lite | HLF-L059-X-110-XXXX-NON | Outdoor Luminaires | High Output | Fuel Pump Canopy Luminaires | Standard | TRUE | 11106.82 | 100.41 | 110.61 | 4.53 | 0.9289 | 6008 | 77.6 | 5 | 50000 | 42066 |  |  | NotYetVerified |  | 3 | 11157 | 100.49 | 110.61 | 15 | 0.996 | 5700 | 75
PT5Y34SD | Xiamen Holly Lite Co. Ltd. | Holly Lite | HLF-L059-X-075-XXXX-NON | Outdoor Luminaires | Mid Output | Fuel Pump Canopy Luminaires | Standard | TRUE | 7338.984 | 100.589 | 72.96 | 9.45 | 0.9423 | 5922 | 75.2 | 5 | 50000 | 42066 |  |  | NotYetVerified |  | 3 | 7386.13 | 100.92 | 73.19 | 15 | 0.997 | 5700 | 75
P77T7RQA | QSSI | QSSI | VN43QF1X45U5K** | Outdoor Luminaires | Mid Output | Fuel Pump Canopy Luminaires | Standard | TRUE | 5412 | 104.68 | 51.7 | 7.82 | 0.956 | 5404 | 85.5 | 5 | 50000 | 42066 |  |  | NotYetVerified |  | 3 | 5412 | 104.68 | 51.7 | 7.82 | 0.956 | 5404 | 85.51
P7UPFE5Y | Xiamen Holly Lite Co. Ltd. | Holly Lite | HLF-L059-X-075-XXXX-STP | Outdoor Luminaires | Mid Output | Fuel Pump Canopy Luminaires | Standard | FALSE | [9 empty] | 42066 |  |  | NotYetVerified |  | 3 | 7386.13 | 100.92 | 73.19 | 15 | 0.997 | 5700 | 75
PPCNS1TA | Xiamen Holly Lite Co. Ltd. | Holly Lite | HLF-L059-X-110-XXXX-STP | Outdoor Luminaires | High Output | Fuel Pump Canopy Luminaires | Standard | FALSE | [9 empty] | 42066 |  |  | NotYetVerified |  | 3 | 11157 | 100.49 | 110.61 | 15 | 0.996 | 5700 | 75
PGE4FZCV | Xiamen Holly Lite Co. Ltd. | Holly Lite | HLF-L059-X-075-XXXX-CTN | Outdoor Luminaires | Mid Output | Fuel Pump Canopy Luminaires | Standard | FALSE | [9 empty] | 42066 |  |  | NotYetVerified |  | 3 | 7386.13 | 100.92 | 73.19 | 15 | 0.997 | 5700 | 75
PUB7PWNN | Xiamen Holly Lite Co. Ltd. | Holly Lite | HLF-L059-X-110-XXXX-CTN | Outdoor Luminaires | High Output | Fuel Pump Canopy Luminaires | Standard | FALSE | [9 empty] | 42066 |  |  | NotYetVerified |  | 3 | 11157 | 100.49 | 110.61 | 15 | 0.996 | 5700 | 75
P6FXDREA | Xiamen Holly Lite Co. Ltd. | Holly Lite | HLJ-L058-X-060-XXXX-STP | Outdoor Luminaires | Mid Output | Fuel Pump Canopy Luminaires | Standard | FALSE | [9 empty] | 42066 |  |  | NotYetVerified |  | 3 | 5079.67 | 83.31 | 60.97 | 15 | 0.993 | 5378 | 75
P5TMSXYQ | Xiamen Holly Lite Co. Ltd. | Holly Lite | HLJ-L058-X-060-XXXX-CTN | Outdoor Luminaires | Mid Output | Fuel Pump Canopy Luminaires | Standard | FALSE | [9 empty] | 42066 |  |  | NotYetVerified |  | 3 | 5079.67 | 83.31 | 60.97 | 15 | 0.993 | 5378 | 75
PRYXCPXP | Xiamen Holly Lite Co. Ltd. | Holly Lite | HLJ-L058-X-040-XXXX-STP | Outdoor Luminaires | Low Output | Fuel Pump Canopy Luminaires | Standard | FALSE | [9 empty] | 42066 |  |  | NotYetVerified |  | 3 | 3201.15 | 82.65 | 38.73 | 15 | 0.996 | 5312 | 75
PZPVV9NZ | Xiamen Holly Lite Co. Ltd. | Holly Lite | HLJ-L058-X-040-XXXX-CTN | Outdoor Luminaires | Low Output | Fuel Pump Canopy Luminaires | Standard | FALSE | [9 empty] | 42066 |  |  | NotYetVerified |  | 3 | 3201.15 | 82.65 | 38.73 | 15 | 0.996 | 5312 | 75
PY4Q38B1 | ATG Electronics Corp. | ATG Electronics | RC150W5K-GS | Outdoor Luminaires | High Output | Fuel Pump Canopy Luminaires | Standard | TRUE | 13981.02 | 92.235 | 151.58 | 6.5 | 0.945 | 5150 | 83.6 | 5 | 100000 | 42060 |  |  | NotYetVerified |  | 3 | 13981.02 | 92.235 | 151.58 | 6.5 | 0.945 | 5150 | 83.6
PYU68ZEM | SIMKAR Corporation | EN3LED | EN3LEDFAF12541U1 | Outdoor Luminaires | High Output | Fuel Pump Canopy Luminaires | Standard | TRUE | 13608 | 109.4 | 124.4 | 9.64 | 0.917 | 4019 | 81.8 | 5 | 72000 | 42060 |  |  | NotYetVerified |  | 3 | 13608 | 109.4 | 124.4 | 9.64 | 0.917 | 4019 | 81.8
PDSVF7WE | SIMKAR Corporation | EN3LED | EN3LEDFAF23841U1 | Outdoor Luminaires | High Output | Fuel Pump Canopy Luminaires | Standard | TRUE | 22825 | 98.2 | 232.5 | 8.87 | 0.95 | 4214 | 84.5 | 5 | 72000 | 42060 |  |  | NotYetVerified |  | 3 | 22825 | 98.2 | 232.5 | 8.87 | 0.95 | 4214 | 84.5
P2JBB7HA | SIMKAR Corporation | EN3LED | EN3LEDFAF12550U1 | Outdoor Luminaires | High Output | Fuel Pump Canopy Luminaires | Standard | FALSE | [9 empty] | 42060 |  |  | NotYetVerified |  | 3 | 13930 | 112 | 124.4 | 2.75 | 0.997 | 5096 | 84.8
P4JJNST9 | SIMKAR Corporation | EN3LED | EN3LEDCAF12550U1 | Outdoor Luminaires | High Output | Fuel Pump Canopy Luminaires | Standard | FALSE | [9 empty] | 42060 |  |  | NotYetVerified |  | 3 | 14400 | 115.5 | 124.7 | 2.7 | 0.997 | 5096 | 84.8
PH49R4U4 | SIMKAR Corporation | EN3LED | EN3LEDCAF23841U1 | Outdoor Luminaires | High Output | Fuel Pump Canopy Luminaires | Standard | FALSE | [9 empty] | 42060 |  |  | NotYetVerified |  | 3 | 23654 | 101.6 | 232.8 | 8.37 | 0.993 | 4214 | 84.5
PM2X824T | SIMKAR Corporation | EN3LED | EN3LEDCAF12541U1 | Outdoor Luminaires | High Output | Fuel Pump Canopy Luminaires | Standard | FALSE | [9 empty] | 42060 |  |  | NotYetVerified |  | 3 | 14118 | 113.2 | 124.7 | 2.6 | 0.997 | 4019 | 81.8
PNB6TGT3 | White Lightning Fixtures LTD | White Lightning Fixtures LTD | 101-03507-S100-UR | Outdoor Luminaires | Mid Output | Fuel Pump Canopy Luminaires | Standard | TRUE | 9619 | 80.2 | 119.9 | 17.014 | 0.909 | 4866 | 71 | 5 | 50000 | 42055 |  |  | NotYetVerified |  | 3 | 10500 | 92 | 119.9 | 17.014 | 0.9 | 5000 | 70
PDHE9R7Z | ATG Electronics Corp. | ATG Electronics | RC120W5K-GS | Outdoor Luminaires | High Output | Fuel Pump Canopy Luminaires | Standard | TRUE | 11429 | 93.75 | 121.9 | 9.32 | 0.94298 | 5128 | 84.4 | 5 | 100000 | 42055 |  |  | NotYetVerified |  | 3 | 11500 | 95 | 120 | 20 | 0.92 | 5000 | 80
PR25EZ5P | ATG Electronics Corp. | ATG Electronics | RC100W5K-GS | Outdoor Luminaires | Mid Output | Fuel Pump Canopy Luminaires | Standard | TRUE | 9588 | 95.72 | 100.16 | 19.07 | 0.9158 | 5088 | 84.2 | 5 | 100000 | 42055 |  |  | NotYetVerified |  | 3 | 9600 | 95 | 100 | 20 | 0.92 | 5000 | 80
PXHTPZYY6 | UNIVERSELITE CO.LTD. | UVL | LEDYZ85W001(3000K) | Outdoor Luminaires | Mid Output | Fuel Pump Canopy Luminaires | Standard | TRUE | 7893.5 | 85.99 | 91.8 | 10.91 | 0.9053 | 3082 | 70.4 | 5 | 50000 | 42055 |  |  | NotYetVerified |  | 3 | 7890 |  | 85 |  | 0.9 | 3000 | 70
PJGARD2MM | UNIVERSELITE CO.LTD. | UVL | LEDYZ100W001(3000K) | Outdoor Luminaires | Mid Output | Fuel Pump Canopy Luminaires | Standard | TRUE | 8725.3 | 88.53 | 98.55 | 10.95 | 0.9081 | 3085 | 70.5 | 5 | 50000 | 42055 |  |  | NotYetVerified |  | 3 | 8720 | 88.53 | 100 |  | 0.9 | 3000 | 70
PZWPP2NSG | UNIVERSELITE CO.LTD. | UVL | LEDYZ100W001(5700K) | Outdoor Luminaires | Mid Output | Fuel Pump Canopy Luminaires | Standard | FALSE | [9 empty] | 42055 | Not Dimmable | Not Dimmable | NotYetVerified |  | 3 | 8720 | 92.84 | 100 |  | 0.9 | 5700 | 70
PE7ZKAZCS | UNIVERSELITE CO.LTD. | UVL | LEDYZ85W001(5700K) | Outdoor Luminaires | Mid Output | Fuel Pump Canopy Luminaires | Standard | FALSE | [9 empty] | 42055 | Not Dimmable | Not Dimmable | NotYetVerified |  | 3 | 7994.1 | 88.64 | 90.19 |  | 0.9 | 5700 | 70
PTBBEMZ9Q | UNIVERSELITE CO.LTD. | UVL | LEDYZ100W001(5000K) | Outdoor Luminaires | Mid Output | Fuel Pump Canopy Luminaires | Standard | FALSE | [9 empty] | 42055 | Not Dimmable | Not Dimmable | NotYetVerified |  | 3 | 8720 | 88.53 | 100 |  | 0.9 | 5000 | 70
PBNFZKPXA | UNIVERSELITE CO.LTD. | UVL | LEDYZ85W001(5000K) | Outdoor Luminaires | Mid Output | Fuel Pump Canopy Luminaires | Standard | FALSE | [9 empty] | 42055 | Not Dimmable | Not Dimmable | NotYetVerified |  | 3 | 7893.5 | 85.99 | 91.8 |  | 0.9 | 5000 | 70
PBGPRPMWB | UNIVERSELITE CO.LTD. | UVL | LEDYZ85W001(4500K) | Outdoor Luminaires | Mid Output | Fuel Pump Canopy Luminaires | Standard | FALSE | [9 empty] | 42055 | Not Yet Verified | Not Yet Verified | NotYetVerified |  | 3 | 7890 | 85.99 | 85 |  | 0.9 | 4500 | 70
P2Q61BRR6 | UNIVERSELITE CO.LTD. | UVL | LEDYZ100W001(4500K) | Outdoor Luminaires | Mid Output | Fuel Pump Canopy Luminaires | Standard | FALSE | [9 empty] | 42055 | Not Dimmable | Not Dimmable | NotYetVerified |  | 3 | 8720 | 88.53 | 100 |  | 0.9 | 4500 | 70
PM6GFP4BN | UNIVERSELITE CO.LTD. | UVL | LEDYZ85W001(4000K) | Outdoor Luminaires | Mid Output | Fuel Pump Canopy Luminaires | Standard | FALSE | [9 empty] | 42055 | Not Yet Verified | Not Yet Verified | NotYetVerified |  | 3 | 7890 | 85.99 | 85 |  | 0.9 | 4000 | 70
PPFUZS48Z | UNIVERSELITE CO.LTD. | UVL | LEDYZ100W001(4000K) | Outdoor Luminaires | Mid Output | Fuel Pump Canopy Luminaires | Standard | FALSE | [9 empty] | 42055 | Not Dimmable | Not Dimmable | NotYetVerified |  | 3 | 8720 | 88.53 | 100 |  | 0.9 | 4000 | 70
PBHXMWFRE | UNIVERSELITE CO.LTD. | UVL | LEDYZ100W001(3500K) | Outdoor Luminaires | Mid Output | Fuel Pump Canopy Luminaires | Standard | FALSE | [9 empty] | 42055 | Not Dimmable | Not Dimmable | NotYetVerified |  | 3 | 8720 | 88.53 | 100 |  | 0.9 | 3500 | 70
PFS313BN8 | UNIVERSELITE CO.LTD. | UVL | LEDYZ85W001(3500K) | Outdoor Luminaires | Mid Output | Fuel Pump Canopy Luminaires | Standard | FALSE | [9 empty] | 42055 | Not Dimmable | Not Dimmable | NotYetVerified |  | 3 | 7890 | 85.99 | 85 |  | 0.9 | 3500 | 70
PQ2NNN6U | Stanpro Lighting Systems Inc. | Stanpro Lighting Systems Inc. | IFD-LS1-[120V ONLY]/50K | Outdoor Luminaires | Low Output | Fuel Pump Canopy Luminaires | Standard | TRUE | 2976 | 88.4 | 33.7 | 14.5 | 0.971 | 4980 | 72 | 5 | 50000 | 42047 |  |  | NotYetVerified |  | 3 | 3000 | 88 | 34 |  |  | 5000 | 70
PWTUPPHF | Aimlite Lighting Products | Aimlite Lighting Products | I6D-LA1-[120V ONLY]/50K | Outdoor Luminaires | Low Output | Fuel Pump Canopy Luminaires | Standard | TRUE | 2976 | 88.4 | 33.7 | 14.5 | 0.971 | 4980 | 72 | 5 | 50000 | 42047 |  |  | NotYetVerified |  | 3 | 3000 | 88 | 34 |  |  | 5000 | 70
P5NURHAEF | XtraLight Manufacturing Ltd. | XtraLight Manufacturing Ltd. | CCLLED101025X5XDIMXXL8XXB | Outdoor Luminaires | Low Output | Fuel Pump Canopy Luminaires | Standard | TRUE | 2091 | 80.827 | 25.87 | 13.3 | 0.8976 | 5489 | 69.58 | 10 | 100000 | 42046 |  |  | NotYetVerified |  | 3 | 2116 |  | 25 |  |  | 5200
PEKRFZWH | Infinilux Corporation | Infinilux CLSP Series | CLRPXX48-02 (5000K) | Outdoor Luminaires | Mid Output | Fuel Pump Canopy Luminaires | Standard | FALSE | [9 empty] | 42046 |  |  | NotYetVerified | Qualified with dimming and non-dimming driver options | 3 | 6161 | 114 | 54 |  | 0.9 | 5000 | 75
P7ZSDSDX | Infinilux Corporation | Infinilux CLSP Series | CLRPXX36-02 (5000K) | Outdoor Luminaires | Low Output | Fuel Pump Canopy Luminaires | Standard | FALSE | [9 empty] | 42046 |  |  | NotYetVerified | Qualified with dimming and non-dimming driver options | 3 | 4498 | 110 | 41 |  | 0.9 | 5000 | 75
PZ5EMPCR | Infinilux Corporation | Infinilux CLSP Series | CLRPXX48-01 (5000K) | Outdoor Luminaires | Mid Output | Fuel Pump Canopy Luminaires | Standard | FALSE | [9 empty] | 42046 |  |  | NotYetVerified | Qualified with dimming and non-dimming driver options | 3 | 5593 | 102 | 55 |  | 0.9 | 5000 | 70
PAEYKDE8 | Infinilux Corporation | Infinilux CLSP Series | CLRPXX36-01 (5000K) | Outdoor Luminaires | Low Output | Fuel Pump Canopy Luminaires | Standard | FALSE | [9 empty] | 42046 |  |  | NotYetVerified | Qualified with dimming and non-dimming driver options | 3 | 4115 | 101 | 41 |  | 0.9 | 5000 | 70
P27DCTVD | Infinilux Corporation | Infinilux CLSP Series | CLRPXX24-01 (5000K) | Outdoor Luminaires | Low Output | Fuel Pump Canopy Luminaires | Standard | FALSE | [9 empty] | 42046 |  |  | NotYetVerified | Qualified with dimming and non-dimming driver options | 3 | 2870 | 103 | 28 |  | 0.9 | 5000 | 70
PQT63Q6V | Infinilux Corporation | Infinilux CLSP Series | CLRPXX64-02 (5000K) | Outdoor Luminaires | Mid Output | Fuel Pump Canopy Luminaires | Standard | FALSE | [9 empty] | 42046 |  |  | NotYetVerified |  | 3 | 8364 | 116 | 72 |  |  | 5000
PVME5MDD | Infinilux Corporation | Infinilux CLSP Series | CLRPXX20-02 (5000K) | Outdoor Luminaires | Low Output | Fuel Pump Canopy Luminaires | Standard | FALSE | [9 empty] | 42046 |  |  | NotYetVerified |  | 3 | 2696 | 117 | 23 |  |  | 5000
P8KXGGTN | Infinilux Corporation | Infinilux CLSP Series XBD | CLRPXX18-01 (5000K) | Outdoor Luminaires | Low Output | Fuel Pump Canopy Luminaires | Standard | FALSE | [9 empty] | 42046 |  |  | NotYetVerified |  | 3 | 1964 | 91 | 20 |  |  | 4500
PFB8AYNN | Infinilux Corporation | Infinilux CLSP Series XBD | CLRPXX64-01 (5000K) | Outdoor Luminaires | Mid Output | Fuel Pump Canopy Luminaires | Standard | FALSE | [9 empty] | 42046 |  |  | NotYetVerified |  | 3 | 7309 | 101 | 72
PHM354G4 | Lighting Group of America | Lighting Group of America | GL364L1[120V ONLY] | Outdoor Luminaires | Low Output | Fuel Pump Canopy Luminaires | Standard | TRUE | 2976 | 88.4 | 33.7 | 14.5 | 0.971 | 4980 | 72 | 5 | 50000 | 42045 |  |  | NotYetVerified |  | 3 | 3000 | 88 | 34 |  |  | 5000 | 70
P4GA3WMB | Lighting Group of America | Lighting Group of America | GL012L1 | Outdoor Luminaires | Low Output | Fuel Pump Canopy Luminaires | Standard | TRUE | 3706.4 | 90.68 | 40.87 | 18.75 | 0.912 | 5115 | 73 | 5 |  | 42045 |  |  | NotYetVerified |  | 3
PJ3RCJGF | Singbee | Singbee | SP-2018(4000K) | Outdoor Luminaires | High Output | Fuel Pump Canopy Luminaires | Standard | TRUE | 10296 | 96.04 | 107.2 | 13.77 | 0.9253 | 4048 | 82.2 | 5 | 50000 | 42044 |  |  | NotYetVerified |  | 3 | 10296 | 96.04 | 107.2 | 13.77 | 0.9253 | 4000 | 82.2
PF3E6HSR | DECO Lighting | DECO Lighting | D539-LED-120-30-UNV | Outdoor Luminaires | High Output | Fuel Pump Canopy Luminaires | Standard | TRUE | 10665 | 94.45 | 112.9 | 12.6 | 0.9338 | 3048 | 83.7 | 5 | 50000 | 42040 |  |  | NotYetVerified |  | 3 | 10600 | 90 | 120 |  | 0.9 | 3000 | 80
P7YG3PX1 | DECO Lighting | DECO Lighting | D539-LED-120-50-UNV | Outdoor Luminaires | High Output | Fuel Pump Canopy Luminaires | Standard | FALSE | [9 empty] | 42040 |  |  | NotYetVerified |  | 3 | 10600 | 90 | 120 |  | 0.9 | 5000 | 80
PJCFNC7B | DECO Lighting | DECO Lighting | D539-LED-120-41-UNV | Outdoor Luminaires | High Output | Fuel Pump Canopy Luminaires | Standard | FALSE | [9 empty] | 42040 |  |  | NotYetVerified |  | 3 | 10600 | 90 | 120 |  | 0.9 | 4000 | 80
PMDJ1ZKW | RHYNO LED Lighting Solutions Inc. | RYHNO LED | RL-GSL120-120-01 3000K | Outdoor Luminaires | High Output | Fuel Pump Canopy Luminaires | Standard | TRUE | 10665 | 94.45 | 112.9 | 12.6 | 0.9338 | 3048 | 83.7 | 5 | 50000 | 42039 |  |  | NotYetVerified |  | 3 | 10600 | 90 | 120 |  | 0.9 | 3000 | 80
PGZ4ZNZW | RHYNO LED Lighting Solutions Inc. | RYHNO LED | RL-GSL120-120-01 5000K | Outdoor Luminaires | High Output | Fuel Pump Canopy Luminaires | Standard | FALSE | [9 empty] | 42039 |  |  | NotYetVerified |  | 3 | 10600 | 90 | 120 |  | 0.9 | 5000 | 80
P9Q86BMP | A+PRISM TECH OUTBACKLIGHT CO. | outbacklights | OB-CNP-12IN-75W-2700K | Outdoor Luminaires | Mid Output | Fuel Pump Canopy Luminaires | Standard | TRUE | 5901 | 78.7 | 74.98 | 13.69 | 0.956 | 2776 | 84 | 5 | 50000 | 42033 |  |  | NotYetVerified |  | 3 | 6000 | 75 | 75 | 20 | 0.95 | 2700 | 80
P68Z49RD | A+PRISM TECH OUTBACKLIGHT CO. | outbacklights | OB-CNP-12IN-75W-5700K | Outdoor Luminaires | Mid Output | Fuel Pump Canopy Luminaires | Standard | FALSE | [9 empty] | 42033 | Not Dimmable | Not Dimmable | NotYetVerified |  | 3 | 6000 | 75 | 75 | 20 | 0.95 | 5700 | 80
P1JXFSCC | A+PRISM TECH OUTBACKLIGHT CO. | outbacklights | OB-CNP-12IN-75W-5000K | Outdoor Luminaires | Mid Output | Fuel Pump Canopy Luminaires | Standard | FALSE | [9 empty] | 42033 | Not Dimmable | Not Dimmable | NotYetVerified |  | 3 | 6000 | 75 | 75 | 20 | 0.95 | 5000 | 80
PTPXJMXE | A+PRISM TECH OUTBACKLIGHT CO. | outbacklights | OB-CNP-12IN-75W-4500K | Outdoor Luminaires | Mid Output | Fuel Pump Canopy Luminaires | Standard | FALSE | [9 empty] | 42033 | Not Dimmable | Not Dimmable | NotYetVerified |  | 3 | 6000 | 75 | 75 | 20 | 0.95 | 4500 | 80
PZS9ER2H | A+PRISM TECH OUTBACKLIGHT CO. | outbacklights | OB-CNP-12IN-75W-4000K | Outdoor Luminaires | Mid Output | Fuel Pump Canopy Luminaires | Standard | FALSE | [9 empty] | 42033 | Not Dimmable | Not Dimmable | NotYetVerified |  | 3 | 6000 | 75 | 75 | 20 | 0.95 | 4000 | 80
PBM9VTSG | A+PRISM TECH OUTBACKLIGHT CO. | outbacklights | OB-CNP-12IN-75W-3500K | Outdoor Luminaires | Mid Output | Fuel Pump Canopy Luminaires | Standard | FALSE | [9 empty] | 42033 | Not Dimmable | Not Dimmable | NotYetVerified |  | 3 | 6000 | 75 | 75 | 20 | 0.95 | 3500 | 80
PSTMB4N9 | A+PRISM TECH OUTBACKLIGHT CO. | outbacklights | OB-CNP-12IN-75W-3000K | Outdoor Luminaires | Mid Output | Fuel Pump Canopy Luminaires | Standard | FALSE | [9 empty] | 42033 | Not Dimmable | Not Dimmable | NotYetVerified |  | 3 | 6000 | 75 | 75 | 20 | 0.95 | 3000 | 80
PWSXCPSG | Living Well Industrial Co. LTD | Living Well | CP100RG277 (5000K) | Outdoor Luminaires | Mid Output | Fuel Pump Canopy Luminaires | Standard | TRUE | 9218.64 | 91.58 | 100.66 | 12.58 | 0.9527 | 5306 | 70 | 5 | 50000 | 42032 |  |  | NotYetVerified |  | 3 | 9218.64 | 91.58 | 100 | 12.58 | 0.9527 | 5000 | 70
PRV99VUVX | XtraLight Manufacturing Ltd. | XtraLight Manufacturing Ltd. | CCLLED102052X5XDIMXXL8XXB | Outdoor Luminaires | Low Output | Fuel Pump Canopy Luminaires | Standard | TRUE | 3884 | 80.16 | 48.45 | 12.75 | 0.9376 | 5398 | 69.21 | 10 | 60000 | 42032 |  |  | NotYetVerified |  | 3 | 3884 | 81 | 52 |  |  | 5200 | 70
PHNVPG9D | Living Well Industrial Co. LTD | Living Well | CP90SPFP277 (5000K) | Outdoor Luminaires | Mid Output | Fuel Pump Canopy Luminaires | Standard | TRUE | 8024.48 | 92.17 | 87.07 | 22 | 0.915 | 5030 | 83.7 | 5 | 50000 | 42032 |  |  | NotYetVerified |  | 3 | 8024 | 92.17 | 90 | 22 | 0.915 | 5000 | 80
P3AVPFNZ | Living Well Industrial Co. LTD | Living Well | CP90SPFP277 (5500K) | Outdoor Luminaires | Mid Output | Fuel Pump Canopy Luminaires | Standard | FALSE | [9 empty] | 42032 |  |  | NotYetVerified |  | 3 | 8024 | 92.17 | 90 | 22 | 0.915 | 5500 | 80
PASQBR1S | Living Well Industrial Co. LTD | Living Well | CP100RG277 (5500K) | Outdoor Luminaires | Mid Output | Fuel Pump Canopy Luminaires | Standard | FALSE | [9 empty] | 42032 |  |  | NotYetVerified |  | 3 | 9218.64 | 91.58 | 100 | 12.58 | 0.9527 | 5500 | 70
P9NC675V | SMART ENERGY SOLUTIONS | Smart Energy Solutions | SES-GS-150W-CREE | Outdoor Luminaires | High Output | Fuel Pump Canopy Luminaires | Standard | TRUE | 11242 | 80.01 | 140.5 | 12.2 | 0.9392 | 5868 | 71.3 | 5 |  | 42030 |  |  | NotYetVerified |  | 3 | 12000 | 95 | 150 |  | 0.989 | 5700 | 75
PXQCNBV7 | SMART ENERGY SOLUTIONS | Smart Energy Solutions | SES-GS-I00W-CREE | Outdoor Luminaires | Mid Output | Fuel Pump Canopy Luminaires | Standard | TRUE | 7463 | 84.78 | 87.79 | 19.7 | 0.911 | 5841 | 70 | 5 |  | 42030 |  |  | NotYetVerified |  | 3 |  |  | 100 |  | 0.9 | 5700 | 70
PGSCVHP6 | SMART ENERGY SOLUTIONS | Smart Energy Solutions | SES-CNP-130W | Outdoor Luminaires | High Output | Fuel Pump Canopy Luminaires | Standard | TRUE | 10853 | 83.87 | 129.4 | 15.01 | 0.9207 | 5992 | 72.1 | 5 | 50000 | 42030 |  |  | NotYetVerified |  | 3 | 10000 |  | 130 |  | 0.9 | 5700 | 70
P12R82YQ | SMART ENERGY SOLUTIONS | Smart Energy Solutions | SES-CNP-60W | Outdoor Luminaires | Mid Output | Fuel Pump Canopy Luminaires | Standard | TRUE | 5373.3 | 89.63 | 59.95 | 15.78 | 0.9156 | 5982 | 71.2 | 5 | 50000 | 42030 |  |  | NotYetVerified |  | 3 | 5000 |  | 60 |  | 0.9 | 5700 | 70
PB9RBQRR | SMART ENERGY SOLUTIONS | Smart Energy Solutions | SES-CNP-I00W | Outdoor Luminaires | Mid Output | Fuel Pump Canopy Luminaires | Standard | TRUE | 8298.7 | 83.15 | 99.8 | 14.3 | 0.9154 | 5977 | 71.6 | 5 | 50000 | 42030 |  |  | NotYetVerified |  | 3 | 8000 |  | 100 |  | 0.9 | 5700 | 70
PEZ2A1XY | S LITE CO. LTD. | S LITE | DL391UL(3000K) | Outdoor Luminaires | Low Output | Fuel Pump Canopy Luminaires | Standard | TRUE | 4358.8 | 99.27 | 43.91 | 10.35 | 0.9701 | 3002 | 83.7 | 5 | 50000 | 42030 |  |  | NotYetVerified |  | 3 | 4358.8 | 99.29 | 43.9 | 10.35 | 0.9701 | 3000 | 83.7
PHG1BKPZ | S LITE CO. LTD. | S LITE | DL392UL(3000K) | Outdoor Luminaires | Mid Output | Fuel Pump Canopy Luminaires | Standard | TRUE | 8712.8 | 107.76 | 80.85 | 13.3 | 0.9461 | 3005 | 83.8 | 5 | 50000 | 42030 |  |  | NotYetVerified |  | 3 | 8712.8 | 107.76 | 80.85 | 13.3 | 0.9461 | 3000 | 83.8
P3QFF6WJ | S LITE CO. LTD. | S LITE | DL392UL(5000K) | Outdoor Luminaires | Mid Output | Fuel Pump Canopy Luminaires | Standard | FALSE | [9 empty] | 42030 | Dimmable | Continuous Below 10 | NotYetVerified |  | 3 | 9325 | 113.79 | 81.95 | 7.69 | 0.9487 | 5000 | 84.3
PFEVF9QB | S LITE CO. LTD. | S LITE | DL391UL(5000K) | Outdoor Luminaires | Low Output | Fuel Pump Canopy Luminaires | Standard | FALSE | [9 empty] | 42030 | Dimmable | Continuous Below 10 | NotYetVerified |  | 3 | 4532 | 102.19 | 44.35 | 7.69 | 0.9721 | 5000 | 84.2
PXXD3T3B | S LITE CO. LTD. | S LITE | DL392UL(4500K) | Outdoor Luminaires | Mid Output | Fuel Pump Canopy Luminaires | Standard | FALSE | [9 empty] | 42030 | Dimmable | Continuous Below 10 | NotYetVerified |  | 3 | 8712.8 | 107.76 | 80.85 | 13.3 | 0.9461 | 4500 | 83.8
P3VCYFHW | S LITE CO. LTD. | S LITE | DL391UL(4500K) | Outdoor Luminaires | Low Output | Fuel Pump Canopy Luminaires | Standard | FALSE | [9 empty] | 42030 | Dimmable | Continuous Below 10 | NotYetVerified |  | 3 | 4358.8 | 99.29 | 43.9 | 10.35 | 0.9701 | 4500 | 83.7
PXVUXJUN | S LITE CO. LTD. | S LITE | DL392UL(4000K) | Outdoor Luminaires | Mid Output | Fuel Pump Canopy Luminaires | Standard | FALSE | [9 empty] | 42030 | Dimmable | Continuous Below 10 | NotYetVerified |  | 3 | 8712.8 | 107.76 | 80.85 | 13.3 | 0.9461 | 4000 | 83.8
PAXEPAZE | S LITE CO. LTD. | S LITE | DL391UL(4000K) | Outdoor Luminaires | Low Output | Fuel Pump Canopy Luminaires | Standard | FALSE | [9 empty] | 42030 | Dimmable | Continuous Below 10 | NotYetVerified |  | 3 | 4358.8 | 99.29 | 43.9 | 10.35 | 0.9701 | 4000 | 83.7
PJ3Z8523 | S LITE CO. LTD. | S LITE | DL392UL(3500K) | Outdoor Luminaires | Mid Output | Fuel Pump Canopy Luminaires | Standard | FALSE | [9 empty] | 42030 | Dimmable | Continuous Below 10 | NotYetVerified |  | 3 | 8712.8 | 107.76 | 80.85 | 13.3 | 0.9461 | 3500 | 83.8
P8FHGJYW | S LITE CO. LTD. | S LITE | DL391UL(3500K) | Outdoor Luminaires | Low Output | Fuel Pump Canopy Luminaires | Standard | FALSE | [9 empty] | 42030 | Dimmable | Continuous Below 10 | NotYetVerified |  | 3 | 4358.8 | 99.29 | 43.9 | 10.35 | 0.9701 | 3500 | 83.7
P2WS6F1Y | S LITE CO. LTD. | S LITE | DL391ALM(4000K) | Outdoor Luminaires | Low Output | Fuel Pump Canopy Luminaires | Standard | TRUE | 3517.9 | 80.03 | 43.96 | 13.54 | 0.9144 | 3833 | 72.5 | 5 | 50000 | 42025 |  |  | NotYetVerified |  | 3 | 3680 | 80 | 46 |  |  | 4000 | 70
P7YNHKA3 | Cledtron Corporation | Cledtron Corporation | CL SPECTRUM 135 - I | Outdoor Luminaires | High Output | Fuel Pump Canopy Luminaires | Standard | TRUE | 14810 | 109.3 | 135.5 | 13.24 | 0.945 | 5770 | 72.3 | 5 | 50000 | 42025 |  |  | NotYetVerified |  | 3 | 16640 | 135 | 135 | 13.24 | 0.945 | 5700 | 70
PS9CE4WV | S LITE CO. LTD. | S LITE | DL391ALM(5700K) | Outdoor Luminaires | Low Output | Fuel Pump Canopy Luminaires | Standard | FALSE | [9 empty] | 42025 | Dimmable | Continuous Below 10 | NotYetVerified |  | 3 | 4140 | 90 | 46 |  |  | 5700 | 70
P4D5SHC3 | S LITE CO. LTD. | S LITE | DL391ALM(5000K) | Outdoor Luminaires | Low Output | Fuel Pump Canopy Luminaires | Standard | FALSE | [9 empty] | 42025 | Dimmable | Continuous Below 10 | NotYetVerified |  | 3 | 3680 | 80 | 46 |  |  | 5000 | 70
P99V7YFR | S LITE CO. LTD. | S LITE | DL391ALM(4500K) | Outdoor Luminaires | Low Output | Fuel Pump Canopy Luminaires | Standard | FALSE | [9 empty] | 42025 | Dimmable | Continuous Below 10 | NotYetVerified |  | 3 | 3680 | 80 | 46 |  |  | 4500 | 70
PTRKGFGJF | Grandlite International Corp | Grandlite International | SML-012-L1 40W | Outdoor Luminaires | Low Output | Fuel Pump Canopy Luminaires | Standard | TRUE | 3706.4 | 90.68 | 40.87 | 18.75 | 0.912 | 5115 | 73 | 5 |  | 42020 |  |  | NotYetVerified |  | 3
PA2TGSZY9 | Infinilux Corporation | Infinilux CLSP Series | CLSPXX20-02 (4000K) | Outdoor Luminaires | Low Output | Fuel Pump Canopy Luminaires | Standard | TRUE | 2451.41 | 107 | 22.96 | 13 | 0.9 | 4072 | 74 | 5 | 190000 | 42019 |  |  | NotYetVerified |  | 3 | 2451 | 107 | 23 |  |  | 4000
P4J7T5WS9 | Infinilux Corporation | Infinilux CLSP Series | CLSPXX64-02 (4000K) | Outdoor Luminaires | Mid Output | Fuel Pump Canopy Luminaires | Standard | TRUE | 7603.55 | 106 | 72.06 | 14 | 0.92 | 4101 | 74 | 5 | 190000 | 42019 |  |  | NotYetVerified |  | 3 | 7604 | 106 | 72 |  |  | 4000
PNNR2NHV | Shenzhen Hipower Optoelectronic Co. Ltd | LED VISION | SPS7512-CL-WW2 | Outdoor Luminaires | Mid Output | Fuel Pump Canopy Luminaires | Standard | TRUE | 5901 | 78.7 | 74.98 | 13.69 | 0.956 | 2776 | 84 | 5 | 50000 | 42019 |  |  | NotYetVerified |  | 3 | 6000 | 75 | 75 | 20 | 0.95 | 2700 | 80
P6VTB6ZW | DECO Lighting | Dec Lighting | D533-LED4040UNVXX | Outdoor Luminaires | Low Output | Fuel Pump Canopy Luminaires | Standard | TRUE | 4208.8 | 103 | 41.03 | 10 | 0.95 | 4110 | 73 | 5 | 190000 | 42019 |  |  | NotYetVerified |  | 3 | 4208 | 103 | 41 |  |  | 4000
PENWF94V | DECO Lighting | Dec Lighting | D533-LED6040UNVXX | Outdoor Luminaires | Mid Output | Fuel Pump Canopy Luminaires | Standard | TRUE | 5564.22 | 104 | 53.6 | 15 | 0.88 | 4107 | 73 | 5 | 190000 | 42019 |  |  | NotYetVerified |  | 3 | 5564 | 104 | 54 |  |  | 4000
PHGA681V | ESM | Ecologic | RC-52-CNP-LED | Outdoor Retrofit Kit | Mid Output | Retrofit Kits for Fuel Pump Canopy Luminaires | Standard | TRUE | 6648 | 109.128 | 59.27 | 8.4 | 0.93 | 5030 | 75.7 | 5 | 60000 | 42019 |  |  | NotYetVerified |  | 3 | 6468 | 109 | 59.18 | 8.4 | 0.93 | 5030 | 75.7
PD1CXPSX | Shenzhen Hipower Optoelectronic Co. Ltd | LED VISION | SPS7512-CL-CW | Outdoor Luminaires | Mid Output | Fuel Pump Canopy Luminaires | Standard | FALSE | [9 empty] | 42019 |  |  | NotYetVerified |  | 3 | 6000 | 75 | 75 | 20 | 0.95 | 5700 | 80
PG4RYDZ6 | Shenzhen Hipower Optoelectronic Co. Ltd | LED VISION | SPS7512-CL-DW | Outdoor Luminaires | Mid Output | Fuel Pump Canopy Luminaires | Standard | FALSE | [9 empty] | 42019 |  |  | NotYetVerified |  | 3 | 6000 | 75 | 75 | 20 | 0.95 | 5000 | 80
PCHMK6WU | Shenzhen Hipower Optoelectronic Co. Ltd | LED VISION | SPS7512-CL-NW1 | Outdoor Luminaires | Mid Output | Fuel Pump Canopy Luminaires | Standard | FALSE | [9 empty] | 42019 |  |  | NotYetVerified |  | 3 | 6000 | 75 | 75 | 20 | 0.95 | 4500 | 80
P5YUGU7U | Shenzhen Hipower Optoelectronic Co. Ltd | LED VISION | SPS7512-CL-NW | Outdoor Luminaires | Mid Output | Fuel Pump Canopy Luminaires | Standard | FALSE | [9 empty] | 42019 |  |  | NotYetVerified |  | 3 | 6000 | 75 | 75 | 20 | 0.95 | 4000 | 80
P8YV8ACE | Shenzhen Hipower Optoelectronic Co. Ltd | LED VISION | SPS7512-CL-WW1 | Outdoor Luminaires | Mid Output | Fuel Pump Canopy Luminaires | Standard | FALSE | [9 empty] | 42019 |  |  | NotYetVerified |  | 3 | 6000 | 75 | 75 | 20 | 0.95 | 3500 | 80
PQC5W7K4 | Shenzhen Hipower Optoelectronic Co. Ltd | LED VISION | SPS7512-CL-WW | Outdoor Luminaires | Mid Output | Fuel Pump Canopy Luminaires | Standard | FALSE | [9 empty] | 42019 |  |  | NotYetVerified |  | 3 | 6000 | 75 | 75 | 20 | 0.95 | 3000 | 80
PZ3FV1XEB | Infinilux Corporation | Infinilux CLSP Series | CLSPXX64-02 (5000K) | Outdoor Luminaires | Mid Output | Fuel Pump Canopy Luminaires | Standard | FALSE | [9 empty] | 42019 |  |  | NotYetVerified |  | 3 | 8364 | 116 | 72 |  |  | 5000
PEMGE1MM | Infinilux Corporation | Infinilux CLSP Series | CRSPXX64-02 (5000K)-C01 | Outdoor Luminaires | Mid Output | Fuel Pump Canopy Luminaires | Standard | FALSE | [9 empty] | 42019 |  |  | NotYetVerified |  | 3 | 8364 | 116 | 72 |  |  | 5000
PJ462YTAT | Infinilux Corporation | Infinilux CLSP Series | CLSPXX20-02 (5000K) | Outdoor Luminaires | Low Output | Fuel Pump Canopy Luminaires | Standard | FALSE | [9 empty] | 42019 |  |  | NotYetVerified |  | 3 | 2696 | 117 | 23 |  |  | 5000
PC76RFHM | Infinilux Corporation | Infinilux CLSP Series | CRSPXX20-02 (5000K)-C01 | Outdoor Luminaires | Low Output | Fuel Pump Canopy Luminaires | Standard | FALSE | [9 empty] | 42019 |  |  | NotYetVerified |  | 3 | 2696 | 117 | 23 |  |  | 5000
PBSNMMM2 | Infinilux Corporation | Infinilux CLSP Series | CRSPXX64-02 (4000K)-C01 | Outdoor Luminaires | Mid Output | Fuel Pump Canopy Luminaires | Standard | FALSE | [9 empty] | 42019 |  |  | NotYetVerified |  | 3 | 7604 | 106 | 72 |  |  | 4000
PR8VAGRA | Infinilux Corporation | Infinilux CLSP Series | CRSPXX20-02 (4000K)-C01 | Outdoor Luminaires | Low Output | Fuel Pump Canopy Luminaires | Standard | FALSE | [9 empty] | 42019 |  |  | NotYetVerified |  | 3 | 2451 | 107 | 23 |  |  | 4000
PDV9MWHB | DECO Lighting | Dec Lighting | D533-LED6050UNVXX | Outdoor Luminaires | Mid Output | Fuel Pump Canopy Luminaires | Standard | FALSE | [9 empty] | 42019 |  |  | NotYetVerified |  | 3 | 5564 | 104 | 54 |  |  | 4889 | 71
P33UUFH7 | DECO Lighting | Dec Lighting | D533-LED4050UNVXX | Outdoor Luminaires | Low Output | Fuel Pump Canopy Luminaires | Standard | FALSE | [9 empty] | 42019 |  |  | NotYetVerified |  | 3 | 4208 | 103 | 41 |  |  | 4889 | 71
P7UKHANK | US Green Lighting Inc. | US Green Lighting | L/150/CN/X/340/001 | Outdoor Luminaires | High Output | Fuel Pump Canopy Luminaires | Standard | FALSE | [9 empty] | 42018 | Not Yet Verified | Not Yet Verified | NotYetVerified |  | 3 | 13500 | 90 | 150 | 20 | 0.95 | 4000 | 70
PE2EMFG3 | US Green Lighting Inc. | US Green Lighting | L/120/CN/X/340/001 | Outdoor Luminaires | High Output | Fuel Pump Canopy Luminaires | Standard | FALSE | [9 empty] | 42018 | Not Yet Verified | Not Yet Verified | NotYetVerified |  | 3 | 10800 | 90 | 120 | 20 | 0.95 | 4000
PCCXZ8GZ | Shenzhen Hipower Optoelectronic Co. Ltd | LED VISION | SPS6012-CL-WW | Outdoor Luminaires | Low Output | Fuel Pump Canopy Luminaires | Standard | TRUE | 4599 | 78.18 | 59.09 | 14.32 | 0.946 | 2938 | 85 | 5 | 50000 | 42017 |  |  | NotYetVerified |  | 3 | 5000 | 85 | 60 | 20 | 0.95 | 3000 | 80
PRBJH2HJ | Shenzhen Hipower Optoelectronic Co. Ltd | LED VISION | SPS6012-CL-DW | Outdoor Luminaires | Mid Output | Fuel Pump Canopy Luminaires | Standard | FALSE | [9 empty] | 42017 |  |  | NotYetVerified |  | 3 | 5000 | 85 | 60 | 20 | 0.95 | 5000 | 80
P2S938NP | Shenzhen Hipower Optoelectronic Co. Ltd | LED VISION | SPS6012-CL-NW1 | Outdoor Luminaires | Mid Output | Fuel Pump Canopy Luminaires | Standard | FALSE | [9 empty] | 42017 |  |  | NotYetVerified |  | 3 | 5000 | 85 | 60 | 20 | 0.95 | 4500 | 80
PZFGG2DD | Shenzhen Hipower Optoelectronic Co. Ltd | LED VISION | SPS6012-CL-NW | Outdoor Luminaires | Mid Output | Fuel Pump Canopy Luminaires | Standard | FALSE | [9 empty] | 42017 |  |  | NotYetVerified |  | 3 | 5000 | 85 | 60 | 20 | 0.95 | 4000 | 80
PXQWZTVS | Shenzhen Hipower Optoelectronic Co. Ltd | LED VISION | SPS6012-CL-WW1 | Outdoor Luminaires | Mid Output | Fuel Pump Canopy Luminaires | Standard | FALSE | [9 empty] | 42017 |  |  | NotYetVerified |  | 3 | 5000 | 85 | 60 | 20 | 0.95 | 3500 | 80
PPK82BDFD | DONGGUAN THAILIGHT SEMICONDUCTOR LIGHTING CO.LTD. | Thailight | TLCLA1203PDZZ | Outdoor Luminaires | High Output | Fuel Pump Canopy Luminaires | Standard | TRUE | 10665 | 94.45 | 112.9 | 12.6 | 0.9338 | 3048 | 83.7 | 5 | 50000 | 42013 |  |  | NotYetVerified |  | 3 | 10600 | 90 | 120 |  | 0.9 | 3000 | 80
PCSWYBWQY | DONGGUAN THAILIGHT SEMICONDUCTOR LIGHTING CO.LTD. | Thailight | TLCLA1205PDZZ | Outdoor Luminaires | High Output | Fuel Pump Canopy Luminaires | Standard | FALSE | [9 empty] | 42013 |  |  | NotYetVerified |  | 3 | 10600 | 90 | 120 |  | 0.9 | 5000 | 80
P5K1N3XK4 | DONGGUAN THAILIGHT SEMICONDUCTOR LIGHTING CO.LTD. | Thailight | TLCLA12045PDZZ | Outdoor Luminaires | High Output | Fuel Pump Canopy Luminaires | Standard | FALSE | [9 empty] | 42013 |  |  | NotYetVerified |  | 3 | 10600 | 90 | 120 |  | 0.9 | 4500 | 80
PQHPMZEBG | DONGGUAN THAILIGHT SEMICONDUCTOR LIGHTING CO.LTD. | Thailight | TLCLA1204PDZZ | Outdoor Luminaires | High Output | Fuel Pump Canopy Luminaires | Standard | FALSE | [9 empty] | 42013 |  |  | NotYetVerified |  | 3 | 10600 | 90 | 120 |  | 0.9 | 4000 | 80
PHUT7UGTV | DONGGUAN THAILIGHT SEMICONDUCTOR LIGHTING CO.LTD. | Thailight | TLCLA12035PDZZ | Outdoor Luminaires | High Output | Fuel Pump Canopy Luminaires | Standard | FALSE | [9 empty] | 42013 |  |  | NotYetVerified |  | 3 | 10600 | 90 | 120 |  | 0.9 | 3500 | 80
PHHM11NB | Barron Lighting Group | Barron Lighting Group | TLED-SC-48-VS-P | Outdoor Luminaires | Mid Output | Fuel Pump Canopy Luminaires | Standard | FALSE | [9 empty] | 42011 | Not Yet Verified | Not Yet Verified | NotYetVerified | Qualified with dimming and non-dimming driver options | 3 | 5593 | 102 | 55 |  | 0.9 | 5000 | 70
P4YD82YF | Barron Lighting Group | Barron Lighting Group | TLED-SC-36-VS-P | Outdoor Luminaires | Low Output | Fuel Pump Canopy Luminaires | Standard | FALSE | [9 empty] | 42011 | Not Yet Verified | Not Yet Verified | NotYetVerified | Qualified with dimming and non-dimming driver options | 3 | 4115 | 101 | 41 |  | 0.9 | 5000 | 70
PCMZMYJU | Barron Lighting Group | Barron Lighting Group | TLED-SC-24-VS-P | Outdoor Luminaires | Low Output | Fuel Pump Canopy Luminaires | Standard | FALSE | [9 empty] | 42011 | Not Yet Verified | Not Yet Verified | NotYetVerified | Qualified with dimming and non-dimming driver options | 3 | 2870 | 103 | 28 |  | 0.9 | 5000 | 70
PK5MBU5S | Barron Lighting Group | Barron Lighting Group | TLED-SC-18-VS-P | Outdoor Luminaires | Low Output | Fuel Pump Canopy Luminaires | Standard | FALSE | [9 empty] | 42011 | Not Yet Verified | Not Yet Verified | NotYetVerified |  | 3 | 1964 | 91 | 20 |  |  | 4500
PTHJC7U7 | Barron Lighting Group | Barron Lighting Group | TLED-SC-64-VS-P | Outdoor Luminaires | Mid Output | Fuel Pump Canopy Luminaires | Standard | FALSE | [9 empty] | 42011 | Not Yet Verified | Not Yet Verified | NotYetVerified |  | 3 | 7309 | 101 | 72
PUUXB1W5 | Hubbell Lighting | Whiteway Lighting | CLED-HL-7-UNV-S-4-xxxxx (S) | Outdoor Luminaires | High Output | Fuel Pump Canopy Luminaires | Standard | TRUE | 14131 | 116.98 | 120.8 | 17.83 | 0.9283 | 4021 | 83.7 | 5 | 50000 | 42009 |  |  | NotYetVerified |  | 3 | 14100 | 115 | 130 |  |  | 4000 | 80
PXRE9FJ6 | Hubbell Lighting | Whiteway Lighting | CLED-HL-7-UNV-S-4-xxxxx (I) | Outdoor Luminaires | High Output | Fuel Pump Canopy Luminaires | Standard | TRUE | 13013 | 108.56 | 119.9 | 12.58 | 0.9256 | 4024 | 83.7 | 5 | 50000 | 42009 |  |  | NotYetVerified |  | 3 | 13000 | 105 | 130 |  |  | 4000 | 80
P9QSZHQ7 | Hubbell Lighting | Whiteway Lighting | CLED-HL-7-UNV-S-5-xxxxx (I) | Outdoor Luminaires | High Output | Fuel Pump Canopy Luminaires | Standard | FALSE | [9 empty] | 42009 |  |  | NotYetVerified |  | 3 | 15300 | 125 | 130 |  |  | 5000 | 80
PF6GZS1C | Hubbell Lighting | Whiteway Lighting | CLED-HL-7-UNV-S-5-xxxxx (S) | Outdoor Luminaires | High Output | Fuel Pump Canopy Luminaires | Standard | FALSE | [9 empty] | 42009 |  |  | NotYetVerified |  | 3 | 15000 | 120 | 130 |  |  | 5000 | 80
PYCQ8RD5 | Hubbell Lighting | Whiteway Lighting | CLED-HL-7-UNV-S-45-xxxxx (S) | Outdoor Luminaires | High Output | Fuel Pump Canopy Luminaires | Standard | FALSE | [9 empty] | 42009 |  |  | NotYetVerified |  | 3 | 14100 | 115 | 130 |  |  | 4500 | 80
P4JK6FYA | Hubbell Lighting | Whiteway Lighting | CLED-HL-7-UNV-S-45-xxxxx (I) | Outdoor Luminaires | High Output | Fuel Pump Canopy Luminaires | Standard | FALSE | [9 empty] | 42009 |  |  | NotYetVerified |  | 3 | 13000 | 105 | 130 |  |  | 4500 | 80
P353EF948 | S LITE CO. LTD. | S LITE | DL392ALM(3500K) | Outdoor Luminaires | Mid Output | Fuel Pump Canopy Luminaires | Standard | TRUE | 7585 | 82.61 | 91.82 | 11.12 | 0.918 | 3260 | 83 | 5 |  | 42006 |  |  | NotYetVerified |  | 3 | 7585 | 82.61 | 90.7 | 11.12 | 0.9176 | 3500 | 83
P5GGZTBE | S LITE CO. LTD. | S LITE | DL392ALM(5700K) | Outdoor Luminaires | Mid Output | Fuel Pump Canopy Luminaires | Standard | FALSE | [9 empty] | 42006 | Not Dimmable | Not Dimmable | NotYetVerified |  | 3 | 8054 | 88.61 | 90.89 | 14.14 | 0.9136 | 5700 | 71.1
PQQ55QVZ | S LITE CO. LTD. | S LITE | DL392ALM(5000K) | Outdoor Luminaires | Mid Output | Fuel Pump Canopy Luminaires | Standard | FALSE | [9 empty] | 42006 | Not Dimmable | Not Dimmable | NotYetVerified |  | 3 | 7585 | 83.63 | 90.7 | 11.12 | 0.9176 | 5000 | 83
PTJR5Z61 | S LITE CO. LTD. | S LITE | DL392ALM(4500K) | Outdoor Luminaires | Mid Output | Fuel Pump Canopy Luminaires | Standard | FALSE | [9 empty] | 42006 | Not Dimmable | Not Dimmable | NotYetVerified |  | 3 | 7585 | 83.63 | 90.7 | 11.12 | 0.9176 | 4500 | 83
PANRXRA6 | S LITE CO. LTD. | S LITE | DL392ALM(4000K) | Outdoor Luminaires | Mid Output | Fuel Pump Canopy Luminaires | Standard | FALSE | [9 empty] | 42006 | Not Dimmable | Not Dimmable | NotYetVerified |  | 3 | 7585 | 83.63 | 90.7 | 11.12 | 0.9176 | 4000 | 83
P6BSJBG4 | ATG Electronics Corp. | ATG Electronics | RC100W5K | Outdoor Luminaires | Mid Output | Fuel Pump Canopy Luminaires | Standard | TRUE | 8585 | 92.76 | 92.55 | 18.83 | 0.926 | 5276 | 78.2 | 5 | 100000 | 42003 |  |  | NotYetVerified |  | 3 | 9000 | 90 | 100 | 20 | 0.92 | 5000 | 70
P1RKG8AE | ATG Electronics Corp. | ATG Electronics | RC150W5K | Outdoor Luminaires | High Output | Fuel Pump Canopy Luminaires | Standard | TRUE | 13947 | 94.27 | 147.95 | 10.89 | 0.94 | 5026 | 71.4 | 5 | 100000 | 42003 |  |  | NotYetVerified |  | 3 | 13500 | 90 | 150 | 20 | 0.92 | 5000 | 70
PNHBGY4E | Feexer Supply Inc. | Feexer Supply | SL-120W-5700K-lll-YY-XX | Outdoor Luminaires | High Output | Fuel Pump Canopy Luminaires | Standard | FALSE | [9 empty] | 42002 |  |  | NotYetVerified |  | 3 | 11000 | 90 | 120 | 20 | 0.9 | 5700 | 65
PT1VZZWH | Shanghai CKRA Lighting Technology Co. Ltd | CKRA | CKL-CP08B(3000K) | Outdoor Luminaires | High Output | Fuel Pump Canopy Luminaires | Standard | TRUE | 11229.6 | 98.1 | 114.5 | 16.38 | 0.9043 | 3111 | 73.7 | 5 | 50000 | 41997 |  |  | NotYetVerified |  | 3 | 11229.6 | 98.1 | 114.5 | 8.37 | 0.9919 | 3111 | 73.7
PCRRST57 | Shanghai CKRA Lighting Technology Co. Ltd | CKRA | CKL-CP08C(3000K) | Outdoor Luminaires | High Output | Fuel Pump Canopy Luminaires | Standard | TRUE | 15153.7 | 98.2 | 154.3 | 14.11 | 0.9167 | 3099 | 73.4 | 5 | 50000 | 41997 |  |  | NotYetVerified |  | 3 | 15153.7 | 98.2 | 154.3 | 6.8 | 0.9939 | 3099 | 73.4
P5T89U35 | Shanghai CKRA Lighting Technology Co. Ltd | CKRA | CKL-CP08A(3000K) | Outdoor Luminaires | Mid Output | Fuel Pump Canopy Luminaires | Standard | TRUE | 7349.4 | 97.9 | 75.1 | 19.3 | 0.9082 | 3051 | 72.7 | 5 | 50000 | 41997 |  |  | NotYetVerified |  | 3 | 7349.4 | 97.9 | 75.1 | 10.01 | 0.9909 | 3051 | 72.7
PHDHDW6A | Shanghai CKRA Lighting Technology Co. Ltd | CKRA | CKL-CP08C(5700K) | Outdoor Luminaires | High Output | Fuel Pump Canopy Luminaires | Standard | FALSE | [9 empty] | 41997 |  |  | NotYetVerified |  | 3 | 16803.8 | 107.6 | 156.1 | 7.03 | 0.9937 | 5915 | 78.2
PEGJPAD2 | Shanghai CKRA Lighting Technology Co. Ltd | CKRA | CKL-CP08B(5700K) | Outdoor Luminaires | High Output | Fuel Pump Canopy Luminaires | Standard | FALSE | [9 empty] | 41997 |  |  | NotYetVerified |  | 3 | 12493.5 | 107.8 | 115.9 | 8.76 | 0.9918 | 5856 | 78.3
PTG6ZA7B | Shanghai CKRA Lighting Technology Co. Ltd | CKRA | CKL-CP08A(5700K) | Outdoor Luminaires | Mid Output | Fuel Pump Canopy Luminaires | Standard | FALSE | [9 empty] | 41997 |  |  | NotYetVerified |  | 3 | 8087.2 | 107.5 | 75.2 | 8.6 | 0.9915 | 5734 | 75.7
PB3Y67RH | Shanghai CKRA Lighting Technology Co. Ltd | CKRA | CKL-CP08B(5000K) | Outdoor Luminaires | High Output | Fuel Pump Canopy Luminaires | Standard | FALSE | [9 empty] | 41997 |  |  | NotYetVerified |  | 3 | 12609.5 | 107.6 | 117.2 | 20 | 0.95 | 5000 | 77.3
PMXXY1K8 | Shanghai CKRA Lighting Technology Co. Ltd | CKRA | CKL-CP08A(5000K) | Outdoor Luminaires | Mid Output | Fuel Pump Canopy Luminaires | Standard | FALSE | [9 empty] | 41997 |  |  | NotYetVerified |  | 3 | 8231.8 | 106.5 | 77.3 | 20 | 0.95 | 5000 | 77.2
P82DFPA8 | Shanghai CKRA Lighting Technology Co. Ltd | CKRA | CKL-CP08C(5000K) | Outdoor Luminaires | High Output | Fuel Pump Canopy Luminaires | Standard | FALSE | [9 empty] | 41997 |  |  | NotYetVerified |  | 3 | 16755.2 | 107.2 | 156.2 | 20 | 0.95 | 5000 | 77.2
P2638CWM | Shanghai CKRA Lighting Technology Co. Ltd | CKRA | CKL-CP08A(4500K) | Outdoor Luminaires | Mid Output | Fuel Pump Canopy Luminaires | Standard | FALSE | [9 empty] | 41997 |  |  | NotYetVerified |  | 3 | 7807.2 | 101.6 | 76.9 | 20 | 0.95 | 4500 | 76.9
P2UKMM5R | Shanghai CKRA Lighting Technology Co. Ltd | CKRA | CKL-CP08C(4500K) | Outdoor Luminaires | High Output | Fuel Pump Canopy Luminaires | Standard | FALSE | [9 empty] | 41997 |  |  | NotYetVerified |  | 3 | 16293.8 | 104.2 | 156.3 | 20 | 0.95 | 4500 | 76.9
PBYV1WS3 | Shanghai CKRA Lighting Technology Co. Ltd | CKRA | CKL-CP08B(4500K) | Outdoor Luminaires | High Output | Fuel Pump Canopy Luminaires | Standard | FALSE | [9 empty] | 41997 |  |  | NotYetVerified |  | 3 | 11987.1 | 103.6 | 115.8 | 20 | 0.95 | 4500 | 76.9
PWFBSFT2 | Shanghai CKRA Lighting Technology Co. Ltd | CKRA | CKL-CP08B(4000K) | Outdoor Luminaires | High Output | Fuel Pump Canopy Luminaires | Standard | FALSE | [9 empty] | 41997 |  |  | NotYetVerified |  | 3 | 11963.4 | 102.4 | 116.8 | 20 | 0.95 | 4000 | 76.3
PMHYP74S | Shanghai CKRA Lighting Technology Co. Ltd | CKRA | CKL-CP08A(4000K) | Outdoor Luminaires | Mid Output | Fuel Pump Canopy Luminaires | Standard | FALSE | [9 empty] | 41997 |  |  | NotYetVerified |  | 3 | 7562.3 | 98.9 | 76.5 | 20 | 0.95 | 4000 | 75.6
PCA8CEQU | Shanghai CKRA Lighting Technology Co. Ltd | CKRA | CKL-CP08C(4000K) | Outdoor Luminaires | High Output | Fuel Pump Canopy Luminaires | Standard | FALSE | [9 empty] | 41997 |  |  | NotYetVerified |  | 3 | 16226.2 | 103.5 | 156.9 | 20 | 0.95 | 4000 | 75.4
PDYMHR6Q | Shanghai CKRA Lighting Technology Co. Ltd | CKRA | CKL-CP08A(3500K) | Outdoor Luminaires | Mid Output | Fuel Pump Canopy Luminaires | Standard | FALSE | [9 empty] | 41997 |  |  | NotYetVerified |  | 3 | 7472.9 | 96.8 | 77.2 | 20 | 0.95 | 3500 | 75.1
PB5H5PJS | Shanghai CKRA Lighting Technology Co. Ltd | CKRA | CKL-CP08C(3500K) | Outdoor Luminaires | High Output | Fuel Pump Canopy Luminaires | Standard | FALSE | [9 empty] | 41997 |  |  | NotYetVerified |  | 3 | 15603.9 | 99.8 | 156.4 | 20 | 0.95 | 3500 | 74.8
PVUGGH2C | Shanghai CKRA Lighting Technology Co. Ltd | CKRA | CKL-CP08B(3500K) | Outdoor Luminaires | High Output | Fuel Pump Canopy Luminaires | Standard | FALSE | [9 empty] | 41997 |  |  | NotYetVerified |  | 3 | 11464.5 | 98.3 | 116.6 | 20 | 0.95 | 3500 | 73.2
PGB9DKPT | A+PRISM TECH OUTBACKLIGHT CO. | outbacklights | OB-CNP-12IN-60W-3000K | Outdoor Luminaires | Low Output | Fuel Pump Canopy Luminaires | Standard | TRUE | 4599 | 78.18 | 59.09 | 14.32 | 0.946 | 2938 | 85 | 5 | 50000 | 41995 |  |  | NotYetVerified |  | 3 | 5000 | 85 | 60 | 20 | 0.95 | 3000 | 80
PYE69MZK | Shenzhen Hipower Optoelectronic Co. Ltd | LED VISION | SPS9012-CL-WW | Outdoor Luminaires | Mid Output | Fuel Pump Canopy Luminaires | Standard | TRUE | 7480 | 82.62 | 90.53 | 14.44 | 0.915 | 2932 | 85 | 5 | 50000 | 41995 |  |  | NotYetVerified |  | 3 | 7000 | 80 | 90 | 20 | 0.95 | 3000 | 80
PGYR6AZ1 | A+PRISM TECH OUTBACKLIGHT CO. | outbacklights | OB-CNP-12IN-90W-3000K | Outdoor Luminaires | Mid Output | Fuel Pump Canopy Luminaires | Standard | TRUE | 7480 | 82.62 | 90.53 | 14.44 | 0.915 | 2932 | 85 | 5 | 50000 | 41995 |  |  | NotYetVerified |  | 3 | 7000 | 80 | 90 | 20 | 0.95 | 3000 | 80
PPBU7974 | A+PRISM TECH OUTBACKLIGHT CO. | outbacklights | OB-CNP-12IN-40W-3000K | Outdoor Luminaires | Low Output | Fuel Pump Canopy Luminaires | Standard | TRUE | 3679 | 92.86 | 39.62 | 17.76 | 0.948 | 2921 | 84 | 5 | 50000 | 41995 |  |  | NotYetVerified |  | 3 | 3500 | 90 | 40 | 20 | 0.95 | 3000 | 80
PXZGNZKR | Shenzhen Hipower Optoelectronic Co. Ltd | LED VISION | SPS9012-CL-DW | Outdoor Luminaires | Mid Output | Fuel Pump Canopy Luminaires | Standard | FALSE | [9 empty] | 41995 |  |  | NotYetVerified |  | 3 | 7000 | 80 | 90 | 20 | 0.95 | 5000 | 80
PH25RG8H | Shenzhen Hipower Optoelectronic Co. Ltd | LED VISION | SPS9012-CL-NW1 | Outdoor Luminaires | Mid Output | Fuel Pump Canopy Luminaires | Standard | FALSE | [9 empty] | 41995 |  |  | NotYetVerified |  | 3 | 7000 | 80 | 90 | 20 | 0.95 | 4500 | 80
PT6S5D9D | Shenzhen Hipower Optoelectronic Co. Ltd | LED VISION | SPS9012-CL-NW | Outdoor Luminaires | Mid Output | Fuel Pump Canopy Luminaires | Standard | FALSE | [9 empty] | 41995 |  |  | NotYetVerified |  | 3 | 7000 | 80 | 90 | 20 | 0.95 | 4000 | 80
PJUQTPT3 | Shenzhen Hipower Optoelectronic Co. Ltd | LED VISION | SPS9012-CL-WW1 | Outdoor Luminaires | Mid Output | Fuel Pump Canopy Luminaires | Standard | FALSE | [9 empty] | 41995 |  |  | NotYetVerified |  | 3 | 7000 | 80 | 90 | 20 | 0.95 | 3500 | 80
P5HFZHNK | A+PRISM TECH OUTBACKLIGHT CO. | outbacklights | OB-CNP-12IN-90W-5000K | Outdoor Luminaires | Mid Output | Fuel Pump Canopy Luminaires | Standard | FALSE | [9 empty] | 41995 | Not Dimmable | Not Dimmable | NotYetVerified |  | 3 | 7000 | 80 | 90 | 20 | 0.95 | 5000 | 80
PAYMMTPH | A+PRISM TECH OUTBACKLIGHT CO. | outbacklights | OB-CNP-12IN-60W-5000K | Outdoor Luminaires | Mid Output | Fuel Pump Canopy Luminaires | Standard | FALSE | [9 empty] | 41995 | Not Dimmable | Not Dimmable | NotYetVerified |  | 3 | 5000 | 85 | 60 | 20 | 0.95 | 5000 | 80
PNDMVF96 | A+PRISM TECH OUTBACKLIGHT CO. | outbacklights | OB-CNP-12IN-40W-5000K | Outdoor Luminaires | Low Output | Fuel Pump Canopy Luminaires | Standard | FALSE | [9 empty] | 41995 | Not Dimmable | Not Dimmable | NotYetVerified |  | 3 | 3500 | 90 | 40 | 20 | 0.95 | 5000 | 80
PNBUE1CW | A+PRISM TECH OUTBACKLIGHT CO. | outbacklights | OB-CNP-12IN-90W-4500K | Outdoor Luminaires | Mid Output | Fuel Pump Canopy Luminaires | Standard | FALSE | [9 empty] | 41995 | Not Dimmable | Not Dimmable | NotYetVerified |  | 3 | 7000 | 80 | 90 | 20 | 0.95 | 4500 | 80
PX61JXE5 | A+PRISM TECH OUTBACKLIGHT CO. | outbacklights | OB-CNP-12IN-60W-4500K | Outdoor Luminaires | Mid Output | Fuel Pump Canopy Luminaires | Standard | FALSE | [9 empty] | 41995 | Not Dimmable | Not Dimmable | NotYetVerified |  | 3 | 5000 | 85 | 60 | 20 | 0.95 | 4500 | 80
PEH4YHXT | A+PRISM TECH OUTBACKLIGHT CO. | outbacklights | OB-CNP-12IN-40W-4500K | Outdoor Luminaires | Low Output | Fuel Pump Canopy Luminaires | Standard | FALSE | [9 empty] | 41995 | Not Dimmable | Not Dimmable | NotYetVerified |  | 3 | 3500 | 90 | 40 | 20 | 0.95 | 4500 | 80
PQQBXHNR | A+PRISM TECH OUTBACKLIGHT CO. | outbacklights | OB-CNP-12IN-90W-4000K | Outdoor Luminaires | Mid Output | Fuel Pump Canopy Luminaires | Standard | FALSE | [9 empty] | 41995 | Not Dimmable | Not Dimmable | NotYetVerified |  | 3 | 7000 | 80 | 90 | 20 | 0.95 | 4000 | 80
PJEZS795 | A+PRISM TECH OUTBACKLIGHT CO. | outbacklights | OB-CNP-12IN-60W-4000K | Outdoor Luminaires | Mid Output | Fuel Pump Canopy Luminaires | Standard | FALSE | [9 empty] | 41995 | Not Dimmable | Not Dimmable | NotYetVerified |  | 3 | 5000 | 85 | 60 | 20 | 0.95 | 4000 | 80
PCRHKNQU | A+PRISM TECH OUTBACKLIGHT CO. | outbacklights | OB-CNP-12IN-40W-4000K | Outdoor Luminaires | Low Output | Fuel Pump Canopy Luminaires | Standard | FALSE | [9 empty] | 41995 | Not Dimmable | Not Dimmable | NotYetVerified |  | 3 | 3500 | 90 | 40 | 20 | 0.95 | 4000 | 80
PZJ4AU5Y | A+PRISM TECH OUTBACKLIGHT CO. | outbacklights | OB-CNP-12IN-90W-3500K | Outdoor Luminaires | Mid Output | Fuel Pump Canopy Luminaires | Standard | FALSE | [9 empty] | 41995 | Not Dimmable | Not Dimmable | NotYetVerified |  | 3 | 7000 | 80 | 90 | 20 | 0.95 | 3500 | 80
PTAQXDUG | A+PRISM TECH OUTBACKLIGHT CO. | outbacklights | OB-CNP-12IN-60W-3500K | Outdoor Luminaires | Mid Output | Fuel Pump Canopy Luminaires | Standard | FALSE | [9 empty] | 41995 | Not Dimmable | Not Dimmable | NotYetVerified |  | 3 | 5000 | 85 | 60 | 20 | 0.95 | 3500 | 80
PADSXTPV | A+PRISM TECH OUTBACKLIGHT CO. | outbacklights | OB-CNP-12IN-40W-3500K | Outdoor Luminaires | Low Output | Fuel Pump Canopy Luminaires | Standard | FALSE | [9 empty] | 41995 | Not Dimmable | Not Dimmable | NotYetVerified |  | 3 | 3500 | 90 | 40 | 20 | 0.95 | 3500 | 80
PYK8EYMR | PACLIGHTS LLC | PacLights | FGS150 | Outdoor Luminaires | High Output | Fuel Pump Canopy Luminaires | Standard | TRUE | 11242 | 80.01 | 140.5 | 12.2 | 0.9392 | 5868 | 71.3 | 5 |  | 41992 |  |  | NotYetVerified |  | 3 | 12000 | 95 | 150 |  | 0.989 | 5700 | 75
PP1BBDEX | PACLIGHTS LLC | PacLights | FGS100 | Outdoor Luminaires | Mid Output | Fuel Pump Canopy Luminaires | Standard | TRUE | 7463 | 84.78 | 87.79 | 19.7 | 0.911 | 5841 | 70 | 5 |  | 41992 |  |  | NotYetVerified |  | 3 |  |  | 100 |  | 0.9 | 5700 | 70
PZZJ3RRF | PACLIGHTS LLC | PacLights | FCP130 | Outdoor Luminaires | High Output | Fuel Pump Canopy Luminaires | Standard | TRUE | 10853 | 83.87 | 129.4 | 15.01 | 0.9207 | 5992 | 72.1 | 5 | 50000 | 41992 |  |  | NotYetVerified |  | 3 | 10000 |  | 130 |  | 0.9 | 5700 | 70
PTQY2TVE | PACLIGHTS LLC | PacLights | FCP60 | Outdoor Luminaires | Mid Output | Fuel Pump Canopy Luminaires | Standard | TRUE | 5373.3 | 89.63 | 59.95 | 15.78 | 0.9156 | 5982 | 71.2 | 5 | 50000 | 41992 |  |  | NotYetVerified |  | 3 | 5000 |  | 60 |  | 0.9 | 5700 | 70
PFXVB8K8 | PACLIGHTS LLC | PacLights | FCP100 | Outdoor Luminaires | Mid Output | Fuel Pump Canopy Luminaires | Standard | TRUE | 8298.7 | 83.15 | 99.8 | 14.3 | 0.9154 | 5977 | 71.6 | 5 | 50000 | 41992 |  |  | NotYetVerified |  | 3 | 8000 |  | 100 |  | 0.9 | 5700 | 70
PGVRCVGU | SIMKAR Corporation | Simkar | CLED4050U1(5000K) | Outdoor Luminaires | Low Output | Fuel Pump Canopy Luminaires | Standard | TRUE | 3265.4 | 78.51 | 41.59 | 11.5 | 0.912 | 4804 | 74 | 5 |  | 41992 |  |  | NotYetVerified |  | 3 | 3265 |  | 42 |  |  | 5000 | 74
PZVZXHUX | SIMKAR Corporation | Simkar | CLED4050U11B(5700K) | Outdoor Luminaires | Low Output | Fuel Pump Canopy Luminaires | Standard | FALSE | [9 empty] | 41992 |  |  | NotYetVerified |  | 3 | 3486 | 83 | 42 |  |  | 5700 | 72
PGETC28Z | SIMKAR Corporation | Simkar | CLED4050U1(5700K) | Outdoor Luminaires | Low Output | Fuel Pump Canopy Luminaires | Standard | FALSE | [9 empty] | 41992 |  |  | NotYetVerified |  | 3 | 3486 | 83 | 42 |  |  | 5700 | 72
PCTPVSFT | SIMKAR Corporation | Simkar | CLED4050U12B(5700K) | Outdoor Luminaires | Low Output | Fuel Pump Canopy Luminaires | Standard | FALSE | [9 empty] | 41992 |  |  | NotYetVerified |  | 3 | 3486 | 83 | 42 |  |  | 5700 | 72
PY6SMUB2 | S LITE CO. LTD. | S LITE | DL391ALN2P (5700K) | Outdoor Luminaires | Low Output | Fuel Pump Canopy Luminaires | Standard | FALSE | [9 empty] | 41992 | Not Yet Verified | Not Yet Verified | NotYetVerified |  | 3 | 3486 | 83 | 42 |  |  | 5700 | 72
PXY9SFYZ | S LITE CO. LTD. | S LITE | DL391ALN1P (5700K) | Outdoor Luminaires | Low Output | Fuel Pump Canopy Luminaires | Standard | FALSE | [9 empty] | 41992 | Not Yet Verified | Not Yet Verified | NotYetVerified |  | 3 | 3486 | 83 | 42 |  |  | 5700 | 72
PZRA3NGW | S LITE CO. LTD. | S LITE | DL391ALN2P (5000K) | Outdoor Luminaires | Low Output | Fuel Pump Canopy Luminaires | Standard | FALSE | [9 empty] | 41992 | Not Yet Verified | Not Yet Verified | NotYetVerified |  | 3 | 3265.4 | 78.51 | 41.59 |  |  | 5000 | 74
PKW5NNQ7 | S LITE CO. LTD. | S LITE | DL391ALN1P (5000K) | Outdoor Luminaires | Low Output | Fuel Pump Canopy Luminaires | Standard | FALSE | [9 empty] | 41992 | Not Yet Verified | Not Yet Verified | NotYetVerified |  | 3 | 3265.4 | 78.51 | 41.59 |  |  | 5000 | 74
PE381JUF | New Horizon Lighting | New Horizon Lighting | NHL-12SVR-42W-4K-LED | Outdoor Luminaires | Low Output | Fuel Pump Canopy Luminaires | Standard | TRUE | 3877 | 85.73 | 45.34 | 22.28 | 0.87 | 4192 | 86.4 | 5 |  | 41991 |  |  | NotYetVerified |  | 3 | 3609 | 93 | 42 |  | 0.98 | 4000 | 85
PVN8JQUX | New Horizon Lighting | New Horizon Lighting | NHL-12SVR-28W-4K-LED | Outdoor Luminaires | Low Output | Fuel Pump Canopy Luminaires | Standard | TRUE | 2557 | 90.07 | 28.39 | 12.42 | 0.874 | 4166 | 87 | 5 | 50000 | 41991 |  |  | NotYetVerified |  | 3 | 3200 | 114 | 28 |  | 0.98 | 4000 | 80
PVCBT37N | Dongguan Sense Lighting Technology Co. Ltd. | sensetechlight | SE-CL-75W-27 | Outdoor Luminaires | Mid Output | Fuel Pump Canopy Luminaires | Standard | TRUE | 5901 | 78.7 | 74.98 | 13.69 | 0.956 | 2776 | 84 | 5 | 50000 | 41990 |  |  | NotYetVerified |  | 3 | 6000 | 75 | 75 | 20 | 0.95 | 2700 | 80
PW31VGEQ | Shenzhen Hipower Optoelectronic Co. Ltd | LED VISION | SPS4012-CL-WW | Outdoor Luminaires | Low Output | Fuel Pump Canopy Luminaires | Standard | TRUE | 3679 | 92.86 | 39.62 | 17.76 | 0.948 | 2921 | 84 | 5 | 50000 | 41990 |  |  | NotYetVerified |  | 3 | 3500 | 90 | 40 | 20 | 0.95 | 3000 | 80
P26V9VJY | Dongguan Sense Lighting Technology Co. Ltd. | sensetechlight | SE-CL-75W-57 | Outdoor Luminaires | Mid Output | Fuel Pump Canopy Luminaires | Standard | FALSE | [9 empty] | 41990 |  |  | NotYetVerified |  | 3 | 6000 | 75 | 75 | 20 | 0.95 | 5700 | 80
PCHACXXQ | Dongguan Sense Lighting Technology Co. Ltd. | sensetechlight | SE-CL-75W-50 | Outdoor Luminaires | Mid Output | Fuel Pump Canopy Luminaires | Standard | FALSE | [9 empty] | 41990 |  |  | NotYetVerified |  | 3 | 6000 | 75 | 75 | 20 | 0.95 | 5000 | 80
P88GC34G | Dongguan Sense Lighting Technology Co. Ltd. | sensetechlight | SE-CL-75W-45 | Outdoor Luminaires | Mid Output | Fuel Pump Canopy Luminaires | Standard | FALSE | [9 empty] | 41990 |  |  | NotYetVerified |  | 3 | 6000 | 75 | 75 | 20 | 0.95 | 4500 | 80
PJSH3GZG | Dongguan Sense Lighting Technology Co. Ltd. | sensetechlight | SE-CL-75W-40 | Outdoor Luminaires | Mid Output | Fuel Pump Canopy Luminaires | Standard | FALSE | [9 empty] | 41990 |  |  | NotYetVerified |  | 3 | 6000 | 75 | 75 | 20 | 0.95 | 4000 | 80
P7GUDZF6 | Dongguan Sense Lighting Technology Co. Ltd. | sensetechlight | SE-CL-75W-35 | Outdoor Luminaires | Mid Output | Fuel Pump Canopy Luminaires | Standard | FALSE | [9 empty] | 41990 |  |  | NotYetVerified |  | 3 | 6000 | 75 | 75 | 20 | 0.95 | 3500 | 80
PN53351R | Dongguan Sense Lighting Technology Co. Ltd. | sensetechlight | SE-CL-75W-30 | Outdoor Luminaires | Mid Output | Fuel Pump Canopy Luminaires | Standard | FALSE | [9 empty] | 41990 |  |  | NotYetVerified |  | 3 | 6000 | 75 | 75 | 20 | 0.95 | 3000 | 80
PUUY3D6R | Shenzhen Hipower Optoelectronic Co. Ltd | LED VISION | SPS4012-CL-DW | Outdoor Luminaires | Low Output | Fuel Pump Canopy Luminaires | Standard | FALSE | [9 empty] | 41990 |  |  | NotYetVerified |  | 3 | 3500 | 90 | 40 | 20 | 0.95 | 5000 | 80
PVY4XRUH | Shenzhen Hipower Optoelectronic Co. Ltd | LED VISION | SPS4012-CL-NW1 | Outdoor Luminaires | Low Output | Fuel Pump Canopy Luminaires | Standard | FALSE | [9 empty] | 41990 |  |  | NotYetVerified |  | 3 | 3500 | 90 | 40 | 20 | 0.95 | 4500 | 80
P9UBBUST | Shenzhen Hipower Optoelectronic Co. Ltd | LED VISION | SPS4012-CL-NW | Outdoor Luminaires | Low Output | Fuel Pump Canopy Luminaires | Standard | FALSE | [9 empty] | 41990 |  |  | NotYetVerified |  | 3 | 3500 | 90 | 40 | 20 | 0.95 | 4000 | 80
P6VZC6J5 | Shenzhen Hipower Optoelectronic Co. Ltd | LED VISION | SPS4012-CL-WW1 | Outdoor Luminaires | Low Output | Fuel Pump Canopy Luminaires | Standard | FALSE | [9 empty] | 41990 |  |  | NotYetVerified |  | 3 | 3500 | 90 | 40 | 20 | 0.95 | 3500 | 80
PJ7WV5WT | CNC Lighting Technology Co. Limited | CNC | CNC-CP03-100W | Outdoor Luminaires | Mid Output | Fuel Pump Canopy Luminaires | Standard | TRUE | 7463 | 84.78 | 87.79 | 19.7 | 0.911 | 5841 | 70 | 5 | 50000 | 41985 |  |  | NotYetVerified |  | 3 | 7000 |  | 100 |  | 0.986 | 5700 | 70
PQ8UWRSPD | Infinilux Corporation | Infinilux CLSD Series | CLSDXX20-02 (4000K) | Outdoor Luminaires | Low Output | Fuel Pump Canopy Luminaires | Standard | TRUE | 2391.94 | 103 | 23.13 | 12 | 0.89 | 4134 | 73 |  | 190000 | 41981 |  |  | NotYetVerified |  | 3 | 2392 | 103 | 23 |  |  | 4000
P4UF1HVBS | Infinilux Corporation | Infinilux CLSD Series | CLSDXX64-02 (4000K) | Outdoor Luminaires | Mid Output | Fuel Pump Canopy Luminaires | Standard | TRUE | 7297.62 | 102 | 71.47 | 12 | 0.93 | 4121 | 73 | 5 | 190000 | 41981 |  |  | NotYetVerified |  | 3 | 7297 | 102 | 72 | 12 | 0.93 | 4000 | 71
PDW4M4KDH | Infinilux Corporation | Infinilux CLSD Series | CLSDXX36-02 (4000K) | Outdoor Luminaires | Low Output | Fuel Pump Canopy Luminaires | Standard | TRUE | 4208.8 | 103 | 41.03 | 10 | 0.95 | 4110 | 73 | 5 | 190000 | 41981 |  |  | NotYetVerified |  | 3 | 4208 | 103 | 41 |  |  | 4000
PEY43SF27 | Infinilux Corporation | Infinilux CLSD Series | CLSDXX48-02 (4000K) | Outdoor Luminaires | Mid Output | Fuel Pump Canopy Luminaires | Standard | TRUE | 5564.22 | 104 | 53.6 | 15 | 0.88 | 4107 | 73 | 5 | 190000 | 41981 |  |  | NotYetVerified |  | 3 | 5564 | 104 | 54 | 12 | 0.93 | 4000 | 73
PWQ9AUDZY | Infinilux Corporation | Infinilux CLSD Series | CLSDXX36-02 (5000K) | Outdoor Luminaires | Low Output | Fuel Pump Canopy Luminaires | Standard | FALSE | [9 empty] | 41981 |  |  | NotYetVerified |  | 3 | 4208 | 103 | 41 |  |  | 4889 | 71
P8B4JUFW9 | Infinilux Corporation | Infinilux CLSD Series | CLSDXX20-02 (5000K) | Outdoor Luminaires | Low Output | Fuel Pump Canopy Luminaires | Standard | FALSE | [9 empty] | 41981 |  |  | NotYetVerified |  | 3 | 2320 | 103 | 23 |  |  | 4889 | 71
PSX5647T4 | Infinilux Corporation | Infinilux CLSD Series | CLSDXX64-02 (5000K) | Outdoor Luminaires | Mid Output | Fuel Pump Canopy Luminaires | Standard | FALSE | [9 empty] | 41981 |  |  | NotYetVerified |  | 3 | 7297 | 102 | 72 | 12 | 0.93 | 4889 | 71
PK1ECUWSN | Infinilux Corporation | Infinilux CLSD Series | CLSDXX48-02 (5000K) | Outdoor Luminaires | Mid Output | Fuel Pump Canopy Luminaires | Standard | FALSE | [9 empty] | 41981 |  |  | NotYetVerified |  | 3 | 5564 | 104 | 54 | 12 | 0.93 | 4889 | 71
P7UCD6CJ | SloanLED | Progressive Down Light 3 | 701948-5WTWT3-75W [120V only] | Outdoor Luminaires | Mid Output | Fuel Pump Canopy Luminaires | Standard | TRUE | 8741 | 115.36 | 75.77 | 9.13 | 0.9868 | 4887 | 64.63 | 5 | 50000 | 41978 |  |  | NotYetVerified |  | 3 | 8741 | 115.36 | 75.77 | 9.13 | 0.9868 | 4887 | 64.63
PRHPATKE | SloanLED | Progressive Down Light 3 | 701948-5WTWT3-125W | Outdoor Luminaires | High Output | Fuel Pump Canopy Luminaires | Standard | TRUE | 12780 | 101.63 | 125.75 | 15.83 | 0.8899 | 4901 | 64.76 | 5 | 50000 | 41978 |  |  | NotYetVerified |  | 3 | 12780 | 101.63 | 125.75 | 9.13 | 0.9927 | 4901 | 64.76
PP87H9FJ | SloanLED | Progressive Down Light 3 | 701948-5WTWT3-100W [120V only] | Outdoor Luminaires | High Output | Fuel Pump Canopy Luminaires | Standard | FALSE | [9 empty] | 41978 |  |  | NotYetVerified |  | 3 | 11020 | 109.46 | 100.67 | 9.13 | 0.9883 | 4898 | 64.77
PXJAV4Q1Y | Technilite Systems Inc. | Technilite | 03-800-60W [120V-240V] | Outdoor Luminaires | Mid Output | Fuel Pump Canopy Luminaires | Standard | TRUE | 6458 | 103.7 | 62.29 | 19.9 | 0.9655 | 4057 | 84.63 | 5 |  | 41975 |  |  | NotYetVerified |  | 3 | [5 empty] | 4000
PNQ1QAME | LEDone Distribution Inc. | LEDone | CPSM90HU50KFP | Outdoor Luminaires | Mid Output | Fuel Pump Canopy Luminaires | Standard | TRUE | 8024.48 | 92.17 | 87.07 | 22 | 0.915 | 5030 | 83.7 | 5 | 50000 | 41964 |  |  | NotYetVerified |  | 3 | 8024 | 92.17 | 90 | 22 | 0.915 | 5000 | 80
PDGG9DBQH | US LED | CanopyStar | CNP3-50-X-PUC-UNV2-4100DM | Outdoor Luminaires | High Output | Fuel Pump Canopy Luminaires | Standard | TRUE | 12604 | 114.9 | 109.7 | 5.52 | 0.97 | 5140 | 83 | 5 | 50000 | 41961 |  |  | NotYetVerified |  | 3 | 12604 | 114.9 | 109.7 | 5.52 | 0.97 | 5140 | 83
PT1R7DHV1 | US LED | Canopy Star | CNP4-50-PUC-UNV1-8200 | Outdoor Luminaires | High Output | Fuel Pump Canopy Luminaires | Standard | TRUE | 19729 | 104.1 | 189.5 | 4.9 | 0.97 | 5120 | 73 | 5 | 50000 | 41961 |  |  | NotYetVerified |  | 3 | 19729 | 104.1 | 190 | 4.9 | 0.97 | 5000 | 73
PEBAZ88WV | US LED | Canopy Star | CNP4-50-PUC-UNV2-8200DM | Outdoor Luminaires | High Output | Fuel Pump Canopy Luminaires | Standard | FALSE | [9 empty] | 41961 |  |  | NotYetVerified |  | 3 | 19781 | 104.9 | 188.5 | 6.7 | 0.96 | 5120 | 74
PQ81A1YMW | US LED | Canopy Star | CNP4-50-PUC-UNV1-8200DM | Outdoor Luminaires | High Output | Fuel Pump Canopy Luminaires | Standard | FALSE | [9 empty] | 41961 |  |  | NotYetVerified |  | 3 | 19729 | 104.1 | 190 | 4.9 | 0.97 | 5000 | 73
P6NY41S4 | Changzhi Lighting Technology Limited | Changzhi | CH-YZ-150W-LV-55K | Outdoor Luminaires | High Output | Fuel Pump Canopy Luminaires | Standard | TRUE | 13953.39 | 89.73 | 155.5 | 8.7 | 0.946 | 5424 | 85.6 | 5 | 50000 | 41956 |  |  | NotYetVerified |  | 3 | 14000 |  | 150 |  | 0.95 | 5500 | 75
PM85HR8C | LEDone Distribution Inc. | LEDone | CPRM100HU50K | Outdoor Luminaires | Mid Output | Fuel Pump Canopy Luminaires | Standard | TRUE | 9218.64 | 91.58 | 100.66 | 12.58 | 0.9527 | 5306 | 70 | 5 | 50000 | 41956 |  |  | NotYetVerified |  | 3 | 9218 | 92 | 100 | 20 | 0.9 | 5000 | 70
PSYHRMKC | LEDone Distribution Inc. | LEDone | CPRM100HU55K | Outdoor Luminaires | Mid Output | Fuel Pump Canopy Luminaires | Standard | FALSE | [9 empty] | 41956 |  |  | NotYetVerified |  | 3 | 9218 | 92 | 100 | 20 | 0.9 | 5500 | 70
PXN8G1MAJ | SloanLED | Progressive Down Light 3 | 701948-5WCWT3-125W [120V only] | Outdoor Luminaires | High Output | Fuel Pump Canopy Luminaires | Standard | TRUE | 13270 | 106.16 | 125 | 7.7 | 0.9991 | 5033 | 64.8 | 5 | 50000 | 41955 |  |  | NotYetVerified |  | 3 | 13270 | 106 | 125 | 11 | 0.9991 | 5000 | 64.8
PHXQ1EKGB | SloanLED | Progressive Down Light 3 | 701948-5WCWT3-75W [120V only] | Outdoor Luminaires | Mid Output | Fuel Pump Canopy Luminaires | Standard | TRUE | 8902 | 118.68 | 75.005 | 4.18 | 0.9978 | 4998 | 64.8 | 5 | 50000 | 41955 |  |  | NotYetVerified |  | 3 | 8902 | 119 | 75 | 10 | 0.9978 | 5000 | 64.8
PJZ4G6VW5 | Noribachi | Noribachi | 126-CAY-[optional upgrades]-[mounting] | Outdoor Luminaires | High Output | Fuel Pump Canopy Luminaires | Standard | TRUE | 21582 | 79.1 | 272.7 | 9.27 | 0.945 | 4922 | 71.6 | 5 | 100000 | 41955 |  |  | NotYetVerified |  | 3
P5BZW9WGQ | Noribachi | Noribachi | 042-CAY-[optional upgrades]-[mounting] | Outdoor Luminaires | Mid Output | Fuel Pump Canopy Luminaires | Standard | TRUE | 6166 | 89.6 | 68.76 | 5.87 | 0.998 | 4857 | 71.1 | 5 | 100000 | 41955 |  |  | NotYetVerified |  | 3
PC5E8RGV5 | SloanLED | Progressive Down Light 3 | 701948-5WCWT3-100W [120V only] | Outdoor Luminaires | High Output | Fuel Pump Canopy Luminaires | Standard | FALSE | [9 empty] | 41955 |  |  | NotYetVerified |  | 3 | 11500 | 115 | 100 | 12 | 0.9992 | 5000 | 64.8
P5571UFD | Infinilux Corporation | Infinilux CLSP Series | CRSPXX48 - 02 (5000K)-C01 | Outdoor Luminaires | Mid Output | Fuel Pump Canopy Luminaires | Standard | FALSE | [9 empty] | 41954 |  |  | NotYetVerified | Qualified with dimming and non-dimming driver options | 3 | 6161 | 114 | 54 |  | 0.9 | 5000 | 75
PAX3X4QB | Infinilux Corporation | Infinilux CLSP Series | CRSPXX36 - 02 (5000K)-C01 | Outdoor Luminaires | Low Output | Fuel Pump Canopy Luminaires | Standard | FALSE | [9 empty] | 41954 |  |  | NotYetVerified | Qualified with dimming and non-dimming driver options | 3 | 4498 | 110 | 41 |  | 0.9 | 5000 | 75
PYBYW2AZ | Infinilux Corporation | Infinilux CLSP Series | CRSPXX48-01 (5000K)-C01 | Outdoor Luminaires | Mid Output | Fuel Pump Canopy Luminaires | Standard | FALSE | [9 empty] | 41954 |  |  | NotYetVerified | Qualified with dimming and non-dimming driver options | 3 | 5593 | 102 | 55 |  | 0.9 | 5000 | 70
PMB2FT4H | Infinilux Corporation | Infinilux CLSP Series | CRSPXX36-01 (5000K)-C01 | Outdoor Luminaires | Low Output | Fuel Pump Canopy Luminaires | Standard | FALSE | [9 empty] | 41954 |  |  | NotYetVerified | Qualified with dimming and non-dimming driver options | 3 | 4115 | 101 | 41 |  | 0.9 | 5000 | 70
P8MDXVGG | Infinilux Corporation | Infinilux CLSP Series | CRSPXX24-01 (5000K)-C01 | Outdoor Luminaires | Low Output | Fuel Pump Canopy Luminaires | Standard | FALSE | [9 empty] | 41954 |  |  | NotYetVerified | Qualified with dimming and non-dimming driver options | 3 | 2870 | 103 | 28 |  | 0.9 | 5000 | 70
PE7TTSU5 | Infinilux Corporation | Infinilux CLSP Series XBD | CRSPXX18-01 (5000K)-C01 | Outdoor Luminaires | Low Output | Fuel Pump Canopy Luminaires | Standard | FALSE | [9 empty] | 41954 |  |  | NotYetVerified |  | 3 | 1964 | 91 | 20 |  |  | 4500
PS7W39XR | Infinilux Corporation | Infinilux CLSP Series | CRSPXX48 - 02 (4000K)-C01 | Outdoor Luminaires | Mid Output | Fuel Pump Canopy Luminaires | Standard | FALSE | [9 empty] | 41954 |  |  | NotYetVerified | Qualified with dimming and non-dimming driver options | 3 | 5381 | 100 | 54 |  | 0.9 | 4000 | 70
PG22BY8K | Infinilux Corporation | Infinilux CLSP Series | CRSPXX36 - 02 (4000K)-C01 | Outdoor Luminaires | Low Output | Fuel Pump Canopy Luminaires | Standard | FALSE | [9 empty] | 41954 |  |  | NotYetVerified | Qualified with dimming and non-dimming driver options | 3 | 4288 | 105 | 41 |  | 0.9 | 4000 | 70
P5QVS8GB | Infinilux Corporation | Infinilux CLSP Series XBD | CRSPXX64-01 (5000K)-C01 | Outdoor Luminaires | Mid Output | Fuel Pump Canopy Luminaires | Standard | FALSE | [9 empty] | 41954 |  |  | NotYetVerified |  | 3 | 7309 | 101 | 72
PTFGBTC6 | Cree Inc. | Cree 228 Series | CAN-228-PS-RTx-06-D-Ux-xx-525 | Outdoor Retrofit Kit | Mid Output | Retrofit Kits for Fuel Pump Canopy Luminaires | Standard | FALSE | [9 empty] | 41950 |  |  | NotYetVerified | XCTA_A06*_C | 3 | 9612 | 92.4 | 104 | 20 | 0.9 | 5700 | 70
P53GD9WP | Cree Inc. | Cree 228 Series | CAN-228-SL-RTx-06-D-Ux-xx-525 | Outdoor Retrofit Kit | Mid Output | Retrofit Kits for Fuel Pump Canopy Luminaires | Standard | FALSE | [9 empty] | 41950 |  |  | NotYetVerified | XCTA_E06*_C | 3 | 9299 | 89.4 | 104 | 20 | 0.9 | 5700 | 70
PTP1QP28 | Cree Inc. | Cree 228 Series | CAN-228-PS-RTx-06-D-Ux-xx-700 | Outdoor Retrofit Kit | High Output | Retrofit Kits for Fuel Pump Canopy Luminaires | Standard | FALSE | [9 empty] | 41950 |  |  | NotYetVerified | XCTA_A06*_D | 3 | 12359 | 88.3 | 140 | 20 | 0.9 | 5700 | 70
PXWWKZ3N | Cree Inc. | Cree 228 Series | CAN-228-SL-RTx-06-D-Ux-xx-700 | Outdoor Retrofit Kit | High Output | Retrofit Kits for Fuel Pump Canopy Luminaires | Standard | FALSE | [9 empty] | 41950 |  |  | NotYetVerified | XCTA_E06*_D | 3 | 11956 | 85.4 | 140 | 20 | 0.9 | 5700 | 70
PWJYNVHXT | Noribachi | Noribachi | 021-CAA-[optional upgrades]-[mounting] | Outdoor Luminaires | Low Output | Fuel Pump Canopy Luminaires | Standard | TRUE | 4568 | 83.8 | 54.5 | 8.39 | 0.993 | 4971 | 71.9 | 5 | 100000 | 41949 |  |  | NotYetVerified |  | 3
PFKPV8B4G | Pozeen LED LTD | Pozeen | CPSM90HU50KFP | Outdoor Luminaires | Mid Output | Fuel Pump Canopy Luminaires | Standard | TRUE | 8024.48 | 92.17 | 87.07 | 22 | 0.915 | 5030 | 83.7 | 5 | 50000 | 41949 |  |  | NotYetVerified |  | 3 | 8024 | 92.17 | 90 | 22 | 0.915 | 5000 | 80
PFMCWH2AS | Noribachi | Noribachi | 063-CAA-[optional upgrades]-[mounting] | Outdoor Luminaires | High Output | Fuel Pump Canopy Luminaires | Standard | TRUE | 11020 | 81.5 | 135.4 | 11.3 | 0.924 | 4944 | 72.2 | 5 | 100000 | 41949 |  |  | NotYetVerified |  | 3
PCN91GYNW | Pozeen LED LTD | Pozeen | CPSM90HU55KFP | Outdoor Luminaires | Mid Output | Fuel Pump Canopy Luminaires | Standard | FALSE | [9 empty] | 41949 |  |  | NotYetVerified |  | 3 | 8024 | 92.17 | 90 | 22 | 0.915 | 5500 | 80
P7W6AYUF2 | Shanghai Yuanming Lighting Technology Co. Ltd | YML | YML-1GS31-150(3000K) | Outdoor Luminaires | High Output | Fuel Pump Canopy Luminaires | Standard | TRUE | 15087.9 | 96.66 | 155.85 | 10.04 | 0.942 | 3027 | 80.6 | 5 | 50000 | 41947 |  |  | NotYetVerified |  | 3 | 15087.93 | 96.81 | 155.85 | 5.27 | 0.996 | 3027 | 81
PAWTHJ3MP | Shanghai Yuanming Lighting Technology Co. Ltd | YML | YML-1GS31-100(3000K) | Outdoor Luminaires | High Output | Fuel Pump Canopy Luminaires | Standard | TRUE | 10780.6 | 108.961 | 98.94 | 12.01 | 0.939 | 3006 | 81.2 | 5 | 50000 | 41947 |  |  | NotYetVerified |  | 3 | 10780.55 | 109.4 | 98.54 | 5.96 | 0.995 | 3006 | 81
PNW3DP3J6 | Shanghai Yuanming Lighting Technology Co. Ltd | YML | YML-1GS31-100(5700K) | Outdoor Luminaires | High Output | Fuel Pump Canopy Luminaires | Standard | FALSE | [9 empty] | 41947 |  |  | NotYetVerified |  | 3 | 10500 | 105 | 100 | 5.96 | 0.995 | 5700 | 81
PWUNTAJ7Q | Shanghai Yuanming Lighting Technology Co. Ltd | YML | YML-1GS31-150(5700K) | Outdoor Luminaires | High Output | Fuel Pump Canopy Luminaires | Standard | FALSE | [9 empty] | 41947 |  |  | NotYetVerified |  | 3 | 15000 | 100 | 150 | 5.27 | 0.996 | 5700 | 81
PN3KSKBPT | Shanghai Yuanming Lighting Technology Co. Ltd | YML | YML-1GS31-100(5000K) | Outdoor Luminaires | High Output | Fuel Pump Canopy Luminaires | Standard | FALSE | [9 empty] | 41947 |  |  | NotYetVerified |  | 3 | 10500 | 105 | 100 | 5.96 | 0.995 | 5000 | 81
P4NTC2364 | Shanghai Yuanming Lighting Technology Co. Ltd | YML | YML-1GS31-150(5000K) | Outdoor Luminaires | High Output | Fuel Pump Canopy Luminaires | Standard | FALSE | [9 empty] | 41947 |  |  | NotYetVerified |  | 3 | 15000 | 100 | 150 | 5.27 | 0.996 | 5000 | 81
PGDHQYX3V | Shanghai Yuanming Lighting Technology Co. Ltd | YML | YML-1GS31-100(4500K) | Outdoor Luminaires | High Output | Fuel Pump Canopy Luminaires | Standard | FALSE | [9 empty] | 41947 |  |  | NotYetVerified |  | 3 | 10500 | 105 | 100 | 5.96 | 0.995 | 4500 | 81
P3XBNQPNQ | Shanghai Yuanming Lighting Technology Co. Ltd | YML | YML-1GS31-150(4500K) | Outdoor Luminaires | High Output | Fuel Pump Canopy Luminaires | Standard | FALSE | [9 empty] | 41947 |  |  | NotYetVerified |  | 3 | 15000 | 100 | 150 | 5.27 | 0.996 | 4500 | 81
PTGEP8HS1 | Shanghai Yuanming Lighting Technology Co. Ltd | YML | YML-1GS31-100(4000K) | Outdoor Luminaires | High Output | Fuel Pump Canopy Luminaires | Standard | FALSE | [9 empty] | 41947 |  |  | NotYetVerified |  | 3 | 10500 | 105 | 100 | 5.96 | 0.995 | 4000 | 81
PRQUK5EHR | Shanghai Yuanming Lighting Technology Co. Ltd | YML | YML-1GS31-150(4000K) | Outdoor Luminaires | High Output | Fuel Pump Canopy Luminaires | Standard | FALSE | [9 empty] | 41947 |  |  | NotYetVerified |  | 3 | 15000 | 100 | 150 | 5.27 | 0.996 | 4000 | 81
P9H97CFWU | Shanghai Yuanming Lighting Technology Co. Ltd | YML | YML-1GS31-100(3500K) | Outdoor Luminaires | High Output | Fuel Pump Canopy Luminaires | Standard | FALSE | [9 empty] | 41947 |  |  | NotYetVerified |  | 3 | 10500 | 105 | 100 | 5.96 | 0.995 | 3500 | 81
PD3BEV7ZM | Shanghai Yuanming Lighting Technology Co. Ltd | YML | YML-1GS31-150(3500K) | Outdoor Luminaires | High Output | Fuel Pump Canopy Luminaires | Standard | FALSE | [9 empty] | 41947 |  |  | NotYetVerified |  | 3 | 15000 | 100 | 150 | 5.27 | 0.996 | 3500 | 81
PAYUM8JG | Decors USA LLC | DECORS | DU2G28024S150V27 | Outdoor Luminaires | Mid Output | Fuel Pump Canopy Luminaires | Standard | TRUE | 5724 | 93.13 | 61.46 | 11.36 | 0.9357 | 5055 | 73 | 5 | 50000 | 41943 |  |  | NotYetVerified |  | 3 | 5330 | 85 | 60 |  |  | 5000 | 75
PT2H379H | Decors USA LLC | DECORS | DU2G28034S150V27 | Outdoor Luminaires | Mid Output | Fuel Pump Canopy Luminaires | Standard | TRUE | 8262 | 90.21 | 91.59 | 18.08 | 0.932 | 5110 | 74 | 5 | 50000 | 41943 |  |  | NotYetVerified |  | 3 | 7995 | 85 | 90 |  | 0.96 |  | 75
P4EKMFJT | Decors USA LLC | DECORS | DU2G28094S150V27 | Outdoor Luminaires | High Output | Fuel Pump Canopy Luminaires | Standard | FALSE | [9 empty] | 41943 |  |  | NotYetVerified |  | 3 | 23985 | 85 | 270 |  | 0.96 |  | 75
PDPMTUTV | Decors USA LLC | DECORS | DU2G28084S150V27 | Outdoor Luminaires | High Output | Fuel Pump Canopy Luminaires | Standard | FALSE | [9 empty] | 41943 |  |  | NotYetVerified |  | 3 | 21320 | 85 | 240 |  | 0.96 |  | 75
PYN3X3KF | Decors USA LLC | DECORS | DU2G28074S150V27 | Outdoor Luminaires | High Output | Fuel Pump Canopy Luminaires | Standard | FALSE | [9 empty] | 41943 |  |  | NotYetVerified |  | 3 | 18560 | 85 | 210 |  | 0.96 |  | 75
PJKM2GFK | Decors USA LLC | DECORS | DU2G28064S150V27 | Outdoor Luminaires | High Output | Fuel Pump Canopy Luminaires | Standard | FALSE | [9 empty] | 41943 |  |  | NotYetVerified |  | 3 | 15990 | 85 | 180 |  | 0.96 |  | 75
PTW4X29S | Decors USA LLC | DECORS | DU2G28054S150V27 | Outdoor Luminaires | High Output | Fuel Pump Canopy Luminaires | Standard | FALSE | [9 empty] | 41943 |  |  | NotYetVerified |  | 3 | 13325 | 85 | 150 |  | 0.96 |  | 75
PX41STPX | Decors USA LLC | DECORS | DU2G28044S150V27 | Outdoor Luminaires | High Output | Fuel Pump Canopy Luminaires | Standard | FALSE | [9 empty] | 41943 |  |  | NotYetVerified |  | 3 | 10660 | 85 | 120 |  | 0.96 |  | 75
PYXQG1JW | International Light Technologies | Canopy Light | ILTCPY-W50H-GD9 | Outdoor Luminaires | Mid Output | Fuel Pump Canopy Luminaires | Standard | FALSE | [9 empty] | 41942 |  |  | NotYetVerified |  | 3 | 8000 | 88.5 | 90 | 13.4 | 0.97 | 5000 | 70
PJ4G54TY | International Light Technologies | Canopy Light | ILTCPY-W50H-GD0 | Outdoor Luminaires | Mid Output | Fuel Pump Canopy Luminaires | Standard | FALSE | [9 empty] | 41942 |  |  | NotYetVerified |  | 3 | 8000 | 88.5 | 90 | 13.4 | 0.97 | 5000 | 70
P6HAD6SU | International Light Technologies | Canopy Light | ILTCPY-W50H-GD8 | Outdoor Luminaires | Mid Output | Fuel Pump Canopy Luminaires | Standard | FALSE | [9 empty] | 41942 |  |  | NotYetVerified |  | 3 | 8000 | 88.5 | 90 | 13.4 | 0.97 | 5000 | 70
PBADJZNJ | US Green Lighting Inc. | US Green Lighting | L/120/CN/X/330/001 | Outdoor Luminaires | High Output | Fuel Pump Canopy Luminaires | Standard | TRUE | 11435.98 | 91.43 | 124.37 | 9.96 | 0.95 | 2995 | 84.4 | 5 | 50000 | 41939 |  |  | NotYetVerified |  | 3 | 10800 | 90 | 120 | 20 | 0.95 | 3000
P2ZYZSKV | US Green Lighting Inc. | US Green Lighting | L/150/CN/X/330/001 | Outdoor Luminaires | High Output | Fuel Pump Canopy Luminaires | Standard | TRUE | 14303.91 | 92.03 | 155.42 | 11.3 | 0.94 | 2997 | 84.3 | 5 | 50000 | 41939 |  |  | NotYetVerified |  | 3 | 13500 | 90 | 150 | 20 | 0.95 | 3000 | 70
PX4U785X | US Green Lighting Inc. | US Green Lighting | GRCA04-10H | Outdoor Luminaires | High Output | Fuel Pump Canopy Luminaires | Standard | FALSE | [9 empty] | 41939 | Not Yet Verified | Not Yet Verified | NotYetVerified |  | 3 | 13500 | 90 | 150 | 20 | 0.95 | 5000 | 70
PPTCUB68 | US Green Lighting Inc. | US Green Lighting | L/150/CN/X/350/001 | Outdoor Luminaires | High Output | Fuel Pump Canopy Luminaires | Standard | FALSE | [9 empty] | 41939 | Not Yet Verified | Not Yet Verified | NotYetVerified |  | 3 | 13500 | 90 | 150 | 20 | 0.95 | 5000 | 70
PT75GW9X | US Green Lighting Inc. | US Green Lighting | GRCA04-07H | Outdoor Luminaires | High Output | Fuel Pump Canopy Luminaires | Standard | FALSE | [9 empty] | 41939 | Not Yet Verified | Not Yet Verified | NotYetVerified |  | 3 | 10800 | 90 | 120 | 20 | 0.95 | 5000
PE6A5KTV | US Green Lighting Inc. | US Green Lighting | L/120/CN/X/350/001 | Outdoor Luminaires | High Output | Fuel Pump Canopy Luminaires | Standard | FALSE | [9 empty] | 41939 | Not Yet Verified | Not Yet Verified | NotYetVerified |  | 3 | 10800 | 90 | 120 | 20 | 0.95 | 5000
PT4JE72W8 | UIC ENERGY LLC | UIC - SURYA | UIC-FPRT-90 | Outdoor Luminaires | Mid Output | Fuel Pump Canopy Luminaires | Standard | TRUE | 8477 | 93.7 | 90.55 | 3.61 | 0.954 | 5374 | 71.3 | 5 | 50000 | 41935 |  |  | NotYetVerified |  | 3 | 8047 | 95 | 90 |  | 0.9 | 5000 | 72
PED1XRHR | Cree Inc. | Cree 228 Series | CAN-228-SL-RTx-06-D-Ux-xx-525-DIM | Outdoor Retrofit Kit | Mid Output | Retrofit Kits for Fuel Pump Canopy Luminaires | Standard | TRUE | 9742 | 97.39 | 100.38 | 13.12 | 0.932 | 5736 | 72 | 10 | 50000 | 41935 |  |  | NotYetVerified | XCTA_E06*_CY | 3 | 9299 | 89.4 | 104 | 20 | 0.9 | 5700 | 70
PDT4RK39 | Cree Inc. | Cree 228 Series | CAN-228-SL-RTx-06-D-Ux-xx-700-DIM | Outdoor Retrofit Kit | High Output | Retrofit Kits for Fuel Pump Canopy Luminaires | Standard | TRUE | 12030.4 | 91.81 | 131.2 | 12.28 | 0.953 | 5875 | 73 | 10 | 50000 | 41935 |  |  | NotYetVerified | XCTA_E06*_DY | 3 | 11956 | 85.4 | 140 | 20 | 0.9 | 5700 | 70
PPPRK8CH | Cree Inc. | Cree 228 Series | CAN-228-PS-RTx-06-D-Ux-xx-525-PML | Outdoor Retrofit Kit | Mid Output | Retrofit Kits for Fuel Pump Canopy Luminaires | Standard | FALSE | [9 empty] | 41935 |  |  | NotYetVerified | XCTA_A06*_CE | 3 | 9612 | 92.4 | 104 | 20 | 0.9 | 5700 | 70
P8XS7C1K | Cree Inc. | Cree 228 Series | CAN-228-PS-RTx-06-D-Ux-xx-525-ML | Outdoor Retrofit Kit | Mid Output | Retrofit Kits for Fuel Pump Canopy Luminaires | Standard | FALSE | [9 empty] | 41935 |  |  | NotYetVerified | XCTA_A06*_C_ | 3 | 9612 | 92.4 | 104 | 20 | 0.9 | 5700 | 70
PZQF7YDQ | Cree Inc. | Cree 228 Series | CAN-228-SL-RTx-06-D-Ux-xx-525-ML | Outdoor Retrofit Kit | Mid Output | Retrofit Kits for Fuel Pump Canopy Luminaires | Standard | FALSE | [9 empty] | 41935 |  |  | NotYetVerified | XCTA_E06*_C_ | 3 | 9299 | 89.4 | 104 | 20 | 0.9 | 5700 | 70
PYD2ZAHP | Cree Inc. | Cree 228 Series | CAN-228-SL-RTx-06-D-Ux-xx-525-PML | Outdoor Retrofit Kit | Mid Output | Retrofit Kits for Fuel Pump Canopy Luminaires | Standard | FALSE | [9 empty] | 41935 |  |  | NotYetVerified | XCTA_E06*_CE | 3 | 9299 | 89.4 | 104 | 20 | 0.9 | 5700 | 70
PGQX62GG | Cree Inc. | Cree 228 Series | CAN-228-PS-RTx-06-D-Ux-xx-700-ML | Outdoor Retrofit Kit | High Output | Retrofit Kits for Fuel Pump Canopy Luminaires | Standard | FALSE | [9 empty] | 41935 |  |  | NotYetVerified | XCTA_A06*_D_ | 3 | 12359 | 88.3 | 140 | 20 | 0.9 | 5700 | 70
P9CVXYP8 | Cree Inc. | Cree 228 Series | CAN-228-PS-RTx-06-D-Ux-xx-700-PML | Outdoor Retrofit Kit | High Output | Retrofit Kits for Fuel Pump Canopy Luminaires | Standard | FALSE | [9 empty] | 41935 |  |  | NotYetVerified | XCTA_A06*_DE | 3 | 12359 | 88.3 | 140 | 20 | 0.9 | 5700 | 70
PCXTXZUE | Cree Inc. | Cree 228 Series | CAN-228-SL-RTx-06-D-Ux-xx-700-PML | Outdoor Retrofit Kit | High Output | Retrofit Kits for Fuel Pump Canopy Luminaires | Standard | FALSE | [9 empty] | 41935 |  |  | NotYetVerified | XCTA_E06*_DE | 3 | 11956 | 85.4 | 140 | 20 | 0.9 | 5700 | 70
P3HZHYTU | Cree Inc. | Cree 228 Series | CAN-228-SL-RTx-06-D-Ux-xx-700-ML | Outdoor Retrofit Kit | High Output | Retrofit Kits for Fuel Pump Canopy Luminaires | Standard | FALSE | [9 empty] | 41935 |  |  | NotYetVerified | XCTA_E06*_D_ | 3 | 11956 | 85.4 | 140 | 20 | 0.9 | 5700 | 70
PX6G6W1C | Cree Inc. | Cree 228 Series | CAN-228-PS-RTx-06-D-Ux-xx-525-DIM | Outdoor Retrofit Kit | Mid Output | Retrofit Kits for Fuel Pump Canopy Luminaires | Standard | FALSE | [9 empty] | 41935 |  |  | NotYetVerified | XCTA_A06*_CY | 3 | 9612 | 92.4 | 104 | 20 | 0.9 | 5700 | 70
PGXVTZQZ | Cree Inc. | Cree 228 Series | CAN-228-PS-RTx-06-D-Ux-xx-700-DIM | Outdoor Retrofit Kit | High Output | Retrofit Kits for Fuel Pump Canopy Luminaires | Standard | FALSE | [9 empty] | 41935 |  |  | NotYetVerified | XCTA_A06*_DY | 3 | 12359 | 88.3 | 140 | 20 | 0.9 | 5700 | 70
PYBXCB23 | SIMKAR Corporation | Simkar | CLED8350U1(3500K) | Outdoor Luminaires | Mid Output | Fuel Pump Canopy Luminaires | Standard | TRUE | 6821.5 | 80.8 | 84.42 | 18.29 | 0.91 | 3277 | 83.2 | 5 | 50000 | 41934 |  |  | NotYetVerified |  | 3 | 6821.5 | 80.8 | 84.42 | 18.29 | 0.9099 | 3500 | 83.2
PRJFVXH8 | Acuity Brands Lighting | Lithonia Lighting | VAP4000LMFSTMDXXXXXGZ1035K90CRI | Outdoor Luminaires | Low Output | Fuel Pump Canopy Luminaires | Standard | TRUE | 3628 | 82.44 | 44.01 | 18.73 | 0.918 | 3386 | 97.16 | 5 |  | 41934 |  |  | NotYetVerified |  | 3 | 3628 | 82.44 | 44.01 | 18.73 | 0.918 | 3628 | 97.16
PNXB9ENE | Acuity Brands Lighting | Lithonia Lighting | VAP12000LMPCLMDXXXXXGZ1050K90CRI | Outdoor Luminaires | Mid Output | Fuel Pump Canopy Luminaires | Standard | TRUE | 9561 | 87.81 | 108.88 | 18.73 | 0.918 | 5293 | 96.72 | 5 |  | 41934 |  |  | NotYetVerified |  | 3 | 9561 | 87.81 | 108.88 | 18.73 | 0.918 | 5293 | 96.72
PT9DF7JB | Acuity Brands Lighting | Lithonia Lighting | VAP12000LMPCLMDXXXXXGZ1035K90CRI | Outdoor Luminaires | Mid Output | Fuel Pump Canopy Luminaires | Standard | TRUE | 8971 | 83.97 | 106.84 | 18.73 | 0.918 | 3438 | 96.7 | 5 |  | 41934 |  |  | NotYetVerified |  | 3 | 8971 | 83.97 | 106.84 | 18.73 | 0.918 | 3438 | 96.7
PY117PSG | Dongguan Sense Lighting Technology Co. Ltd. | sensetechlight | SE-CL-90W-30 | Outdoor Luminaires | Mid Output | Fuel Pump Canopy Luminaires | Standard | TRUE | 7480 | 82.62 | 90.53 | 14.44 | 0.915 | 2932 | 85 | 5 | 50000 | 41934 |  |  | NotYetVerified |  | 3 | 7000 | 80 | 90 | 20 | 0.95 | 3000 | 80
PZTQCQNR | Dongguan Sense Lighting Technology Co. Ltd. | sensetechlight | SE-CL-90W-50 | Outdoor Luminaires | Mid Output | Fuel Pump Canopy Luminaires | Standard | FALSE | [9 empty] | 41934 |  |  | NotYetVerified |  | 3 | 7000 | 80 | 90 | 20 | 0.95 | 5000 | 80
PBQDB5K7 | Dongguan Sense Lighting Technology Co. Ltd. | sensetechlight | SE-CL-90W-45 | Outdoor Luminaires | Mid Output | Fuel Pump Canopy Luminaires | Standard | FALSE | [9 empty] | 41934 |  |  | NotYetVerified |  | 3 | 7000 | 80 | 90 | 20 | 0.95 | 4500 | 80
PA2A656X | Dongguan Sense Lighting Technology Co. Ltd. | sensetechlight | SE-CL-90W-40 | Outdoor Luminaires | Mid Output | Fuel Pump Canopy Luminaires | Standard | FALSE | [9 empty] | 41934 |  |  | NotYetVerified |  | 3 | 7000 | 80 | 90 | 20 | 0.95 | 4000 | 80
P57XTVRZ | Dongguan Sense Lighting Technology Co. Ltd. | sensetechlight | SE-CL-90W-35 | Outdoor Luminaires | Mid Output | Fuel Pump Canopy Luminaires | Standard | FALSE | [9 empty] | 41934 |  |  | NotYetVerified |  | 3 | 7000 | 80 | 90 | 20 | 0.95 | 3500 | 80
PG94Y1GF | SIMKAR Corporation | Simkar | CLED8350U12B(5700K) | Outdoor Luminaires | Mid Output | Fuel Pump Canopy Luminaires | Standard | FALSE | [9 empty] | 41934 |  |  | NotYetVerified |  | 3 | 7086 | 84.05 | 84.31 | 14.34 | 0.9221 | 5700 | 72.6
PB1AMM6H | SIMKAR Corporation | Simkar | CLED8350U1(5700K) | Outdoor Luminaires | Mid Output | Fuel Pump Canopy Luminaires | Standard | FALSE | [9 empty] | 41934 |  |  | NotYetVerified |  | 3 | 7086 | 84.05 | 84.31 | 14.34 | 0.9221 | 5700 | 72.6
P5UXZ2TM | SIMKAR Corporation | Simkar | CLED8350U11B(5700K) | Outdoor Luminaires | Mid Output | Fuel Pump Canopy Luminaires | Standard | FALSE | [9 empty] | 41934 |  |  | NotYetVerified |  | 3 | 7086 | 84.05 | 84.31 | 14.34 | 0.9221 | 5700 | 72.6
PXMA9J2C | SIMKAR Corporation | Simkar | CLED8350U12B(5000K) | Outdoor Luminaires | Mid Output | Fuel Pump Canopy Luminaires | Standard | FALSE | [9 empty] | 41934 |  |  | NotYetVerified |  | 3 | 6821.5 | 80.8 | 84.42 | 18.29 | 0.9099 | 5000 | 83.2
PFG9V13K | SIMKAR Corporation | Simkar | CLED8350U1(5000K) | Outdoor Luminaires | Mid Output | Fuel Pump Canopy Luminaires | Standard | FALSE | [9 empty] | 41934 |  |  | NotYetVerified |  | 3 | 6821.5 | 80.8 | 84.42 | 18.29 | 0.9099 | 5000 | 83.2
P4YTM9S3 | SIMKAR Corporation | Simkar | CLED8350U11B(5000K) | Outdoor Luminaires | Mid Output | Fuel Pump Canopy Luminaires | Standard | FALSE | [9 empty] | 41934 |  |  | NotYetVerified |  | 3 | 6821.5 | 80.8 | 84.42 | 18.29 | 0.9099 | 5000 | 83.2
PEAXW3BU | SIMKAR Corporation | Simkar | CLED8350U1(4500K) | Outdoor Luminaires | Mid Output | Fuel Pump Canopy Luminaires | Standard | FALSE | [9 empty] | 41934 |  |  | NotYetVerified |  | 3 | 6821.5 | 80.8 | 84.42 | 18.29 | 0.9099 | 4500 | 83.2
P69S6B1T | SIMKAR Corporation | Simkar | CLED8350U11B(4500K) | Outdoor Luminaires | Mid Output | Fuel Pump Canopy Luminaires | Standard | FALSE | [9 empty] | 41934 |  |  | NotYetVerified |  | 3 | 6821.5 | 80.8 | 84.42 | 18.29 | 0.9099 | 4500 | 83.2
P2UQKE19 | SIMKAR Corporation | Simkar | CLED8350U12B(4500K) | Outdoor Luminaires | Mid Output | Fuel Pump Canopy Luminaires | Standard | FALSE | [9 empty] | 41934 |  |  | NotYetVerified |  | 3 | 6821.5 | 80.8 | 84.42 | 18.29 | 0.9099 | 4500 | 83.2
PRMBKU2F | SIMKAR Corporation | Simkar | CLED8350U12B(4000K) | Outdoor Luminaires | Mid Output | Fuel Pump Canopy Luminaires | Standard | FALSE | [9 empty] | 41934 |  |  | NotYetVerified |  | 3 | 6821.5 | 80.8 | 84.42 | 18.29 | 0.9099 | 4000 | 83.2
P71XUQHT | SIMKAR Corporation | Simkar | CLED8350U11B(4000K) | Outdoor Luminaires | Mid Output | Fuel Pump Canopy Luminaires | Standard | FALSE | [9 empty] | 41934 |  |  | NotYetVerified |  | 3 | 6821.5 | 80.8 | 84.42 | 18.29 | 0.9099 | 4000 | 83.2
P5VV9AX1 | SIMKAR Corporation | Simkar | CLED8350U1(4000K) | Outdoor Luminaires | Mid Output | Fuel Pump Canopy Luminaires | Standard | FALSE | [9 empty] | 41934 |  |  | NotYetVerified |  | 3 | 6821.5 | 80.8 | 84.42 | 18.29 | 0.9099 | 4000 | 83.2
P4K4M82U | SIMKAR Corporation | Simkar | CLED8350U11B(3500K) | Outdoor Luminaires | Mid Output | Fuel Pump Canopy Luminaires | Standard | FALSE | [9 empty] | 41934 |  |  | NotYetVerified |  | 3 | 6821.5 | 80.8 | 84.42 | 18.29 | 0.9099 | 3500 | 83.2
P14J5K9H | SIMKAR Corporation | Simkar | CLED8350U12B(3500K) | Outdoor Luminaires | Mid Output | Fuel Pump Canopy Luminaires | Standard | FALSE | [9 empty] | 41934 |  |  | NotYetVerified |  | 3 | 6821.5 | 80.8 | 84.42 | 18.29 | 0.9099 | 3500 | 83.2
PZYQ9VFQ | Acuity Brands Lighting | Holophane | EVT412000LMPCLMDXXXXXGZ1050K90CRI | Outdoor Luminaires | Mid Output | Fuel Pump Canopy Luminaires | Standard | FALSE | [9 empty] | 41934 | Dimmable | Continuous Below 10 | NotYetVerified |  | 3 | 9561 | 87.81 | 108.88 | 18.73 | 0.918 | 5293 | 96.72
PZWKSWEK | Acuity Brands Lighting | Lithonia Lighting | VAP6000LMPCLMDXXXXXGZ1050K90CRI | Outdoor Luminaires | Mid Output | Fuel Pump Canopy Luminaires | Standard | FALSE | [9 empty] | 41934 | Dimmable | Continuous Below 10 | NotYetVerified |  | 3 | 5745 | 90.15 | 63.73 | 18.73 | 0.918 | 5293 | 96.72
P31KY2XC | Acuity Brands Lighting | Holophane | EVT46000LMPCLMDXXXXXGZ1050K90CRI | Outdoor Luminaires | Mid Output | Fuel Pump Canopy Luminaires | Standard | FALSE | [9 empty] | 41934 | Dimmable | Continuous Below 10 | NotYetVerified |  | 3 | 5745 | 90.15 | 63.73 | 18.73 | 0.918 | 5293 | 96.72
PU6AREVU | Acuity Brands Lighting | Holophane | EVT44000LMPCLMDXXXXXGZ1050K90CRI | Outdoor Luminaires | Low Output | Fuel Pump Canopy Luminaires | Standard | FALSE | [9 empty] | 41934 | Dimmable | Continuous Below 10 | NotYetVerified |  | 3 | 4344 | 98.09 | 44.29 | 18.73 | 0.918 | 5293 | 96.72
P4QE54H8 | Acuity Brands Lighting | Lithonia Lighting | VAP4000LMPCLMDXXXXXGZ1050K90CRI | Outdoor Luminaires | Low Output | Fuel Pump Canopy Luminaires | Standard | FALSE | [9 empty] | 41934 | Dimmable | Continuous Below 10 | NotYetVerified |  | 3 | 4344 | 98.09 | 44.29 | 18.73 | 0.918 | 5293 | 96.72
PVEK5MXB | Acuity Brands Lighting | Holophane | EVT44000LMFSTMDXXXXXGZ1050K90CRI | Outdoor Luminaires | Low Output | Fuel Pump Canopy Luminaires | Standard | FALSE | [9 empty] | 41934 | Dimmable | Continuous Below 10 | NotYetVerified |  | 3 | 3867 | 87.86 | 44.01 | 18.73 | 0.918 | 5293 | 96.72
PSBE3RH7 | Acuity Brands Lighting | Lithonia Lighting | VAP4000LMFSTMDXXXXXGZ1050K90CRI | Outdoor Luminaires | Low Output | Fuel Pump Canopy Luminaires | Standard | FALSE | [9 empty] | 41934 | Dimmable | Continuous Below 10 | NotYetVerified |  | 3 | 3867 | 87.86 | 44.01 | 18.73 | 0.918 | 5293 | 96.72
PMRX1Z9P | Acuity Brands Lighting | Holophane | EVT44000LMFSTWDXXXXXGZ1050K90CRI | Outdoor Luminaires | Low Output | Fuel Pump Canopy Luminaires | Standard | FALSE | [9 empty] | 41934 | Dimmable | Continuous Below 10 | NotYetVerified |  | 3 | 3821 | 86.82 | 44.01 | 18.73 | 0.918 | 5293 | 96.72
P1JEJC5Q | Acuity Brands Lighting | Lithonia Lighting | VAP4000LMFSTWDXXXXXGZ1050K90CRI | Outdoor Luminaires | Low Output | Fuel Pump Canopy Luminaires | Standard | FALSE | [9 empty] | 41934 | Dimmable | Continuous Below 10 | NotYetVerified |  | 3 | 3821 | 86.82 | 44.01 | 18.73 | 0.918 | 5293 | 96.72
PX18H83W | Acuity Brands Lighting | Lithonia Lighting | VAP6000LMPCLMDXXXXXGZ1050K80CRI [Qualified at 120-277V Only] | Outdoor Luminaires | Mid Output | Fuel Pump Canopy Luminaires | Standard | FALSE | [9 empty] | 41934 | Dimmable | Continuous Below 10 | NotYetVerified | Updated on 3/7/2017 | 4.1 | 7379 | 115.78 | 63.73 | 18.73 | 0.918 | 5253 | 84.16
PT75WHDQ | Acuity Brands Lighting | Holophane | EVT46000LMPCLMDXXXXXGZ1050K80CRI | Outdoor Luminaires | Mid Output | Fuel Pump Canopy Luminaires | Standard | FALSE | [9 empty] | 41934 | Dimmable | Continuous Below 10 | NotYetVerified |  | 3 | 7379 | 115.78 | 63.73 | 18.73 | 0.918 | 5253 | 84.16
P7D5QQT8 | Acuity Brands Lighting | Lithonia Lighting | VAP6000LMFSTMDXXXXXGZ1050K80CRI | Outdoor Luminaires | Mid Output | Fuel Pump Canopy Luminaires | Standard | FALSE | [9 empty] | 41934 | Dimmable | Continuous Below 10 | NotYetVerified |  | 3 | 6335 | 99.4 | 63.73 | 18.73 | 0.918 | 5253 | 84.16
P4QAC98B | Acuity Brands Lighting | Holophane | EVT46000LMFSTMDXXXXXGZ1050K80CRI | Outdoor Luminaires | Mid Output | Fuel Pump Canopy Luminaires | Standard | FALSE | [9 empty] | 41934 | Dimmable | Continuous Below 10 | NotYetVerified |  | 3 | 6335 | 99.4 | 63.73 | 18.73 | 0.918 | 5253 | 84.16
PJS6ZU7N | Acuity Brands Lighting | Holophane | EVT46000LMFSTWDXXXXXGZ1050K80CRI | Outdoor Luminaires | Mid Output | Fuel Pump Canopy Luminaires | Standard | FALSE | [9 empty] | 41934 | Dimmable | Continuous Below 10 | NotYetVerified |  | 3 | 6260 | 98.23 | 63.73 | 18.73 | 0.918 | 5253 | 84.16
P945G4YG | Acuity Brands Lighting | Lithonia Lighting | VAP6000LMFSTWDXXXXXGZ1050K80CRI | Outdoor Luminaires | Mid Output | Fuel Pump Canopy Luminaires | Standard | FALSE | [9 empty] | 41934 | Dimmable | Continuous Below 10 | NotYetVerified |  | 3 | 6260 | 98.23 | 63.73 | 18.73 | 0.918 | 5253 | 84.16
P6R4UHDR | Acuity Brands Lighting | Holophane | EVT44000LMPCLMDXXXXXGZ1050K80CRI | Outdoor Luminaires | Mid Output | Fuel Pump Canopy Luminaires | Standard | FALSE | [9 empty] | 41934 | Dimmable | Continuous Below 10 | NotYetVerified |  | 3 | 5580 | 125.99 | 44.29 | 18.73 | 0.918 | 5253 | 84.16
P5BSRWXP | Acuity Brands Lighting | Lithonia Lighting | VAP4000LMPCLMDXXXXXGZ1050K80CRI [Qualified at 120-277V Only] | Outdoor Luminaires | Mid Output | Fuel Pump Canopy Luminaires | Standard | FALSE | [9 empty] | 41934 | Dimmable | Continuous Below 10 | NotYetVerified | Updated on 3/7/2017 | 4.1 | 5580 | 125.99 | 44.29 | 18.73 | 0.918 | 5253 | 84.16
PF8564PT | Acuity Brands Lighting | Lithonia Lighting | VAP4000LMFSTMDXXXXXGZ1050K80CRI [Qualified at 120-277V Only] | Outdoor Luminaires | Low Output | Fuel Pump Canopy Luminaires | Standard | FALSE | [9 empty] | 41934 | Dimmable | Continuous Below 10 | NotYetVerified | Updated on 3/7/2017 | 4.1 | 4966 | 112.84 | 44.01 | 18.73 | 0.918 | 5253 | 84.16
P2S1SCNA | Acuity Brands Lighting | Holophane | EVT44000LMFSTMDXXXXXGZ1050K80CRI | Outdoor Luminaires | Low Output | Fuel Pump Canopy Luminaires | Standard | FALSE | [9 empty] | 41934 | Dimmable | Continuous Below 10 | NotYetVerified |  | 3 | 4966 | 112.84 | 44.01 | 18.73 | 0.918 | 5253 | 84.16
PYFDK9XJ | Acuity Brands Lighting | Lithonia Lighting | VAP4000LMFSTWDXXXXXGZ1050K80CRI [Qualified at 120-277V Only] | Outdoor Luminaires | Low Output | Fuel Pump Canopy Luminaires | Standard | FALSE | [9 empty] | 41934 | Dimmable | Continuous Below 10 | NotYetVerified | Updated on 3/7/2017 | 4.1 | 4908 | 111.51 | 44.01 | 18.73 | 0.918 | 5253 | 84.16
PDJ4B2Q7 | Acuity Brands Lighting | Holophane | EVT44000LMFSTWDXXXXXGZ1050K80CRI | Outdoor Luminaires | Low Output | Fuel Pump Canopy Luminaires | Standard | FALSE | [9 empty] | 41934 | Dimmable | Continuous Below 10 | NotYetVerified |  | 3 | 4908 | 111.51 | 44.01 | 18.73 | 0.918 | 5253 | 84.16
P9U6HFN9 | Acuity Brands Lighting | Lithonia Lighting | VAP12000LMPCLMDXXXXXGZ1050K80CRI [Qualified at 120-277V Only] | Outdoor Luminaires | High Output | Fuel Pump Canopy Luminaires | Standard | FALSE | [9 empty] | 41934 | Dimmable | Continuous Below 10 | NotYetVerified | Updated on 3/7/2017 | 4.1 | 12280 | 112.76 | 108.9 | 18.73 | 0.918 | 5253 | 84.16
P3EKWDAP | Acuity Brands Lighting | Holophane | EVT412000LMPCLMDXXXXXGZ1050K80CRI | Outdoor Luminaires | High Output | Fuel Pump Canopy Luminaires | Standard | FALSE | [9 empty] | 41934 | Dimmable | Continuous Below 10 | NotYetVerified |  | 3 | 12280 | 112.76 | 108.9 | 18.73 | 0.918 | 5253 | 84.16
PH9XGYET | Acuity Brands Lighting | Holophane | EVT412000LMFSTMDXXXXXGZ1050K80CRI | Outdoor Luminaires | High Output | Fuel Pump Canopy Luminaires | Standard | FALSE | [9 empty] | 41934 | Dimmable | Continuous Below 10 | NotYetVerified |  | 3 | 10542 | 96.8 | 108.9 | 18.73 | 0.918 | 5253 | 84.16
P6YPG98B | Acuity Brands Lighting | Lithonia Lighting | VAP12000LMFSTMDXXXXXGZ1050K80CRI | Outdoor Luminaires | High Output | Fuel Pump Canopy Luminaires | Standard | FALSE | [9 empty] | 41934 | Dimmable | Continuous Below 10 | NotYetVerified |  | 3 | 10542 | 96.8 | 108.9 | 18.73 | 0.918 | 5253 | 84.16
PKSQW65P | Acuity Brands Lighting | Holophane | EVT412000LMFSTWDXXXXXGZ1050K80CRI | Outdoor Luminaires | High Output | Fuel Pump Canopy Luminaires | Standard | FALSE | [9 empty] | 41934 | Dimmable | Continuous Below 10 | NotYetVerified |  | 3 | 10418 | 95.66 | 108.9 | 18.73 | 0.918 | 5253 | 84.16
PAMCCXXE | Acuity Brands Lighting | Lithonia Lighting | VAP12000LMFSTWDXXXXXGZ1050K80CRI | Outdoor Luminaires | High Output | Fuel Pump Canopy Luminaires | Standard | FALSE | [9 empty] | 41934 | Dimmable | Continuous Below 10 | NotYetVerified |  | 3 | 10418 | 95.66 | 108.9 | 18.73 | 0.918 | 5253 | 84.16
PSHW3KD2 | Acuity Brands Lighting | Holophane | EVT412000LMPCLMDXXXXXGZ1040K90CRI | Outdoor Luminaires | Mid Output | Fuel Pump Canopy Luminaires | Standard | FALSE | [9 empty] | 41934 | Dimmable | Continuous Below 10 | NotYetVerified |  | 3 | 9259 | 85.04 | 108.88 | 18.73 | 0.918 | 4117 | 96.27
PKGTGK85 | Acuity Brands Lighting | Lithonia Lighting | VAP12000LMPCLMDXXXXXGZ1040K90CRI | Outdoor Luminaires | Mid Output | Fuel Pump Canopy Luminaires | Standard | FALSE | [9 empty] | 41934 | Dimmable | Continuous Below 10 | NotYetVerified |  | 3 | 9259 | 85.04 | 108.88 | 18.73 | 0.918 | 4117 | 96.27
PJ9GV52Z | Acuity Brands Lighting | Lithonia Lighting | VAP6000LMPCLMDXXXXXGZ1040K90CRI | Outdoor Luminaires | Mid Output | Fuel Pump Canopy Luminaires | Standard | FALSE | [9 empty] | 41934 | Dimmable | Continuous Below 10 | NotYetVerified |  | 3 | 5564 | 87.3 | 63.73 | 18.73 | 0.918 | 4117 | 96.27
P8ENQAZ2 | Acuity Brands Lighting | Holophane | EVT46000LMPCLMDXXXXXGZ1040K90CRI | Outdoor Luminaires | Mid Output | Fuel Pump Canopy Luminaires | Standard | FALSE | [9 empty] | 41934 | Dimmable | Continuous Below 10 | NotYetVerified |  | 3 | 5564 | 87.3 | 63.73 | 18.73 | 0.918 | 4117 | 96.27
PRD75Q2G | Acuity Brands Lighting | Lithonia Lighting | VAP4000LMPCLMDXXXXXGZ1040K90CRI | Outdoor Luminaires | Low Output | Fuel Pump Canopy Luminaires | Standard | FALSE | [9 empty] | 41934 | Dimmable | Continuous Below 10 | NotYetVerified |  | 3 | 4207 | 94.99 | 44.29 | 18.73 | 0.918 | 4117 | 96.27
PMCS64E7 | Acuity Brands Lighting | Holophane | EVT44000LMPCLMDXXXXXGZ1040K90CRI | Outdoor Luminaires | Low Output | Fuel Pump Canopy Luminaires | Standard | FALSE | [9 empty] | 41934 | Dimmable | Continuous Below 10 | NotYetVerified |  | 3 | 4207 | 94.99 | 44.29 | 18.73 | 0.918 | 4117 | 96.27
PJDR64GG | Acuity Brands Lighting | Lithonia Lighting | VAP4000LMFSTMDXXXXXGZ1040K90CRI | Outdoor Luminaires | Low Output | Fuel Pump Canopy Luminaires | Standard | FALSE | [9 empty] | 41934 | Dimmable | Continuous Below 10 | NotYetVerified |  | 3 | 3744 | 85.08 | 44.01 | 18.73 | 0.918 | 4117 | 96.27
PBF34W7W | Acuity Brands Lighting | Holophane | EVT44000LMFSTMDXXXXXGZ1040K90CRI | Outdoor Luminaires | Low Output | Fuel Pump Canopy Luminaires | Standard | FALSE | [9 empty] | 41934 | Dimmable | Continuous Below 10 | NotYetVerified |  | 3 | 3744 | 85.08 | 44.01 | 18.73 | 0.918 | 4117 | 96.27
PNHEWNTM | Acuity Brands Lighting | Lithonia Lighting | VAP4000LMFSTWDXXXXXGZ1040K90CRI | Outdoor Luminaires | Low Output | Fuel Pump Canopy Luminaires | Standard | FALSE | [9 empty] | 41934 | Dimmable | Continuous Below 10 | NotYetVerified |  | 3 | 3700 | 84.08 | 44.01 | 18.73 | 0.918 | 4117 | 96.27
P8BHBGVG | Acuity Brands Lighting | Holophane | EVT44000LMFSTWDXXXXXGZ1040K90CRI | Outdoor Luminaires | Low Output | Fuel Pump Canopy Luminaires | Standard | FALSE | [9 empty] | 41934 | Dimmable | Continuous Below 10 | NotYetVerified |  | 3 | 3700 | 84.08 | 44.01 | 18.73 | 0.918 | 4117 | 96.27
P76JWFH4 | Acuity Brands Lighting | Lithonia Lighting | VAP12000LMPCLMDXXXXXGZ1040K80CRI | Outdoor Luminaires | High Output | Fuel Pump Canopy Luminaires | Standard | FALSE | [9 empty] | 41934 | Dimmable | Continuous Below 10 | NotYetVerified |  | 3 | 11270 | 105.3 | 107.03 | 18.73 | 0.918 | 4051 | 82.92
P2XRCSV9 | Acuity Brands Lighting | Holophane | EVT412000LMPCLMDXXXXXGZ1040K80CRI | Outdoor Luminaires | High Output | Fuel Pump Canopy Luminaires | Standard | FALSE | [9 empty] | 41934 | Dimmable | Continuous Below 10 | NotYetVerified |  | 3 | 11270 | 105.3 | 107.03 | 18.73 | 0.918 | 4051 | 82.92
PR9NFXT6 | Acuity Brands Lighting | Holophane | EVT46000LMPCLMDXXXXXGZ1040K80CRI | Outdoor Luminaires | Mid Output | Fuel Pump Canopy Luminaires | Standard | FALSE | [9 empty] | 41934 | Dimmable | Continuous Below 10 | NotYetVerified |  | 3 | 6772 | 106.26 | 63.73 | 18.73 | 0.918 | 4030 | 82.08
PMJQPZ95 | Acuity Brands Lighting | Lithonia Lighting | VAP6000LMPCLMDXXXXXGZ1040K80CRI | Outdoor Luminaires | Mid Output | Fuel Pump Canopy Luminaires | Standard | FALSE | [9 empty] | 41934 | Dimmable | Continuous Below 10 | NotYetVerified |  | 3 | 6772 | 106.26 | 63.73 | 18.73 | 0.918 | 4030 | 82.08
PQHZ67A3 | Acuity Brands Lighting | Lithonia Lighting | VAP4000LMPCLMDXXXXXGZ1040K80CRI [Qualified at 120-277V Only] | Outdoor Luminaires | Mid Output | Fuel Pump Canopy Luminaires | Standard | TRUE | 4788.67 | 107.08 | 44.72 | 18.73 | 0.918 | 3993 | 82.3 | 5 | 50000 | 41934 | Dimmable | Continuous Below 10 | NotYetVerified | Updated on 3/7/2017 | 4.1 | 5121 | 115.62 | 44.29 | 18.73 | 0.918 | 4011 | 81.99
PPDWADBR | Acuity Brands Lighting | Holophane | EVT44000LMPCLMDXXXXXGZ1040K80CRI | Outdoor Luminaires | Mid Output | Fuel Pump Canopy Luminaires | Standard | FALSE | [9 empty] | 41934 | Dimmable | Continuous Below 10 | NotYetVerified |  | 3 | 5121 | 115.62 | 44.29 | 18.73 | 0.918 | 4011 | 81.99
PVBCM47J | Acuity Brands Lighting | Holophane | EVT412000LMFSTMDXXXXXGZ1040K80CRI | Outdoor Luminaires | Mid Output | Fuel Pump Canopy Luminaires | Standard | FALSE | [9 empty] | 41934 | Dimmable | Continuous Below 10 | NotYetVerified |  | 3 | 9675 | 88.81 | 108.94 | 18.73 | 0.918 | 4010 | 84.69
PD7865WE | Acuity Brands Lighting | Lithonia Lighting | VAP12000LMFSTMDXXXXXGZ1040K80CRI | Outdoor Luminaires | Mid Output | Fuel Pump Canopy Luminaires | Standard | FALSE | [9 empty] | 41934 | Dimmable | Continuous Below 10 | NotYetVerified |  | 3 | 9675 | 88.81 | 108.94 | 18.73 | 0.918 | 4010 | 84.69
PHX4SGAH | Acuity Brands Lighting | Lithonia Lighting | VAP6000LMFSTMDXXXXXGZ1040K80CRI | Outdoor Luminaires | Mid Output | Fuel Pump Canopy Luminaires | Standard | FALSE | [9 empty] | 41934 | Dimmable | Continuous Below 10 | NotYetVerified |  | 3 | 5814 | 91.22 | 63.73 | 18.73 | 0.918 | 4010 | 84.69
P93FS57F | Acuity Brands Lighting | Holophane | EVT46000LMFSTMDXXXXXGZ1040K80CRI | Outdoor Luminaires | Mid Output | Fuel Pump Canopy Luminaires | Standard | FALSE | [9 empty] | 41934 | Dimmable | Continuous Below 10 | NotYetVerified |  | 3 | 5814 | 91.22 | 63.73 | 18.73 | 0.918 | 4010 | 84.69
P8E4CXEF | Acuity Brands Lighting | Holophane | EVT44000LMFSTMDXXXXXGZ1040K80CRI | Outdoor Luminaires | Low Output | Fuel Pump Canopy Luminaires | Standard | FALSE | [9 empty] | 41934 | Dimmable | Continuous Below 10 | NotYetVerified |  | 3 | 4558 | 103.56 | 44.01 | 18.73 | 0.918 | 4010 | 84.69
P32P71K2 | Acuity Brands Lighting | Lithonia Lighting | VAP4000LMFSTMDXXXXXGZ1040K80CRI | Outdoor Luminaires | Low Output | Fuel Pump Canopy Luminaires | Standard | FALSE | [9 empty] | 41934 | Dimmable | Continuous Below 10 | NotYetVerified |  | 3 | 4558 | 103.56 | 44.01 | 18.73 | 0.918 | 4010 | 84.69
PFV8RSNF | Acuity Brands Lighting | Holophane | EVT412000LMFSTWDXXXXXGZ1040K80CRI | Outdoor Luminaires | Mid Output | Fuel Pump Canopy Luminaires | Standard | FALSE | [9 empty] | 41934 | Dimmable | Continuous Below 10 | NotYetVerified |  | 3 | 9561 | 86.93 | 109.98 | 18.73 | 0.918 | 4005 | 84.95
PDX2NYKG | Acuity Brands Lighting | Lithonia Lighting | VAP12000LMFSTWDXXXXXGZ1040K80CRI | Outdoor Luminaires | Mid Output | Fuel Pump Canopy Luminaires | Standard | FALSE | [9 empty] | 41934 | Dimmable | Continuous Below 10 | NotYetVerified |  | 3 | 9561 | 86.93 | 109.98 | 18.73 | 0.918 | 4005 | 84.95
PWNW2QRH | Acuity Brands Lighting | Lithonia Lighting | VAP6000LMFSTWDXXXXXGZ1040K80CRI | Outdoor Luminaires | Mid Output | Fuel Pump Canopy Luminaires | Standard | FALSE | [9 empty] | 41934 | Dimmable | Continuous Below 10 | NotYetVerified |  | 3 | 5745 | 90.15 | 63.73 | 18.73 | 0.918 | 4005 | 84.95
PU4DCU6C | Acuity Brands Lighting | Holophane | EVT46000LMFSTWDXXXXXGZ1040K80CRI | Outdoor Luminaires | Mid Output | Fuel Pump Canopy Luminaires | Standard | FALSE | [9 empty] | 41934 | Dimmable | Continuous Below 10 | NotYetVerified |  | 3 | 5745 | 90.15 | 63.73 | 18.73 | 0.918 | 4005 | 84.95
PZ2ZHW4U | Acuity Brands Lighting | Holophane | EVT44000LMFSTWDXXXXXGZ1040K80CRI | Outdoor Luminaires | Low Output | Fuel Pump Canopy Luminaires | Standard | FALSE | [9 empty] | 41934 | Dimmable | Continuous Below 10 | NotYetVerified |  | 3 | 4504 | 102.34 | 44.01 | 18.73 | 0.918 | 4005 | 84.95
PHZHG8JF | Acuity Brands Lighting | Lithonia Lighting | VAP4000LMFSTWDXXXXXGZ1040K80CRI | Outdoor Luminaires | Low Output | Fuel Pump Canopy Luminaires | Standard | FALSE | [9 empty] | 41934 | Dimmable | Continuous Below 10 | NotYetVerified |  | 3 | 4504 | 102.34 | 44.01 | 18.73 | 0.918 | 4005 | 84.95
P3G5SJE3 | Acuity Brands Lighting | Holophane | EVT44000LMFSTMDXXXXXGZ1035K90CRI | Outdoor Luminaires | Low Output | Fuel Pump Canopy Luminaires | Standard | FALSE | [9 empty] | 41934 | Dimmable | Continuous Below 10 | NotYetVerified |  | 3 | 3628 | 82.44 | 44.01 | 18.73 | 0.918 | 3628 | 97.16
PDGNZRNM | Acuity Brands Lighting | Lithonia Lighting | VAP12000LMFSTMDXXXXXGZ1035K80CRI | Outdoor Luminaires | Mid Output | Fuel Pump Canopy Luminaires | Standard | FALSE | [9 empty] | 41934 | Dimmable | Continuous Below 10 | NotYetVerified |  | 3 | 9658 | 88.65 | 108.94 | 18.73 | 0.918 | 3485 | 83.56
P4277PG1 | Acuity Brands Lighting | Holophane | EVT412000LMFSTMDXXXXXGZ1035K80CRI | Outdoor Luminaires | Mid Output | Fuel Pump Canopy Luminaires | Standard | FALSE | [9 empty] | 41934 | Dimmable | Continuous Below 10 | NotYetVerified |  | 3 | 9658 | 88.65 | 108.94 | 18.73 | 0.918 | 3485 | 83.56
PJG44HF8 | Acuity Brands Lighting | Lithonia Lighting | VAP12000LMFSTWDXXXXXGZ1035K80CRI | Outdoor Luminaires | Mid Output | Fuel Pump Canopy Luminaires | Standard | FALSE | [9 empty] | 41934 | Dimmable | Continuous Below 10 | NotYetVerified |  | 3 | 9544 | 89.16 | 107.04 | 18.73 | 0.918 | 3485 | 83.56
P592W3D1 | Acuity Brands Lighting | Holophane | EVT412000LMFSTWDXXXXXGZ1035K80CRI | Outdoor Luminaires | Mid Output | Fuel Pump Canopy Luminaires | Standard | FALSE | [9 empty] | 41934 | Dimmable | Continuous Below 10 | NotYetVerified |  | 3 | 9544 | 89.16 | 107.04 | 18.73 | 0.918 | 3485 | 83.56
PRDPG297 | Acuity Brands Lighting | Lithonia Lighting | VAP6000LMPCLMDXXXXXGZ1035K80CRI | Outdoor Luminaires | Mid Output | Fuel Pump Canopy Luminaires | Standard | FALSE | [9 empty] | 41934 | Dimmable | Continuous Below 10 | NotYetVerified |  | 3 | 6760 | 106.07 | 63.73 | 18.73 | 0.918 | 3485 | 83.56
PJKP9H2Z | Acuity Brands Lighting | Holophane | EVT46000LMPCLMDXXXXXGZ1035K80CRI | Outdoor Luminaires | Mid Output | Fuel Pump Canopy Luminaires | Standard | FALSE | [9 empty] | 41934 | Dimmable | Continuous Below 10 | NotYetVerified |  | 3 | 6760 | 106.07 | 63.73 | 18.73 | 0.918 | 3485 | 83.56
PAQ1QSU5 | Acuity Brands Lighting | Lithonia Lighting | VAP6000LMFSTMDXXXXXGZ1035K80CRI | Outdoor Luminaires | Mid Output | Fuel Pump Canopy Luminaires | Standard | FALSE | [9 empty] | 41934 | Dimmable | Continuous Below 10 | NotYetVerified |  | 3 | 5803 | 91.06 | 63.73 | 18.73 | 0.918 | 3485 | 83.56
P7XBDT1R | Acuity Brands Lighting | Holophane | EVT46000LMFSTMDXXXXXGZ1035K80CRI | Outdoor Luminaires | Mid Output | Fuel Pump Canopy Luminaires | Standard | FALSE | [9 empty] | 41934 | Dimmable | Continuous Below 10 | NotYetVerified |  | 3 | 5803 | 91.06 | 63.73 | 18.73 | 0.918 | 3485 | 83.56
PE3ASJVB | Acuity Brands Lighting | Lithonia Lighting | VAP6000LMFSTWDXXXXXGZ1035K80CRI | Outdoor Luminaires | Mid Output | Fuel Pump Canopy Luminaires | Standard | FALSE | [9 empty] | 41934 | Dimmable | Continuous Below 10 | NotYetVerified |  | 3 | 5735 | 89.99 | 63.73 | 18.73 | 0.918 | 3485 | 83.56
PBDEJ6TN | Acuity Brands Lighting | Holophane | EVT46000LMFSTWDXXXXXGZ1035K80CRI | Outdoor Luminaires | Mid Output | Fuel Pump Canopy Luminaires | Standard | FALSE | [9 empty] | 41934 | Dimmable | Continuous Below 10 | NotYetVerified |  | 3 | 5735 | 89.99 | 63.73 | 18.73 | 0.918 | 3485 | 83.56
PSMYFE3B | Acuity Brands Lighting | Lithonia Lighting | VAP4000LMPCLMDXXXXXGZ1035K80CRI [Qualified at 120-277V Only] | Outdoor Luminaires | Mid Output | Fuel Pump Canopy Luminaires | Standard | FALSE | [9 empty] | 41934 | Dimmable | Continuous Below 10 | NotYetVerified | Updated on 3/7/2017 | 4.1 | 5112 | 115.42 | 44.29 | 18.73 | 0.918 | 3485 | 83.56
PFZ8BMJM | Acuity Brands Lighting | Holophane | EVT44000LMPCLMDXXXXXGZ1035K80CRI | Outdoor Luminaires | Mid Output | Fuel Pump Canopy Luminaires | Standard | FALSE | [9 empty] | 41934 | Dimmable | Continuous Below 10 | NotYetVerified |  | 3 | 5112 | 115.42 | 44.29 | 18.73 | 0.918 | 3485 | 83.56
PUSZARU1 | Acuity Brands Lighting | Lithonia Lighting | VAP4000LMFSTMDXXXXXGZ1035K80CRI | Outdoor Luminaires | Low Output | Fuel Pump Canopy Luminaires | Standard | FALSE | [9 empty] | 41934 | Dimmable | Continuous Below 10 | NotYetVerified |  | 3 | 4550 | 103.38 | 44.01 | 18.73 | 0.918 | 3485 | 83.56
PMMDMM7G | Acuity Brands Lighting | Holophane | EVT44000LMFSTMDXXXXXGZ1035K80CRI | Outdoor Luminaires | Low Output | Fuel Pump Canopy Luminaires | Standard | FALSE | [9 empty] | 41934 | Dimmable | Continuous Below 10 | NotYetVerified |  | 3 | 4550 | 103.38 | 44.01 | 18.73 | 0.918 | 3485 | 83.56
PQBEUH4T | Acuity Brands Lighting | Holophane | EVT44000LMFSTWDXXXXXGZ1035K80CRI | Outdoor Luminaires | Low Output | Fuel Pump Canopy Luminaires | Standard | FALSE | [9 empty] | 41934 | Dimmable | Continuous Below 10 | NotYetVerified |  | 3 | 4496 | 102.16 | 44.01 | 18.73 | 0.918 | 3485 | 83.56
P2SUGYHZ | Acuity Brands Lighting | Lithonia Lighting | VAP4000LMFSTWDXXXXXGZ1035K80CRI | Outdoor Luminaires | Low Output | Fuel Pump Canopy Luminaires | Standard | FALSE | [9 empty] | 41934 | Dimmable | Continuous Below 10 | NotYetVerified |  | 3 | 4496 | 102.16 | 44.01 | 18.73 | 0.918 | 3485 | 83.56
PCJCF3TU | Acuity Brands Lighting | Holophane | EVT412000LMPCLMDXXXXXGZ1035K80CRI | Outdoor Luminaires | High Output | Fuel Pump Canopy Luminaires | Standard | FALSE | [9 empty] | 41934 | Dimmable | Continuous Below 10 | NotYetVerified |  | 3 | 11250 | 105.1 | 107.04 | 18.73 | 0.918 | 3485 | 83.56
PCHZ9EU3 | Acuity Brands Lighting | Lithonia Lighting | VAP12000LMPCLMDXXXXXGZ1035K80CRI | Outdoor Luminaires | High Output | Fuel Pump Canopy Luminaires | Standard | FALSE | [9 empty] | 41934 | Dimmable | Continuous Below 10 | NotYetVerified |  | 3 | 11250 | 105.1 | 107.04 | 18.73 | 0.918 | 3485 | 83.56
PRE6NUD8 | Acuity Brands Lighting | Holophane | EVT412000LMPCLMDXXXXXGZ1035K90CRI | Outdoor Luminaires | Mid Output | Fuel Pump Canopy Luminaires | Standard | FALSE | [9 empty] | 41934 | Dimmable | Continuous Below 10 | NotYetVerified |  | 3 | 8971 | 83.97 | 106.84 | 18.73 | 0.918 | 3438 | 96.7
PKGZ3UA8 | Acuity Brands Lighting | Lithonia Lighting | VAP6000LMPCLMDXXXXXGZ1035K90CRI | Outdoor Luminaires | Mid Output | Fuel Pump Canopy Luminaires | Standard | FALSE | [9 empty] | 41934 | Dimmable | Continuous Below 10 | NotYetVerified |  | 3 | 5391 | 84.58 | 63.73 | 18.73 | 0.918 | 3438 | 96.7
P9BQMACV | Acuity Brands Lighting | Holophane | EVT46000LMPCLMDXXXXXGZ1035K90CRI | Outdoor Luminaires | Mid Output | Fuel Pump Canopy Luminaires | Standard | FALSE | [9 empty] | 41934 | Dimmable | Continuous Below 10 | NotYetVerified |  | 3 | 5391 | 84.58 | 63.73 | 18.73 | 0.918 | 3438 | 96.7
PHPVKZNT | Acuity Brands Lighting | Lithonia Lighting | VAP4000LMPCLMDXXXXXGZ1035K90CRI | Outdoor Luminaires | Low Output | Fuel Pump Canopy Luminaires | Standard | FALSE | [9 empty] | 41934 | Dimmable | Continuous Below 10 | NotYetVerified |  | 3 | 4076 | 92.04 | 44.29 | 18.73 | 0.918 | 3438 | 96.7
PA6TAHKP | Acuity Brands Lighting | Holophane | EVT44000LMPCLMDXXXXXGZ1035K90CRI | Outdoor Luminaires | Low Output | Fuel Pump Canopy Luminaires | Standard | FALSE | [9 empty] | 41934 | Dimmable | Continuous Below 10 | NotYetVerified |  | 3 | 4076 | 92.04 | 44.29 | 18.73 | 0.918 | 3438 | 96.7
PSJNM8YZJ | Dongguan Sense Lighting Technology Co. Ltd. | sensetechlight | SE-CL-60W-30 | Outdoor Luminaires | Low Output | Fuel Pump Canopy Luminaires | Standard | TRUE | 4599 | 78.18 | 59.09 | 14.32 | 0.946 | 2938 | 85 | 5 | 50000 | 41928 |  |  | NotYetVerified |  | 3 | 5000 | 85 | 60 | 20 | 0.95 | 3000 | 80
PS5UTYJ6F | Dongguan Sense Lighting Technology Co. Ltd. | sensetechlight | SE-CL-40W-30 | Outdoor Luminaires | Low Output | Fuel Pump Canopy Luminaires | Standard | TRUE | 3679 | 92.86 | 39.62 | 17.76 | 0.948 | 2921 | 84 | 5 | 50000 | 41928 |  |  | NotYetVerified |  | 3 | 3500 | 90 | 40 | 20 | 0.95 | 3000 | 80
PDXS3N68J | Dongguan Sense Lighting Technology Co. Ltd. | sensetechlight | SE-CL-60W-50 | Outdoor Luminaires | Mid Output | Fuel Pump Canopy Luminaires | Standard | FALSE | [9 empty] | 41928 |  |  | NotYetVerified |  | 3 | 5000 | 85 | 60 | 20 | 0.95 | 5000 | 80
PCC3SCQMX | Dongguan Sense Lighting Technology Co. Ltd. | sensetechlight | SE-CL-40W-50 | Outdoor Luminaires | Low Output | Fuel Pump Canopy Luminaires | Standard | FALSE | [9 empty] | 41928 |  |  | NotYetVerified |  | 3 | 3500 | 90 | 40 | 20 | 0.95 | 5000 | 80
P81MJBZ8K | Dongguan Sense Lighting Technology Co. Ltd. | sensetechlight | SE-CL-60W-45 | Outdoor Luminaires | Mid Output | Fuel Pump Canopy Luminaires | Standard | FALSE | [9 empty] | 41928 |  |  | NotYetVerified |  | 3 | 5000 | 85 | 60 | 20 | 0.95 | 4500 | 80
PRYV7VJZE | Dongguan Sense Lighting Technology Co. Ltd. | sensetechlight | SE-CL-40W-45 | Outdoor Luminaires | Low Output | Fuel Pump Canopy Luminaires | Standard | FALSE | [9 empty] | 41928 |  |  | NotYetVerified |  | 3 | 3500 | 90 | 40 | 20 | 0.95 | 4500 | 80
PMQ2PUWP5 | Dongguan Sense Lighting Technology Co. Ltd. | sensetechlight | SE-CL-60W-40 | Outdoor Luminaires | Mid Output | Fuel Pump Canopy Luminaires | Standard | FALSE | [9 empty] | 41928 |  |  | NotYetVerified |  | 3 | 5000 | 85 | 60 | 20 | 0.95 | 4000 | 80
PMH9F8V41 | Dongguan Sense Lighting Technology Co. Ltd. | sensetechlight | SE-CL-40W-40 | Outdoor Luminaires | Low Output | Fuel Pump Canopy Luminaires | Standard | FALSE | [9 empty] | 41928 |  |  | NotYetVerified |  | 3 | 3500 | 90 | 40 | 20 | 0.95 | 4000 | 80
PCVSV4571 | Dongguan Sense Lighting Technology Co. Ltd. | sensetechlight | SE-CL-60W-35 | Outdoor Luminaires | Mid Output | Fuel Pump Canopy Luminaires | Standard | FALSE | [9 empty] | 41928 |  |  | NotYetVerified |  | 3 | 5000 | 85 | 60 | 20 | 0.95 | 3500 | 80
PWG52VC11 | Dongguan Sense Lighting Technology Co. Ltd. | sensetechlight | SE-CL-40W-35 | Outdoor Luminaires | Low Output | Fuel Pump Canopy Luminaires | Standard | FALSE | [9 empty] | 41928 |  |  | NotYetVerified |  | 3 | 3500 | 90 | 40 | 20 | 0.95 | 3500 | 80
PJ2ZZK8B | CNC Lighting Technology Co. Limited | CNC | CNC-CP03-150W | Outdoor Luminaires | High Output | Fuel Pump Canopy Luminaires | Standard | TRUE | 11242 | 80.01 | 140.5 | 12.2 | 0.9392 | 5868 | 71.3 | 5 |  | 41924 |  |  | NotYetVerified |  | 3 | 12000 | 95 | 150 |  | 0.989 | 5700 | 75
PFQD41A9 | WELLIN ELECTRIC COMPANY LTD | WELLIN | WELLIN-120WiR(3000K) | Outdoor Luminaires | High Output | Fuel Pump Canopy Luminaires | Standard | TRUE | 11229.6 | 98.1 | 114.5 | 16.38 | 0.9043 | 3111 | 73.7 | 5 | 50000 | 41922 |  |  | NotYetVerified |  | 3 | 11229.6 | 98.1 | 114.5 | 8.37 | 0.9919 | 3111 | 73.7
PZEJD93Q | WELLIN ELECTRIC COMPANY LTD | WELLIN | WELLIN-160WiR(3000K) | Outdoor Luminaires | High Output | Fuel Pump Canopy Luminaires | Standard | TRUE | 15153.7 | 98.2 | 154.3 | 14.11 | 0.9167 | 3099 | 73.4 | 5 | 50000 | 41922 |  |  | NotYetVerified |  | 3 | 15153.7 | 98.2 | 154.3 | 6.8 | 0.9939 | 3099 | 73.4
PQ943A36 | WELLIN ELECTRIC COMPANY LTD | WELLIN | WELLIN-80WiR(3000K) | Outdoor Luminaires | Mid Output | Fuel Pump Canopy Luminaires | Standard | TRUE | 7349.4 | 97.9 | 75.1 | 19.3 | 0.9082 | 3051 | 72.7 | 5 | 50000 | 41922 |  |  | NotYetVerified |  | 3 | 7349.4 | 97.9 | 75.1 | 10.01 | 0.9909 | 3051 | 72.7
P3G733KW | WELLIN ELECTRIC COMPANY LTD | WELLIN | WELLIN-160WiR(5700K) | Outdoor Luminaires | High Output | Fuel Pump Canopy Luminaires | Standard | FALSE | [9 empty] | 41922 |  |  | NotYetVerified |  | 3 | 16803.8 | 107.6 | 156.1 | 7.03 | 0.9937 | 5915 | 78.2
PUCCKFVD | WELLIN ELECTRIC COMPANY LTD | WELLIN | WELLIN-120WiR(5700K) | Outdoor Luminaires | High Output | Fuel Pump Canopy Luminaires | Standard | FALSE | [9 empty] | 41922 |  |  | NotYetVerified |  | 3 | 12493.5 | 107.8 | 115.9 | 8.76 | 0.9918 | 5856 | 78.3
PAPAKS8M | WELLIN ELECTRIC COMPANY LTD | WELLIN | WELLIN-80WiR(5700K) | Outdoor Luminaires | Mid Output | Fuel Pump Canopy Luminaires | Standard | FALSE | [9 empty] | 41922 |  |  | NotYetVerified |  | 3 | 8087.2 | 107.5 | 75.2 | 8.6 | 0.9915 | 5734 | 75.7
PYBY3BE1 | WELLIN ELECTRIC COMPANY LTD | WELLIN | WELLIN-120WiR(5000K) | Outdoor Luminaires | High Output | Fuel Pump Canopy Luminaires | Standard | FALSE | [9 empty] | 41922 |  |  | NotYetVerified |  | 3 | 12609.5 | 107.6 | 117.2 | 20 | 0.95 | 5000 | 77.3
PQ1MDTGM | WELLIN ELECTRIC COMPANY LTD | WELLIN | WELLIN-80WiR(5000K) | Outdoor Luminaires | Mid Output | Fuel Pump Canopy Luminaires | Standard | FALSE | [9 empty] | 41922 |  |  | NotYetVerified |  | 3 | 8231.8 | 106.5 | 77.3 | 20 | 0.95 | 5000 | 77.2
PV3YR22F | WELLIN ELECTRIC COMPANY LTD | WELLIN | WELLIN-160WiR(5000K) | Outdoor Luminaires | High Output | Fuel Pump Canopy Luminaires | Standard | FALSE | [9 empty] | 41922 |  |  | NotYetVerified |  | 3 | 16755.2 | 107.2 | 156.2 | 20 | 0.95 | 5000 | 77.2
PEPN3KHS | WELLIN ELECTRIC COMPANY LTD | WELLIN | WELLIN-80WiR(4000K) | Outdoor Luminaires | Mid Output | Fuel Pump Canopy Luminaires | Standard | FALSE | [9 empty] | 41922 |  |  | NotYetVerified |  | 3 | 7807.2 | 101.6 | 76.9 | 20 | 0.95 | 4500 | 76.9
PXGJM33R | WELLIN ELECTRIC COMPANY LTD | WELLIN | WELLIN-160WiR(4500K) | Outdoor Luminaires | High Output | Fuel Pump Canopy Luminaires | Standard | FALSE | [9 empty] | 41922 |  |  | NotYetVerified |  | 3 | 16293.8 | 104.2 | 156.3 | 20 | 0.95 | 4500 | 76.9
P68RA3WZ | WELLIN ELECTRIC COMPANY LTD | WELLIN | WELLIN-120WiR(4500K) | Outdoor Luminaires | High Output | Fuel Pump Canopy Luminaires | Standard | FALSE | [9 empty] | 41922 |  |  | NotYetVerified |  | 3 | 11987.1 | 103.6 | 115.8 | 20 | 0.95 | 4500 | 76.9
PAX69XM6 | WELLIN ELECTRIC COMPANY LTD | WELLIN | WELLIN-120WiR(4000K) | Outdoor Luminaires | High Output | Fuel Pump Canopy Luminaires | Standard | FALSE | [9 empty] | 41922 |  |  | NotYetVerified |  | 3 | 11963.4 | 102.4 | 116.8 | 20 | 0.95 | 4000 | 76.3
P69F7BFU | WELLIN ELECTRIC COMPANY LTD | WELLIN | WELLIN-80WiR(4500K) | Outdoor Luminaires | Mid Output | Fuel Pump Canopy Luminaires | Standard | FALSE | [9 empty] | 41922 |  |  | NotYetVerified |  | 3 | 7562.3 | 98.9 | 76.5 | 20 | 0.95 | 4000 | 75.6
PSX38PJH | WELLIN ELECTRIC COMPANY LTD | WELLIN | WELLIN-160WiR(4000K) | Outdoor Luminaires | High Output | Fuel Pump Canopy Luminaires | Standard | FALSE | [9 empty] | 41922 |  |  | NotYetVerified |  | 3 | 16226.2 | 103.5 | 156.9 | 20 | 0.95 | 4000 | 75.4
P6K82S18 | WELLIN ELECTRIC COMPANY LTD | WELLIN | WELLIN-80WiR(3500K) | Outdoor Luminaires | Mid Output | Fuel Pump Canopy Luminaires | Standard | FALSE | [9 empty] | 41922 |  |  | NotYetVerified |  | 3 | 7472.9 | 96.8 | 77.2 | 20 | 0.95 | 3500 | 75.1
PCRD65RK | WELLIN ELECTRIC COMPANY LTD | WELLIN | WELLIN-160WiR(3500K) | Outdoor Luminaires | High Output | Fuel Pump Canopy Luminaires | Standard | FALSE | [9 empty] | 41922 |  |  | NotYetVerified |  | 3 | 15603.9 | 99.8 | 156.4 | 20 | 0.95 | 3500 | 74.8
P6Z6BP8T | WELLIN ELECTRIC COMPANY LTD | WELLIN | WELLIN-120WiR(3500K) | Outdoor Luminaires | High Output | Fuel Pump Canopy Luminaires | Standard | FALSE | [9 empty] | 41922 |  |  | NotYetVerified |  | 3 | 11464.5 | 98.3 | 116.6 | 20 | 0.95 | 3500 | 73.2
PHE68V3P | Utopia Lighting | UTOPIA LIGHTING | LSC-40LED/50-UNV-BZ | Outdoor Luminaires | Low Output | Fuel Pump Canopy Luminaires | Standard | TRUE | 3112 | 79.09 | 39.35 | 9.5 | 0.968 | 4993 | 67 | 5 | 50000 | 41921 |  |  | NotYetVerified |  | 3 | 3100 | 70.09 | 42 |  | 0.95 | 5000 | 70
PKDZ93W6 | Utopia Lighting | UTOPIA LIGHTING | LSC-83LED/50-UNV-BZ | Outdoor Luminaires | Mid Output | Fuel Pump Canopy Luminaires | Standard | TRUE | 7274 | 87.92 | 82.74 | 19.48 | 0.875 | 5070 | 67 | 5 | 50000 | 41921 |  |  | NotYetVerified |  | 3 | 7300 | 87.92 | 85 |  | 0.95 | 5000 | 70
PC1QSGMB | Lighting Group of America | Lighting Group of America | CL-364-L1[120V ONLY] | Outdoor Luminaires | Low Output | Fuel Pump Canopy Luminaires | Standard | TRUE | 2976 | 88.4 | 33.7 | 14.5 | 0.971 | 4980 | 72 | 5 | 50000 | 41920 |  |  | NotYetVerified |  | 3 | 3000 | 88 | 34 |  |  | 5000 | 70
PPU7EQDF8 | Shenzhen Fulandy LED Co. Ltd | Fulandy | FLD-CNL-60005-60W(4000K) | Outdoor Luminaires | Mid Output | Fuel Pump Canopy Luminaires | Standard | TRUE | 5928.9 | 103.94 | 57.04 | 14.36 | 0.9648 | 4127 | 72.3 | 5 |  | 41918 |  |  | NotYetVerified |  | 3 | 5900 | 100 | 60 |  | 0.95 | 4000 | 70
PYMVXH9QD | Shenzhen Fulandy LED Co. Ltd | Fulandy | FLD-CNL-60005-150W(4000K) | Outdoor Luminaires | High Output | Fuel Pump Canopy Luminaires | Standard | TRUE | 15926 | 106.97 | 148.9 | 14.65 | 0.9164 | 4129 | 72 | 5 |  | 41918 |  |  | NotYetVerified |  | 3 | 15900 | 105 | 150 |  | 0.9 | 4000 | 70
PBJP6NB2 | ELEKTRA TECHNOLOGIES LIMITED | Elektra Technologies | MUTLM01-02-S150V27 | Outdoor Luminaires | Mid Output | Fuel Pump Canopy Luminaires | Standard | TRUE | 5724 | 93.13 | 61.46 | 11.36 | 0.9357 | 5055 | 73 | 5 | 50000 | 41918 |  |  | NotYetVerified |  | 3 | 5330 | 85 | 60 |  |  | 5000 | 75
P63DQCJS | ELEKTRA TECHNOLOGIES LIMITED | Elektra Technologies | MUTLM01-03-S150V27 | Outdoor Luminaires | Mid Output | Fuel Pump Canopy Luminaires | Standard | TRUE | 8262 | 90.21 | 91.59 | 18.08 | 0.932 | 5110 | 74 | 5 | 50000 | 41918 |  |  | NotYetVerified |  | 3 | 7995 | 85 | 90 |  | 0.96 |  | 75
PNK2NFHF | ELEKTRA TECHNOLOGIES LIMITED | Elektra Technologies | MUTLM01-09-S150V27 | Outdoor Luminaires | High Output | Fuel Pump Canopy Luminaires | Standard | FALSE | [9 empty] | 41918 |  |  | NotYetVerified |  | 3 | 23985 | 85 | 270 |  | 0.96 |  | 75
PW2QSFH8 | ELEKTRA TECHNOLOGIES LIMITED | Elektra Technologies | MUTLM01-08-S150V27 | Outdoor Luminaires | High Output | Fuel Pump Canopy Luminaires | Standard | FALSE | [9 empty] | 41918 |  |  | NotYetVerified |  | 3 | 21320 | 85 | 240 |  | 0.96 |  | 75
PC3BT62D | ELEKTRA TECHNOLOGIES LIMITED | Elektra Technologies | MUTLM01-07-S150V27 | Outdoor Luminaires | High Output | Fuel Pump Canopy Luminaires | Standard | FALSE | [9 empty] | 41918 |  |  | NotYetVerified |  | 3 | 18560 | 85 | 210 |  | 0.96 |  | 75
P29B11HT | ELEKTRA TECHNOLOGIES LIMITED | Elektra Technologies | MUTLM01-06-S150V27 | Outdoor Luminaires | High Output | Fuel Pump Canopy Luminaires | Standard | FALSE | [9 empty] | 41918 |  |  | NotYetVerified |  | 3 | 15990 | 85 | 180 |  | 0.96 |  | 75
PN4NSBFH | ELEKTRA TECHNOLOGIES LIMITED | Elektra Technologies | MUTLM01-05-S150V27 | Outdoor Luminaires | High Output | Fuel Pump Canopy Luminaires | Standard | FALSE | [9 empty] | 41918 |  |  | NotYetVerified |  | 3 | 13325 | 85 | 150 |  | 0.96 |  | 75
PHKGH1QS | ELEKTRA TECHNOLOGIES LIMITED | Elektra Technologies | MUTLM01-04-S150V27 | Outdoor Luminaires | High Output | Fuel Pump Canopy Luminaires | Standard | FALSE | [9 empty] | 41918 |  |  | NotYetVerified |  | 3 | 10660 | 85 | 120 |  | 0.96 |  | 75
PFBD725YZ | Shenzhen Fulandy LED Co. Ltd | Fulandy | FLD-CNL-60005-60W(5700K) | Outdoor Luminaires | Mid Output | Fuel Pump Canopy Luminaires | Standard | FALSE | [9 empty] | 41918 |  |  | NotYetVerified |  | 3 | 6500 | 110 | 60 |  | 0.95 | 5700 | 75
PZN9N9HFM | Shenzhen Fulandy LED Co. Ltd | Fulandy | FLD-CNL-60005-150W(5700K) | Outdoor Luminaires | High Output | Fuel Pump Canopy Luminaires | Standard | FALSE | [9 empty] | 41918 |  |  | NotYetVerified |  | 3 | 17300 | 115 | 150 |  | 0.9 | 5700 | 75
PFMEPZ35V | Shenzhen Fulandy LED Co. Ltd | Fulandy | FLD-CNL-60005-60W(5000K) | Outdoor Luminaires | Mid Output | Fuel Pump Canopy Luminaires | Standard | FALSE | [9 empty] | 41918 |  |  | NotYetVerified |  | 3 | 5900 | 100 | 60 |  | 0.95 | 5000 | 70
PAUMS1YWW | Shenzhen Fulandy LED Co. Ltd | Fulandy | FLD-CNL-60005-150W(5000K) | Outdoor Luminaires | High Output | Fuel Pump Canopy Luminaires | Standard | FALSE | [9 empty] | 41918 |  |  | NotYetVerified |  | 3 | 15900 | 105 | 150 |  | 0.9 | 5000 | 70
PFZMTRHM9 | Shenzhen Fulandy LED Co. Ltd | Fulandy | FLD-CNL-60005-60W(4500K) | Outdoor Luminaires | Mid Output | Fuel Pump Canopy Luminaires | Standard | FALSE | [9 empty] | 41918 |  |  | NotYetVerified |  | 3 | 5900 | 100 | 60 |  | 0.95 | 4500 | 70
P22A17TBF | Shenzhen Fulandy LED Co. Ltd | Fulandy | FLD-CNL-60005-150W(4500K) | Outdoor Luminaires | High Output | Fuel Pump Canopy Luminaires | Standard | FALSE | [9 empty] | 41918 |  |  | NotYetVerified |  | 3 | 15900 | 105 | 150 |  | 0.9 | 4500 | 70
P4JK6EJ7 | Metro LED | Metro LED | CPY 350 (4000K) | Outdoor Luminaires | High Output | Fuel Pump Canopy Luminaires | Standard | TRUE | 10485.4 | 89.21 | 120 | 15.2 | 0.932 | 4197 | 82.5 | 5 | 50000 | 41915 |  |  | NotYetVerified |  | 3 | 10485.4 | 90 | 120 | 15.2 | 0.932 | 4000 | 83
P1C3TB7Y | Metro LED | Metro LED | CPY 350 (5700K) | Outdoor Luminaires | High Output | Fuel Pump Canopy Luminaires | Standard | FALSE | [9 empty] | 41915 |  |  | NotYetVerified |  | 3 | 10485.4 | 89.21 | 120 | 15.2 | 0.932 | 5700 | 82.5
P8A4BSAP | CNC Lighting Technology Co. Limited | CNC | CNC-CP11-130W | Outdoor Luminaires | High Output | Fuel Pump Canopy Luminaires | Standard | TRUE | 10853 | 83.87 | 129.4 | 15.01 | 0.9207 | 5992 | 72.1 | 5 | 50000 | 41914 |  |  | NotYetVerified |  | 3 | 10000 |  | 130 |  | 0.9 | 5700 | 70
PGVR8BJK | CNC Lighting Technology Co. Limited | CNC | CNC-CP11-60W | Outdoor Luminaires | Mid Output | Fuel Pump Canopy Luminaires | Standard | TRUE | 5373.3 | 89.63 | 59.95 | 15.78 | 0.9156 | 5982 | 71.2 | 5 | 50000 | 41914 |  |  | NotYetVerified |  | 3 | 5000 |  | 60 |  | 0.9 | 5700 | 70
PHMR24VT | CNC Lighting Technology Co. Limited | CNC | CNC-CP11-100W | Outdoor Luminaires | Mid Output | Fuel Pump Canopy Luminaires | Standard | TRUE | 8298.7 | 83.15 | 99.8 | 14.3 | 0.9154 | 5977 | 71.6 | 5 | 50000 | 41914 |  |  | NotYetVerified |  | 3 | 8000 |  | 100 |  | 0.9 | 5700 | 70
P293F4JR | Shanghai Supertek Lighting Co. Ltd | SUPERTEK | CP22A-120 730 | Outdoor Luminaires | High Output | Fuel Pump Canopy Luminaires | Standard | TRUE | 11229.6 | 98.1 | 114.5 | 16.38 | 0.9043 | 3111 | 73.7 | 5 | 50000 | 41914 |  |  | NotYetVerified |  | 3 | 11229.6 | 98.1 | 114.5 | 8.37 | 0.9919 | 3111 | 73.7
PHXT49AQ | Shanghai Supertek Lighting Co. Ltd | SUPERTEK | CP23A-160 730 | Outdoor Luminaires | High Output | Fuel Pump Canopy Luminaires | Standard | TRUE | 15153.7 | 98.2 | 154.3 | 14.11 | 0.9167 | 3099 | 73.4 | 5 | 50000 | 41914 |  |  | NotYetVerified |  | 3 | 15153.7 | 98.2 | 154.3 | 6.8 | 0.9939 | 3099 | 73.4
P9T23FQS | Shanghai Supertek Lighting Co. Ltd | SUPERTEK | CP21A-80 730 | Outdoor Luminaires | Mid Output | Fuel Pump Canopy Luminaires | Standard | TRUE | 7349.4 | 97.9 | 75.1 | 19.3 | 0.9082 | 3051 | 72.7 | 5 | 50000 | 41914 |  |  | NotYetVerified |  | 3 | 7349.4 | 97.9 | 75.1 | 10.01 | 0.9909 | 3051 | 72.7
PHBXS57H | LSI Industries | EXTERIOR | CRUS SC LED VLW CW [All Voltages] | Outdoor Luminaires | Mid Output | Fuel Pump Canopy Luminaires | Standard | TRUE | 8842 | 112 | 78.7 | 9 | 0.89 | 5108 | 66 | 5 | 50000 | 41914 |  |  | NotYetVerified |  | 3 | 8842 | 112 | 78.7 | 7.2 | 0.997 | 5108 | 66
PZZYUQKQ | LSI Industries | EXTERIOR | CRUS SM SC LED VLW CW [All Voltages] | Outdoor Luminaires | Mid Output | Fuel Pump Canopy Luminaires | Standard | FALSE | [9 empty] | 41914 |  |  | NotYetVerified |  | 3 | 8842 | 112 | 78.7 | 7.2 | 0.997 | 5108 | 66
PD17AMXC | LSI Industries | EXTERIOR | CRUSK UNV SC LED VLW CW [All Voltages] | Outdoor Luminaires | Mid Output | Fuel Pump Canopy Luminaires | Standard | FALSE | [9 empty] | 41914 |  |  | NotYetVerified |  | 3 | 8842 | 112 | 78.7 | 7.2 | 0.997 | 5108 | 66
P9B8DAA8 | LSI Industries | EXTERIOR | CRUS DDM SC LED VLW CW [All Voltages] | Outdoor Luminaires | Mid Output | Fuel Pump Canopy Luminaires | Standard | FALSE | [9 empty] | 41914 |  |  | NotYetVerified |  | 3 | 8842 | 112 | 78.7 | 7.2 | 0.997 | 5108 | 66
P1WG6TQ2 | LSI Industries | EXTERIOR | CRUSK RECU SC LED VLW CW [All Voltages] | Outdoor Luminaires | Mid Output | Fuel Pump Canopy Luminaires | Standard | FALSE | [9 empty] | 41914 |  |  | NotYetVerified |  | 3 | 8842 | 112 | 78.7 | 7.2 | 0.997 | 5108 | 66
PZCKFEGE | Shanghai Supertek Lighting Co. Ltd | SUPERTEK | CP23A-160 755 | Outdoor Luminaires | High Output | Fuel Pump Canopy Luminaires | Standard | FALSE | [9 empty] | 41914 | Not Yet Verified | Not Yet Verified | NotYetVerified |  | 3 | 16803.8 | 107.6 | 156.1 | 7.03 | 0.9937 | 5915 | 78.2
P1U3PYEX | Shanghai Supertek Lighting Co. Ltd | SUPERTEK | CP22A-120 755 | Outdoor Luminaires | High Output | Fuel Pump Canopy Luminaires | Standard | FALSE | [9 empty] | 41914 | Not Yet Verified | Not Yet Verified | NotYetVerified |  | 3 | 12493.5 | 107.8 | 115.9 | 8.76 | 0.9918 | 5856 | 78.3
PJRVQHKC | Shanghai Supertek Lighting Co. Ltd | SUPERTEK | CP21A-80 755 | Outdoor Luminaires | Mid Output | Fuel Pump Canopy Luminaires | Standard | FALSE | [9 empty] | 41914 | Not Yet Verified | Not Yet Verified | NotYetVerified |  | 3 | 8087.2 | 107.5 | 75.2 | 8.6 | 0.9915 | 5734 | 75.7
P2GFS1YJ | Shanghai Supertek Lighting Co. Ltd | SUPERTEK | CP22A-120 750 | Outdoor Luminaires | High Output | Fuel Pump Canopy Luminaires | Standard | FALSE | [9 empty] | 41914 | Not Yet Verified | Not Yet Verified | NotYetVerified |  | 3 | 12609.5 | 107.6 | 117.2 | 20 | 0.95 | 5000 | 77.3
PRDZTKHV | Shanghai Supertek Lighting Co. Ltd | SUPERTEK | CP21A-80 750 | Outdoor Luminaires | Mid Output | Fuel Pump Canopy Luminaires | Standard | FALSE | [9 empty] | 41914 | Not Yet Verified | Not Yet Verified | NotYetVerified |  | 3 | 8231.8 | 106.5 | 77.3 | 20 | 0.95 | 5000 | 77.2
PJYX2MMC | Shanghai Supertek Lighting Co. Ltd | SUPERTEK | CP23A-160 750 | Outdoor Luminaires | High Output | Fuel Pump Canopy Luminaires | Standard | FALSE | [9 empty] | 41914 | Not Yet Verified | Not Yet Verified | NotYetVerified |  | 3 | 16755.2 | 107.2 | 156.2 | 20 | 0.95 | 5000 | 77.2
PYZV1HJB | Shanghai Supertek Lighting Co. Ltd | SUPERTEK | CP21A-80 745 | Outdoor Luminaires | Mid Output | Fuel Pump Canopy Luminaires | Standard | FALSE | [9 empty] | 41914 | Not Yet Verified | Not Yet Verified | NotYetVerified |  | 3 | 7807.2 | 101.6 | 76.9 | 20 | 0.95 | 4500 | 76.9
P5Z7JNBE | Shanghai Supertek Lighting Co. Ltd | SUPERTEK | CP23A-160 745 | Outdoor Luminaires | High Output | Fuel Pump Canopy Luminaires | Standard | FALSE | [9 empty] | 41914 | Not Yet Verified | Not Yet Verified | NotYetVerified |  | 3 | 16293.8 | 104.2 | 156.3 | 20 | 0.95 | 4500 | 76.9
PTYP7WEG | Shanghai Supertek Lighting Co. Ltd | SUPERTEK | CP22A-120 745 | Outdoor Luminaires | High Output | Fuel Pump Canopy Luminaires | Standard | FALSE | [9 empty] | 41914 | Not Yet Verified | Not Yet Verified | NotYetVerified |  | 3 | 11987.1 | 103.6 | 115.8 | 20 | 0.95 | 4500 | 76.9
PN46HZ28 | Shanghai Supertek Lighting Co. Ltd | SUPERTEK | CP22A-120 740 | Outdoor Luminaires | High Output | Fuel Pump Canopy Luminaires | Standard | FALSE | [9 empty] | 41914 | Not Yet Verified | Not Yet Verified | NotYetVerified |  | 3 | 11963.4 | 102.4 | 116.8 | 20 | 0.95 | 4000 | 76.3
P5MQRVT7 | Shanghai Supertek Lighting Co. Ltd | SUPERTEK | CP21A-80 740 | Outdoor Luminaires | Mid Output | Fuel Pump Canopy Luminaires | Standard | FALSE | [9 empty] | 41914 | Not Yet Verified | Not Yet Verified | NotYetVerified |  | 3 | 7562.3 | 98.9 | 76.5 | 20 | 0.95 | 4000 | 75.6
PFWG5WXK | Shanghai Supertek Lighting Co. Ltd | SUPERTEK | CP23A-160 740 | Outdoor Luminaires | High Output | Fuel Pump Canopy Luminaires | Standard | FALSE | [9 empty] | 41914 | Not Yet Verified | Not Yet Verified | NotYetVerified |  | 3 | 16226.2 | 103.5 | 156.9 | 20 | 0.95 | 4000 | 75.4
PZEQ4KST | Shanghai Supertek Lighting Co. Ltd | SUPERTEK | CP21A-80 735 | Outdoor Luminaires | Mid Output | Fuel Pump Canopy Luminaires | Standard | FALSE | [9 empty] | 41914 | Not Yet Verified | Not Yet Verified | NotYetVerified |  | 3 | 7472.9 | 96.8 | 77.2 | 20 | 0.95 | 3500 | 75.1
PEUFU6EA | Shanghai Supertek Lighting Co. Ltd | SUPERTEK | CP23A-160 735 | Outdoor Luminaires | High Output | Fuel Pump Canopy Luminaires | Standard | FALSE | [9 empty] | 41914 | Not Yet Verified | Not Yet Verified | NotYetVerified |  | 3 | 15603.9 | 99.8 | 156.4 | 20 | 0.95 | 3500 | 74.8
PJTSD64Q | Shanghai Supertek Lighting Co. Ltd | SUPERTEK | CP22A-120 735 | Outdoor Luminaires | High Output | Fuel Pump Canopy Luminaires | Standard | FALSE | [9 empty] | 41914 | Not Yet Verified | Not Yet Verified | NotYetVerified |  | 3 | 11464.5 | 98.3 | 116.6 | 20 | 0.95 | 3500 | 73.2
PKQH8CJH | Tamlite Lighting | Tamlite Lighting | AMCLED35W[120V ONLY] | Outdoor Luminaires | Low Output | Fuel Pump Canopy Luminaires | Standard | TRUE | 2976 | 88.4 | 33.7 | 14.5 | 0.971 | 4980 | 72 | 5 | 50000 | 41911 |  |  | NotYetVerified |  | 3 | 3000 | 88 | 34 |  |  | 5000 | 70
PQU3CASBB | Pozeen LED LTD | Pozeen | CPRM100HU50K | Outdoor Luminaires | Mid Output | Fuel Pump Canopy Luminaires | Standard | TRUE | 9218.64 | 91.58 | 100.66 | 12.58 | 0.9527 | 5306 | 70 | 5 | 50000 | 41911 |  |  | NotYetVerified |  | 3 | 9218.64 | 91.58 | 100 | 12.58 | 0.9527 | 5000 | 70
PSTBFWMB4 | Pozeen LED LTD | Pozeen | CPRM100HU55K | Outdoor Luminaires | Mid Output | Fuel Pump Canopy Luminaires | Standard | FALSE | [9 empty] | 41911 |  |  | NotYetVerified |  | 3 | 9218.64 | 91.58 | 100 | 12.58 | 0.9527 | 5500 | 70
P00001H9H | Shenzhen Botanica Lighting Co | botanica | BL-CP-100 | Outdoor Luminaires | Mid Output | Fuel Pump Canopy Luminaires | Standard | TRUE | 9591.5 | 98 | 97.87 | 13.66 | 0.933 | 4999 | 72.3 | 5 | 50000 | 41885 |  |  | NotYetVerified |  | 3 | 9591.5 | 98 | 100 |  |  | 5000 | 72.3
P00001H9I | Shenzhen Botanica Lighting Co | botanica | BL-CP-150 | Outdoor Luminaires | High Output | Fuel Pump Canopy Luminaires | Standard | TRUE | 14245 | 98.63 | 144.4 | 12.9 | 0.932 | 5016 | 72.2 | 5 | 50000 | 41885 |  |  | NotYetVerified |  | 3 | 14245 | 98.63 | 150 |  |  | 5000 | 73
P00001GZ7 | S LITE CO. LTD. | S LITE | DL392AL2P(5700K) | Outdoor Luminaires | Mid Output | Fuel Pump Canopy Luminaires | Standard | FALSE | [9 empty] | 41884 | Not Yet Verified | Not Yet Verified | NotYetVerified |  | 3 | 7086 | 84.05 | 84.31 | 14.34 | 0.9221 | 5700 | 72.6
P00001GZ6 | S LITE CO. LTD. | S LITE | DL392AL1P(5700K) | Outdoor Luminaires | Mid Output | Fuel Pump Canopy Luminaires | Standard | FALSE | [9 empty] | 41884 | Not Yet Verified | Not Yet Verified | NotYetVerified |  | 3 | 7086 | 84.05 | 84.31 | 14.34 | 0.9221 | 5700 | 72.6
P00001GZ5 | S LITE CO. LTD. | S LITE | DL392AL2P(5000K) | Outdoor Luminaires | Mid Output | Fuel Pump Canopy Luminaires | Standard | FALSE | [9 empty] | 41884 | Not Yet Verified | Not Yet Verified | NotYetVerified |  | 3 | 6821.5 | 80.8 | 84.42 | 18.29 | 0.9099 | 5000 | 83.2
P00001GZ4 | S LITE CO. LTD. | S LITE | DL392AL1P(5000K) | Outdoor Luminaires | Mid Output | Fuel Pump Canopy Luminaires | Standard | FALSE | [9 empty] | 41884 | Not Yet Verified | Not Yet Verified | NotYetVerified |  | 3 | 6821.5 | 80.8 | 84.42 | 18.29 | 0.9099 | 5000 | 83.2
P00001GZ3 | S LITE CO. LTD. | S LITE | DL392AL2P(4500K) | Outdoor Luminaires | Mid Output | Fuel Pump Canopy Luminaires | Standard | FALSE | [9 empty] | 41884 | Not Yet Verified | Not Yet Verified | NotYetVerified |  | 3 | 6821.5 | 80.8 | 84.42 | 18.29 | 0.9099 | 4500 | 83.2
P00001GZ2 | S LITE CO. LTD. | S LITE | DL392AL1P(4500K) | Outdoor Luminaires | Mid Output | Fuel Pump Canopy Luminaires | Standard | FALSE | [9 empty] | 41884 | Not Yet Verified | Not Yet Verified | NotYetVerified |  | 3 | 6821.5 | 80.8 | 84.42 | 18.29 | 0.9099 | 4500 | 83.2
P00001GZ1 | S LITE CO. LTD. | S LITE | DL392AL2P(4000K) | Outdoor Luminaires | Mid Output | Fuel Pump Canopy Luminaires | Standard | FALSE | [9 empty] | 41884 | Not Yet Verified | Not Yet Verified | NotYetVerified |  | 3 | 6821.5 | 80.8 | 84.42 | 18.29 | 0.9099 | 4000 | 83.2
P00001GZ0 | S LITE CO. LTD. | S LITE | DL392AL1P(4000K) | Outdoor Luminaires | Mid Output | Fuel Pump Canopy Luminaires | Standard | FALSE | [9 empty] | 41884 | Not Yet Verified | Not Yet Verified | NotYetVerified |  | 3 | 6821.5 | 80.8 | 84.42 | 18.29 | 0.9099 | 4000 | 83.2
P00001GYZ | S LITE CO. LTD. | S LITE | DL392AL2P(3500K) | Outdoor Luminaires | Mid Output | Fuel Pump Canopy Luminaires | Standard | FALSE | [9 empty] | 41884 | Not Yet Verified | Not Yet Verified | NotYetVerified |  | 3 | 6821.5 | 80.8 | 84.42 | 18.29 | 0.9099 | 3500 | 83.2
P00001GYY | S LITE CO. LTD. | S LITE | DL392AL1P(3500K) | Outdoor Luminaires | Mid Output | Fuel Pump Canopy Luminaires | Standard | FALSE | [9 empty] | 41884 | Not Yet Verified | Not Yet Verified | NotYetVerified |  | 3 | 6821.5 | 80.8 | 84.42 | 18.29 | 0.9099 | 3500 | 83.2
P000010OR | Lumecon LLC | Lumecon | LC-LG-SH-2-XX-XXX-1-NW-X-X-X-X-X-X-X | Outdoor Luminaires | Low Output | Fuel Pump Canopy Luminaires | Standard | TRUE | 4255 | 89.7 | 47.44 | 13.1 | 0.886 | 4659 | 71.8 | 10 | 60000 | 41880 |  |  | NotYetVerified |  | 3 | 4255 | 90 | 48 |  |  | 5000 | 73
P00001LMR | CINA LED LIGHTING TECH LIMITED | CINA | CA-CLW10-100W | Outdoor Luminaires | Mid Output | Fuel Pump Canopy Luminaires | Standard | TRUE | 9657.446 | 100.042 | 96.534 | 15.59 | 0.929 | 5912 | 71.2 | 5 | 50000 | 41879 |  |  | NotYetVerified |  | 3 | 10000 | 90 | 100 |  | 0.95 | 2700 | 70
P00001LL8 | Shanghai Supertek Lighting Co. Ltd | SUPERTEK | CP11A-80 | Outdoor Luminaires | Mid Output | Fuel Pump Canopy Luminaires | Standard | TRUE | 6996.3 | 91.39 | 76.56 | 17.9 | 0.88 | 5347 | 67.1 | 5 | 100000 | 41878 |  |  | NotYetVerified |  | 3 |  |  |  | 20 | 0.9 | 5000 | 70
P00001LL9 | Shanghai Supertek Lighting Co. Ltd | SUPERTEK | CP11A-100 | Outdoor Luminaires | Mid Output | Fuel Pump Canopy Luminaires | Standard | TRUE | 8288.5 | 84.53 | 98.05 | 17.5 | 0.91 | 5386 | 67.4 | 5 | 100000 | 41878 |  |  | NotYetVerified |  | 3 | 8288.5 | 84.53 | 98.05 | 20 | 0.9 | 5000 | 70
P00001LLB | Shanghai Supertek Lighting Co. Ltd | SUPERTEK | CP11B-100 | Outdoor Luminaires | Mid Output | Fuel Pump Canopy Luminaires | Standard | FALSE | [9 empty] | 41878 | Not Yet Verified | Not Yet Verified | NotYetVerified |  | 3 | 8500 | 85 | 100 | 20 | 0.9 | 5000 | 70
P00001LLA | Shanghai Supertek Lighting Co. Ltd | SUPERTEK | CP11B-80 | Outdoor Luminaires | Mid Output | Fuel Pump Canopy Luminaires | Standard | FALSE | [9 empty] | 41878 | Not Yet Verified | Not Yet Verified | NotYetVerified |  | 3 | 7225 | 85 | 80 | 20 | 0.9 | 5000 | 70
P00001EOT | RLE Industries LLC | Robert Lighting | CVALED28W-U/V | Outdoor Luminaires | Low Output | Fuel Pump Canopy Luminaires | Standard | TRUE | 2557 | 90.07 | 28.39 | 12.42 | 0.874 | 4166 | 87 | 5 | 50000 | 41877 |  |  | NotYetVerified |  | 3 | 3200 | 114 | 28 |  | 0.98 | 4000 | 80
P00001JDB | RISE-LITE GROUP CO. LTD | RISELITE | RL-CNP-130W | Outdoor Luminaires | High Output | Fuel Pump Canopy Luminaires | Standard | TRUE | 10853 | 83.87 | 129.4 | 15.01 | 0.9207 | 5992 | 72.1 | 5 | 50000 | 41876 |  |  | NotYetVerified |  | 3 | 10000 | 83 | 130 |  | 0.9 | 5700 | 70
P00001JD9 | RISE-LITE GROUP CO. LTD | RISELITE | RL-CNP-60W | Outdoor Luminaires | Mid Output | Fuel Pump Canopy Luminaires | Standard | TRUE | 5373.3 | 89.63 | 59.95 | 15.78 | 0.9156 | 5982 | 71.2 | 5 | 50000 | 41876 |  |  | NotYetVerified |  | 3 | 5000 | 89 | 60 |  | 0.9 | 5700 | 70
P00001JDA | RISE-LITE GROUP CO. LTD | RISELITE | RL-CNP-100W | Outdoor Luminaires | Mid Output | Fuel Pump Canopy Luminaires | Standard | TRUE | 8298.7 | 83.15 | 99.8 | 14.3 | 0.9154 | 5977 | 71.6 | 5 | 50000 | 41876 |  |  | NotYetVerified |  | 3 | 8000 | 80 | 100 |  | 0.9 | 5700 | 70
P00001KQW | AOK LED Light Co. Ltd | AOK | AOK-120WiR (3000K) | Outdoor Luminaires | High Output | Fuel Pump Canopy Luminaires | Standard | TRUE | 11229.6 | 98.1 | 114.5 | 16.38 | 0.9043 | 3111 | 73.7 | 5 | 50000 | 41876 |  |  | NotYetVerified |  | 3 | 11229.6 | 98.1 | 114.5 | 8.37 | 0.9919 | 3111 | 73.7
P00001LI0 | Shanghai CKRA Lighting Technology Co. Ltd | CKRA | CKL-CP11A-80W | Outdoor Luminaires | Mid Output | Fuel Pump Canopy Luminaires | Standard | TRUE | 6996.3 | 91.39 | 76.56 | 17.9 | 0.88 | 5347 | 67.1 | 5 | 100000 | 41876 |  |  | NotYetVerified |  | 3 |  |  |  | 20 | 0.9 | 5000 | 70
P00001KQK | AOK LED Light Co. Ltd | AOK | AOK-160WiR (3000K) | Outdoor Luminaires | High Output | Fuel Pump Canopy Luminaires | Standard | TRUE | 15153.7 | 98.2 | 154.3 | 14.11 | 0.9167 | 3099 | 73.4 | 5 | 50000 | 41876 |  |  | NotYetVerified |  | 3 | 15153.7 | 98.2 | 154.3 | 6.8 | 0.9939 | 3099 | 73.4
P00001LI1 | Shanghai CKRA Lighting Technology Co. Ltd | CKRA | CKL-CP11A-100W | Outdoor Luminaires | Mid Output | Fuel Pump Canopy Luminaires | Standard | TRUE | 8288.5 | 84.53 | 98.05 | 17.5 | 0.91 | 5386 | 67.4 | 5 | 100000 | 41876 |  |  | NotYetVerified |  | 3 |  |  |  | 20 | 0.9 | 5000 | 70
P00001KQQ | AOK LED Light Co. Ltd | AOK | AOK-80WiR (3000K) | Outdoor Luminaires | Mid Output | Fuel Pump Canopy Luminaires | Standard | TRUE | 7349.4 | 97.9 | 75.1 | 19.3 | 0.9082 | 3051 | 72.7 | 5 | 50000 | 41876 |  |  | NotYetVerified |  | 3 | 7349.4 | 97.9 | 75.1 | 10.01 | 0.9909 | 3051 | 72.7
P00001KQP | AOK LED Light Co. Ltd | AOK | AOK-160WiR (5700K) | Outdoor Luminaires | High Output | Fuel Pump Canopy Luminaires | Standard | FALSE | [9 empty] | 41876 | Not Yet Verified | Not Yet Verified | NotYetVerified |  | 3 | 16803.8 | 107.6 | 156.1 | 7.03 | 0.9937 | 5915 | 78.2
P00001KR1 | AOK LED Light Co. Ltd | AOK | AOK-120WiR (5700K) | Outdoor Luminaires | High Output | Fuel Pump Canopy Luminaires | Standard | FALSE | [9 empty] | 41876 | Not Yet Verified | Not Yet Verified | NotYetVerified |  | 3 | 12493.5 | 107.8 | 115.9 | 8.76 | 0.9918 | 5856 | 78.3
P00001KQV | AOK LED Light Co. Ltd | AOK | AOK-80WiR (5700K) | Outdoor Luminaires | Mid Output | Fuel Pump Canopy Luminaires | Standard | FALSE | [9 empty] | 41876 | Not Yet Verified | Not Yet Verified | NotYetVerified |  | 3 | 8087.2 | 107.5 | 75.2 | 8.6 | 0.9915 | 5734 | 75.7
P00001KR0 | AOK LED Light Co. Ltd | AOK | AOK-120WiR (5000K) | Outdoor Luminaires | High Output | Fuel Pump Canopy Luminaires | Standard | FALSE | [9 empty] | 41876 | Not Yet Verified | Not Yet Verified | NotYetVerified |  | 3 | 12609.5 | 107.6 | 117.2 | 20 | 0.95 | 5000 | 77.3
P00001KQU | AOK LED Light Co. Ltd | AOK | AOK-80WiR (5000K) | Outdoor Luminaires | Mid Output | Fuel Pump Canopy Luminaires | Standard | FALSE | [9 empty] | 41876 | Not Yet Verified | Not Yet Verified | NotYetVerified |  | 3 | 8231.8 | 106.5 | 77.3 | 20 | 0.95 | 5000 | 77.2
P00001KQO | AOK LED Light Co. Ltd | AOK | AOK-160WiR (5000K) | Outdoor Luminaires | High Output | Fuel Pump Canopy Luminaires | Standard | FALSE | [9 empty] | 41876 | Not Yet Verified | Not Yet Verified | NotYetVerified |  | 3 | 16755.2 | 107.2 | 156.2 | 20 | 0.95 | 5000 | 77.2
P00001KQT | AOK LED Light Co. Ltd | AOK | AOK-80WiR (4500K) | Outdoor Luminaires | Mid Output | Fuel Pump Canopy Luminaires | Standard | FALSE | [9 empty] | 41876 | Not Yet Verified | Not Yet Verified | NotYetVerified |  | 3 | 7807.2 | 101.6 | 76.9 | 20 | 0.95 | 4500 | 76.9
P00001KQN | AOK LED Light Co. Ltd | AOK | AOK-160WiR (4500K) | Outdoor Luminaires | High Output | Fuel Pump Canopy Luminaires | Standard | FALSE | [9 empty] | 41876 | Not Yet Verified | Not Yet Verified | NotYetVerified |  | 3 | 16293.8 | 104.2 | 156.3 | 20 | 0.95 | 4500 | 76.9
P00001KQZ | AOK LED Light Co. Ltd | AOK | AOK-120WiR (4500K) | Outdoor Luminaires | High Output | Fuel Pump Canopy Luminaires | Standard | FALSE | [9 empty] | 41876 | Not Yet Verified | Not Yet Verified | NotYetVerified |  | 3 | 11987.1 | 103.6 | 115.8 | 20 | 0.95 | 4500 | 76.9
P00001KQY | AOK LED Light Co. Ltd | AOK | AOK-120WiR (4000K) | Outdoor Luminaires | High Output | Fuel Pump Canopy Luminaires | Standard | FALSE | [9 empty] | 41876 | Not Yet Verified | Not Yet Verified | NotYetVerified |  | 3 | 11963.4 | 102.4 | 116.8 | 20 | 0.95 | 4000 | 76.3
P00001KQS | AOK LED Light Co. Ltd | AOK | AOK-80WiR (4000K) | Outdoor Luminaires | Mid Output | Fuel Pump Canopy Luminaires | Standard | FALSE | [9 empty] | 41876 | Not Yet Verified | Not Yet Verified | NotYetVerified |  | 3 | 7562.3 | 98.9 | 76.5 | 20 | 0.95 | 4000 | 75.6
P00001KQM | AOK LED Light Co. Ltd | AOK | AOK-160WiR (4000K) | Outdoor Luminaires | High Output | Fuel Pump Canopy Luminaires | Standard | FALSE | [9 empty] | 41876 | Not Yet Verified | Not Yet Verified | NotYetVerified |  | 3 | 16226.2 | 103.5 | 156.9 | 20 | 0.95 | 4000 | 75.4
P00001KQR | AOK LED Light Co. Ltd | AOK | AOK-80WiR (3500K) | Outdoor Luminaires | Mid Output | Fuel Pump Canopy Luminaires | Standard | FALSE | [9 empty] | 41876 | Not Yet Verified | Not Yet Verified | NotYetVerified |  | 3 | 7472.9 | 96.8 | 77.2 | 20 | 0.95 | 3500 | 75.1
P00001KQL | AOK LED Light Co. Ltd | AOK | AOK-160WiR (3500K) | Outdoor Luminaires | High Output | Fuel Pump Canopy Luminaires | Standard | FALSE | [9 empty] | 41876 | Not Yet Verified | Not Yet Verified | NotYetVerified |  | 3 | 15603.9 | 99.8 | 156.4 | 20 | 0.95 | 3500 | 74.8
P00001KQX | AOK LED Light Co. Ltd | AOK | AOK-120WiR (3500K) | Outdoor Luminaires | High Output | Fuel Pump Canopy Luminaires | Standard | FALSE | [9 empty] | 41876 | Not Yet Verified | Not Yet Verified | NotYetVerified |  | 3 | 11464.5 | 98.3 | 116.6 | 20 | 0.95 | 3500 | 73.2
P000011AC | National Bright Lighting | NBL | FP120-5-XX-XX-XX-700-5000K-XX | Outdoor Luminaires | High Output | Fuel Pump Canopy Luminaires | Standard | TRUE | 13283.73 | 84 | 158.34 | 9.8 | 0.97 | 5188 | 73.3 | 5 | 50000 | 41871 |  |  | NotYetVerified |  | 3 | 13283.7 | 84 | 158.3 |  |  | 5000 | 73
P000011AB | National Bright Lighting | NBL | FP120-1-XX-XX-XX-700-5000K-XX | Outdoor Luminaires | Low Output | Fuel Pump Canopy Luminaires | Standard | TRUE | 3223.17 | 86 | 37.63 | 17 | 0.97 | 5230 | 71.7 | 5 | 50000 | 41871 |  |  | NotYetVerified |  | 3 | 3223 | 86 | 37.63 |  |  | 5000 | 72
P00001B4I | Texas Fluorescents | Texas Fluorescents | CV300L25W2329LMV47K | Outdoor Luminaires | Low Output | Fuel Pump Canopy Luminaires | Standard | TRUE | 2329 | 92.9 | 25.1 | 2.18 | 0.97 | 4660 | 75 | 5 | 50000 | 41871 |  |  | NotYetVerified |  | 3 | 2329 | 93 | 25.1 |  |  | 5000 | 75
P00001147 | Mobern Lighting Co | Mobern Lighting Co | MIMDCLLED35MV50 | Outdoor Luminaires | Low Output | Fuel Pump Canopy Luminaires | Standard | TRUE | 2329 | 92.9 | 25.1 | 2.18 | 0.97 | 4660 | 75 | 5 | 50000 | 41871 |  |  | NotYetVerified |  | 3 | 2329 | 93 | 25.1 |  |  | 5000 | 75
P00001B4H | Texas Fluorescents | Texas Fluorescents | RKCV300L25W2329LMV47K | Outdoor Retrofit Kit | Low Output | Retrofit Kits for Fuel Pump Canopy Luminaires | Standard | TRUE | 2329 | 92.79 | 25.1 | 6.53 | 0.967 | 4660 | 75 | 5 | 50000 | 41871 |  |  | NotYetVerified |  | 3 | 2329 | 92.9 | 28 | 2.2 | 0.967 | 4660 | 75
P00001146 | Mobern Lighting Co | Mobern Lighting Co | RKMDCLLED35MV50 | Outdoor Retrofit Kit | Low Output | Retrofit Kits for Fuel Pump Canopy Luminaires | Standard | TRUE | 2329 | 92.79 | 25.1 | 6.53 | 0.967 | 4660 | 75 | 5 | 50000 | 41871 |  |  | NotYetVerified |  | 3 | 2329 | 92.9 | 28 | 2.2 | 0.967 | 4660 | 75
P000011AF | National Bright Lighting | NBL | FP120-4-XX-XXXX-700-5000K-XX | Outdoor Luminaires | High Output | Fuel Pump Canopy Luminaires | Standard | FALSE | [9 empty] | 41871 |  |  | NotYetVerified |  | 3 | 10660 | 88.83 | 120 |  |  | 5000 | 73
P000011AE | National Bright Lighting | NBL | FP120-3-XX-XXXX-700-5000K-XX | Outdoor Luminaires | Mid Output | Fuel Pump Canopy Luminaires | Standard | FALSE | [9 empty] | 41869 |  |  | NotYetVerified |  | 3 | 7995 | 88.83 | 90 |  |  | 5000 | 73
P000011AD | National Bright Lighting | NBL | FP120-2-XX-XXXX-700-5000K-XX | Outdoor Luminaires | Mid Output | Fuel Pump Canopy Luminaires | Standard | FALSE | [9 empty] | 41869 |  |  | NotYetVerified |  | 3 | 5330 | 88.83 | 60 |  |  | 5000 | 73
P00001LH5 | XIAMEN GREENER OPTOELECTRONICS CO. LTD. | GREENER | GRCA04-10B | Outdoor Luminaires | High Output | Fuel Pump Canopy Luminaires | Standard | TRUE | 14303.91 | 92.03 | 155.42 | 11.3 | 0.94 | 2997 | 84.3 | 5 | 50000 | 41861 |  |  | NotYetVerified |  | 3 | 13500 | 90 | 150 | 20 | 0.95 | 3000 | 70
P00001LGX | XIAMEN GREENER OPTOELECTRONICS CO. LTD. | GREENER | GRCA04-07B | Outdoor Luminaires | High Output | Fuel Pump Canopy Luminaires | Standard | TRUE | 11435.98 | 91.43 | 124.37 | 9.96 | 0.95 | 2995 | 84.4 | 5 | 50000 | 41861 |  |  | NotYetVerified |  | 3 | 10800 | 90 | 120 | 20 | 0.95 | 3000
P00001LHC | XIAMEN GREENER OPTOELECTRONICS CO. LTD. | GREENER | GRCA04-10I | Outdoor Luminaires | High Output | Fuel Pump Canopy Luminaires | Standard | FALSE | [9 empty] | 41861 |  |  | NotYetVerified |  | 3 | 15000 | 100 | 150 | 20 | 0.95 | 5700 | 70
P00001LH4 | XIAMEN GREENER OPTOELECTRONICS CO. LTD. | GREENER | GRCA04-07I | Outdoor Luminaires | High Output | Fuel Pump Canopy Luminaires | Standard | FALSE | [9 empty] | 41861 |  |  | NotYetVerified |  | 3 | 12000 | 100 | 120 | 20 | 0.95 | 5700 | 70
P00001LHB | XIAMEN GREENER OPTOELECTRONICS CO. LTD. | GREENER | GRCA04-10H | Outdoor Luminaires | High Output | Fuel Pump Canopy Luminaires | Standard | FALSE | [9 empty] | 41861 |  |  | NotYetVerified |  | 3 | 13500 | 90 | 150 | 20 | 0.95 | 5000 | 70
P00001LH3 | XIAMEN GREENER OPTOELECTRONICS CO. LTD. | GREENER | GRCA04-07H | Outdoor Luminaires | High Output | Fuel Pump Canopy Luminaires | Standard | FALSE | [9 empty] | 41861 |  |  | NotYetVerified |  | 3 | 10800 | 90 | 120 | 20 | 0.95 | 5000
P00001LHA | XIAMEN GREENER OPTOELECTRONICS CO. LTD. | GREENER | GRCA04-10G | Outdoor Luminaires | High Output | Fuel Pump Canopy Luminaires | Standard | FALSE | [9 empty] | 41861 |  |  | NotYetVerified |  | 3 | 13500 | 90 | 150 | 20 | 0.95 | 4500 | 70
P00001LH2 | XIAMEN GREENER OPTOELECTRONICS CO. LTD. | GREENER | GRCA04-07G | Outdoor Luminaires | High Output | Fuel Pump Canopy Luminaires | Standard | FALSE | [9 empty] | 41861 |  |  | NotYetVerified |  | 3 | 10800 | 90 | 120 | 20 | 0.95 | 4500
P00001LH9 | XIAMEN GREENER OPTOELECTRONICS CO. LTD. | GREENER | GRCA04-10F | Outdoor Luminaires | High Output | Fuel Pump Canopy Luminaires | Standard | FALSE | [9 empty] | 41861 |  |  | NotYetVerified |  | 3 | 13500 | 90 | 150 | 20 | 0.95 | 4200 | 70
P00001LH1 | XIAMEN GREENER OPTOELECTRONICS CO. LTD. | GREENER | GRCA04-07F | Outdoor Luminaires | High Output | Fuel Pump Canopy Luminaires | Standard | FALSE | [9 empty] | 41861 |  |  | NotYetVerified |  | 3 | 10800 | 90 | 120 | 20 | 0.95 | 4200
P00001LH8 | XIAMEN GREENER OPTOELECTRONICS CO. LTD. | GREENER | GRCA04-10E | Outdoor Luminaires | High Output | Fuel Pump Canopy Luminaires | Standard | FALSE | [9 empty] | 41861 |  |  | NotYetVerified |  | 3 | 13500 | 90 | 150 | 20 | 0.95 | 4000 | 70
P00001LH0 | XIAMEN GREENER OPTOELECTRONICS CO. LTD. | GREENER | GRCA04-07E | Outdoor Luminaires | High Output | Fuel Pump Canopy Luminaires | Standard | FALSE | [9 empty] | 41861 |  |  | NotYetVerified |  | 3 | 10800 | 90 | 120 | 20 | 0.95 | 4000
P00001LH7 | XIAMEN GREENER OPTOELECTRONICS CO. LTD. | GREENER | GRCA04-10D | Outdoor Luminaires | High Output | Fuel Pump Canopy Luminaires | Standard | FALSE | [9 empty] | 41861 |  |  | NotYetVerified |  | 3 | 13500 | 90 | 150 | 20 | 0.95 | 3500 | 70
P00001LGZ | XIAMEN GREENER OPTOELECTRONICS CO. LTD. | GREENER | GRCA04-07D | Outdoor Luminaires | High Output | Fuel Pump Canopy Luminaires | Standard | FALSE | [9 empty] | 41861 |  |  | NotYetVerified |  | 3 | 10800 | 90 | 120 | 20 | 0.95 | 3500
P00001LH6 | XIAMEN GREENER OPTOELECTRONICS CO. LTD. | GREENER | GRCA04-10C | Outdoor Luminaires | High Output | Fuel Pump Canopy Luminaires | Standard | FALSE | [9 empty] | 41861 |  |  | NotYetVerified |  | 3 | 13500 | 90 | 150 | 20 | 0.95 | 3300 | 70
P00001LGY | XIAMEN GREENER OPTOELECTRONICS CO. LTD. | GREENER | GRCA04-07C | Outdoor Luminaires | High Output | Fuel Pump Canopy Luminaires | Standard | FALSE | [9 empty] | 41861 |  |  | NotYetVerified |  | 3 | 10800 | 90 | 120 | 20 | 0.95 | 3300
P000010LW | LSI Industries | EXTERIOR | CRU AC LED HO CW | Outdoor Luminaires | High Output | Fuel Pump Canopy Luminaires | Standard | TRUE | 14516 | 94 | 154.6 | 9.2 | 0.969 | 5121 | 66 | 5 | 60000 | 41858 |  |  | NotYetVerified |  | 3 | 14516 | 94 | 154.6 | 8.3 | 0.996 | 5121 | 66
P000010LU | LSI Industries | EXTERIOR | CRUS AC LED LW CW | Outdoor Luminaires | Mid Output | Fuel Pump Canopy Luminaires | Standard | TRUE | 8746 | 105 | 82.9 | 13.3 | 0.925 | 4937 | 65 | 5 | 60000 | 41858 |  |  | NotYetVerified |  | 3 | 8746 | 105 | 82.9 | 6.8 | 0.996 | 4937 | 65
P000010LV | LSI Industries | EXTERIOR | CRU AC LED VHO CW | Outdoor Luminaires | High Output | Fuel Pump Canopy Luminaires | Standard | TRUE | 19091 | 99 | 193.5 | 9.5 | 0.986 | 5128 | 66 | 5 | 60000 | 41858 |  |  | NotYetVerified |  | 3 | 19091 | 99 | 193.5 | 7.6 | 0.997 | 5128 | 66
P00000ZGL | LEDtronics Inc. | Ledtronics | SLL021-85W-XPW-*03 | Outdoor Luminaires | Mid Output | Fuel Pump Canopy Luminaires | Standard | TRUE | 9948 | 111.1 | 89.58 | 18.81 | 0.894 | 5676 | 87.4 | 5 |  | 41855 |  |  | NotYetVerified |  | 3 | 9948 | 111.1 | 89.58 | 18.81 | 0.894 | 5676 | 87.4
P00000ZGM | LEDtronics Inc. | Ledtronics | SLL021-50W-XPW-*03 | Outdoor Luminaires | Mid Output | Fuel Pump Canopy Luminaires | Standard | TRUE | 5464 | 110.8 | 49.31 | 16.91 | 0.961 | 5444 | 89.4 | 5 |  | 41855 |  |  | NotYetVerified |  | 3 | 5464 | 110.8 | 49.31 | 16.91 | 0.961 | 5444 | 89.4
P000010LT | LSI Industries | EXTERIOR | CRUS AC LED SS CW UE [All voltages] | Outdoor Luminaires | High Output | Fuel Pump Canopy Luminaires | Standard | TRUE | 11518 | 104 | 111.2 | 11.7 | 0.95 | 4943 | 65 | 5 | 60000 | 41855 |  |  | NotYetVerified |  | 3 | 11518 | 104 | 111 |  |  | 5300 | 70
P00000PF4 | Cree Inc. | Cree CPY Series | CPY250-A-xx-D-C-xx-xx-40K-xx | Outdoor Luminaires | Low Output | Fuel Pump Canopy Luminaires | Standard | TRUE | 4527 | 107.63 | 42.56 | 12.23 | 0.904 | 4033 | 74 | 10 | 50000 | 41854 |  |  | NotYetVerified | XCCA*D04-**7_ | 3 | 4400 | 102.3 | 43 |  |  | 4000 | 74
P00000PF7 | Cree Inc. | Cree CPY Series | CPY250-A-xx-F-C-xx-xx-xx | Outdoor Luminaires | Low Output | Fuel Pump Canopy Luminaires | Standard | FALSE | [9 empty] | 41854 |  |  | NotYetVerified | XCCA*F04-**_ | 3 | 4620 | 107.4419 | 43 | 20 | 0.9 | 5700 | 70
P00000PF6 | Cree Inc. | Cree CPY Series | CPY250-A-xx-D-C-xx-xx-xx | Outdoor Luminaires | Low Output | Fuel Pump Canopy Luminaires | Standard | FALSE | [9 empty] | 41854 |  |  | NotYetVerified | XCCA*D04-**_ | 3 | 4620 | 107.4419 | 43 | 20 | 0.9 | 5700 | 70
P00000PF5 | Cree Inc. | Cree CPY Series | CPY250-A-xx-F-C-xx-xx-40K-xx | Outdoor Luminaires | Low Output | Fuel Pump Canopy Luminaires | Standard | FALSE | [9 empty] | 41854 |  |  | NotYetVerified | XCCA*F04-**7_ | 3 | 4400 | 102.32 | 43 | 20 | 0.9 | 4000 | 70
P00001K25 | Ishpower LLC | ISH | RG-150-01-D-5700 | Outdoor Luminaires | High Output | Fuel Pump Canopy Luminaires | Standard | TRUE | 11242 | 80.01 | 140.5 | 12.2 | 0.9392 | 5868 | 71.3 | 5 |  | 41851 |  |  | NotYetVerified |  | 3 | 12000 | 95 | 150 |  | 0.989 | 5700 | 75
P00001K24 | Ishpower LLC | ISH | RG-100-01-D-5700 | Outdoor Luminaires | Mid Output | Fuel Pump Canopy Luminaires | Standard | TRUE | 7463 | 84.78 | 87.79 | 19.7 | 0.911 | 5841 | 70 | 5 |  | 41851 |  |  | NotYetVerified |  | 3 |  |  | 100 |  | 0.9 | 5700 | 70
P00000TY9 | GE Lighting Solutions | Evolve | ECBA-0-A5-F-5-40-X-X-XXXX-XXX | Outdoor Luminaires | Low Output | Fuel Pump Canopy Luminaires | Standard | TRUE | 4092 | 105.1 | 38.9 | 11.4 | 0.96 | 3890 | 73 | 5 | 50000 | 41851 |  |  | NotYetVerified |  | 3 | 3900 |  | 39 |  | 0.9 | 4000 | 70
P00001L6A | Renesola Zhejiang Ltd | Renesola | RCAL090D01 5000K | Outdoor Luminaires | Mid Output | Fuel Pump Canopy Luminaires | Standard | TRUE | 7610 | 86.84 | 87.63 | 12.19 | 0.948 | 4863 | 71.4 | 5 | 50000 | 41851 |  |  | NotYetVerified |  | 3 |  | 95 | 90 |  | 0.993 | 5000
P00000TYC | GE Lighting Solutions | Evolve | ECBA-0-B5-F-5-50-X-X-XXXX-XXX | Outdoor Luminaires | Mid Output | Fuel Pump Canopy Luminaires | Standard | FALSE | [9 empty] | 41851 |  |  | NotYetVerified |  | 3 | 8000 | 108 | 74 |  |  | 5000 | 70
P00000TYA | GE Lighting Solutions | Evolve | ECBA-0-A5-F-5-50-X-X-XXXX-XXX | Outdoor Luminaires | Low Output | Fuel Pump Canopy Luminaires | Standard | FALSE | [9 empty] | 41851 |  |  | NotYetVerified |  | 3 | 4000 | 103 | 39 |  |  | 5000 | 70
P00000TYE | GE Lighting Solutions | Evolve | ECBA-0-C5-F-5-50-X-X-XXXX-XXX | Outdoor Luminaires | High Output | Fuel Pump Canopy Luminaires | Standard | FALSE | [9 empty] | 41851 |  |  | NotYetVerified |  | 3 | 13500 | 109 | 124 |  |  | 5000 | 70
P00000TYB | GE Lighting Solutions | Evolve | ECBA-0-B5-F-5-40-X-X-XXXX-XXX | Outdoor Luminaires | Mid Output | Fuel Pump Canopy Luminaires | Standard | FALSE | [9 empty] | 41851 |  |  | NotYetVerified |  | 3 | 7800 | 105 | 74 |  |  | 4000 | 70
P00000TYD | GE Lighting Solutions | Evolve | ECBA-0-C5-F-5-40-X-X-XXXX-XXX | Outdoor Luminaires | High Output | Fuel Pump Canopy Luminaires | Standard | FALSE | [9 empty] | 41851 |  |  | NotYetVerified |  | 3 | 13200 | 106 | 124 |  |  | 4000 | 70
P00001L6B | Renesola Zhejiang Ltd | Renesola | RCAL090D01 5700K | Outdoor Luminaires | Mid Output | Fuel Pump Canopy Luminaires | Standard | FALSE | [9 empty] | 41851 | Not Yet Verified | Not Yet Verified | NotYetVerified |  | 3 | 8550 | 95 | 90 |  | 0.993 | 5700 | 68.1
P00001L5W | Renesola Zhejiang Ltd | Renesola | RCAL180D01 5000K | Outdoor Luminaires | High Output | Fuel Pump Canopy Luminaires | Standard | TRUE | 14841 | 83.77 | 177.17 | 12.12 | 0.955 | 4879 | 71.2 | 5 | 50000 | 41848 |  |  | NotYetVerified |  | 3 |  | 90 | 180 |  | 0.993 | 5000
P00001L5X | Renesola Zhejiang Ltd | Renesola | RCAL180D01 5700K | Outdoor Luminaires | High Output | Fuel Pump Canopy Luminaires | Standard | FALSE | [9 empty] | 41848 | Not Yet Verified | Not Yet Verified | NotYetVerified |  | 3 | 16200 | 90 | 180 |  | 0.993 | 5700 | 68.5
P00001L5T | Renesola Zhejiang Ltd | Renesola | RCAL120D01 4500K | Outdoor Luminaires | High Output | Fuel Pump Canopy Luminaires | Standard | TRUE | 10803 | 93.8 | 115.16 | 11.81 | 0.973 | 4338 | 72 | 5 | 50000 | 41845 |  |  | NotYetVerified |  | 3 |  | 100 | 120 |  | 0.997 | 4500
P00001L5Q | Renesola Zhejiang Ltd | Renesola | RCAL060D01 4500K | Outdoor Luminaires | Mid Output | Fuel Pump Canopy Luminaires | Standard | TRUE | 5686 | 94.64 | 60.08 | 11.42 | 0.975 | 4390 | 72 | 5 | 50000 | 41845 |  |  | NotYetVerified |  | 3 |  | 100 | 60 |  | 0.997 | 4500
P00001L5O | Renesola Zhejiang Ltd | Renesola | RCAL160D01 5000K | Outdoor Luminaires | High Output | Fuel Pump Canopy Luminaires | Standard | TRUE | 13977 | 85.84 | 162.83 | 13.8 | 0.975 | 4851 | 71 | 5 | 50000 | 41845 |  |  | NotYetVerified |  | 3 |  | 90 | 160 |  | 0.992 | 5000
P00001L5P | Renesola Zhejiang Ltd | Renesola | RCAL160D01 5700K | Outdoor Luminaires | High Output | Fuel Pump Canopy Luminaires | Standard | FALSE | [9 empty] | 41845 | Not Yet Verified | Not Yet Verified | NotYetVerified |  | 3 | 14400 | 90 | 160 |  | 0.992 | 5700 | 68.4
P00001L5S | Renesola Zhejiang Ltd | Renesola | RCAL060D01 5700K | Outdoor Luminaires | Mid Output | Fuel Pump Canopy Luminaires | Standard | FALSE | [9 empty] | 41845 | Not Yet Verified | Not Yet Verified | NotYetVerified |  | 3 | 6000 | 100 | 60 |  | 0.997 | 5700 | 68
P00001L5V | Renesola Zhejiang Ltd | Renesola | RCAL120D01 5700K | Outdoor Luminaires | High Output | Fuel Pump Canopy Luminaires | Standard | FALSE | [9 empty] | 41845 | Not Yet Verified | Not Yet Verified | NotYetVerified |  | 3 | 12000 | 100 | 120 |  | 0.997 | 5700 | 68
P00001L5R | Renesola Zhejiang Ltd | Renesola | RCAL060D01 5000K | Outdoor Luminaires | Mid Output | Fuel Pump Canopy Luminaires | Standard | FALSE | [9 empty] | 41845 | Not Yet Verified | Not Yet Verified | NotYetVerified |  | 3 | 6000 | 100 | 60 |  | 0.997 | 5000 | 71
P00001L5U | Renesola Zhejiang Ltd | Renesola | RCAL120D01 5000K | Outdoor Luminaires | High Output | Fuel Pump Canopy Luminaires | Standard | FALSE | [9 empty] | 41845 | Not Yet Verified | Not Yet Verified | NotYetVerified |  | 3 | 12000 | 100 | 120 |  | 0.997 | 5000 | 70
P00001H6D | Sunrain Systems | ES BRIGHT | EC-120 (5000K) | Outdoor Luminaires | High Output | Fuel Pump Canopy Luminaires | Standard | TRUE | 10533.4 | 90.93 | 115.84 | 14.99 | 0.896 | 4995 | 69.7 | 5 | 50000 | 41843 |  |  | NotYetVerified |  | 3 | 10000 | 92 | 120 |  | 0.98 | 5000 | 70
P00001H6E | Sunrain Systems | ES BRIGHT | EC-120 (5700K) | Outdoor Luminaires | High Output | Fuel Pump Canopy Luminaires | Standard | FALSE | [9 empty] | 41843 |  |  | NotYetVerified |  | 3 | 10000 | 90 | 120 |  | 0.98 | 5700 | 70
P00001J9Z | Enigma LED | Enigma LED | CCN-55A-4UB | Outdoor Luminaires | Low Output | Fuel Pump Canopy Luminaires | Standard | TRUE | 4480 | 82.7 | 54.2 | 8.26 | 0.968 | 4143 | 85.4 | 5 | 50000 | 41841 |  |  | NotYetVerified |  | 3 | 4750 | 84 |  |  | 0.9 | 4000
P00001JCT | RISE-LITE GROUP CO. LTD | RISELITE | RL-GS-150W-CREE | Outdoor Luminaires | High Output | Fuel Pump Canopy Luminaires | Standard | TRUE | 11242 | 80.01 | 140.5 | 12.2 | 0.9392 | 5868 | 71.3 | 5 |  | 41836 |  |  | NotYetVerified |  | 3 | 12000 | 95 | 150 |  | 0.989 | 5700 | 75
P00001JCS | RISE-LITE GROUP CO. LTD | RISELITE | RL-GS-100W-CREE | Outdoor Luminaires | Mid Output | Fuel Pump Canopy Luminaires | Standard | TRUE | 7463 | 84.78 | 87.79 | 19.7 | 0.911 | 5841 | 70 | 5 |  | 41836 |  |  | NotYetVerified |  | 3 |  |  | 100 |  | 0.9 | 5700 | 70
P000003ZY | Acuity Brands Lighting | Holophane | HXPL 3L 2 2T XX | Outdoor Luminaires | Low Output | Fuel Pump Canopy Luminaires | Standard | TRUE | 2783 | 104 | 26.6 | 21.9 | 0.918 | 3965 | 84 | 5 | 50000 | 41836 |  |  | NotYetVerified |  | 3 | 2783 | 104 | 26.6 | 21.9 | 0.918 | 4000 | 84
P00000U3E | Grandlite International Corp | Grandlite | SML-364A-L1[120V ONLY] | Outdoor Luminaires | Low Output | Fuel Pump Canopy Luminaires | Standard | TRUE | 2976 | 88.4 | 33.7 | 14.5 | 0.971 | 4980 | 72 | 5 | 50000 | 41836 |  |  | NotYetVerified |  | 3 | 3000 | 88 | 34 |  |  | 5000 | 70
P000003ZZ | Acuity Brands Lighting | Holophane | HXPL 4L 2 3T XX | Outdoor Luminaires | Low Output | Fuel Pump Canopy Luminaires | Standard | FALSE | [9 empty] | 41836 | Not Yet Verified | Not Yet Verified | NotYetVerified |  | 3 | 4110 | 111 | 36.8 | 18.8 | 0.94 | 4122 | 84
P00000YPR | Leading Energy Designs Ltd. | Fuel Pump Canopy | R84-802C | Outdoor Retrofit Kit | Mid Output | Retrofit Kits for Fuel Pump Canopy Luminaires | Standard | TRUE | 5986 | 78.02 | 76.72 | 19.87 | 0.892 | 5363 | 75.1 | 5 | 50000 | 41834 |  |  | NotYetVerified |  | 3 | 8000 |  | 77 | 20 | 0.95 | 5700 | 75
P000018QI | Revolution Lighting Technologies | Seesmart | 110501-002 | Outdoor Luminaires | High Output | Fuel Pump Canopy Luminaires | Standard | TRUE | 11242 | 80.01 | 140.5 | 12.2 | 0.9392 | 5868 | 71.3 | 5 |  | 41830 |  |  | NotYetVerified |  | 3 | 12000 | 95 | 150 |  | 0.989 | 5700 | 75
P000018QH | Revolution Lighting Technologies | Seesmart | 110500-002 | Outdoor Luminaires | Mid Output | Fuel Pump Canopy Luminaires | Standard | TRUE | 7463 | 84.78 | 87.79 | 19.7 | 0.911 | 5841 | 70 | 5 |  | 41830 |  |  | NotYetVerified |  | 3 |  |  | 100 |  | 0.9 | 5700 | 70
P00001BEK | Truly Green Solutions | Truly Green Solutions | 34100101 | Outdoor Luminaires | Mid Output | Fuel Pump Canopy Luminaires | Standard | TRUE | 9591.5 | 98 | 97.87 | 13.66 | 0.933 | 4999 | 72.3 | 5 | 50000 | 41827 |  |  | NotYetVerified |  | 3 | 9734 | 100 | 100 | 15 | 0.95 | 5000 | 70
P00001BEL | Truly Green Solutions | Truly Green Solutions | 34150101 | Outdoor Luminaires | High Output | Fuel Pump Canopy Luminaires | Standard | TRUE | 14245 | 98.63 | 144.4 | 12.9 | 0.932 | 5016 | 72.2 | 5 | 50000 | 41827 |  |  | NotYetVerified |  | 3 | 14292 | 99 | 150 | 15 | 0.95 | 5000 | 70
P00000ZU9 | Leotek Electronics USA LLC | Leotek Electronics Corp. | LCN3-080T-MV-CW-5S-WH-FDC-700 | Outdoor Luminaires | High Output | Fuel Pump Canopy Luminaires | Standard | FALSE | [9 empty] | 41823 |  |  | NotYetVerified |  | 3 | 17643 | 101.3 | 174.3 |  |  | 5000 | 70
P00000ZU8 | Leotek Electronics USA LLC | Leotek Electronics Corp. | LCN3-080T-MV-CW-5S-WH-570 | Outdoor Luminaires | High Output | Fuel Pump Canopy Luminaires | Standard | FALSE | [9 empty] | 41823 |  |  | NotYetVerified |  | 3 | 14859.2 | 108 | 138.2 |  |  | 5000 | 70
P00001KTT | WISDOM OPTOELECTRONICS TECHNOLOGY CO.LIMITED | WISDOM | WSD-GSL15W27-55K | Outdoor Luminaires | High Output | Fuel Pump Canopy Luminaires | Standard | TRUE | 13953.39 | 89.73 | 155.5 | 8.7 | 0.946 | 5424 | 85.6 | 5 | 50000 | 41822 |  |  | NotYetVerified |  | 3 | 14000 |  | 150 |  | 0.95 | 5500 | 75
P00000XQC | Jarvis Lighting | Jarvis Corp | CM-40 [120V ONLY] | Outdoor Luminaires | Low Output | Fuel Pump Canopy Luminaires | Standard | TRUE | 3906 | 99.14 | 39.4 | 14.18 | 0.983 | 5066 | 70 | 5 | 75000 | 41822 |  |  | NotYetVerified |  | 3 | 3900 |  | 38 |  | 0.9 | 5000 | 65
P00001J21 | AZZ Lighting Systems | Rig-A-Lite | FPF04L2UXX | Outdoor Luminaires | Low Output | Fuel Pump Canopy Luminaires | Standard | TRUE | 2963.03 | 82 | 36.27 | 21 | 0.91 | 4170 | 84.9 | 5 | 50000 | 41821 |  |  | NotYetVerified |  | 3 | 2963 | 82 | 36 | 20 | 0.9 | 4000 | 85
P00001BUE | US LED | CanopyStar | CNP3-50-X-PUC-UNV1-4100 | Outdoor Luminaires | High Output | Fuel Pump Canopy Luminaires | Standard | TRUE | 12597 | 112.5 | 112 | 5.1 | 0.971 | 5090 | 82 | 5 | 50000 | 41815 |  |  | NotYetVerified |  | 3 | 12600 | 112.5 | 112 | 5.1 | 0.971 | 5000 | 82
P000016UA | Precision Paragon [P2] | precision Paragon [P2] | QCF-347-48C-F-51K-GCO | Outdoor Luminaires | High Output | Fuel Pump Canopy Luminaires | Standard | TRUE | 11432.54 | 95.73 | 119.42 | 11 | 0.99 | 5002 | 69.2 | 5 | 60000 | 41814 |  |  | NotYetVerified |  | 3 | 11432.54 | 96 | 119.42 | 11 | 0.99 | 5002 | 69
P00000W53 | Hubbell Lighting | Whiteway Lighting | FLEDR-48-7-347-CVQ-5-WH | Outdoor Luminaires | High Output | Fuel Pump Canopy Luminaires | Standard | TRUE | 11432.54 | 95.73 | 119.42 | 11 | 0.99 | 5002 | 69.2 | 5 | 60000 | 41814 |  |  | NotYetVerified |  | 3 | 11432.54 | 96 | 119.42 | 11 | 0.99 | 5002 | 69
P000016UE | Precision Paragon [P2] | precision Paragon [P2] | QCF-480-48C-F-51K-GCO | Outdoor Luminaires | High Output | Fuel Pump Canopy Luminaires | Standard | TRUE | 11511.06 | 95.25 | 120.85 | 20 | 0.98 | 5016 | 69.4 | 5 | 60000 | 41814 |  |  | NotYetVerified |  | 3 | 11511.06 | 95 | 120.85 | 20 | 0.98 | 5016 | 69
P00000W57 | Hubbell Lighting | Whiteway Lighting | FLEDR-48-7-480-CVQ-5-WH | Outdoor Luminaires | High Output | Fuel Pump Canopy Luminaires | Standard | TRUE | 11511.06 | 95.25 | 120.85 | 20 | 0.98 | 5016 | 69.4 | 5 | 60000 | 41814 |  |  | NotYetVerified |  | 3 | 11511.06 | 95 | 120.85 | 20 | 0.98 | 5016 | 69
P000016U8 | Precision Paragon [P2] | precision Paragon [P2] | QCF-347-24C-F-51K-GCO | Outdoor Luminaires | Mid Output | Fuel Pump Canopy Luminaires | Standard | TRUE | 6076.26 | 98.89 | 61.44 | 8 | 0.99 | 4658 | 66.4 | 5 | 60000 | 41814 |  |  | NotYetVerified |  | 3 | 6076.26 | 99 | 61.44 | 8 | 0.99 | 4658 | 66
P00000W51 | Hubbell Lighting | Whiteway Lighting | FLEDR-24-7-347-CVQ-5-WH | Outdoor Luminaires | Mid Output | Fuel Pump Canopy Luminaires | Standard | TRUE | 6076.26 | 98.89 | 61.44 | 8 | 0.99 | 4658 | 66.4 | 5 | 60000 | 41814 |  |  | NotYetVerified |  | 3 | 6076.26 | 99 | 61.44 | 8 | 0.99 | 4658 | 66
P000016UD | Precision Paragon [P2] | precision Paragon [P2] | QCF-480-24C-F-51K-GCO | Outdoor Luminaires | Mid Output | Fuel Pump Canopy Luminaires | Standard | TRUE | 6112.01 | 94.69 | 64.55 | 22 | 0.9 | 4659 | 66.4 | 5 | 60000 | 41814 |  |  | NotYetVerified |  | 3 | 6112.01 | 95 | 64.55 | 22 | 0.9 | 4659 | 66
P00000W56 | Hubbell Lighting | Whiteway Lighting | FLEDR-24-7-480-CVQ-5-WH | Outdoor Luminaires | Mid Output | Fuel Pump Canopy Luminaires | Standard | TRUE | 6112.01 | 94.69 | 64.55 | 22 | 0.9 | 4659 | 66.4 | 5 | 60000 | 41814 |  |  | NotYetVerified |  | 3 | 6112.01 | 95 | 64.55 | 22 | 0.9 | 4659 | 66
P000016UB | Precision Paragon [P2] | precision Paragon [P2] | QCF-347-60C-F-51K-GCO | Outdoor Luminaires | High Output | Fuel Pump Canopy Luminaires | Standard | TRUE | 14441.76 | 107 | 134.97 | 17 | 0.98 | 4857 | 67.4 | 5 | 60000 | 41814 |  |  | NotYetVerified |  | 3 | 14441.76 | 107 | 134.97 | 17 | 0.98 | 4857 | 67
P00000W54 | Hubbell Lighting | Whiteway Lighting | FLEDR-60-7-347-CVQ-5-WH | Outdoor Luminaires | High Output | Fuel Pump Canopy Luminaires | Standard | TRUE | 14441.76 | 107 | 134.97 | 17 | 0.98 | 4857 | 67.4 | 5 | 60000 | 41814 |  |  | NotYetVerified |  | 3 | 14441.76 | 107 | 134.97 | 17 | 0.98 | 4857 | 67
P000016UF | Precision Paragon [P2] | precision Paragon [P2] | QCF-480-60C-F-51K-GCO | Outdoor Luminaires | High Output | Fuel Pump Canopy Luminaires | Standard | TRUE | 14466.72 | 106.61 | 135.7 | 17 | 0.94 | 4857 | 67.5 | 5 | 60000 | 41814 |  |  | NotYetVerified |  | 3 | 14466.72 | 107 | 135.7 | 17 | 0.94 | 4857 | 68
P00000W58 | Hubbell Lighting | Whiteway Lighting | FLEDR-60-7-480-CVQ-5-WH | Outdoor Luminaires | High Output | Fuel Pump Canopy Luminaires | Standard | TRUE | 14466.72 | 106.61 | 135.7 | 17 | 0.94 | 4857 | 67.5 | 5 | 60000 | 41814 |  |  | NotYetVerified |  | 3 | 14466.72 | 107 | 135.7 | 17 | 0.94 | 4857 | 68
P000016U9 | Precision Paragon [P2] | precision Paragon [P2] | QCF-347-36C-F-51K-GCO | Outdoor Luminaires | Mid Output | Fuel Pump Canopy Luminaires | Standard | TRUE | 8720.12 | 95.16 | 91.64 | 9 | 1 | 5126 | 70.5 | 5 | 60000 | 41814 |  |  | NotYetVerified |  | 3 | 8720.12 | 95 | 91.64 | 9 | 1 | 5126 | 71
P00000W52 | Hubbell Lighting | Whiteway Lighting | FLEDR-36-7-347-CVQ-5-WH | Outdoor Luminaires | Mid Output | Fuel Pump Canopy Luminaires | Standard | TRUE | 8720.12 | 95.16 | 91.64 | 9 | 1 | 5126 | 70.5 | 5 | 60000 | 41814 |  |  | NotYetVerified |  | 3 | 8720.12 | 95 | 91.64 | 9 | 1 | 5126 | 71
P000016UC | Precision Paragon [P2] | precision Paragon [P2] | QCF-480-36C-F-51K-GCO | Outdoor Luminaires | Mid Output | Fuel Pump Canopy Luminaires | Standard | TRUE | 8708.91 | 93.56 | 93.08 | 19 | 0.97 | 5112 | 70.3 | 5 | 60000 | 41814 |  |  | NotYetVerified |  | 3 | 8708.91 | 94 | 93.08 | 19 | 0.97 | 5112 | 70
P00000W55 | Hubbell Lighting | Whiteway Lighting | FLEDR-36-7-480-CVQ-5-WH | Outdoor Luminaires | Mid Output | Fuel Pump Canopy Luminaires | Standard | TRUE | 8708.91 | 93.56 | 93.08 | 19 | 0.97 | 5112 | 70.3 | 5 | 60000 | 41814 |  |  | NotYetVerified |  | 3 | 8708.91 | 94 | 93.08 | 19 | 0.97 | 5112 | 70
P00001EU0 | Luxtronik Technology (China) Company Limited | LUXTRONIK | LUX-CA-120-40(4000K) | Outdoor Luminaires | High Output | Fuel Pump Canopy Luminaires | Standard | TRUE | 11864 | 87.3 | 135.9 | 19.2 | 0.936 | 4152 | 67.6 | 5 | 50000 | 41813 |  |  | NotYetVerified |  | 3 | 11834 | 87 | 135 |  | 0.9 | 4000 | 70
P00001EU1 | Luxtronik Technology (China) Company Limited | LUXTRONIK | LUX-CA-120-40(5000K) | Outdoor Luminaires | High Output | Fuel Pump Canopy Luminaires | Standard | FALSE | [9 empty] | 41813 |  |  | NotYetVerified |  | 3 | 11864 | 87 | 135 |  | 0.9 | 5000 | 70
P00001GWZ | S LITE CO. LTD. | S LITE | DL391ALN (5000K) | Outdoor Luminaires | Low Output | Fuel Pump Canopy Luminaires | Standard | TRUE | 3265.4 | 78.51 | 41.59 | 11.5 | 0.912 | 4804 | 74 | 5 |  | 41810 |  |  | NotYetVerified |  | 3 | 3265 |  | 42 |  |  | 5000 | 74
P00001GX0 | S LITE CO. LTD. | S LITE | DL391ALN(5700K) | Outdoor Luminaires | Low Output | Fuel Pump Canopy Luminaires | Standard | FALSE | [9 empty] | 41810 | Not Yet Verified | Not Yet Verified | NotYetVerified |  | 3 | 3486 | 83 | 42 |  |  | 5700 | 72
P00000XQB | Jarvis Lighting | Jarvis Corp | CM-30 [120V ONLY] | Outdoor Luminaires | Low Output | Fuel Pump Canopy Luminaires | Standard | TRUE | 2622 | 96.5 | 27.71 | 5.6 | 0.991 | 5024 | 69.6 | 5 | 75000 | 41809 |  |  | NotYetVerified |  | 3 | 2600 |  | 28 |  | 0.9 | 5000 | 65
P00001IV5 | Axis Energy Partners LLC | Axis LED Lighting | AEP40WCL4K | Outdoor Luminaires | Low Output | Fuel Pump Canopy Luminaires | Standard | TRUE | 3303 | 88.45 | 37.34 | 15.8 | 0.922 | 4110 | 84 | 5 | 68000 | 41808 |  |  | NotYetVerified |  | 3 | 3600 | 90 | 40 |  | 0.9 | 4000 | 85
P00001IV9 | Axis Energy Partners LLC | Axis LED Lighting | AEP90WCL4K | Outdoor Luminaires | Mid Output | Fuel Pump Canopy Luminaires | Standard | TRUE | 7214 | 85.27 | 84.6 | 20 | 0.897 | 4120 | 85 | 5 | 60000 | 41808 |  |  | NotYetVerified |  | 3 | 7500 | 85 | 90 |  | 0.9 | 4000 | 85
P00001IV7 | Axis Energy Partners LLC | Axis LED Lighting | AEP60WCL4K | Outdoor Luminaires | Low Output | Fuel Pump Canopy Luminaires | Standard | TRUE | 4956 | 88.28 | 56.14 | 15 | 0.885 | 4141 | 85 | 5 | 68000 | 41808 |  |  | NotYetVerified |  | 3 | 5000 | 90 | 60 |  | 0.9 | 4000 | 85
P00001IVA | Axis Energy Partners LLC | Axis LED Lighting | AEP90WCL | Outdoor Luminaires | Mid Output | Fuel Pump Canopy Luminaires | Standard | FALSE | [9 empty] | 41808 |  |  | NotYetVerified |  | 3 | 7500 | 85 | 90 |  | 0.9 | 5000 | 85
P00001IV8 | Axis Energy Partners LLC | Axis LED Lighting | AEP60WCL | Outdoor Luminaires | Mid Output | Fuel Pump Canopy Luminaires | Standard | FALSE | [9 empty] | 41808 |  |  | NotYetVerified |  | 3 | 5000 | 90 | 60 |  | 0.9 | 5000 | 85
P00001IV6 | Axis Energy Partners LLC | Axis LED Lighting | AEP40WCL | Outdoor Luminaires | Low Output | Fuel Pump Canopy Luminaires | Standard | FALSE | [9 empty] | 41808 |  |  | NotYetVerified |  | 3 | 3600 | 90 | 40 |  | 0.9 | 5000 | 85
P00001B6V | Titan LED Inc. | Titan LED | 12-72-7 | Outdoor Luminaires | High Output | Fuel Pump Canopy Luminaires | Standard | TRUE | 12552 | 83 | 151.72 | 13 | 0.96 | 5600 | 75 | 5 | 50000 | 41807 |  |  | NotYetVerified |  | 3 | 13600 |  | 150 |  | 0.9 | 5700 | 70
P00000MIL | Eaton (formerly Cooper Lighting) | Metalux | SNLED-LD1-48-LN-UNV-L835-CD1-U | Outdoor Luminaires | Low Output | Fuel Pump Canopy Luminaires | Standard | TRUE | 4793 | 96.6 | 49.6 | 23 | 0.884 |  |  | 5 | 72000 | 41806 |  |  | NotYetVerified |  | 3 | 4800 | 97 | 49.6 |  |  | 3500 | 85
P00000541 | Atlas Lighting Products | Atlas Lighting Products | ILW25LED2XXX | Outdoor Luminaires | Low Output | Fuel Pump Canopy Luminaires | Standard | TRUE | 2252 | 92.3 | 24.39 | 11.7 | 0.894 | 4148 | 87 | 5 | 100000 | 41806 |  |  | NotYetVerified |  | 3 | 2252 | 92 | 24.39 |  |  | 4100 | 87
P00000543 | Atlas Lighting Products | Atlas Lighting Products | ILW48LED4XXX | Outdoor Luminaires | Low Output | Fuel Pump Canopy Luminaires | Standard | TRUE | 4640 | 97.1 | 47.81 | 6.52 | 0.976 | 4155 | 87 | 5 | 100000 | 41806 |  |  | NotYetVerified |  | 3 | 4640 | 97 | 47.81 |  |  | 4100 | 87
P00000MJ0 | Eaton (formerly Cooper Lighting) | Metalux | 8TSNLED-LD1-68-[Voltages include 120 thru 277V]-[Options include EL7W and PI/CPI]-L850-CD1-[All Packaging] | Outdoor Luminaires | Mid Output | Fuel Pump Canopy Luminaires | Standard | FALSE | [9 empty] | 41806 |  |  | NotYetVerified |  | 3 | 7014 | 110.1 | 63.7 | 9 | 0.98 | 5000 | 85
P00000MJL | Eaton (formerly Cooper Lighting) | Metalux | 8TSNLED-LD1-67-[Voltages include 120 thru 277V]-LC-[Options include EL7W and PI/CPI]-L850-CD1-[All Packaging] | Outdoor Luminaires | Mid Output | Fuel Pump Canopy Luminaires | Standard | FALSE | [9 empty] | 41806 |  |  | NotYetVerified |  | 3 | 6911 | 108.5 | 63.7 | 9 | 0.98 | 5000 | 85
P00000MK6 | Eaton (formerly Cooper Lighting) | Metalux | 8TSNLED-LD1-64-[Voltages include 120 thru 277V]-LN-[Options include EL7W and PI/CPI]-L850-CD1-[All Packaging] | Outdoor Luminaires | Mid Output | Fuel Pump Canopy Luminaires | Standard | FALSE | [9 empty] | 41806 |  |  | NotYetVerified |  | 3 | 6602 | 103.6 | 63.7 | 9 | 0.98 | 5000 | 85
P00000MKR | Eaton (formerly Cooper Lighting) | Metalux | 8TSNLED-LD1-59-[Voltages include 120 thru 277V]-RW-[Options include EL7W and PI/CPI]-L850-CD1-[All Packaging] | Outdoor Luminaires | Mid Output | Fuel Pump Canopy Luminaires | Standard | FALSE | [9 empty] | 41806 |  |  | NotYetVerified |  | 3 | 6384 | 100.2 | 63.7 | 9 | 0.98 | 5000 | 85
P00000MIO | Eaton (formerly Cooper Lighting) | Metalux | 2SNLED-LD1-24-[Voltages include 120 thru 277V]-[Options include EL7W and PI/CPI]-L850-CD1-[All Packaging] | Outdoor Luminaires | Low Output | Fuel Pump Canopy Luminaires | Standard | FALSE | [9 empty] | 41806 |  |  | NotYetVerified |  | 3 | 2492 | 107.9 | 23.1 | 9 | 0.99 | 5000 | 85
P00000MJU | Eaton (formerly Cooper Lighting) | Metalux | 2SNLED-LD1-23-[Voltages include 120 thru 277V]-LN-[Options include EL7W and PI/CPI]-L850-CD1-[All Packaging] | Outdoor Luminaires | Low Output | Fuel Pump Canopy Luminaires | Standard | FALSE | [9 empty] | 41806 |  |  | NotYetVerified |  | 3 | 2327 | 100.7 | 23.1 | 9 | 0.99 | 5000 | 85
P00000MJ9 | Eaton (formerly Cooper Lighting) | Metalux | 2SNLED-LD1-23-[Voltages include 120 thru 277V]-LC-[Options include EL7W and PI/CPI]-L850-CD1-[All Packaging] | Outdoor Luminaires | Low Output | Fuel Pump Canopy Luminaires | Standard | FALSE | [9 empty] | 41806 |  |  | NotYetVerified |  | 3 | 2297 | 99.4 | 23.1 | 9 | 0.99 | 5000 | 85
P00000MKF | Eaton (formerly Cooper Lighting) | Metalux | 2SNLED-LD1-22-[Voltages include 120 thru 277V]-RW-[Options include EL7W and PI/CPI]-L850-CD1-[All Packaging] | Outdoor Luminaires | Low Output | Fuel Pump Canopy Luminaires | Standard | FALSE | [9 empty] | 41806 |  |  | NotYetVerified |  | 3 | 2214 | 95.8 | 23.1 | 9 | 0.99 | 5000 | 85
P00000MK9 | Eaton (formerly Cooper Lighting) | Metalux | 8TSNLED-LD1-90-[Voltages include 120 thru 277V]-LN-[Options include EL7W and PI/CPI]-L850-CD2-[All Packaging] | Outdoor Luminaires | Mid Output | Fuel Pump Canopy Luminaires | Standard | FALSE | [9 empty] | 41806 |  |  | NotYetVerified |  | 3 | 9888 | 100.9 | 98 | 8 | 0.99 | 5000 | 85
P00000MKU | Eaton (formerly Cooper Lighting) | Metalux | 8TSNLED-LD1-86-[Voltages include 120 thru 277V]-RW-[Options include EL7W and PI/CPI]-L850-CD2-[All Packaging] | Outdoor Luminaires | Mid Output | Fuel Pump Canopy Luminaires | Standard | FALSE | [9 empty] | 41806 |  |  | NotYetVerified |  | 3 | 9383 | 95.7 | 98 | 8 | 0.99 | 5000 | 85
P00000MIX | Eaton (formerly Cooper Lighting) | Metalux | SNLED-LD1-61-[Voltages include 120 thru 277V]-[Options include EL7W and PI/CPI]-L850-CD1-[All Packaging] | Outdoor Luminaires | Mid Output | Fuel Pump Canopy Luminaires | Standard | FALSE | [9 empty] | 41806 |  |  | NotYetVerified |  | 3 | 6334 | 119.1 | 53.2 | 8 | 0.99 | 5000 | 85
P00000MJI | Eaton (formerly Cooper Lighting) | Metalux | SNLED-LD1-58-[Voltages include 120 thru 277V]-LC-[Options include EL7W and PI/CPI]-L850-CD1-[All Packaging] | Outdoor Luminaires | Mid Output | Fuel Pump Canopy Luminaires | Standard | FALSE | [9 empty] | 41806 |  |  | NotYetVerified |  | 3 | 5997 | 112.7 | 53.2 | 8 | 0.99 | 5000 | 85
P00000MK3 | Eaton (formerly Cooper Lighting) | Metalux | SNLED-LD1-57-[Voltages include 120 thru 277V]-LN-[Options include EL7W and PI/CPI]-L850-CD1-[All Packaging] | Outdoor Luminaires | Mid Output | Fuel Pump Canopy Luminaires | Standard | FALSE | [9 empty] | 41806 |  |  | NotYetVerified |  | 3 | 5917 | 111.2 | 53.2 | 8 | 0.99 | 5000 | 85
P00000MKO | Eaton (formerly Cooper Lighting) | Metalux | SNLED-LD1-57-[Voltages include 120 thru 277V]-RW-[Options include EL7W and PI/CPI]-L850-CD1-[All Packaging] | Outdoor Luminaires | Mid Output | Fuel Pump Canopy Luminaires | Standard | FALSE | [9 empty] | 41806 |  |  | NotYetVerified |  | 3 | 5659 | 106.4 | 53.2 | 8 | 0.99 | 5000 | 85
P00000MIU | Eaton (formerly Cooper Lighting) | Metalux | SNLED-LD1-50-[Voltages include 120 thru 277V]-[Options include EL7W and PI/CPI]-L850-CD1-[All Packaging] | Outdoor Luminaires | Mid Output | Fuel Pump Canopy Luminaires | Standard | FALSE | [9 empty] | 41806 |  |  | NotYetVerified |  | 3 | 5196 | 104.8 | 49.6 | 8 | 0.99 | 5000 | 85
P00000MJF | Eaton (formerly Cooper Lighting) | Metalux | SNLED-LD1-49-[Voltages include 120 thru 277V]-LC-[Options include EL7W and PI/CPI]-L850-CD1-[All Packaging] | Outdoor Luminaires | Mid Output | Fuel Pump Canopy Luminaires | Standard | FALSE | [9 empty] | 41806 |  |  | NotYetVerified |  | 3 | 5171 | 104.3 | 49.6 | 8 | 0.99 | 5000 | 85
P00000MK0 | Eaton (formerly Cooper Lighting) | Metalux | SNLED-LD1-48-[Voltages include 120 thru 277V]-LN-[Options include EL7W and PI/CPI]-L850-CD1-[All Packaging] | Outdoor Luminaires | Low Output | Fuel Pump Canopy Luminaires | Standard | FALSE | [9 empty] | 41806 |  |  | NotYetVerified |  | 3 | 4944 | 99.7 | 49.6 | 8 | 0.99 | 5000 | 85
P00000MKL | Eaton (formerly Cooper Lighting) | Metalux | SNLED-LD1-45-[Voltages include 120 thru 277V]-RW-[Options include EL7W and PI/CPI]-L850-CD1-[All Packaging] | Outdoor Luminaires | Low Output | Fuel Pump Canopy Luminaires | Standard | FALSE | [9 empty] | 41806 |  |  | NotYetVerified |  | 3 | 4569 | 92.1 | 49.6 | 8 | 0.99 | 5000 | 85
P00000MJ6 | Eaton (formerly Cooper Lighting) | Metalux | 8TSNLED-LD1-116-[Voltages include 120 thru 277V]-[Options include EL7W and PI/CPI]-L850-CD2-[All Packaging] | Outdoor Luminaires | High Output | Fuel Pump Canopy Luminaires | Standard | FALSE | [9 empty] | 41806 |  |  | NotYetVerified |  | 3 | 12669 | 113.8 | 111.4 | 8 | 0.99 | 5000 | 85
P00000MJR | Eaton (formerly Cooper Lighting) | Metalux | 8TSNLED-LD1-115-[Voltages include 120 thru 277V]-LC-[Options include EL7W and PI/CPI]-L850-CD2-[All Packaging] | Outdoor Luminaires | High Output | Fuel Pump Canopy Luminaires | Standard | FALSE | [9 empty] | 41806 |  |  | NotYetVerified |  | 3 | 11994 | 107.7 | 111.4 | 8 | 0.99 | 5000 | 85
P00000MKC | Eaton (formerly Cooper Lighting) | Metalux | 8TSNLED-LD1-109-[Voltages include 120 thru 277V]-LN-[Options include EL7W and PI/CPI]-L850-CD2-[All Packaging] | Outdoor Luminaires | High Output | Fuel Pump Canopy Luminaires | Standard | FALSE | [9 empty] | 41806 |  |  | NotYetVerified |  | 3 | 11833 | 106.3 | 111.4 | 8 | 0.99 | 5000 | 85
P00000MKX | Eaton (formerly Cooper Lighting) | Metalux | 8TSNLED-LD1-110-[Voltages include 120 thru 277V]-RW-[Options include EL7W and PI/CPI]-L850-CD2-[All Packaging] | Outdoor Luminaires | High Output | Fuel Pump Canopy Luminaires | Standard | FALSE | [9 empty] | 41806 |  |  | NotYetVerified |  | 3 | 11318 | 101.6 | 111.4 | 8 | 0.99 | 5000 | 85
P00000MJ3 | Eaton (formerly Cooper Lighting) | Metalux | 8TSNLED-LD1-96-[Voltages include 120 thru 277V]-[Options include EL7W and PI/CPI]-L850-CD2-[All Packaging] | Outdoor Luminaires | High Output | Fuel Pump Canopy Luminaires | Standard | FALSE | [9 empty] | 41806 |  |  | NotYetVerified |  | 3 | 10391 | 106 | 98 | 8 | 0.99 | 5000 | 85
P00000MJO | Eaton (formerly Cooper Lighting) | Metalux | 8TSNLED-LD1-94-[Voltages include 120 thru 277V]-LC-[Options include EL7W and PI/CPI]-L850-CD2-[All Packaging] | Outdoor Luminaires | High Output | Fuel Pump Canopy Luminaires | Standard | FALSE | [9 empty] | 41806 |  |  | NotYetVerified |  | 3 | 10342 | 105.5 | 98 | 8 | 0.99 | 5000 | 85
P00000MIR | Eaton (formerly Cooper Lighting) | Metalux | SNLED-LD1-32-[Voltages include 120 thru 277V]-[Options include EL7W and PI/CPI]-L850-CD1-[All Packaging] | Outdoor Luminaires | Low Output | Fuel Pump Canopy Luminaires | Standard | FALSE | [9 empty] | 41806 |  |  | NotYetVerified |  | 3 | 3271 | 114.8 | 28.5 | 6 | 1 | 5000 | 85
P00000MJC | Eaton (formerly Cooper Lighting) | Metalux | SNLED-LD1-31-[Voltages include 120 thru 277V]-LC-[Options include EL7W and PI/CPI]-L850-CD1-[All Packaging] | Outdoor Luminaires | Low Output | Fuel Pump Canopy Luminaires | Standard | FALSE | [9 empty] | 41806 |  |  | NotYetVerified |  | 3 | 3266 | 114.6 | 28.5 | 6 | 1 | 5000 | 85
P00000MJX | Eaton (formerly Cooper Lighting) | Metalux | SNLED-LD1-30-[Voltages include 120 thru 277V]-LN-[Options include EL7W and PI/CPI]-L850-CD1-[All Packaging] | Outdoor Luminaires | Low Output | Fuel Pump Canopy Luminaires | Standard | FALSE | [9 empty] | 41806 |  |  | NotYetVerified |  | 3 | 3129 | 109.8 | 28.5 | 6 | 1 | 5000 | 85
P00000MKI | Eaton (formerly Cooper Lighting) | Metalux | SNLED-LD1-28-[Voltages include 120 thru 277V]-RW-[Options include EL7W and PI/CPI]-L850-CD1-[All Packaging] | Outdoor Luminaires | Low Output | Fuel Pump Canopy Luminaires | Standard | FALSE | [9 empty] | 41806 |  |  | NotYetVerified |  | 3 | 2934 | 102.9 | 28.5 | 6 | 1 | 5000 | 85
P00000MIZ | Eaton (formerly Cooper Lighting) | Metalux | 8TSNLED-LD1-68-[Voltages include 120 thru 277V]-[Options include EL7W and PI/CPI]-L840-CD1-[All Packaging] | Outdoor Luminaires | Mid Output | Fuel Pump Canopy Luminaires | Standard | FALSE | [9 empty] | 41806 |  |  | NotYetVerified |  | 3 | 6982 | 109.6 | 63.7 | 9 | 0.98 | 4000 | 85
P00000MJK | Eaton (formerly Cooper Lighting) | Metalux | 8TSNLED-LD1-67-[Voltages include 120 thru 277V]-LC-[Options include EL7W and PI/CPI]-L840-CD1-[All Packaging] | Outdoor Luminaires | Mid Output | Fuel Pump Canopy Luminaires | Standard | FALSE | [9 empty] | 41806 |  |  | NotYetVerified |  | 3 | 6880 | 108 | 63.7 | 9 | 0.98 | 4000 | 85
P00000MK5 | Eaton (formerly Cooper Lighting) | Metalux | 8TSNLED-LD1-64-[Voltages include 120 thru 277V]-LN-[Options include EL7W and PI/CPI]-L840-CD1-[All Packaging] | Outdoor Luminaires | Mid Output | Fuel Pump Canopy Luminaires | Standard | FALSE | [9 empty] | 41806 |  |  | NotYetVerified |  | 3 | 6572 | 103.2 | 63.7 | 9 | 0.98 | 4000 | 85
P00000MKQ | Eaton (formerly Cooper Lighting) | Metalux | 8TSNLED-LD1-59-[Voltages include 120 thru 277V]-RW-[Options include EL7W and PI/CPI]-L840-CD1-[All Packaging] | Outdoor Luminaires | Mid Output | Fuel Pump Canopy Luminaires | Standard | FALSE | [9 empty] | 41806 |  |  | NotYetVerified |  | 3 | 6355 | 99.8 | 63.7 | 9 | 0.98 | 4000 | 85
P00000MIN | Eaton (formerly Cooper Lighting) | Metalux | 2SNLED-LD1-24-[Voltages include 120 thru 277V]-[Options include EL7W and PI/CPI]-L840-CD1-[All Packaging] | Outdoor Luminaires | Low Output | Fuel Pump Canopy Luminaires | Standard | FALSE | [9 empty] | 41806 |  |  | NotYetVerified |  | 3 | 2481 | 107.4 | 23.1 | 9 | 0.99 | 4000 | 85
P00000MJT | Eaton (formerly Cooper Lighting) | Metalux | 2SNLED-LD1-23-[Voltages include 120 thru 277V]-LN-[Options include EL7W and PI/CPI]-L840-CD1-[All Packaging] | Outdoor Luminaires | Low Output | Fuel Pump Canopy Luminaires | Standard | FALSE | [9 empty] | 41806 |  |  | NotYetVerified |  | 3 | 2317 | 100.3 | 23.1 | 9 | 0.99 | 4000 | 85
P00000MJ8 | Eaton (formerly Cooper Lighting) | Metalux | 2SNLED-LD1-23-[Voltages include 120 thru 277V]-LC-[Options include EL7W and PI/CPI]-L840-CD1-[All Packaging] | Outdoor Luminaires | Low Output | Fuel Pump Canopy Luminaires | Standard | FALSE | [9 empty] | 41806 |  |  | NotYetVerified |  | 3 | 2287 | 99 | 23.1 | 9 | 0.99 | 4000 | 85
P00000MKE | Eaton (formerly Cooper Lighting) | Metalux | 2SNLED-LD1-22-[Voltages include 120 thru 277V]-RW-[Options include EL7W and PI/CPI]-L840-CD1-[All Packaging] | Outdoor Luminaires | Low Output | Fuel Pump Canopy Luminaires | Standard | FALSE | [9 empty] | 41806 |  |  | NotYetVerified |  | 3 | 2204 | 95.4 | 23.1 | 9 | 0.99 | 4000 | 85
P00000MK8 | Eaton (formerly Cooper Lighting) | Metalux | 8TSNLED-LD1-90-[Voltages include 120 thru 277V]-LN-[Options include EL7W and PI/CPI]-L840-CD2-[All Packaging] | Outdoor Luminaires | Mid Output | Fuel Pump Canopy Luminaires | Standard | FALSE | [9 empty] | 41806 |  |  | NotYetVerified |  | 3 | 9843 | 100.4 | 98 | 8 | 0.99 | 4000 | 85
P00000MKT | Eaton (formerly Cooper Lighting) | Metalux | 8TSNLED-LD1-86-[Voltages include 120 thru 277V]-RW-[Options include EL7W and PI/CPI]-L840-CD2-[All Packaging] | Outdoor Luminaires | Mid Output | Fuel Pump Canopy Luminaires | Standard | FALSE | [9 empty] | 41806 |  |  | NotYetVerified |  | 3 | 9340 | 95.3 | 98 | 8 | 0.99 | 4000 | 85
P00000MIW | Eaton (formerly Cooper Lighting) | Metalux | SNLED-LD1-61-[Voltages include 120 thru 277V]-[Options include EL7W and PI/CPI]-L840-CD1-[All Packaging] | Outdoor Luminaires | Mid Output | Fuel Pump Canopy Luminaires | Standard | FALSE | [9 empty] | 41806 |  |  | NotYetVerified |  | 3 | 6306 | 118.5 | 53.2 | 8 | 0.99 | 4000 | 85
P00000MJH | Eaton (formerly Cooper Lighting) | Metalux | SNLED-LD1-58-[Voltages include 120 thru 277V]-LC-[Options include EL7W and PI/CPI]-L840-CD1-[All Packaging] | Outdoor Luminaires | Mid Output | Fuel Pump Canopy Luminaires | Standard | FALSE | [9 empty] | 41806 |  |  | NotYetVerified |  | 3 | 5970 | 112.2 | 53.2 | 8 | 0.99 | 4000 | 85
P00000MK2 | Eaton (formerly Cooper Lighting) | Metalux | SNLED-LD1-57-[Voltages include 120 thru 277V]-LN-[Options include EL7W and PI/CPI]-L840-CD1-[All Packaging] | Outdoor Luminaires | Mid Output | Fuel Pump Canopy Luminaires | Standard | FALSE | [9 empty] | 41806 |  |  | NotYetVerified |  | 3 | 5890 | 110.7 | 53.2 | 8 | 0.99 | 4000 | 85
P00000MKN | Eaton (formerly Cooper Lighting) | Metalux | SNLED-LD1-57-[Voltages include 120 thru 277V]-RW-[Options include EL7W and PI/CPI]-L840-CD1-[All Packaging] | Outdoor Luminaires | Mid Output | Fuel Pump Canopy Luminaires | Standard | FALSE | [9 empty] | 41806 |  |  | NotYetVerified |  | 3 | 5633 | 105.9 | 53.2 | 8 | 0.99 | 4000 | 85
P00000MIT | Eaton (formerly Cooper Lighting) | Metalux | SNLED-LD1-50-[Voltages include 120 thru 277V]-[Options include EL7W and PI/CPI]-L840-CD1-[All Packaging] | Outdoor Luminaires | Mid Output | Fuel Pump Canopy Luminaires | Standard | FALSE | [9 empty] | 41806 |  |  | NotYetVerified |  | 3 | 5172 | 104.3 | 49.6 | 8 | 0.99 | 4000 | 85
P00000MJE | Eaton (formerly Cooper Lighting) | Metalux | SNLED-LD1-49-[Voltages include 120 thru 277V]-LC-[Options include EL7W and PI/CPI]-L840-CD1-[All Packaging] | Outdoor Luminaires | Mid Output | Fuel Pump Canopy Luminaires | Standard | FALSE | [9 empty] | 41806 |  |  | NotYetVerified |  | 3 | 5148 | 103.8 | 49.6 | 8 | 0.99 | 4000 | 85
P00000MJZ | Eaton (formerly Cooper Lighting) | Metalux | SNLED-LD1-48-[Voltages include 120 thru 277V]-LN-[Options include EL7W and PI/CPI]-L840-CD1-[All Packaging] | Outdoor Luminaires | Low Output | Fuel Pump Canopy Luminaires | Standard | FALSE | [9 empty] | 41806 |  |  | NotYetVerified |  | 3 | 4922 | 99.2 | 49.6 | 8 | 0.99 | 4000 | 85
P00000MKK | Eaton (formerly Cooper Lighting) | Metalux | SNLED-LD1-45-[Voltages include 120 thru 277V]-RW-[Options include EL7W and PI/CPI]-L840-CD1-[All Packaging] | Outdoor Luminaires | Low Output | Fuel Pump Canopy Luminaires | Standard | FALSE | [9 empty] | 41806 |  |  | NotYetVerified |  | 3 | 4548 | 91.7 | 49.6 | 8 | 0.99 | 4000 | 85
P00000MJ5 | Eaton (formerly Cooper Lighting) | Metalux | 8TSNLED-LD1-116-[Voltages include 120 thru 277V]-[Options include EL7W and PI/CPI]-L840-CD2-[All Packaging] | Outdoor Luminaires | High Output | Fuel Pump Canopy Luminaires | Standard | FALSE | [9 empty] | 41806 |  |  | NotYetVerified |  | 3 | 12612 | 113.2 | 111.4 | 8 | 0.99 | 4000 | 85
P00000MJQ | Eaton (formerly Cooper Lighting) | Metalux | 8TSNLED-LD1-115-[Voltages include 120 thru 277V]-LC-[Options include EL7W and PI/CPI]-L840-CD2-[All Packaging] | Outdoor Luminaires | High Output | Fuel Pump Canopy Luminaires | Standard | FALSE | [9 empty] | 41806 |  |  | NotYetVerified |  | 3 | 11940 | 107.2 | 111.4 | 8 | 0.99 | 4000 | 85
P00000MKB | Eaton (formerly Cooper Lighting) | Metalux | 8TSNLED-LD1-109-[Voltages include 120 thru 277V]-LN-[Options include EL7W and PI/CPI]-L840-CD2-[All Packaging] | Outdoor Luminaires | High Output | Fuel Pump Canopy Luminaires | Standard | FALSE | [9 empty] | 41806 |  |  | NotYetVerified |  | 3 | 11780 | 105.8 | 111.4 | 8 | 0.99 | 4000 | 85
P00000MKW | Eaton (formerly Cooper Lighting) | Metalux | 8TSNLED-LD1-110-[Voltages include 120 thru 277V]-RW-[Options include EL7W and PI/CPI]-L840-CD2-[All Packaging] | Outdoor Luminaires | High Output | Fuel Pump Canopy Luminaires | Standard | FALSE | [9 empty] | 41806 |  |  | NotYetVerified |  | 3 | 11266 | 101.2 | 111.4 | 8 | 0.99 | 4000 | 85
P00000MJ2 | Eaton (formerly Cooper Lighting) | Metalux | 8TSNLED-LD1-96-[Voltages include 120 thru 277V]-[Options include EL7W and PI/CPI]-L840-CD2-[All Packaging] | Outdoor Luminaires | High Output | Fuel Pump Canopy Luminaires | Standard | FALSE | [9 empty] | 41806 |  |  | NotYetVerified |  | 3 | 10344 | 105.5 | 98 | 8 | 0.99 | 4000 | 85
P00000MJN | Eaton (formerly Cooper Lighting) | Metalux | 8TSNLED-LD1-94-[Voltages include 120 thru 277V]-LC-[Options include EL7W and PI/CPI]-L840-CD2-[All Packaging] | Outdoor Luminaires | High Output | Fuel Pump Canopy Luminaires | Standard | FALSE | [9 empty] | 41806 |  |  | NotYetVerified |  | 3 | 10295 | 105 | 98 | 8 | 0.99 | 4000 | 85
P00000MIQ | Eaton (formerly Cooper Lighting) | Metalux | SNLED-LD1-32-[Voltages include 120 thru 277V]-[Options include EL7W and PI/CPI]-L840-CD1-[All Packaging] | Outdoor Luminaires | Low Output | Fuel Pump Canopy Luminaires | Standard | FALSE | [9 empty] | 41806 |  |  | NotYetVerified |  | 3 | 3256 | 114.2 | 28.5 | 6 | 1 | 4000 | 85
P00000MJB | Eaton (formerly Cooper Lighting) | Metalux | SNLED-LD1-31-[Voltages include 120 thru 277V]-LC-[Options include EL7W and PI/CPI]-L840-CD1-[All Packaging] | Outdoor Luminaires | Low Output | Fuel Pump Canopy Luminaires | Standard | FALSE | [9 empty] | 41806 |  |  | NotYetVerified |  | 3 | 3251 | 114.1 | 28.5 | 6 | 1 | 4000 | 85
P00000MJW | Eaton (formerly Cooper Lighting) | Metalux | SNLED-LD1-30-[Voltages include 120 thru 277V]-LN-[Options include EL7W and PI/CPI]-L840-CD1-[All Packaging] | Outdoor Luminaires | Low Output | Fuel Pump Canopy Luminaires | Standard | FALSE | [9 empty] | 41806 |  |  | NotYetVerified |  | 3 | 3115 | 109.3 | 28.5 | 6 | 1 | 4000 | 85
P00000MKH | Eaton (formerly Cooper Lighting) | Metalux | SNLED-LD1-28-[Voltages include 120 thru 277V]-RW-[Options include EL7W and PI/CPI]-L840-CD1-[All Packaging] | Outdoor Luminaires | Low Output | Fuel Pump Canopy Luminaires | Standard | FALSE | [9 empty] | 41806 |  |  | NotYetVerified |  | 3 | 2920 | 102.5 | 28.5 | 6 | 1 | 4000 | 85
P00000MIY | Eaton (formerly Cooper Lighting) | Metalux | 8TSNLED-LD1-68-[Voltages include 120 thru 277V]-[Options include EL7W and PI/CPI]-L835-CD1-[All Packaging] | Outdoor Luminaires | Mid Output | Fuel Pump Canopy Luminaires | Standard | FALSE | [9 empty] | 41806 |  |  | NotYetVerified |  | 3 | 6800 | 106.8 | 63.7 | 9 | 0.98 | 3500 | 85
P00000MJJ | Eaton (formerly Cooper Lighting) | Metalux | 8TSNLED-LD1-67-[Voltages include 120 thru 277V]-LC-[Options include EL7W and PI/CPI]-L835-CD1-[All Packaging] | Outdoor Luminaires | Mid Output | Fuel Pump Canopy Luminaires | Standard | FALSE | [9 empty] | 41806 |  |  | NotYetVerified |  | 3 | 6700 | 105.2 | 63.7 | 9 | 0.98 | 3500 | 85
P00000MK4 | Eaton (formerly Cooper Lighting) | Metalux | 8TSNLED-LD1-64-[Voltages include 120 thru 277V]-LN-[Options include EL7W and PI/CPI]-L835-CD1-[All Packaging] | Outdoor Luminaires | Mid Output | Fuel Pump Canopy Luminaires | Standard | FALSE | [9 empty] | 41806 |  |  | NotYetVerified |  | 3 | 6400 | 100.5 | 63.7 | 9 | 0.98 | 3500 | 85
P00000MKP | Eaton (formerly Cooper Lighting) | Metalux | 8TSNLED-LD1-59-[Voltages include 120 thru 277V]-RW-[Options include EL7W and PI/CPI]-L835-CD1-[All Packaging] | Outdoor Luminaires | Mid Output | Fuel Pump Canopy Luminaires | Standard | FALSE | [9 empty] | 41806 |  |  | NotYetVerified |  | 3 | 6189 | 97.2 | 63.7 | 9 | 0.98 | 3500 | 85
P00000MIM | Eaton (formerly Cooper Lighting) | Metalux | 2SNLED-LD1-24-[Voltages include 120 thru 277V]-[Options include EL7W and PI/CPI]-L835-CD1-[All Packaging] | Outdoor Luminaires | Low Output | Fuel Pump Canopy Luminaires | Standard | FALSE | [9 empty] | 41806 |  |  | NotYetVerified |  | 3 | 2416 | 104.6 | 23.1 | 9 | 0.99 | 3500 | 85
P00000MJS | Eaton (formerly Cooper Lighting) | Metalux | 2SNLED-LD1-23-[Voltages include 120 thru 277V]-LN-[Options include EL7W and PI/CPI]-L835-CD1-[All Packaging] | Outdoor Luminaires | Low Output | Fuel Pump Canopy Luminaires | Standard | FALSE | [9 empty] | 41806 |  |  | NotYetVerified |  | 3 | 2256 | 97.7 | 23.1 | 9 | 0.99 | 3500 | 85
P00000MJ7 | Eaton (formerly Cooper Lighting) | Metalux | 2SNLED-LD1-23-[Voltages include 120 thru 277V]-LC-[Options include EL7W and PI/CPI]-L835-CD1-[All Packaging] | Outdoor Luminaires | Low Output | Fuel Pump Canopy Luminaires | Standard | FALSE | [9 empty] | 41806 |  |  | NotYetVerified |  | 3 | 2227 | 96.4 | 23.1 | 9 | 0.99 | 3500 | 85
P00000MKD | Eaton (formerly Cooper Lighting) | Metalux | 2SNLED-LD1-22-[Voltages include 120 thru 277V]-RW-[Options include EL7W and PI/CPI]-L835-CD1-[All Packaging] | Outdoor Luminaires | Low Output | Fuel Pump Canopy Luminaires | Standard | FALSE | [9 empty] | 41806 |  |  | NotYetVerified |  | 3 | 2146 | 92.9 | 23.1 | 9 | 0.99 | 3500 | 85
P00000MK7 | Eaton (formerly Cooper Lighting) | Metalux | 8TSNLED-LD1-90-[Voltages include 120 thru 277V]-LN-[Options include EL7W and PI/CPI]-L835-CD2-[All Packaging] | Outdoor Luminaires | Mid Output | Fuel Pump Canopy Luminaires | Standard | FALSE | [9 empty] | 41806 |  |  | NotYetVerified |  | 3 | 9586 | 97.8 | 98 | 8 | 0.99 | 3500 | 85
P00000MKS | Eaton (formerly Cooper Lighting) | Metalux | 8TSNLED-LD1-86-[Voltages include 120 thru 277V]-RW-[Options include EL7W and PI/CPI]-L835-CD2-[All Packaging] | Outdoor Luminaires | Mid Output | Fuel Pump Canopy Luminaires | Standard | FALSE | [9 empty] | 41806 |  |  | NotYetVerified |  | 3 | 9096 | 92.8 | 98 | 8 | 0.99 | 3500 | 85
P00000MIV | Eaton (formerly Cooper Lighting) | Metalux | SNLED-LD1-61-[Voltages include 120 thru 277V]-[Options include EL7W and PI/CPI]-L835-CD1-[All Packaging] | Outdoor Luminaires | Mid Output | Fuel Pump Canopy Luminaires | Standard | FALSE | [9 empty] | 41806 |  |  | NotYetVerified |  | 3 | 6141 | 115.4 | 53.2 | 8 | 0.99 | 3500 | 85
P00000MJG | Eaton (formerly Cooper Lighting) | Metalux | SNLED-LD1-58-[Voltages include 120 thru 277V]-LC-[Options include EL7W and PI/CPI]-L835-CD1-[All Packaging] | Outdoor Luminaires | Mid Output | Fuel Pump Canopy Luminaires | Standard | FALSE | [9 empty] | 41806 |  |  | NotYetVerified |  | 3 | 5814 | 109.3 | 53.2 | 8 | 0.99 | 3500 | 85
P00000MK1 | Eaton (formerly Cooper Lighting) | Metalux | SNLED-LD1-57-[Voltages include 120 thru 277V]-LN-[Options include EL7W and PI/CPI]-L835-CD1-[All Packaging] | Outdoor Luminaires | Mid Output | Fuel Pump Canopy Luminaires | Standard | FALSE | [9 empty] | 41806 |  |  | NotYetVerified |  | 3 | 5736 | 107.8 | 53.2 | 8 | 0.99 | 3500 | 85
P00000MKM | Eaton (formerly Cooper Lighting) | Metalux | SNLED-LD1-57-[Voltages include 120 thru 277V]-RW-[Options include EL7W and PI/CPI]-L835-CD1-[All Packaging] | Outdoor Luminaires | Mid Output | Fuel Pump Canopy Luminaires | Standard | FALSE | [9 empty] | 41806 |  |  | NotYetVerified |  | 3 | 5486 | 103.1 | 53.2 | 8 | 0.99 | 3500 | 85
P00000MIS | Eaton (formerly Cooper Lighting) | Metalux | SNLED-LD1-50-[Voltages include 120 thru 277V]-[Options include EL7W and PI/CPI]-L835-CD1-[All Packaging] | Outdoor Luminaires | Mid Output | Fuel Pump Canopy Luminaires | Standard | FALSE | [9 empty] | 41806 |  |  | NotYetVerified |  | 3 | 5037 | 101.6 | 49.6 | 8 | 0.99 | 3500 | 85
P00000MJD | Eaton (formerly Cooper Lighting) | Metalux | SNLED-LD1-49-[Voltages include 120 thru 277V]-LC-[Options include EL7W and PI/CPI]-L835-CD1-[All Packaging] | Outdoor Luminaires | Mid Output | Fuel Pump Canopy Luminaires | Standard | FALSE | [9 empty] | 41806 |  |  | NotYetVerified |  | 3 | 5013 | 101.1 | 49.6 | 8 | 0.99 | 3500 | 85
P00000MJY | Eaton (formerly Cooper Lighting) | Metalux | SNLED-LD1-48-[Voltages include 120 thru 277V]-LN-[Options include EL7W and PI/CPI]-L835-CD1-[All Packaging] | Outdoor Luminaires | Low Output | Fuel Pump Canopy Luminaires | Standard | FALSE | [9 empty] | 41806 |  |  | NotYetVerified |  | 3 | 4793 | 96.6 | 49.6 | 8 | 0.99 | 3500 | 85
P00000MKJ | Eaton (formerly Cooper Lighting) | Metalux | SNLED-LD1-45-[Voltages include 120 thru 277V]-RW-[Options include EL7W and PI/CPI]-L835-CD1-[All Packaging] | Outdoor Luminaires | Low Output | Fuel Pump Canopy Luminaires | Standard | FALSE | [9 empty] | 41806 |  |  | NotYetVerified |  | 3 | 4429 | 89.3 | 49.6 | 8 | 0.99 | 3500 | 85
P00000MJ4 | Eaton (formerly Cooper Lighting) | Metalux | 8TSNLED-LD1-116-[Voltages include 120 thru 277V]-[Options include EL7W and PI/CPI]-L835-CD2-[All Packaging] | Outdoor Luminaires | High Output | Fuel Pump Canopy Luminaires | Standard | FALSE | [9 empty] | 41806 |  |  | NotYetVerified |  | 3 | 12282 | 110.3 | 111.4 | 8 | 0.99 | 3500 | 85
P00000MJP | Eaton (formerly Cooper Lighting) | Metalux | 8TSNLED-LD1-115-[Voltages include 120 thru 277V]-LC-[Options include EL7W and PI/CPI]-L835-CD2-[All Packaging] | Outdoor Luminaires | High Output | Fuel Pump Canopy Luminaires | Standard | FALSE | [9 empty] | 41806 |  |  | NotYetVerified |  | 3 | 11628 | 104.4 | 111.4 | 8 | 0.99 | 3500 | 85
P00000MKA | Eaton (formerly Cooper Lighting) | Metalux | 8TSNLED-LD1-109-[Voltages include 120 thru 277V]-LN-[Options include EL7W and PI/CPI]-L835-CD2-[All Packaging] | Outdoor Luminaires | High Output | Fuel Pump Canopy Luminaires | Standard | FALSE | [9 empty] | 41806 |  |  | NotYetVerified |  | 3 | 11472 | 103 | 111.4 | 8 | 0.99 | 3500 | 85
P00000MKV | Eaton (formerly Cooper Lighting) | Metalux | 8TSNLED-LD1-110-[Voltages include 120 thru 277V]-RW-[Options include EL7W and PI/CPI]-L835-CD2-[All Packaging] | Outdoor Luminaires | High Output | Fuel Pump Canopy Luminaires | Standard | FALSE | [9 empty] | 41806 |  |  | NotYetVerified |  | 3 | 10972 | 98.5 | 111.4 | 8 | 0.99 | 3500 | 85
P00000MJ1 | Eaton (formerly Cooper Lighting) | Metalux | 8TSNLED-LD1-96-[Voltages include 120 thru 277V]-[Options include EL7W and PI/CPI]-L835-CD2-[All Packaging] | Outdoor Luminaires | High Output | Fuel Pump Canopy Luminaires | Standard | FALSE | [9 empty] | 41806 |  |  | NotYetVerified |  | 3 | 10074 | 102.8 | 98 | 8 | 0.99 | 3500 | 85
P00000MJM | Eaton (formerly Cooper Lighting) | Metalux | 8TSNLED-LD1-94-[Voltages include 120 thru 277V]-LC-[Options include EL7W and PI/CPI]-L835-CD2-[All Packaging] | Outdoor Luminaires | High Output | Fuel Pump Canopy Luminaires | Standard | FALSE | [9 empty] | 41806 |  |  | NotYetVerified |  | 3 | 10026 | 102.3 | 98 | 8 | 0.99 | 3500 | 85
P00000MIP | Eaton (formerly Cooper Lighting) | Metalux | SNLED-LD1-32-[Voltages include 120 thru 277V]-[Options include EL7W and PI/CPI]-L835-CD1-[All Packaging] | Outdoor Luminaires | Low Output | Fuel Pump Canopy Luminaires | Standard | FALSE | [9 empty] | 41806 |  |  | NotYetVerified |  | 3 | 3171 | 111.3 | 28.5 | 6 | 1 | 3500 | 85
P00000MJA | Eaton (formerly Cooper Lighting) | Metalux | SNLED-LD1-31-[Voltages include 120 thru 277V]-LC-[Options include EL7W and PI/CPI]-L835-CD1-[All Packaging] | Outdoor Luminaires | Low Output | Fuel Pump Canopy Luminaires | Standard | FALSE | [9 empty] | 41806 |  |  | NotYetVerified |  | 3 | 3166 | 111.1 | 28.5 | 6 | 1 | 3500 | 85
P00000MJV | Eaton (formerly Cooper Lighting) | Metalux | SNLED-LD1-30-[Voltages include 120 thru 277V]-LN-[Options include EL7W and PI/CPI]-L835-CD1-[All Packaging] | Outdoor Luminaires | Low Output | Fuel Pump Canopy Luminaires | Standard | FALSE | [9 empty] | 41806 |  |  | NotYetVerified |  | 3 | 3034 | 106.4 | 28.5 | 6 | 1 | 3500 | 85
P00000MKG | Eaton (formerly Cooper Lighting) | Metalux | SNLED-LD1-28-[Voltages include 120 thru 277V]-RW-[Options include EL7W and PI/CPI]-L835-CD1-[All Packaging] | Outdoor Luminaires | Low Output | Fuel Pump Canopy Luminaires | Standard | FALSE | [9 empty] | 41806 |  |  | NotYetVerified |  | 3 | 2844 | 99.8 | 28.5 | 6 | 1 | 3500 | 85
P0000133B | Paraflex Industries | FlexLED | CV303L.42W.40K | Outdoor Luminaires | Low Output | Fuel Pump Canopy Luminaires | Standard | TRUE | 3877 | 85.73 | 45.34 | 22.28 | 0.87 | 4192 | 86.4 | 5 |  | 41802 |  |  | NotYetVerified |  | 3 | 3609 | 93 | 42 |  | 0.98 | 4000 | 85
P00001JOP | LuxEvo Inc. | LuxEvo | LE-HB-094 | Outdoor Luminaires | Mid Output | Fuel Pump Canopy Luminaires | Standard | TRUE | 7849 | 84.1 | 93.3 | 19.6 | 0.89 | 4213 | 68 | 5 | 80000 | 41800 |  |  | NotYetVerified |  | 3 | 9600 | 96 | 100 |  | 0.95 | 4000 | 75
P00001JOO | LuxEvo Inc. | LuxEvo | LE-LB-050 | Outdoor Luminaires | Low Output | Fuel Pump Canopy Luminaires | Standard | TRUE | 4101 | 81.2 | 50.5 | 12.9 | 0.95 | 4230 | 68 | 5 | 80000 | 41800 |  |  | NotYetVerified |  | 3 | 6758 | 135 | 50 |  | 0.9 | 4000 | 75
P000012WX | OSRAM | Osram Sylvania | LS2-L-40-740-D5-UNV-XX | Outdoor Luminaires | Low Output | Fuel Pump Canopy Luminaires | Standard | TRUE | 3690.95 | 88 | 41.96 | 9 | 0.95 | 4026 | 81 | 5 | 50000 | 41793 |  |  | NotYetVerified |  | 3 | 3690 | 88 | 42 | 9 | 0.95 | 4000 | 81
P000012X9 | OSRAM | Osram Sylvania | LS2-L-55-740-D5-UNV-XX | Outdoor Luminaires | Low Output | Fuel Pump Canopy Luminaires | Standard | TRUE | 4742.28 | 86 | 55.17 | 12 | 0.87 | 4163 | 80 | 5 | 50000 | 41793 |  |  | NotYetVerified |  | 3 | 4742 | 86 | 55 | 12 | 0.87 | 4000 | 80
P000012WL | OSRAM | Osram Sylvania | LS2-L-25-740-D5-UNV-XX | Outdoor Luminaires | Low Output | Fuel Pump Canopy Luminaires | Standard | TRUE | 1942.17 | 86 | 22.7 | 10 | 0.92 | 4201 | 78 | 5 | 50000 | 41793 |  |  | NotYetVerified |  | 3 | 1942 | 86 | 22.7 | 10 | 0.92 | 4000 | 78
P000012XL | OSRAM | Osram Sylvania | LS2-L-72-740-D5-UNV-XX | Outdoor Luminaires | Mid Output | Fuel Pump Canopy Luminaires | Standard | TRUE | 6628.53 | 90 | 73.95 | 9 | 0.93 | 4262 | 78 | 5 | 50000 | 41793 |  |  | NotYetVerified |  | 3 | 6628 | 90 | 74 | 9 | 0.93 | 4000 | 78
P000000A5 | AC Electronics | AC Electronics LED Power Designs Division | CBNZ36/350/50X2 | Outdoor Retrofit Kit | Low Output | Retrofit Kits for Fuel Pump Canopy Luminaires | Standard | TRUE | 2329 | 92.79 | 25.1 | 6.53 | 0.967 | 4660 | 75 | 5 | 50000 | 41793 |  |  | NotYetVerified |  | 3 | 2329 | 92.9 | 28 | 2.2 | 0.967 | 4660 | 75
P000012X8 | OSRAM | Osram Sylvania | LS2-L-40-750-D5-347-DX-IWC-XX | Outdoor Luminaires | Low Output | Fuel Pump Canopy Luminaires | Standard | FALSE | [9 empty] | 41793 |  |  | NotYetVerified |  | 3 | 4296 | 95 | 45 | 16 | 0.98 | 5000 | 81
P000012X4 | OSRAM | Osram Sylvania | LS2-L-40-750-D5-347-DX-OSP-XX | Outdoor Luminaires | Low Output | Fuel Pump Canopy Luminaires | Standard | FALSE | [9 empty] | 41793 |  |  | NotYetVerified |  | 3 | 4296 | 95 | 45 | 16 | 0.98 | 5000 | 81
P000012X0 | OSRAM | Osram Sylvania | LS2-L-40-750-D5-347-XX | Outdoor Luminaires | Low Output | Fuel Pump Canopy Luminaires | Standard | FALSE | [9 empty] | 41793 |  |  | NotYetVerified |  | 3 | 4296 | 95 | 45 | 16 | 0.98 | 5000 | 81
P000012X6 | OSRAM | Osram Sylvania | LS2-L-40-750-D5-UNV-DX-IWC-XX | Outdoor Luminaires | Low Output | Fuel Pump Canopy Luminaires | Standard | FALSE | [9 empty] | 41793 |  |  | NotYetVerified |  | 3 | 3690 | 88 | 42 | 9 | 0.95 | 5000 | 81
P000012X2 | OSRAM | Osram Sylvania | LS2-L-40-750-D5-UNV-DX-OSP-XX | Outdoor Luminaires | Low Output | Fuel Pump Canopy Luminaires | Standard | FALSE | [9 empty] | 41793 |  |  | NotYetVerified |  | 3 | 3690 | 88 | 42 | 9 | 0.95 | 5000 | 81
P000012WY | OSRAM | Osram Sylvania | LS2-L-40-750-D5-UNV-XX | Outdoor Luminaires | Low Output | Fuel Pump Canopy Luminaires | Standard | FALSE | [9 empty] | 41793 |  |  | NotYetVerified |  | 3 | 3690 | 88 | 42 | 9 | 0.95 | 5000 | 81
P000012WW | OSRAM | Osram Sylvania | LS2-L-25-750-D5-347-DX-IWC-XX | Outdoor Luminaires | Low Output | Fuel Pump Canopy Luminaires | Standard | FALSE | [9 empty] | 41793 |  |  | NotYetVerified |  | 3 | 2635 | 100 | 27 | 24 | 0.96 | 5000 | 80
P000012WS | OSRAM | Osram Sylvania | LS2-L-25-750-D5-347-DX-OSP-XX | Outdoor Luminaires | Low Output | Fuel Pump Canopy Luminaires | Standard | FALSE | [9 empty] | 41793 |  |  | NotYetVerified |  | 3 | 2635 | 100 | 27 | 24 | 0.96 | 5000 | 80
P000012WO | OSRAM | Osram Sylvania | LS2-L-25-750-D5-347-XX | Outdoor Luminaires | Low Output | Fuel Pump Canopy Luminaires | Standard | FALSE | [9 empty] | 41793 |  |  | NotYetVerified |  | 3 | 2635 | 100 | 27 | 24 | 0.96 | 5000 | 80
P000012XK | OSRAM | Osram Sylvania | LS2-L-55-750-D5-347-DX-IWC-XX | Outdoor Luminaires | Mid Output | Fuel Pump Canopy Luminaires | Standard | FALSE | [9 empty] | 41793 |  |  | NotYetVerified |  | 3 | 6241 | 102 | 61 | 17 | 0.92 | 5000 | 80
P000012XG | OSRAM | Osram Sylvania | LS2-L-55-750-D5-347-DX-OSP-XX | Outdoor Luminaires | Mid Output | Fuel Pump Canopy Luminaires | Standard | FALSE | [9 empty] | 41793 |  |  | NotYetVerified |  | 3 | 6241 | 102 | 61 | 17 | 0.92 | 5000 | 80
P000012XC | OSRAM | Osram Sylvania | LS2-L-55-750-D5-347-XX | Outdoor Luminaires | Mid Output | Fuel Pump Canopy Luminaires | Standard | FALSE | [9 empty] | 41793 |  |  | NotYetVerified |  | 3 | 6241 | 102 | 61 | 17 | 0.92 | 5000 | 80
P000012XW | OSRAM | Osram Sylvania | LS2-L-72-750-D5-347-DX-IWC-XX | Outdoor Luminaires | Mid Output | Fuel Pump Canopy Luminaires | Standard | FALSE | [9 empty] | 41793 |  |  | NotYetVerified |  | 3 | 7206 | 93 | 77 | 14 | 0.95 | 5000 | 80
P000012XS | OSRAM | Osram Sylvania | LS2-L-72-750-D5-347-DX-OSP-XX | Outdoor Luminaires | Mid Output | Fuel Pump Canopy Luminaires | Standard | FALSE | [9 empty] | 41793 |  |  | NotYetVerified |  | 3 | 7206 | 93 | 77 | 14 | 0.95 | 5000 | 80
P000012XO | OSRAM | Osram Sylvania | LS2-L-72-750-D5-347-XX | Outdoor Luminaires | Mid Output | Fuel Pump Canopy Luminaires | Standard | FALSE | [9 empty] | 41793 |  |  | NotYetVerified |  | 3 | 7206 | 93 | 77 | 14 | 0.95 | 5000 | 80
P000012XI | OSRAM | Osram Sylvania | LS2-L-55-750-D5-UNV-DX-IWC-XX | Outdoor Luminaires | Low Output | Fuel Pump Canopy Luminaires | Standard | FALSE | [9 empty] | 41793 |  |  | NotYetVerified |  | 3 | 4742 | 86 | 55.17 | 12 | 0.87 | 5000 | 80
P000012XE | OSRAM | Osram Sylvania | LS2-L-55-750-D5-UNV-DX-OSP-XX | Outdoor Luminaires | Low Output | Fuel Pump Canopy Luminaires | Standard | FALSE | [9 empty] | 41793 |  |  | NotYetVerified |  | 3 | 4742 | 86 | 55.17 | 12 | 0.87 | 5000 | 80
P000012XA | OSRAM | Osram Sylvania | LS2-L-55-750-D5-UNV-XX | Outdoor Luminaires | Low Output | Fuel Pump Canopy Luminaires | Standard | FALSE | [9 empty] | 41793 |  |  | NotYetVerified |  | 3 | 4742 | 86 | 55.17 | 12 | 0.87 | 5000 | 80
P000012WU | OSRAM | Osram Sylvania | LS2-L-25-750-D5-UNV-DX-IWC-XX | Outdoor Luminaires | Low Output | Fuel Pump Canopy Luminaires | Standard | FALSE | [9 empty] | 41793 |  |  | NotYetVerified |  | 3 | 1942 | 86 | 22.7 | 10 | 0.92 | 5000 | 80
P000012WQ | OSRAM | Osram Sylvania | LS2-L-25-750-D5-UNV-DX-OSP-XX | Outdoor Luminaires | Low Output | Fuel Pump Canopy Luminaires | Standard | FALSE | [9 empty] | 41793 |  |  | NotYetVerified |  | 3 | 1942 | 86 | 22.7 | 10 | 0.92 | 5000 | 80
P000012WM | OSRAM | Osram Sylvania | LS2-L-25-750-D5-UNV-XX | Outdoor Luminaires | Low Output | Fuel Pump Canopy Luminaires | Standard | FALSE | [9 empty] | 41793 |  |  | NotYetVerified |  | 3 | 1942 | 86 | 22.7 | 10 | 0.92 | 5000 | 80
P000012XU | OSRAM | Osram Sylvania | LS2-L-72-750-D5-UNV-DX-IWC-XX | Outdoor Luminaires | Mid Output | Fuel Pump Canopy Luminaires | Standard | FALSE | [9 empty] | 41793 |  |  | NotYetVerified |  | 3 | 6629 | 90 | 73.95 | 9 | 0.93 | 5000 | 80
P000012XQ | OSRAM | Osram Sylvania | LS2-L-72-750-D5-UNV-DX-OSP-XX | Outdoor Luminaires | Mid Output | Fuel Pump Canopy Luminaires | Standard | FALSE | [9 empty] | 41793 |  |  | NotYetVerified |  | 3 | 6629 | 90 | 73.95 | 9 | 0.93 | 5000 | 80
P000012XM | OSRAM | Osram Sylvania | LS2-L-72-750-D5-UNV-XX | Outdoor Luminaires | Mid Output | Fuel Pump Canopy Luminaires | Standard | FALSE | [9 empty] | 41793 |  |  | NotYetVerified |  | 3 | 6629 | 90 | 73.95 | 9 | 0.93 | 5000 | 80
P000012X7 | OSRAM | Osram Sylvania | LS2-L-40-740-D5-347-DX-IWC-XX | Outdoor Luminaires | Low Output | Fuel Pump Canopy Luminaires | Standard | FALSE | [9 empty] | 41793 |  |  | NotYetVerified |  | 3 | 4296 | 95 | 45 | 16 | 0.98 | 4000 | 81
P000012X3 | OSRAM | Osram Sylvania | LS2-L-40-740-D5-347-DX-OSP-XX | Outdoor Luminaires | Low Output | Fuel Pump Canopy Luminaires | Standard | FALSE | [9 empty] | 41793 |  |  | NotYetVerified |  | 3 | 4296 | 95 | 45 | 16 | 0.98 | 4000 | 81
P000012WZ | OSRAM | Osram Sylvania | LS2-L-40-740-D5-347-XX | Outdoor Luminaires | Low Output | Fuel Pump Canopy Luminaires | Standard | FALSE | [9 empty] | 41793 |  |  | NotYetVerified |  | 3 | 4296 | 95 | 45 | 16 | 0.98 | 4000 | 81
P000012X5 | OSRAM | Osram Sylvania | LS2-L-40-740-D5-UNV-DX-IWC-XX | Outdoor Luminaires | Low Output | Fuel Pump Canopy Luminaires | Standard | FALSE | [9 empty] | 41793 |  |  | NotYetVerified |  | 3 | 3690 | 88 | 42 | 9 | 0.95 | 4000 | 81
P000012X1 | OSRAM | Osram Sylvania | LS2-L-40-740-D5-UNV-DX-OSP-XX | Outdoor Luminaires | Low Output | Fuel Pump Canopy Luminaires | Standard | FALSE | [9 empty] | 41793 |  |  | NotYetVerified |  | 3 | 3690 | 88 | 42 | 9 | 0.95 | 4000 | 81
P000012WV | OSRAM | Osram Sylvania | LS2-L-25-740-D5-347-DX-IWC-XX | Outdoor Luminaires | Low Output | Fuel Pump Canopy Luminaires | Standard | FALSE | [9 empty] | 41793 |  |  | NotYetVerified |  | 3 | 2635 | 100 | 27 | 24 | 0.96 | 4000 | 80
P000012WR | OSRAM | Osram Sylvania | LS2-L-25-740-D5-347-DX-OSP-XX | Outdoor Luminaires | Low Output | Fuel Pump Canopy Luminaires | Standard | FALSE | [9 empty] | 41793 |  |  | NotYetVerified |  | 3 | 2635 | 100 | 27 | 24 | 0.96 | 4000 | 80
P000012WN | OSRAM | Osram Sylvania | LS2-L-25-740-D5-347-XX | Outdoor Luminaires | Low Output | Fuel Pump Canopy Luminaires | Standard | FALSE | [9 empty] | 41793 |  |  | NotYetVerified |  | 3 | 2635 | 100 | 27 | 24 | 0.96 | 4000 | 80
P000012XJ | OSRAM | Osram Sylvania | LS2-L-55-740-D5-347-DX-IWC-XX | Outdoor Luminaires | Mid Output | Fuel Pump Canopy Luminaires | Standard | FALSE | [9 empty] | 41793 |  |  | NotYetVerified |  | 3 | 6241 | 102 | 61 | 17 | 0.92 | 4000 | 80
P000012XF | OSRAM | Osram Sylvania | LS2-L-55-740-D5-347-DX-OSP-XX | Outdoor Luminaires | Mid Output | Fuel Pump Canopy Luminaires | Standard | FALSE | [9 empty] | 41793 |  |  | NotYetVerified |  | 3 | 6241 | 102 | 61 | 17 | 0.92 | 4000 | 80
P000012XB | OSRAM | Osram Sylvania | LS2-L-55-740-D5-347-XX | Outdoor Luminaires | Mid Output | Fuel Pump Canopy Luminaires | Standard | FALSE | [9 empty] | 41793 |  |  | NotYetVerified |  | 3 | 6241 | 102 | 61 | 17 | 0.92 | 4000 | 80
P000012XV | OSRAM | Osram Sylvania | LS2-L-72-740-D5-347-DX-IWC-XX | Outdoor Luminaires | Mid Output | Fuel Pump Canopy Luminaires | Standard | FALSE | [9 empty] | 41793 |  |  | NotYetVerified |  | 3 | 7206 | 93 | 77 | 14 | 0.95 | 4000 | 80
P000012XR | OSRAM | Osram Sylvania | LS2-L-72-740-D5-347-DX-OSP-XX | Outdoor Luminaires | Mid Output | Fuel Pump Canopy Luminaires | Standard | FALSE | [9 empty] | 41793 |  |  | NotYetVerified |  | 3 | 7206 | 93 | 77 | 14 | 0.95 | 4000 | 80
P000012XN | OSRAM | Osram Sylvania | LS2-L-72-740-D5-347-XX | Outdoor Luminaires | Mid Output | Fuel Pump Canopy Luminaires | Standard | FALSE | [9 empty] | 41793 |  |  | NotYetVerified |  | 3 | 7206 | 93 | 77 | 14 | 0.95 | 4000 | 80
P000012XH | OSRAM | Osram Sylvania | LS2-L-55-740-D5-UNV-DX-IWC-XX | Outdoor Luminaires | Low Output | Fuel Pump Canopy Luminaires | Standard | FALSE | [9 empty] | 41793 |  |  | NotYetVerified |  | 3 | 4742 | 86 | 55.17 | 12 | 0.87 | 4000 | 80
P000012XD | OSRAM | Osram Sylvania | LS2-L-55-740-D5-UNV-DX-OSP-XX | Outdoor Luminaires | Low Output | Fuel Pump Canopy Luminaires | Standard | FALSE | [9 empty] | 41793 |  |  | NotYetVerified |  | 3 | 4742 | 86 | 55.17 | 12 | 0.87 | 4000 | 80
P000012WT | OSRAM | Osram Sylvania | LS2-L-25-740-D5-UNV-DX-IWC-XX | Outdoor Luminaires | Low Output | Fuel Pump Canopy Luminaires | Standard | FALSE | [9 empty] | 41793 |  |  | NotYetVerified |  | 3 | 1942 | 86 | 22.7 | 10 | 0.92 | 4000 | 80
P000012WP | OSRAM | Osram Sylvania | LS2-L-25-740-D5-UNV-DX-OSP-XX | Outdoor Luminaires | Low Output | Fuel Pump Canopy Luminaires | Standard | FALSE | [9 empty] | 41793 |  |  | NotYetVerified |  | 3 | 1942 | 86 | 22.7 | 10 | 0.92 | 4000 | 80
P000012XT | OSRAM | Osram Sylvania | LS2-L-72-740-D5-UNV-DX-IWC-XX | Outdoor Luminaires | Mid Output | Fuel Pump Canopy Luminaires | Standard | FALSE | [9 empty] | 41793 |  |  | NotYetVerified |  | 3 | 6629 | 90 | 73.95 | 9 | 0.93 | 4000 | 80
P000012XP | OSRAM | Osram Sylvania | LS2-L-72-740-D5-UNV-DX-OSP-XX | Outdoor Luminaires | Mid Output | Fuel Pump Canopy Luminaires | Standard | FALSE | [9 empty] | 41793 |  |  | NotYetVerified |  | 3 | 6629 | 90 | 73.95 | 9 | 0.93 | 4000 | 80
P00000WU7 | Infinilux Corporation | Infinilux CFSD Series | CFSDXX36-02 (4000K) | Outdoor Luminaires | Low Output | Fuel Pump Canopy Luminaires | Standard | TRUE | 3690.95 | 88 | 41.96 | 9 | 0.95 | 4026 | 81 | 5 | 50000 | 41792 |  |  | NotYetVerified |  | 3 | 3690 | 88 | 42 | 9 | 0.95 | 4000 | 81
P00000WUJ | Infinilux Corporation | Infinilux CFSD Series | CFSDXX48-02 (4000K) | Outdoor Luminaires | Low Output | Fuel Pump Canopy Luminaires | Standard | TRUE | 4742.28 | 86 | 55.17 | 12 | 0.87 | 4163 | 80 | 5 | 50000 | 41792 |  |  | NotYetVerified |  | 3 | 4742 | 86 | 55 | 12 | 0.87 | 4000 | 80
P00000WV7 | Infinilux Corporation | Infinilux CFSD Series | CFSDXX20-02 (4000K) | Outdoor Luminaires | Low Output | Fuel Pump Canopy Luminaires | Standard | TRUE | 1942.17 | 86 | 22.7 | 10 | 0.92 | 4201 | 78 | 5 | 50000 | 41792 |  |  | NotYetVerified |  | 3 | 1942 | 86 | 22.7 | 10 | 0.92 | 4000 | 78
P00000WUV | Infinilux Corporation | Infinilux CFSD Series | CFSDXX64-02 (4000K) | Outdoor Luminaires | Mid Output | Fuel Pump Canopy Luminaires | Standard | TRUE | 6628.53 | 90 | 73.95 | 9 | 0.93 | 4262 | 78 | 5 | 50000 | 41792 |  |  | NotYetVerified |  | 3 | 6628 | 90 | 74 | 9 | 0.93 | 4000 | 78
P00000WUI | Infinilux Corporation | Infinilux CFSD Series | CFSDXX36-02 (5000K) - Y-C02 | Outdoor Luminaires | Low Output | Fuel Pump Canopy Luminaires | Standard | FALSE | [9 empty] | 41792 |  |  | NotYetVerified |  | 3 | 4296 | 95 | 45 | 16 | 0.98 | 5000 | 81
P00000WUE | Infinilux Corporation | Infinilux CFSD Series | CFSDXX36-02 (5000K) - Y-C01 | Outdoor Luminaires | Low Output | Fuel Pump Canopy Luminaires | Standard | FALSE | [9 empty] | 41792 |  |  | NotYetVerified |  | 3 | 4296 | 95 | 45 | 16 | 0.98 | 5000 | 81
P00000WUA | Infinilux Corporation | Infinilux CFSD Series | CFSDXX36-02 (5000K) - Y | Outdoor Luminaires | Low Output | Fuel Pump Canopy Luminaires | Standard | FALSE | [9 empty] | 41792 |  |  | NotYetVerified |  | 3 | 4296 | 95 | 45 | 16 | 0.98 | 5000 | 81
P00000WUG | Infinilux Corporation | Infinilux CFSD Series | CFSDXX36-02 (5000K)-C02 | Outdoor Luminaires | Low Output | Fuel Pump Canopy Luminaires | Standard | FALSE | [9 empty] | 41792 |  |  | NotYetVerified |  | 3 | 3690 | 88 | 42 | 9 | 0.95 | 5000 | 81
P00000WUC | Infinilux Corporation | Infinilux CFSD Series | CFSDXX36-02 (5000K)-C01 | Outdoor Luminaires | Low Output | Fuel Pump Canopy Luminaires | Standard | FALSE | [9 empty] | 41792 |  |  | NotYetVerified |  | 3 | 3690 | 88 | 42 | 9 | 0.95 | 5000 | 81
P00000WU8 | Infinilux Corporation | Infinilux CFSD Series | CFSDXX36-02 (5000K) | Outdoor Luminaires | Low Output | Fuel Pump Canopy Luminaires | Standard | FALSE | [9 empty] | 41792 |  |  | NotYetVerified |  | 3 | 3690 | 88 | 42 | 9 | 0.95 | 5000 | 81
P00000WVI | Infinilux Corporation | Infinilux CFSD Series | CFSDXX20-02 (5000K) - Y-C02 | Outdoor Luminaires | Low Output | Fuel Pump Canopy Luminaires | Standard | FALSE | [9 empty] | 41792 |  |  | NotYetVerified |  | 3 | 2635 | 100 | 27 | 24 | 0.96 | 5000 | 80
P00000WVE | Infinilux Corporation | Infinilux CFSD Series | CFSDXX20-02 (5000K) - Y-C01 | Outdoor Luminaires | Low Output | Fuel Pump Canopy Luminaires | Standard | FALSE | [9 empty] | 41792 |  |  | NotYetVerified |  | 3 | 2635 | 100 | 27 | 24 | 0.96 | 5000 | 80
P00000WVA | Infinilux Corporation | Infinilux CFSD Series | CFSDXX20-02 (5000K) - Y | Outdoor Luminaires | Low Output | Fuel Pump Canopy Luminaires | Standard | FALSE | [9 empty] | 41792 |  |  | NotYetVerified |  | 3 | 2635 | 100 | 27 | 24 | 0.96 | 5000 | 80
P00000WUU | Infinilux Corporation | Infinilux CFSD Series | CFSDXX48-02 (5000K) - Y-C02 | Outdoor Luminaires | Mid Output | Fuel Pump Canopy Luminaires | Standard | FALSE | [9 empty] | 41792 |  |  | NotYetVerified |  | 3 | 6241 | 102 | 61 | 17 | 0.92 | 5000 | 80
P00000WUQ | Infinilux Corporation | Infinilux CFSD Series | CFSDXX48-02 (5000K) - Y-C01 | Outdoor Luminaires | Mid Output | Fuel Pump Canopy Luminaires | Standard | FALSE | [9 empty] | 41792 |  |  | NotYetVerified |  | 3 | 6241 | 102 | 61 | 17 | 0.92 | 5000 | 80
P00000WUM | Infinilux Corporation | Infinilux CFSD Series | CFSDXX48-02 (5000K) - Y | Outdoor Luminaires | Mid Output | Fuel Pump Canopy Luminaires | Standard | FALSE | [9 empty] | 41792 |  |  | NotYetVerified |  | 3 | 6241 | 102 | 61 | 17 | 0.92 | 5000 | 80
P00000WV6 | Infinilux Corporation | Infinilux CFSD Series | CFSDXX64-02 (5000K) - Y-C02 | Outdoor Luminaires | Mid Output | Fuel Pump Canopy Luminaires | Standard | FALSE | [9 empty] | 41792 |  |  | NotYetVerified |  | 3 | 7206 | 93 | 77 | 14 | 0.95 | 5000 | 80
P00000WV2 | Infinilux Corporation | Infinilux CFSD Series | CFSDXX64-02 (5000K) - Y-C01 | Outdoor Luminaires | Mid Output | Fuel Pump Canopy Luminaires | Standard | FALSE | [9 empty] | 41792 |  |  | NotYetVerified |  | 3 | 7206 | 93 | 77 | 14 | 0.95 | 5000 | 80
P00000WUY | Infinilux Corporation | Infinilux CFSD Series | CFSDXX64-02 (5000K) - Y | Outdoor Luminaires | Mid Output | Fuel Pump Canopy Luminaires | Standard | FALSE | [9 empty] | 41792 |  |  | NotYetVerified |  | 3 | 7206 | 93 | 77 | 14 | 0.95 | 5000 | 80
P00000WUS | Infinilux Corporation | Infinilux CFSD Series | CFSDXX48-02 (5000K)-C02 | Outdoor Luminaires | Low Output | Fuel Pump Canopy Luminaires | Standard | FALSE | [9 empty] | 41792 |  |  | NotYetVerified |  | 3 | 4742 | 86 | 55.17 | 12 | 0.87 | 5000 | 80
P00000WUO | Infinilux Corporation | Infinilux CFSD Series | CFSDXX48-02 (5000K)-C01 | Outdoor Luminaires | Low Output | Fuel Pump Canopy Luminaires | Standard | FALSE | [9 empty] | 41792 |  |  | NotYetVerified |  | 3 | 4742 | 86 | 55.17 | 12 | 0.87 | 5000 | 80
P00000WUK | Infinilux Corporation | Infinilux CFSD Series | CFSDXX48-02 (5000K) | Outdoor Luminaires | Low Output | Fuel Pump Canopy Luminaires | Standard | FALSE | [9 empty] | 41792 |  |  | NotYetVerified |  | 3 | 4742 | 86 | 55.17 | 12 | 0.87 | 5000 | 80
P00000WVG | Infinilux Corporation | Infinilux CFSD Series | CFSDXX20-02 (5000K)-C02 | Outdoor Luminaires | Low Output | Fuel Pump Canopy Luminaires | Standard | FALSE | [9 empty] | 41792 |  |  | NotYetVerified |  | 3 | 1942 | 86 | 22.7 | 10 | 0.92 | 5000 | 80
P00000WVC | Infinilux Corporation | Infinilux CFSD Series | CFSDXX20-02 (5000K)-C01 | Outdoor Luminaires | Low Output | Fuel Pump Canopy Luminaires | Standard | FALSE | [9 empty] | 41792 |  |  | NotYetVerified |  | 3 | 1942 | 86 | 22.7 | 10 | 0.92 | 5000 | 80
P00000WV8 | Infinilux Corporation | Infinilux CFSD Series | CFSDXX20-02 (5000K) | Outdoor Luminaires | Low Output | Fuel Pump Canopy Luminaires | Standard | FALSE | [9 empty] | 41792 |  |  | NotYetVerified |  | 3 | 1942 | 86 | 22.7 | 10 | 0.92 | 5000 | 80
P00000WV4 | Infinilux Corporation | Infinilux CFSD Series | CFSDXX64-02 (5000K)-C02 | Outdoor Luminaires | Mid Output | Fuel Pump Canopy Luminaires | Standard | FALSE | [9 empty] | 41792 |  |  | NotYetVerified |  | 3 | 6629 | 90 | 73.95 | 9 | 0.93 | 5000 | 80
P00000WV0 | Infinilux Corporation | Infinilux CFSD Series | CFSDXX64-02 (5000K)-C01 | Outdoor Luminaires | Mid Output | Fuel Pump Canopy Luminaires | Standard | FALSE | [9 empty] | 41792 |  |  | NotYetVerified |  | 3 | 6629 | 90 | 73.95 | 9 | 0.93 | 5000 | 80
P00000WUW | Infinilux Corporation | Infinilux CFSD Series | CFSDXX64-02 (5000K) | Outdoor Luminaires | Mid Output | Fuel Pump Canopy Luminaires | Standard | FALSE | [9 empty] | 41792 |  |  | NotYetVerified |  | 3 | 6629 | 90 | 73.95 | 9 | 0.93 | 5000 | 80
P00000WUH | Infinilux Corporation | Infinilux CFSD Series | CFSDXX36-02 (4000K) - Y-C02 | Outdoor Luminaires | Low Output | Fuel Pump Canopy Luminaires | Standard | FALSE | [9 empty] | 41792 |  |  | NotYetVerified |  | 3 | 4296 | 95 | 45 | 16 | 0.98 | 4000 | 81
P00000WUD | Infinilux Corporation | Infinilux CFSD Series | CFSDXX36-02 (4000K) - Y-C01 | Outdoor Luminaires | Low Output | Fuel Pump Canopy Luminaires | Standard | FALSE | [9 empty] | 41792 |  |  | NotYetVerified |  | 3 | 4296 | 95 | 45 | 16 | 0.98 | 4000 | 81
P00000WU9 | Infinilux Corporation | Infinilux CFSD Series | CFSDXX36-02 (4000K) - Y | Outdoor Luminaires | Low Output | Fuel Pump Canopy Luminaires | Standard | FALSE | [9 empty] | 41792 |  |  | NotYetVerified |  | 3 | 4296 | 95 | 45 | 16 | 0.98 | 4000 | 81
P00000WUF | Infinilux Corporation | Infinilux CFSD Series | CFSDXX36-02 (4000K)-C02 | Outdoor Luminaires | Low Output | Fuel Pump Canopy Luminaires | Standard | FALSE | [9 empty] | 41792 |  |  | NotYetVerified |  | 3 | 3690 | 88 | 42 | 9 | 0.95 | 4000 | 81
P00000WUB | Infinilux Corporation | Infinilux CFSD Series | CFSDXX36-02 (4000K)-C01 | Outdoor Luminaires | Low Output | Fuel Pump Canopy Luminaires | Standard | FALSE | [9 empty] | 41792 |  |  | NotYetVerified |  | 3 | 3690 | 88 | 42 | 9 | 0.95 | 4000 | 81
P00000WVH | Infinilux Corporation | Infinilux CFSD Series | CFSDXX20-02 (4000K) - Y-C02 | Outdoor Luminaires | Low Output | Fuel Pump Canopy Luminaires | Standard | FALSE | [9 empty] | 41792 |  |  | NotYetVerified |  | 3 | 2635 | 100 | 27 | 24 | 0.96 | 4000 | 80
P00000WVD | Infinilux Corporation | Infinilux CFSD Series | CFSDXX20-02 (4000K) - Y-C01 | Outdoor Luminaires | Low Output | Fuel Pump Canopy Luminaires | Standard | FALSE | [9 empty] | 41792 |  |  | NotYetVerified |  | 3 | 2635 | 100 | 27 | 24 | 0.96 | 4000 | 80
P00000WV9 | Infinilux Corporation | Infinilux CFSD Series | CFSDXX20-02 (4000K) - Y | Outdoor Luminaires | Low Output | Fuel Pump Canopy Luminaires | Standard | FALSE | [9 empty] | 41792 |  |  | NotYetVerified |  | 3 | 2635 | 100 | 27 | 24 | 0.96 | 4000 | 80
P00000WUT | Infinilux Corporation | Infinilux CFSD Series | CFSDXX48-02 (4000K) - Y-C02 | Outdoor Luminaires | Mid Output | Fuel Pump Canopy Luminaires | Standard | FALSE | [9 empty] | 41792 |  |  | NotYetVerified |  | 3 | 6241 | 102 | 61 | 17 | 0.92 | 4000 | 80
P00000WUP | Infinilux Corporation | Infinilux CFSD Series | CFSDXX48-02 (4000K) - Y-C01 | Outdoor Luminaires | Mid Output | Fuel Pump Canopy Luminaires | Standard | FALSE | [9 empty] | 41792 |  |  | NotYetVerified |  | 3 | 6241 | 102 | 61 | 17 | 0.92 | 4000 | 80
P00000WUL | Infinilux Corporation | Infinilux CFSD Series | CFSDXX48-02 (4000K) - Y | Outdoor Luminaires | Mid Output | Fuel Pump Canopy Luminaires | Standard | FALSE | [9 empty] | 41792 |  |  | NotYetVerified |  | 3 | 6241 | 102 | 61 | 17 | 0.92 | 4000 | 80
P00000WV5 | Infinilux Corporation | Infinilux CFSD Series | CFSDXX64-02 (4000K) - Y-C02 | Outdoor Luminaires | Mid Output | Fuel Pump Canopy Luminaires | Standard | FALSE | [9 empty] | 41792 |  |  | NotYetVerified |  | 3 | 7206 | 93 | 77 | 14 | 0.95 | 4000 | 80
P00000WV1 | Infinilux Corporation | Infinilux CFSD Series | CFSDXX64-02 (4000K) - Y-C01 | Outdoor Luminaires | Mid Output | Fuel Pump Canopy Luminaires | Standard | FALSE | [9 empty] | 41792 |  |  | NotYetVerified |  | 3 | 7206 | 93 | 77 | 14 | 0.95 | 4000 | 80
P00000WUX | Infinilux Corporation | Infinilux CFSD Series | CFSDXX64-02 (4000K) - Y | Outdoor Luminaires | Mid Output | Fuel Pump Canopy Luminaires | Standard | FALSE | [9 empty] | 41792 |  |  | NotYetVerified |  | 3 | 7206 | 93 | 77 | 14 | 0.95 | 4000 | 80
P00000WUR | Infinilux Corporation | Infinilux CFSD Series | CFSDXX48-02 (4000K)-C02 | Outdoor Luminaires | Low Output | Fuel Pump Canopy Luminaires | Standard | FALSE | [9 empty] | 41792 |  |  | NotYetVerified |  | 3 | 4742 | 86 | 55.17 | 12 | 0.87 | 4000 | 80
P00000WUN | Infinilux Corporation | Infinilux CFSD Series | CFSDXX48-02 (4000K)-C01 | Outdoor Luminaires | Low Output | Fuel Pump Canopy Luminaires | Standard | FALSE | [9 empty] | 41792 |  |  | NotYetVerified |  | 3 | 4742 | 86 | 55.17 | 12 | 0.87 | 4000 | 80
P00000WVF | Infinilux Corporation | Infinilux CFSD Series | CFSDXX20-02 (4000K)-C02 | Outdoor Luminaires | Low Output | Fuel Pump Canopy Luminaires | Standard | FALSE | [9 empty] | 41792 |  |  | NotYetVerified |  | 3 | 1942 | 86 | 22.7 | 10 | 0.92 | 4000 | 80
P00000WVB | Infinilux Corporation | Infinilux CFSD Series | CFSDXX20-02 (4000K)-C01 | Outdoor Luminaires | Low Output | Fuel Pump Canopy Luminaires | Standard | FALSE | [9 empty] | 41792 |  |  | NotYetVerified |  | 3 | 1942 | 86 | 22.7 | 10 | 0.92 | 4000 | 80
P00000WV3 | Infinilux Corporation | Infinilux CFSD Series | CFSDXX64-02 (4000K)-C02 | Outdoor Luminaires | Mid Output | Fuel Pump Canopy Luminaires | Standard | FALSE | [9 empty] | 41792 |  |  | NotYetVerified |  | 3 | 6629 | 90 | 73.95 | 9 | 0.93 | 4000 | 80
P00000WUZ | Infinilux Corporation | Infinilux CFSD Series | CFSDXX64-02 (4000K)-C01 | Outdoor Luminaires | Mid Output | Fuel Pump Canopy Luminaires | Standard | FALSE | [9 empty] | 41792 |  |  | NotYetVerified |  | 3 | 6629 | 90 | 73.95 | 9 | 0.93 | 4000 | 80
P00001KBR | ZHONGSHAN LIANG JIE LIGHTING CO. LTD | ZHONGSHAN LIANG JIE LIGHTING | LJ-CL100W | Outdoor Luminaires | Mid Output | Fuel Pump Canopy Luminaires | Standard | TRUE | 9668.89 | 90.46 | 106.89 | 12.1 | 0.95 | 5872 | 83.5 | 5 | 50000 | 41789 |  |  | NotYetVerified |  | 3 | 9668.89 | 90 | 107 | 12.1 | 0.9 | 5700 | 83
P00001KBX | UNIC IMPORT LLC | UNIC IMPORT | LJ-CL100W | Outdoor Luminaires | Mid Output | Fuel Pump Canopy Luminaires | Standard | TRUE | 9668.89 | 90.46 | 106.89 | 12.1 | 0.95 | 5872 | 83.5 | 5 | 50000 | 41789 |  |  | NotYetVerified |  | 3 | 9668.89 | 90 | 107 | 12.1 | 0.9 | 5700 | 83
P00001KBU | Ultra Energy Group LLC | Ultra Energy Group | LJ-CL100W | Outdoor Luminaires | Mid Output | Fuel Pump Canopy Luminaires | Standard | TRUE | 9668.89 | 90.46 | 106.89 | 12.1 | 0.95 | 5872 | 83.5 | 5 | 50000 | 41789 |  |  | NotYetVerified |  | 3 | 9668.89 | 90 | 107 | 12.1 | 0.9 | 5700 | 83
P00001KBS | ZHONGSHAN LIANG JIE LIGHTING CO. LTD | ZHONGSHAN LIANG JIE LIGHTING | LJ-CL150W | Outdoor Luminaires | High Output | Fuel Pump Canopy Luminaires | Standard | TRUE | 14865.97 | 91.56 | 153.25 | 14.4 | 0.91 | 5894 | 83.6 | 5 | 50000 | 41789 |  |  | NotYetVerified |  | 3 | 14865.97 | 90 | 153 | 14.4 | 0.9 | 5700 | 83
P00001KBY | UNIC IMPORT LLC | UNIC IMPORT | LJ-CL150W | Outdoor Luminaires | High Output | Fuel Pump Canopy Luminaires | Standard | TRUE | 14865.97 | 91.56 | 153.25 | 14.4 | 0.91 | 5894 | 83.6 | 5 | 50000 | 41789 |  |  | NotYetVerified |  | 3 | 14865.97 | 90 | 153 | 14.4 | 0.9 | 5700 | 83
P00001KBV | Ultra Energy Group LLC | Ultra Energy Group | LJ-CL150W | Outdoor Luminaires | High Output | Fuel Pump Canopy Luminaires | Standard | TRUE | 14865.97 | 91.56 | 153.25 | 14.4 | 0.91 | 5894 | 83.6 | 5 | 50000 | 41789 |  |  | NotYetVerified |  | 3 | 14865.97 | 90 | 153 | 14.4 | 0.9 | 5700 | 83
P00000ZSP | Leotek Electronics USA LLC | Leotek Electronics USA Corp. | LCN3-060T-MV-CW-5S-WH-450 | Outdoor Luminaires | Mid Output | Fuel Pump Canopy Luminaires | Standard | TRUE | 9321 | 111 | 84.24 | 11.9 | 0.949 | 5139 | 73.5 | 5 | 60000 | 41788 |  |  | NotYetVerified |  | 3 | 9321 | 111 | 84.24 |  | 0.946 | 5139 | 73.5
P00000ZSQ | Leotek Electronics USA LLC | Leotek Electronics USA Corp. | LCN3-060T-MV-CW-5S-WH-530 | Outdoor Luminaires | High Output | Fuel Pump Canopy Luminaires | Standard | FALSE | [9 empty] | 41788 |  |  | NotYetVerified |  | 3 | 10702 | 107.1 | 99.87 |  |  | 5000
P00001GW0 | S LITE CO. LTD. | S LITE | DL392AL(3500K) | Outdoor Luminaires | Mid Output | Fuel Pump Canopy Luminaires | Standard | TRUE | 6821.5 | 80.8 | 84.42 | 18.29 | 0.91 | 3277 | 83.2 | 5 | 50000 | 41787 |  |  | NotYetVerified |  | 3 | 6821.5 | 80.8 | 84.42 | 18.29 | 0.9099 | 3500 | 83.2
P00001GW4 | S LITE CO. LTD. | S LITE | DL392AL(5700K) | Outdoor Luminaires | Mid Output | Fuel Pump Canopy Luminaires | Standard | FALSE | [9 empty] | 41787 | Not Yet Verified | Not Yet Verified | NotYetVerified |  | 3 | 7086 | 84.05 | 84.31 | 14.34 | 0.9221 | 5700 | 72.6
P00001GW3 | S LITE CO. LTD. | S LITE | DL392AL(5000K) | Outdoor Luminaires | Mid Output | Fuel Pump Canopy Luminaires | Standard | FALSE | [9 empty] | 41787 | Not Yet Verified | Not Yet Verified | NotYetVerified |  | 3 | 6821.5 | 80.8 | 84.42 | 18.29 | 0.9099 | 5000 | 83.2
P00001GW2 | S LITE CO. LTD. | S LITE | DL392AL(4500K) | Outdoor Luminaires | Mid Output | Fuel Pump Canopy Luminaires | Standard | FALSE | [9 empty] | 41787 | Not Yet Verified | Not Yet Verified | NotYetVerified |  | 3 | 6821.5 | 80.8 | 84.42 | 18.29 | 0.9099 | 4500 | 83.2
P00001GW1 | S LITE CO. LTD. | S LITE | DL392AL(4000K) | Outdoor Luminaires | Mid Output | Fuel Pump Canopy Luminaires | Standard | FALSE | [9 empty] | 41787 | Not Yet Verified | Not Yet Verified | NotYetVerified |  | 3 | 6821.5 | 80.8 | 84.42 | 18.29 | 0.9099 | 4000 | 83.2
P000005Z6 | Cireon LLC | Cireon | OL3-072-AG-AK | Outdoor Luminaires | High Output | Fuel Pump Canopy Luminaires | Standard | TRUE | 12552 | 83 | 151.72 | 13 | 0.96 | 5600 | 75 | 10 | 50000 | 41786 |  |  | NotYetVerified |  | 3 | 13600 | 83 | 150 | 13 | 0.9 | 5700 | 70
P000005Z5 | Cireon LLC | Cireon | OL2-048-AG-AH | Outdoor Luminaires | Mid Output | Fuel Pump Canopy Luminaires | Standard | TRUE | 5042 | 98 | 51.6 | 10 | 0.93 | 5608 | 74 | 10 | 50000 | 41786 |  |  | NotYetVerified |  | 3 | 5300 | 98 | 55 | 10 | 0.9 | 5700 | 70
P000005Z8 | Cireon LLC | Cireon | OL2-048-AG-AK | Outdoor Luminaires | Mid Output | Fuel Pump Canopy Luminaires | Standard | FALSE | [9 empty] | 41786 |  |  | NotYetVerified |  | 3 | 9100 | 86.7 | 105 | 13 | 0.9 | 5700 | 70
P000005Z7 | Cireon LLC | Cireon | OL2-048-AG-AJ | Outdoor Luminaires | Mid Output | Fuel Pump Canopy Luminaires | Standard | FALSE | [9 empty] | 41786 |  |  | NotYetVerified |  | 3 | 8100 | 101 | 80 | 13 | 0.9 | 5700 | 70
P000005Z9 | Cireon LLC | Cireon | OL3-072-AG-AH | Outdoor Luminaires | Mid Output | Fuel Pump Canopy Luminaires | Standard | FALSE | [9 empty] | 41786 |  |  | NotYetVerified |  | 3 | 8000 | 100 | 80 | 13 | 0.9 | 5700 | 70
P000005ZA | Cireon LLC | Cireon | OL3-072-AG-AJ | Outdoor Luminaires | High Output | Fuel Pump Canopy Luminaires | Standard | FALSE | [9 empty] | 41786 |  |  | NotYetVerified |  | 3 | 10300 | 90.3 | 114 | 13 | 0.9 | 5700 | 70
P000012C8 | Optilumen Inc | Optilumen | CISF1215-5390V[120V ONLY] | Outdoor Luminaires | High Output | Fuel Pump Canopy Luminaires | Standard | TRUE | 14600 | 95.8 | 152.5 | 6.69 | 0.995 | 5917 | 71.9 | 5 |  | 41780 |  |  | NotYetVerified |  | 3 | 14600 | 95.8 | 153 | 6.69 | 0.995 | 5700 | 71.3
P00000XQA | Jarvis Lighting | Jarvis Corp | SCRT-320 | Outdoor Retrofit Kit | High Output | Retrofit Kits for Fuel Pump Canopy Luminaires | Premium | TRUE | 14680 | 137.25 | 106.96 | 12.85 | 0.956 | 4984 | 72.1 | 5 | 75000 | 41780 |  |  | No | LSI Industries' Scottsdale Canopy Light | 4 | 14680 | 137.3 | 106.96 | 5.18 | 0.997 | 4984 | 72.1
P000011CC | Neptun Light Inc. | Neptun Light | LED-22120-UNV-850 | Outdoor Luminaires | High Output | Fuel Pump Canopy Luminaires | Standard | TRUE | 11454.08 | 93.61 | 122.36 | 13.8 | 0.919 | 5116 | 92.8 | 10 | 75000 | 41779 |  |  | NotYetVerified |  | 3 | 11454.08 | 93.61 | 122.36 | 9.7 | 0.938 | 5116 | 92.8
P000011CB | Neptun Light Inc. | Neptun Light | LED-22060-UNV-850 | Outdoor Luminaires | Mid Output | Fuel Pump Canopy Luminaires | Standard | TRUE | 6542.08 | 109.68 | 59.647 | 13.8 | 0.919 | 5106 | 92.5 | 10 | 75000 | 41779 |  |  | NotYetVerified |  | 3 | 6542.08 | 109.68 | 59.647 | 14.6 | 0.946 | 5106 | 92.5
P000011CD | Neptun Light Inc. | Neptun Light | LED-22080-UNV-850 | Outdoor Luminaires | Mid Output | Fuel Pump Canopy Luminaires | Standard | FALSE | [9 empty] | 41779 |  |  | NotYetVerified |  | 3 | 8475.25 | 102.28 | 82.86 | 12.9 | 0.959 | 5302 | 92.6
P000011CE | Neptun Light Inc. | Neptun Light | LED-22100-UNV-850 | Outdoor Luminaires | Mid Output | Fuel Pump Canopy Luminaires | Standard | FALSE | [9 empty] | 41779 |  |  | NotYetVerified |  | 3 | 9875.81 | 98.39 | 100.37 | 13.8 | 0.919 | 5038 | 92.8
P000005X7 | Carolina Product Solutions LLC. | CPS | CPS-CL-LP-150W | Outdoor Luminaires | High Output | Fuel Pump Canopy Luminaires | Standard | TRUE | 11242 | 80.01 | 140.5 | 12.2 | 0.9392 | 5868 | 71.3 | 5 |  | 41775 |  |  | NotYetVerified |  | 3 | 12000 | 95 | 150 |  | 0.989 | 5700 | 75
P000005X6 | Carolina Product Solutions LLC. | CPS | CPS-CL-LP-100W | Outdoor Luminaires | Mid Output | Fuel Pump Canopy Luminaires | Standard | TRUE | 7463 | 84.78 | 87.79 | 19.7 | 0.911 | 5841 | 70 | 5 |  | 41775 |  |  | NotYetVerified |  | 3 |  |  | 100 |  | 0.9 | 5700 | 70
P0000052L | ATG Electronics Corp. | ATG Electronics | CPPG40HU401000 | Outdoor Luminaires | Low Output | Fuel Pump Canopy Luminaires | Standard | TRUE | 3303 | 88.45 | 37.34 | 15.8 | 0.922 | 4110 | 84 | 5 | 68000 | 41775 |  |  | NotYetVerified |  | 3 | 3600 | 90 | 40 |  | 0.9 | 4000 | 85
P0000052P | ATG Electronics Corp. | ATG Electronics | CPPG90HU401000 | Outdoor Luminaires | Mid Output | Fuel Pump Canopy Luminaires | Standard | TRUE | 7214 | 85.27 | 84.6 | 20 | 0.897 | 4120 | 85 | 5 | 60000 | 41775 |  |  | NotYetVerified |  | 3 | 7500 | 85 | 90 |  | 0.9 | 4000 | 85
P0000052N | ATG Electronics Corp. | ATG Electronics | CPPG60HU401000 | Outdoor Luminaires | Low Output | Fuel Pump Canopy Luminaires | Standard | TRUE | 4956 | 88.28 | 56.14 | 15 | 0.885 | 4141 | 85 | 5 | 68000 | 41775 |  |  | NotYetVerified |  | 3 | 5000 | 90 | 60 |  | 0.9 | 4000 | 85
P0000052Q | ATG Electronics Corp. | ATG Electronics | CPPG90HU501000 | Outdoor Luminaires | Mid Output | Fuel Pump Canopy Luminaires | Standard | FALSE | [9 empty] | 41775 | Dimmable | Continuous Below 10 | NotYetVerified |  | 3 | 7500 | 85 | 90 |  | 0.9 | 5000 | 85
P0000052O | ATG Electronics Corp. | ATG Electronics | CPPG60HU501000 | Outdoor Luminaires | Mid Output | Fuel Pump Canopy Luminaires | Standard | FALSE | [9 empty] | 41775 | Dimmable | Continuous Below 10 | NotYetVerified |  | 3 | 5000 | 90 | 60 |  | 0.9 | 5000 | 85
P0000052M | ATG Electronics Corp. | ATG Electronics | CPPG40HU501000 | Outdoor Luminaires | Low Output | Fuel Pump Canopy Luminaires | Standard | FALSE | [9 empty] | 41775 | Dimmable | Continuous Below 10 | NotYetVerified |  | 3 | 3600 | 90 | 40 |  | 0.9 | 5000 | 85
P00000QW7 | Electro-Matic Visual Inc. | EMP-KS | LE3T1M060GB2G01X | Outdoor Luminaires | Mid Output | Fuel Pump Canopy Luminaires | Standard | TRUE | 5724 | 93.13 | 61.46 | 11.36 | 0.9357 | 5055 | 73 | 5 | 50000 | 41758 |  |  | NotYetVerified |  | 3 | 5330 | 85 | 60 |  |  | 5000 | 75
P00000QW8 | Electro-Matic Visual Inc. | EMP-KS | LE3T1M090GB2G01X | Outdoor Luminaires | Mid Output | Fuel Pump Canopy Luminaires | Standard | TRUE | 8262 | 90.21 | 91.59 | 18.08 | 0.932 | 5110 | 74 | 5 | 50000 | 41758 |  |  | NotYetVerified |  | 3 | 7995 | 85 | 90 |  | 0.96 |  | 75
P00000X3U | International Light Technologies | CanopyLight Plus | ILTCPY-W50H-GD7 | Outdoor Luminaires | Mid Output | Fuel Pump Canopy Luminaires | Standard | FALSE | [9 empty] | 41758 |  |  | NotYetVerified |  | 3 | 8000 | 88.5 | 90 | 13.4 | 0.97 | 5000 | 70
P00000X3T | International Light Technologies | CanopyLight Plus | ILTCPY-W50H-GD6 | Outdoor Luminaires | Mid Output | Fuel Pump Canopy Luminaires | Standard | FALSE | [9 empty] | 41758 |  |  | NotYetVerified |  | 3 | 8000 | 88.5 | 90 | 13.4 | 0.97 | 5000 | 70
P00000X3S | International Light Technologies | CanopyLight Plus | ILTCPY-W50H-GD5 | Outdoor Luminaires | Mid Output | Fuel Pump Canopy Luminaires | Standard | FALSE | [9 empty] | 41758 |  |  | NotYetVerified |  | 3 | 8000 | 88.5 | 90 | 13.4 | 0.97 | 5000 | 70
P00000X3R | International Light Technologies | CanopyLight Plus | ILTCPY-W50H-GDL | Outdoor Luminaires | Mid Output | Fuel Pump Canopy Luminaires | Standard | FALSE | [9 empty] | 41758 |  |  | NotYetVerified |  | 3 | 8000 | 88.5 | 90 | 13.4 | 0.97 | 5000 | 70
P00000QWE | Electro-Matic Visual Inc. | EMP-KS | LE3T1M270GB2G01X | Outdoor Luminaires | High Output | Fuel Pump Canopy Luminaires | Standard | FALSE | [9 empty] | 41758 |  |  | NotYetVerified |  | 3 | 23985 | 85 | 270 |  | 0.96 |  | 75
P00000QWD | Electro-Matic Visual Inc. | EMP-KS | LE3T1M240GB2G01X | Outdoor Luminaires | High Output | Fuel Pump Canopy Luminaires | Standard | FALSE | [9 empty] | 41758 |  |  | NotYetVerified |  | 3 | 21320 | 85 | 240 |  | 0.96 |  | 75
P00000QWC | Electro-Matic Visual Inc. | EMP-KS | LE3T1M210GB2G01X | Outdoor Luminaires | High Output | Fuel Pump Canopy Luminaires | Standard | FALSE | [9 empty] | 41758 |  |  | NotYetVerified |  | 3 | 18560 | 85 | 210 |  | 0.96 |  | 75
P00000QWB | Electro-Matic Visual Inc. | EMP-KS | LE3T1M180GB2G01X | Outdoor Luminaires | High Output | Fuel Pump Canopy Luminaires | Standard | FALSE | [9 empty] | 41758 |  |  | NotYetVerified |  | 3 | 15990 | 85 | 180 |  | 0.96 |  | 75
P00000QWA | Electro-Matic Visual Inc. | EMP-KS | LE3T1M150GB2G01X | Outdoor Luminaires | High Output | Fuel Pump Canopy Luminaires | Standard | FALSE | [9 empty] | 41758 |  |  | NotYetVerified |  | 3 | 13325 | 85 | 150 |  | 0.96 |  | 75
P00000QW9 | Electro-Matic Visual Inc. | EMP-KS | LE3T1M120GB2G01X | Outdoor Luminaires | High Output | Fuel Pump Canopy Luminaires | Standard | FALSE | [9 empty] | 41758 |  |  | NotYetVerified |  | 3 | 10660 | 85 | 120 |  | 0.96 |  | 75
P00001JQM | Revolight | REVOLIGHT | RC-R251[120V ONLY] | Outdoor Luminaires | High Output | Fuel Pump Canopy Luminaires | Standard | TRUE | 13627 | 118.8 | 121.9 | 4.68 | 0.996 | 4905 | 65.2 | 7 |  | 41754 |  |  | NotYetVerified |  | 3 | 13790 | 114 | 121 | 4.68 | 0.996 | 4900 | 65.2
P00001JQL | Revolight | REVOLIGHT | RC R150[120V ONLY] | Outdoor Luminaires | Mid Output | Fuel Pump Canopy Luminaires | Standard | TRUE | 9525 | 117 | 81.12 | 6.43 | 0.988 | 4970 | 65.1 | 7 |  | 41754 |  |  | NotYetVerified |  | 3 | 9525 | 117 | 82 | 6.17 | 0.988 | 4970 | 65.1
P000012C7 | Optilumen Inc | Optilumen | CISF1008-5390 | Outdoor Luminaires | Mid Output | Fuel Pump Canopy Luminaires | Standard | TRUE | 8324 | 90.3 | 92.23 | 21.5 | 0.94 | 5583 | 73.6 | 5 |  | 41752 |  |  | NotYetVerified |  | 3 | 7689 | 97 | 80 | 11.9 | 0.973 | 5632 | 72.3
P00000UN8 | Howard Lighting | Howard | LSC35NMVXXXI | Outdoor Luminaires | Low Output | Fuel Pump Canopy Luminaires | Standard | TRUE | 3112 | 79.09 | 39.35 | 9.5 | 0.968 | 4993 | 67 | 5 | 50000 | 41751 |  |  | NotYetVerified |  | 3 | 3100 | 70.09 | 42 |  | 0.95 | 5000 | 70
P00000UN9 | Howard Lighting | Howard | LMC75NMVXXXI | Outdoor Luminaires | Mid Output | Fuel Pump Canopy Luminaires | Standard | TRUE | 7274 | 87.92 | 82.74 | 19.48 | 0.875 | 5070 | 67 | 5 | 50000 | 41751 |  |  | NotYetVerified |  | 3 | 7300 | 87.92 | 85 |  | 0.95 | 5000 | 70
P000012VZ | OSRAM | Osram Propoint Industrial Linear LED Luminaire | IL-L-100-745-LB-MV-48-XX (NAED 74852) | Outdoor Luminaires | Mid Output | Fuel Pump Canopy Luminaires | Standard | TRUE | 8227 | 82.5 | 99.7 | 16.21 | 0.915 | 4547 | 71 | 5 | 50000 | 41746 |  |  | NotYetVerified |  | 3 | 8200 | 80 | 100 | 20 | 0.95 | 4500 | 70
P000012W1 | OSRAM | Osram Propoint Industrial Linear LED Luminaire | IL-L-50-745-LB-MV-24-XX (NAED 74851) | Outdoor Luminaires | Low Output | Fuel Pump Canopy Luminaires | Standard | TRUE | 3986 | 83.9 | 47.5 | 16.97 | 0.873 | 4483 | 71 | 5 | 50000 | 41746 |  |  | NotYetVerified |  | 3 | 4100 | 80 | 50 | 20 | 0.95 | 4500 | 70
P000005BN | Barron Lighting Group | Barron Lighting | TLED-C-64-VS-P-XX | Outdoor Luminaires | Mid Output | Fuel Pump Canopy Luminaires | Standard | TRUE | 7309.31 | 101 | 72.21 | 10 | 0.93 | 4652 | 72 | 5 | 100000 | 41740 |  |  | NotYetVerified |  | 3 | 7309 | 101 | 72
P000005BI | Barron Lighting Group | Barron Lighting | TLED-RC-64-VS-P-XX | Outdoor Luminaires | Mid Output | Fuel Pump Canopy Luminaires | Standard | TRUE | 7309.31 | 101 | 72.21 | 10 | 0.93 | 4652 | 72 | 5 | 100000 | 41740 |  |  | NotYetVerified |  | 3 | 7309 | 101 | 72
P00000WU5 | Infinilux Corporation | Infinilux | CTSPXX64-01 (5000K) | Outdoor Luminaires | Mid Output | Fuel Pump Canopy Luminaires | Standard | FALSE | [9 empty] | 41740 |  |  | NotYetVerified |  | 3 | 7309 | 101 | 72
P000005BP | Barron Lighting Group | Barron Lighting | TLED-TC-64-VS-P-XX | Outdoor Luminaires | Mid Output | Fuel Pump Canopy Luminaires | Standard | FALSE | [9 empty] | 41740 | Not Yet Verified | Not Yet Verified | NotYetVerified |  | 3 | 7309 | 101 | 72
P00001B6T | Titan LED Inc. | Titan LED | 12-28-T5-50K [120V ONLY] | Outdoor Luminaires | High Output | Fuel Pump Canopy Luminaires | Standard | TRUE | 10050 | 104.12 | 96.52 | 7.58 | 0.99 | 4923.5 | 67.5 | 5 | 100000 | 41739 |  |  | NotYetVerified |  | 3 | 10300 | 103 | 100 |  |  | 5000 | 70
P00001GME | E-Lite Semiconductor Inc. | E-LITE | EL-CP-100 | Outdoor Luminaires | Mid Output | Fuel Pump Canopy Luminaires | Standard | TRUE | 9591.5 | 98 | 97.87 | 13.66 | 0.933 | 4999 | 72.3 | 5 | 50000 | 41733 |  |  | NotYetVerified |  | 3 | 9591.5 | 98 | 100 |  |  | 5000 | 72.3
P00001GMF | E-Lite Semiconductor Inc. | E-LITE | EL-CP-150 | Outdoor Luminaires | High Output | Fuel Pump Canopy Luminaires | Standard | TRUE | 14245 | 98.63 | 144.4 | 12.9 | 0.932 | 5016 | 72.2 | 5 | 50000 | 41733 |  |  | NotYetVerified |  | 3 | 14245 | 98.63 | 150 |  |  | 5000 | 73
P00000ZQS | Leotek Electronics USA LLC | Leotek Electronics Corp. | LCN3-100T-MV-CW-5S-WH-FDC-530 | Outdoor Luminaires | High Output | Fuel Pump Canopy Luminaires | Standard | TRUE | 17786 | 107.7 | 165.1 | 14.3 | 0.941 | 5144 | 71.9 | 10 | 100000 | 41732 |  |  | NotYetVerified |  | 3 |  |  |  |  | 0.9 | 5000 | 70
P00000XQ7 | Jarvis Lighting | Jarvis Corporation | PGRT-60 | Outdoor Luminaires | Low Output | Fuel Pump Canopy Luminaires | Standard | TRUE | 4440.6 | 81.5 | 54.58 | 9.53 | 0.9 | 4835 | 67.9 | 5 | 75000 | 41732 |  |  | NotYetVerified |  | 3 | 4600 |  | 56 |  | 0.9 | 5000
P00001GBM | Elecluz Industrial Co. | deledz | GAL130(3000K) | Outdoor Luminaires | High Output | Fuel Pump Canopy Luminaires | Standard | TRUE | 11593.78 | 91 | 127.4 | 13.1 | 0.909 | 3219 | 82.6 | 5 | 50000 | 41726 |  |  | NotYetVerified |  | 3 |  |  | 130 | 15 | 0.9 | 3000 | 80
P00001GBR | Elecluz Industrial Co. | deledz | GAL130(5700K) | Outdoor Luminaires | High Output | Fuel Pump Canopy Luminaires | Standard | FALSE | [9 empty] | 41726 |  |  | NotYetVerified |  | 3 | 11700 | 90 | 130 | 15 | 0.9 | 5700 | 80
P00001GBQ | Elecluz Industrial Co. | deledz | GAL130(5000K) | Outdoor Luminaires | High Output | Fuel Pump Canopy Luminaires | Standard | FALSE | [9 empty] | 41726 |  |  | NotYetVerified |  | 3 | 11700 | 90 | 130 | 15 | 0.9 | 5000 | 80
P00001GBP | Elecluz Industrial Co. | deledz | GAL130(4500K) | Outdoor Luminaires | High Output | Fuel Pump Canopy Luminaires | Standard | FALSE | [9 empty] | 41726 |  |  | NotYetVerified |  | 3 | 11700 | 90 | 130 | 15 | 0.9 | 4500 | 80
P00001GBO | Elecluz Industrial Co. | deledz | GAL130(4000K) | Outdoor Luminaires | High Output | Fuel Pump Canopy Luminaires | Standard | FALSE | [9 empty] | 41726 |  |  | NotYetVerified |  | 3 | 11700 | 90 | 130 | 15 | 0.9 | 4000 | 80
P00001GBN | Elecluz Industrial Co. | deledz | GAL130(3500K) | Outdoor Luminaires | High Output | Fuel Pump Canopy Luminaires | Standard | FALSE | [9 empty] | 41726 |  |  | NotYetVerified |  | 3 | 11700 | 90 | 130 | 15 | 0.9 | 3500 | 80
P00001HCY | Shenzhen Fulandy LED Co. Ltd | Fulandy | FLD-CNL-60005-120W-4000K | Outdoor Luminaires | High Output | Fuel Pump Canopy Luminaires | Standard | TRUE | 10485.4 | 89.21 | 120 | 15.2 | 0.932 | 4197 | 82.5 | 5 | 50000 | 41722 |  |  | NotYetVerified |  | 3 | 10485.4 | 90 | 120 | 15.2 | 0.932 | 4000 | 83
P00001HD1 | Shenzhen Fulandy LED Co. Ltd | Fulandy | FLD-CNL-60005-120W-5700K | Outdoor Luminaires | High Output | Fuel Pump Canopy Luminaires | Standard | FALSE | [9 empty] | 41722 |  |  | NotYetVerified |  | 3 | 10485.4 | 89.21 | 120 | 15.2 | 0.932 | 5700 | 82.5
P00001HD0 | Shenzhen Fulandy LED Co. Ltd | Fulandy | FLD-CNL-60005-120W-5000K | Outdoor Luminaires | High Output | Fuel Pump Canopy Luminaires | Standard | FALSE | [9 empty] | 41722 |  |  | NotYetVerified |  | 3 | 10485.4 | 89.21 | 120 | 15.2 | 0.932 | 5000 | 82.5
P00001HCZ | Shenzhen Fulandy LED Co. Ltd | Fulandy | FLD-CNL-60005-120W-4500K | Outdoor Luminaires | High Output | Fuel Pump Canopy Luminaires | Standard | FALSE | [9 empty] | 41722 |  |  | NotYetVerified |  | 3 | 10485.4 | 89.21 | 120 | 15.2 | 0.932 | 4500 | 82.5
P00000072 | A2Z Green Lighting | A2Z Green Lighting | CL040 | Outdoor Luminaires | Low Output | Fuel Pump Canopy Luminaires | Standard | TRUE | 4741 | 109.2 | 43.41 | 15.3 | 0.974 | 5117 | 83.6 | 5 | 50000 | 41719 |  |  | NotYetVerified |  | 3 | 4823 | 111 | 43.45 | 5.54 | 0.997 | 5117 | 83.6
P00000073 | A2Z Green Lighting | A2Z Green Lighting | CL100 | Outdoor Luminaires | High Output | Fuel Pump Canopy Luminaires | Standard | TRUE | 10288 | 94.56 | 108.8 | 12.83 | 0.947 | 5222 | 83.7 | 5 | 50000 | 41719 |  |  | NotYetVerified |  | 3 | 10539 | 97.04 | 108.6 | 7.46 | 0.995 | 5222 | 83.7
P00000074 | A2Z Green Lighting | A2Z Green Lighting | CL060 | Outdoor Luminaires | Mid Output | Fuel Pump Canopy Luminaires | Standard | FALSE | [9 empty] | 41719 | Not Yet Verified | Not Yet Verified | NotYetVerified |  | 3 | 6891 | 102.9 | 67 | 4.57 | 0.998 | 5151 | 83.6
P000012VX | OSRAM | Osram Sylvania | RSC-L-72-740-C5-UNV-XX | Outdoor Luminaires | Mid Output | Fuel Pump Canopy Luminaires | Standard | TRUE | 7497.51 | 106 | 70.67 | 10 | 0.92 | 4111 | 77 | 5 | 190000 | 41718 |  |  | NotYetVerified |  | 3 | 7495 | 106 | 71 |  |  | 4000
P000012VW | OSRAM | Osram Sylvania | RSC-L-55-750-C5-UNV-XX | Outdoor Luminaires | Mid Output | Fuel Pump Canopy Luminaires | Standard | FALSE | [9 empty] | 41718 |  |  | NotYetVerified | Qualified with dimming and non-dimming driver options | 3 | 6161 | 114 | 54 |  | 0.9 | 5000 | 75
P000012VY | OSRAM | Osram Sylvania | RSC-L-72-750-C5-UNV-XX | Outdoor Luminaires | Mid Output | Fuel Pump Canopy Luminaires | Standard | FALSE | [9 empty] | 41718 |  |  | NotYetVerified |  | 3 | 8383 | 116 | 72 |  |  | 5000
P000012VV | OSRAM | Osram Sylvania | RSC-L-55-740-C5-UNV-XX | Outdoor Luminaires | Mid Output | Fuel Pump Canopy Luminaires | Standard | FALSE | [9 empty] | 41718 |  |  | NotYetVerified | Qualified with dimming and non-dimming driver options | 3 | 5381 | 100 | 54 |  | 0.9 | 4000 | 70
P00001HSK | Lighting & Supplies Inc. dba Sunshine Lighting Co. | Sunlite | 88120 | Outdoor Luminaires | Low Output | Fuel Pump Canopy Luminaires | Standard | TRUE | 3112 | 79.09 | 39.35 | 9.5 | 0.968 | 4993 | 67 | 5 | 50000 | 41717 |  |  | NotYetVerified |  | 3 | 3100 | 70.09 | 42 |  | 0.95 | 5000 | 70
P00001HSL | Lighting & Supplies Inc. dba Sunshine Lighting Co. | Sunlite | 88125 | Outdoor Luminaires | Mid Output | Fuel Pump Canopy Luminaires | Standard | TRUE | 7274 | 87.92 | 82.74 | 19.48 | 0.875 | 5070 | 67 | 5 | 50000 | 41717 |  |  | NotYetVerified |  | 3 | 7300 | 87.92 | 85 |  | 0.95 | 5000 | 70
P00000VXR | Hubbell Lighting | Columbia Lighting | LXEM4-30XL-RFA-E | Outdoor Luminaires | Mid Output | Fuel Pump Canopy Luminaires | Standard | TRUE | 9215 | 87.8 | 104.9 | 17.1 | 0.955 | 3105 | 83.52 | 5 | 50000 | 41711 |  |  | NotYetVerified |  | 3 | 8707 | 83 | 105.1 | 17.1 | 0.95 | 3083 | 83.5
P00000VXQ | Hubbell Lighting | Columbia Lighting | LXEM4-30LW-RFA-E | Outdoor Luminaires | Low Output | Fuel Pump Canopy Luminaires | Standard | TRUE | 3030 | 100.7 | 30.1 | 17.6 | 0.95 | 3074 | 84 | 5 | 50000 | 41711 |  |  | NotYetVerified |  | 3 | 3725 | 90.9 | 41 | 17.6 | 0.95 | 3000 | 84
P00000VZ1 | Hubbell Lighting | Columbia Lighting | LXEM4-50VL-DFA-E | Outdoor Luminaires | Mid Output | Fuel Pump Canopy Luminaires | Standard | FALSE | [9 empty] | 41711 |  |  | NotYetVerified |  | 3 | 8163 | 99.1 | 82.3713 | 17.6 | 0.95 | 5000 | 84
P00000VZ2 | Hubbell Lighting | Columbia Lighting | LXEM4-50VL-RFP-E | Outdoor Luminaires | Mid Output | Fuel Pump Canopy Luminaires | Standard | FALSE | [9 empty] | 41711 |  |  | NotYetVerified |  | 3 | 7723 | 93.3 | 82.776 | 17.6 | 0.95 | 5000 | 84
P00000VZ0 | Hubbell Lighting | Columbia Lighting | LXEM4-50VL-RFA-E | Outdoor Luminaires | Mid Output | Fuel Pump Canopy Luminaires | Standard | FALSE | [9 empty] | 41711 |  |  | NotYetVerified |  | 3 | 7723 | 93.3 | 82.776 | 17.6 | 0.95 | 5000 | 84
P00000VYP | Hubbell Lighting | Columbia Lighting | LXEM4-50HL-DFA-E | Outdoor Luminaires | Mid Output | Fuel Pump Canopy Luminaires | Standard | FALSE | [9 empty] | 41711 |  |  | NotYetVerified |  | 3 | 6278 | 102.4 | 61.3 | 17.6 | 0.95 | 5000 | 84
P00000VYQ | Hubbell Lighting | Columbia Lighting | LXEM4-50HL-RFP-E | Outdoor Luminaires | Mid Output | Fuel Pump Canopy Luminaires | Standard | FALSE | [9 empty] | 41711 |  |  | NotYetVerified |  | 3 | 5951 | 96.9 | 61.4 | 17.6 | 0.95 | 5000 | 84
P00000VYO | Hubbell Lighting | Columbia Lighting | LXEM4-50HL-RFA-E | Outdoor Luminaires | Mid Output | Fuel Pump Canopy Luminaires | Standard | FALSE | [9 empty] | 41711 |  |  | NotYetVerified |  | 3 | 5951 | 96.9 | 61.4 | 17.6 | 0.95 | 5000 | 84
P00000VYD | Hubbell Lighting | Columbia Lighting | LXEM4-50ML-DFA-E | Outdoor Luminaires | Mid Output | Fuel Pump Canopy Luminaires | Standard | FALSE | [9 empty] | 41711 |  |  | NotYetVerified |  | 3 | 5144 | 98 | 52.5127 | 17.6 | 0.95 | 5000 | 84
P00000VYE | Hubbell Lighting | Columbia Lighting | LXEM4-50ML-RFP-E | Outdoor Luminaires | Low Output | Fuel Pump Canopy Luminaires | Standard | FALSE | [9 empty] | 41711 |  |  | NotYetVerified |  | 3 | 4849 | 92.4 | 52.4946 | 17.6 | 0.95 | 5000 | 84
P00000VYC | Hubbell Lighting | Columbia Lighting | LXEM4-50ML-RFA-E | Outdoor Luminaires | Low Output | Fuel Pump Canopy Luminaires | Standard | FALSE | [9 empty] | 41711 |  |  | NotYetVerified |  | 3 | 4849 | 92.4 | 52.4946 | 17.6 | 0.95 | 5000 | 84
P00000VY1 | Hubbell Lighting | Columbia Lighting | LXEM4-50LW-DFA-E | Outdoor Luminaires | Low Output | Fuel Pump Canopy Luminaires | Standard | FALSE | [9 empty] | 41711 |  |  | NotYetVerified |  | 3 | 4239 | 101.9 | 41.6 | 17.6 | 0.95 | 5000 | 84
P00000VY2 | Hubbell Lighting | Columbia Lighting | LXEM4-50LW-RFP-E | Outdoor Luminaires | Low Output | Fuel Pump Canopy Luminaires | Standard | FALSE | [9 empty] | 41711 |  |  | NotYetVerified |  | 3 | 4015 | 96.5 | 41.6 | 17.6 | 0.95 | 5000 | 84
P00000VY0 | Hubbell Lighting | Columbia Lighting | LXEM4-50LW-RFA-E | Outdoor Luminaires | Low Output | Fuel Pump Canopy Luminaires | Standard | FALSE | [9 empty] | 41711 |  |  | NotYetVerified |  | 3 | 4015 | 96.5 | 41.6 | 17.6 | 0.95 | 5000 | 84
P00000VZC | Hubbell Lighting | Columbia Lighting | LXEM4-50XL-DFA-E | Outdoor Luminaires | Mid Output | Fuel Pump Canopy Luminaires | Standard | FALSE | [9 empty] | 41711 |  |  | NotYetVerified |  | 3 | 9836 | 93.6 | 105.1 | 17.1 | 0.95 | 5000 | 83.5
P00000VZS | Hubbell Lighting | Columbia Lighting | LXEM8-50ML-RFA-E | Outdoor Luminaires | Mid Output | Fuel Pump Canopy Luminaires | Standard | FALSE | [9 empty] | 41711 |  |  | NotYetVerified |  | 3 | 9698 | 92.4 | 104.9893 | 17.1 | 0.95 | 5000 | 83.5
P00000VZD | Hubbell Lighting | Columbia Lighting | LXEM4-50XL-RFP-E | Outdoor Luminaires | Mid Output | Fuel Pump Canopy Luminaires | Standard | FALSE | [9 empty] | 41711 |  |  | NotYetVerified |  | 3 | 9296 | 88.4 | 105.1 | 17.1 | 0.95 | 5000 | 83.5
P00000VZB | Hubbell Lighting | Columbia Lighting | LXEM4-50XL-RFA-E | Outdoor Luminaires | Mid Output | Fuel Pump Canopy Luminaires | Standard | FALSE | [9 empty] | 41711 |  |  | NotYetVerified |  | 3 | 9296 | 88.4 | 105.1 | 17.1 | 0.95 | 5000 | 83.5
P00000VZL | Hubbell Lighting | Columbia Lighting | LXEM8-50LW-DFA-E | Outdoor Luminaires | Mid Output | Fuel Pump Canopy Luminaires | Standard | FALSE | [9 empty] | 41711 |  |  | NotYetVerified |  | 3 | 8478 | 101.9 | 83.2 | 17.1 | 0.95 | 5000 | 83.5
P00000VZK | Hubbell Lighting | Columbia Lighting | LXEM8-50LW-RFA-E | Outdoor Luminaires | Mid Output | Fuel Pump Canopy Luminaires | Standard | FALSE | [9 empty] | 41711 |  |  | NotYetVerified |  | 3 | 8030 | 96.5 | 83.2 | 17.1 | 0.95 | 5000 | 83.5
P00000W0H | Hubbell Lighting | Columbia Lighting | LXEM8-50XL-DFA-E | Outdoor Luminaires | High Output | Fuel Pump Canopy Luminaires | Standard | FALSE | [9 empty] | 41711 |  |  | NotYetVerified |  | 3 | 19672 | 93.6 | 210.2 | 17.1 | 0.95 | 5000 | 83.5
P00000W0G | Hubbell Lighting | Columbia Lighting | LXEM8-50XL-RFA-E | Outdoor Luminaires | High Output | Fuel Pump Canopy Luminaires | Standard | FALSE | [9 empty] | 41711 |  |  | NotYetVerified |  | 3 | 18592 | 88.4 | 210.2 | 17.1 | 0.95 | 5000 | 83.5
P00000W09 | Hubbell Lighting | Columbia Lighting | LXEM8-50VL-DFA-E | Outdoor Luminaires | High Output | Fuel Pump Canopy Luminaires | Standard | FALSE | [9 empty] | 41711 |  |  | NotYetVerified |  | 3 | 16326 | 99.1 | 164.7427 | 17.1 | 0.95 | 5000 | 83.5
P00000W08 | Hubbell Lighting | Columbia Lighting | LXEM8-50VL-RFA-E | Outdoor Luminaires | High Output | Fuel Pump Canopy Luminaires | Standard | FALSE | [9 empty] | 41711 |  |  | NotYetVerified |  | 3 | 15446 | 93.3 | 165.552 | 17.1 | 0.95 | 5000 | 83.5
P00000W01 | Hubbell Lighting | Columbia Lighting | LXEM8-50HL-DFA-E | Outdoor Luminaires | High Output | Fuel Pump Canopy Luminaires | Standard | FALSE | [9 empty] | 41711 |  |  | NotYetVerified |  | 3 | 12556 | 102.4 | 122.6 | 17.1 | 0.95 | 5000 | 83.5
P00000W00 | Hubbell Lighting | Columbia Lighting | LXEM8-50HL-RFA-E | Outdoor Luminaires | High Output | Fuel Pump Canopy Luminaires | Standard | FALSE | [9 empty] | 41711 |  |  | NotYetVerified |  | 3 | 11902 | 96.9 | 122.8 | 17.1 | 0.95 | 5000 | 83.5
P00000VZT | Hubbell Lighting | Columbia Lighting | LXEM8-50ML-DFA-E | Outdoor Luminaires | High Output | Fuel Pump Canopy Luminaires | Standard | FALSE | [9 empty] | 41711 |  |  | NotYetVerified |  | 3 | 10288 | 98 | 105.0253 | 17.1 | 0.95 | 5000 | 83.5
P00000VYY | Hubbell Lighting | Columbia Lighting | LXEM4-40VL-DFA-E | Outdoor Luminaires | Mid Output | Fuel Pump Canopy Luminaires | Standard | FALSE | [9 empty] | 41711 |  |  | NotYetVerified |  | 3 | 8279 | 100.6 | 82.2962 | 17.6 | 0.95 | 4000 | 84
P00000VYZ | Hubbell Lighting | Columbia Lighting | LXEM4-40VL-RFP-E | Outdoor Luminaires | Mid Output | Fuel Pump Canopy Luminaires | Standard | FALSE | [9 empty] | 41711 |  |  | NotYetVerified |  | 3 | 7830 | 94.9 | 82.5079 | 17.6 | 0.95 | 4000 | 84
P00000VYX | Hubbell Lighting | Columbia Lighting | LXEM4-40VL-RFA-E | Outdoor Luminaires | Mid Output | Fuel Pump Canopy Luminaires | Standard | FALSE | [9 empty] | 41711 |  |  | NotYetVerified |  | 3 | 7830 | 94.9 | 82.5079 | 17.6 | 0.95 | 4000 | 84
P00000VYM | Hubbell Lighting | Columbia Lighting | LXEM4-40HL-DFA-E | Outdoor Luminaires | Mid Output | Fuel Pump Canopy Luminaires | Standard | FALSE | [9 empty] | 41711 |  |  | NotYetVerified |  | 3 | 6325 | 104.9 | 60.3 | 17.6 | 0.95 | 4000 | 84
P00000VYN | Hubbell Lighting | Columbia Lighting | LXEM4-40HL-RFP-E | Outdoor Luminaires | Mid Output | Fuel Pump Canopy Luminaires | Standard | FALSE | [9 empty] | 41711 |  |  | NotYetVerified |  | 3 | 6017 | 99.6 | 60.4 | 17.6 | 0.95 | 4000 | 84
P00000VYL | Hubbell Lighting | Columbia Lighting | LXEM4-40HL-RFA-E | Outdoor Luminaires | Mid Output | Fuel Pump Canopy Luminaires | Standard | FALSE | [9 empty] | 41711 |  |  | NotYetVerified |  | 3 | 6017 | 99.6 | 60.4 | 17.6 | 0.95 | 4000 | 84
P00000VYA | Hubbell Lighting | Columbia Lighting | LXEM4-40ML-DFA-E | Outdoor Luminaires | Mid Output | Fuel Pump Canopy Luminaires | Standard | FALSE | [9 empty] | 41711 |  |  | NotYetVerified |  | 3 | 5183 | 98.7 | 52.5127 | 17.6 | 0.95 | 4000 | 84
P00000VYB | Hubbell Lighting | Columbia Lighting | LXEM4-40ML-RFP-E | Outdoor Luminaires | Low Output | Fuel Pump Canopy Luminaires | Standard | FALSE | [9 empty] | 41711 |  |  | NotYetVerified |  | 3 | 4903 | 93.4 | 52.4946 | 17.6 | 0.95 | 4000 | 84
P00000VY9 | Hubbell Lighting | Columbia Lighting | LXEM4-40ML-RFA-E | Outdoor Luminaires | Low Output | Fuel Pump Canopy Luminaires | Standard | FALSE | [9 empty] | 41711 |  |  | NotYetVerified |  | 3 | 4903 | 93.4 | 52.4946 | 17.6 | 0.95 | 4000 | 84
P00000VXY | Hubbell Lighting | Columbia Lighting | LXEM4-40LW-DFA-E | Outdoor Luminaires | Low Output | Fuel Pump Canopy Luminaires | Standard | FALSE | [9 empty] | 41711 |  |  | NotYetVerified |  | 3 | 4271 | 102.7 | 41.6 | 17.6 | 0.95 | 4000 | 84
P00000VXZ | Hubbell Lighting | Columbia Lighting | LXEM4-40LW-RFP-E | Outdoor Luminaires | Low Output | Fuel Pump Canopy Luminaires | Standard | FALSE | [9 empty] | 41711 |  |  | NotYetVerified |  | 3 | 4060 | 97.6 | 41.6 | 17.6 | 0.95 | 4000 | 84
P00000VXX | Hubbell Lighting | Columbia Lighting | LXEM4-40LW-RFA-E | Outdoor Luminaires | Low Output | Fuel Pump Canopy Luminaires | Standard | FALSE | [9 empty] | 41711 |  |  | NotYetVerified |  | 3 | 4060 | 97.6 | 41.6 | 17.6 | 0.95 | 4000 | 84
P00000VZ9 | Hubbell Lighting | Columbia Lighting | LXEM4-40XL-DFA-E | Outdoor Luminaires | Mid Output | Fuel Pump Canopy Luminaires | Standard | FALSE | [9 empty] | 41711 |  |  | NotYetVerified |  | 3 | 9926 | 95 | 104.5 | 17.1 | 0.95 | 4000 | 83.5
P00000VZQ | Hubbell Lighting | Columbia Lighting | LXEM8-40ML-RFA-E | Outdoor Luminaires | Mid Output | Fuel Pump Canopy Luminaires | Standard | FALSE | [9 empty] | 41711 |  |  | NotYetVerified |  | 3 | 9806 | 93.4 | 104.9893 | 17.1 | 0.95 | 4000 | 83.5
P00000VZA | Hubbell Lighting | Columbia Lighting | LXEM4-40XL-RFP-E | Outdoor Luminaires | Mid Output | Fuel Pump Canopy Luminaires | Standard | FALSE | [9 empty] | 41711 |  |  | NotYetVerified |  | 3 | 9384 | 89.8 | 104.5 | 17.1 | 0.95 | 4000 | 83.5
P00000VZ8 | Hubbell Lighting | Columbia Lighting | LXEM4-40XL-RFA-E | Outdoor Luminaires | Mid Output | Fuel Pump Canopy Luminaires | Standard | FALSE | [9 empty] | 41711 |  |  | NotYetVerified |  | 3 | 9384 | 89.8 | 104.5 | 17.1 | 0.95 | 4000 | 83.5
P00000VZJ | Hubbell Lighting | Columbia Lighting | LXEM8-40LW-DFA-E | Outdoor Luminaires | Mid Output | Fuel Pump Canopy Luminaires | Standard | FALSE | [9 empty] | 41711 |  |  | NotYetVerified |  | 3 | 8542 | 102.7 | 83.2 | 17.1 | 0.95 | 4000 | 83.5
P00000VZI | Hubbell Lighting | Columbia Lighting | LXEM8-40LW-RFA-E | Outdoor Luminaires | Mid Output | Fuel Pump Canopy Luminaires | Standard | FALSE | [9 empty] | 41711 |  |  | NotYetVerified |  | 3 | 8120 | 97.6 | 83.2 | 17.1 | 0.95 | 4000 | 83.5
P00000W0F | Hubbell Lighting | Columbia Lighting | LXEM8-40XL-DFA-E | Outdoor Luminaires | High Output | Fuel Pump Canopy Luminaires | Standard | FALSE | [9 empty] | 41711 |  |  | NotYetVerified |  | 3 | 19852 | 95 | 209 | 17.1 | 0.95 | 4000 | 83.5
P00000W0E | Hubbell Lighting | Columbia Lighting | LXEM8-40XL-RFA-E | Outdoor Luminaires | High Output | Fuel Pump Canopy Luminaires | Standard | FALSE | [9 empty] | 41711 |  |  | NotYetVerified |  | 3 | 18768 | 89.8 | 209 | 17.1 | 0.95 | 4000 | 83.5
P00000W07 | Hubbell Lighting | Columbia Lighting | LXEM8-40VL-DFA-E | Outdoor Luminaires | High Output | Fuel Pump Canopy Luminaires | Standard | FALSE | [9 empty] | 41711 |  |  | NotYetVerified |  | 3 | 16558 | 100.6 | 164.5924 | 17.1 | 0.95 | 4000 | 83.5
P00000W06 | Hubbell Lighting | Columbia Lighting | LXEM8-40VL-RFA-E | Outdoor Luminaires | High Output | Fuel Pump Canopy Luminaires | Standard | FALSE | [9 empty] | 41711 |  |  | NotYetVerified |  | 3 | 15660 | 94.9 | 165.0158 | 17.1 | 0.95 | 4000 | 83.5
P00000VZZ | Hubbell Lighting | Columbia Lighting | LXEM8-40HL-DFA-E | Outdoor Luminaires | High Output | Fuel Pump Canopy Luminaires | Standard | FALSE | [9 empty] | 41711 |  |  | NotYetVerified |  | 3 | 12650 | 104.9 | 120.6 | 17.1 | 0.95 | 4000 | 83.5
P00000VZY | Hubbell Lighting | Columbia Lighting | LXEM8-40HL-RFA-E | Outdoor Luminaires | High Output | Fuel Pump Canopy Luminaires | Standard | FALSE | [9 empty] | 41711 |  |  | NotYetVerified |  | 3 | 12034 | 99.6 | 120.8 | 17.1 | 0.95 | 4000 | 83.5
P00000VZR | Hubbell Lighting | Columbia Lighting | LXEM8-40ML-DFA-E | Outdoor Luminaires | High Output | Fuel Pump Canopy Luminaires | Standard | FALSE | [9 empty] | 41711 |  |  | NotYetVerified |  | 3 | 10366 | 98.7 | 105.0253 | 17.1 | 0.95 | 4000 | 83.5
P00000VYV | Hubbell Lighting | Columbia Lighting | LXEM4-35VL-DFA-E | Outdoor Luminaires | Mid Output | Fuel Pump Canopy Luminaires | Standard | FALSE | [9 empty] | 41711 |  |  | NotYetVerified |  | 3 | 7944 | 97 | 81.8969 | 17.6 | 0.95 | 3500 | 84
P00000VYW | Hubbell Lighting | Columbia Lighting | LXEM4-35VL-RFP-E | Outdoor Luminaires | Mid Output | Fuel Pump Canopy Luminaires | Standard | FALSE | [9 empty] | 41711 |  |  | NotYetVerified |  | 3 | 7535 | 92 | 81.9022 | 17.6 | 0.95 | 3500 | 84
P00000VYU | Hubbell Lighting | Columbia Lighting | LXEM4-35VL-RFA-E | Outdoor Luminaires | Mid Output | Fuel Pump Canopy Luminaires | Standard | FALSE | [9 empty] | 41711 |  |  | NotYetVerified |  | 3 | 7535 | 92 | 81.9022 | 17.6 | 0.95 | 3500 | 84
P00000VYJ | Hubbell Lighting | Columbia Lighting | LXEM4-35HL-DFA-E | Outdoor Luminaires | Mid Output | Fuel Pump Canopy Luminaires | Standard | FALSE | [9 empty] | 41711 |  |  | NotYetVerified |  | 3 | 6348 | 101.6 | 62.5 | 17.6 | 0.95 | 3500 | 84
P00000VYK | Hubbell Lighting | Columbia Lighting | LXEM4-35HL-RFP-E | Outdoor Luminaires | Mid Output | Fuel Pump Canopy Luminaires | Standard | FALSE | [9 empty] | 41711 |  |  | NotYetVerified |  | 3 | 6015 | 96.2 | 62.5 | 17.6 | 0.95 | 3500 | 84
P00000VYI | Hubbell Lighting | Columbia Lighting | LXEM4-35HL-RFA-E | Outdoor Luminaires | Mid Output | Fuel Pump Canopy Luminaires | Standard | FALSE | [9 empty] | 41711 |  |  | NotYetVerified |  | 3 | 6015 | 96.2 | 62.5 | 17.6 | 0.95 | 3500 | 84
P00000VY7 | Hubbell Lighting | Columbia Lighting | LXEM4-35ML-DFA-E | Outdoor Luminaires | Mid Output | Fuel Pump Canopy Luminaires | Standard | FALSE | [9 empty] | 41711 |  |  | NotYetVerified |  | 3 | 5068 | 96.5 | 52.5181 | 17.6 | 0.95 | 3500 | 84
P00000VY8 | Hubbell Lighting | Columbia Lighting | LXEM4-35ML-RFP-E | Outdoor Luminaires | Low Output | Fuel Pump Canopy Luminaires | Standard | FALSE | [9 empty] | 41711 |  |  | NotYetVerified |  | 3 | 4801 | 91.4 | 52.5273 | 17.6 | 0.95 | 3500 | 84
P00000VY6 | Hubbell Lighting | Columbia Lighting | LXEM4-35ML-RFA-E | Outdoor Luminaires | Low Output | Fuel Pump Canopy Luminaires | Standard | FALSE | [9 empty] | 41711 |  |  | NotYetVerified |  | 3 | 4801 | 91.4 | 52.5273 | 17.6 | 0.95 | 3500 | 84
P00000VXV | Hubbell Lighting | Columbia Lighting | LXEM4-35LW-DFA-E | Outdoor Luminaires | Low Output | Fuel Pump Canopy Luminaires | Standard | FALSE | [9 empty] | 41711 |  |  | NotYetVerified |  | 3 | 4185 | 100.6 | 41.6 | 17.6 | 0.95 | 3500 | 84
P00000VXW | Hubbell Lighting | Columbia Lighting | LXEM4-35LW-RFP-E | Outdoor Luminaires | Low Output | Fuel Pump Canopy Luminaires | Standard | FALSE | [9 empty] | 41711 |  |  | NotYetVerified |  | 3 | 3970 | 95.4 | 41.6 | 17.6 | 0.95 | 3500 | 84
P00000VXU | Hubbell Lighting | Columbia Lighting | LXEM4-35LW-RFA-E | Outdoor Luminaires | Low Output | Fuel Pump Canopy Luminaires | Standard | FALSE | [9 empty] | 41711 |  |  | NotYetVerified |  | 3 | 3970 | 95.4 | 41.6 | 17.6 | 0.95 | 3500 | 84
P00000VZO | Hubbell Lighting | Columbia Lighting | LXEM8-35ML-RFA-E | Outdoor Luminaires | Mid Output | Fuel Pump Canopy Luminaires | Standard | FALSE | [9 empty] | 41711 |  |  | NotYetVerified |  | 3 | 9602 | 91.4 | 105.0547 | 17.1 | 0.95 | 3500 | 83.5
P00000VZ6 | Hubbell Lighting | Columbia Lighting | LXEM4-35XL-DFA-E | Outdoor Luminaires | Mid Output | Fuel Pump Canopy Luminaires | Standard | FALSE | [9 empty] | 41711 |  |  | NotYetVerified |  | 3 | 9537 | 91.5 | 104.2 | 17.1 | 0.95 | 3500 | 83.5
P00000VZ7 | Hubbell Lighting | Columbia Lighting | LXEM4-35XL-RFP-E | Outdoor Luminaires | Mid Output | Fuel Pump Canopy Luminaires | Standard | FALSE | [9 empty] | 41711 |  |  | NotYetVerified |  | 3 | 9017 | 86.6 | 104.1 | 17.1 | 0.95 | 3500 | 83.5
P00000VZ5 | Hubbell Lighting | Columbia Lighting | LXEM4-35XL-RFA-E | Outdoor Luminaires | Mid Output | Fuel Pump Canopy Luminaires | Standard | FALSE | [9 empty] | 41711 |  |  | NotYetVerified |  | 3 | 9017 | 86.6 | 104.1 | 17.1 | 0.95 | 3500 | 83.5
P00000VZH | Hubbell Lighting | Columbia Lighting | LXEM8-35LW-DFA-E | Outdoor Luminaires | Mid Output | Fuel Pump Canopy Luminaires | Standard | FALSE | [9 empty] | 41711 |  |  | NotYetVerified |  | 3 | 8370 | 100.6 | 83.2 | 17.1 | 0.95 | 3500 | 83.5
P00000VZG | Hubbell Lighting | Columbia Lighting | LXEM8-35LW-RFA-E | Outdoor Luminaires | Mid Output | Fuel Pump Canopy Luminaires | Standard | FALSE | [9 empty] | 41711 |  |  | NotYetVerified |  | 3 | 7940 | 95.4 | 83.2 | 17.1 | 0.95 | 3500 | 83.5
P00000W0D | Hubbell Lighting | Columbia Lighting | LXEM8-35XL-DFA-E | Outdoor Luminaires | High Output | Fuel Pump Canopy Luminaires | Standard | FALSE | [9 empty] | 41711 |  |  | NotYetVerified |  | 3 | 19074 | 91.5 | 208.4 | 17.1 | 0.95 | 3500 | 83.5
P00000W0C | Hubbell Lighting | Columbia Lighting | LXEM8-35XL-RFA-E | Outdoor Luminaires | High Output | Fuel Pump Canopy Luminaires | Standard | FALSE | [9 empty] | 41711 |  |  | NotYetVerified |  | 3 | 18034 | 86.6 | 208.2 | 17.1 | 0.95 | 3500 | 83.5
P00000W05 | Hubbell Lighting | Columbia Lighting | LXEM8-35VL-DFA-E | Outdoor Luminaires | High Output | Fuel Pump Canopy Luminaires | Standard | FALSE | [9 empty] | 41711 |  |  | NotYetVerified |  | 3 | 15888 | 97 | 163.7938 | 17.1 | 0.95 | 3500 | 83.5
P00000W04 | Hubbell Lighting | Columbia Lighting | LXEM8-35VL-RFA-E | Outdoor Luminaires | High Output | Fuel Pump Canopy Luminaires | Standard | FALSE | [9 empty] | 41711 |  |  | NotYetVerified |  | 3 | 15070 | 92 | 163.8043 | 17.1 | 0.95 | 3500 | 83.5
P00000VZX | Hubbell Lighting | Columbia Lighting | LXEM8-35HL-DFA-E | Outdoor Luminaires | High Output | Fuel Pump Canopy Luminaires | Standard | FALSE | [9 empty] | 41711 |  |  | NotYetVerified |  | 3 | 12696 | 101.6 | 125 | 17.1 | 0.95 | 3500 | 83.5
P00000VZW | Hubbell Lighting | Columbia Lighting | LXEM8-35HL-RFA-E | Outdoor Luminaires | High Output | Fuel Pump Canopy Luminaires | Standard | FALSE | [9 empty] | 41711 |  |  | NotYetVerified |  | 3 | 12030 | 96.2 | 125 | 17.1 | 0.95 | 3500 | 83.5
P00000VZP | Hubbell Lighting | Columbia Lighting | LXEM8-35ML-DFA-E | Outdoor Luminaires | High Output | Fuel Pump Canopy Luminaires | Standard | FALSE | [9 empty] | 41711 |  |  | NotYetVerified |  | 3 | 10136 | 96.5 | 105.0363 | 17.1 | 0.95 | 3500 | 83.5
P00000VYS | Hubbell Lighting | Columbia Lighting | LXEM4-30VL-DFA-E | Outdoor Luminaires | Mid Output | Fuel Pump Canopy Luminaires | Standard | FALSE | [9 empty] | 41711 |  |  | NotYetVerified |  | 3 | 7652 | 93.3 | 82.015 | 17.6 | 0.95 | 3000 | 84
P00000VYT | Hubbell Lighting | Columbia Lighting | LXEM4-30VL-RFP-E | Outdoor Luminaires | Mid Output | Fuel Pump Canopy Luminaires | Standard | FALSE | [9 empty] | 41711 |  |  | NotYetVerified |  | 3 | 7245 | 88.1 | 82.2361 | 17.6 | 0.95 | 3000 | 84
P00000VYR | Hubbell Lighting | Columbia Lighting | LXEM4-30VL-RFA-E | Outdoor Luminaires | Mid Output | Fuel Pump Canopy Luminaires | Standard | FALSE | [9 empty] | 41711 |  |  | NotYetVerified |  | 3 | 7245 | 88.1 | 82.2361 | 17.6 | 0.95 | 3000 | 84
P00000VYG | Hubbell Lighting | Columbia Lighting | LXEM4-30HL-DFA-E | Outdoor Luminaires | Mid Output | Fuel Pump Canopy Luminaires | Standard | FALSE | [9 empty] | 41711 |  |  | NotYetVerified |  | 3 | 5887 | 95.9 | 61.4 | 17.6 | 0.95 | 3000 | 84
P00000VYH | Hubbell Lighting | Columbia Lighting | LXEM4-30HL-RFP-E | Outdoor Luminaires | Mid Output | Fuel Pump Canopy Luminaires | Standard | FALSE | [9 empty] | 41711 |  |  | NotYetVerified |  | 3 | 5566 | 92 | 60.5 | 17.6 | 0.95 | 3000 | 84
P00000VYF | Hubbell Lighting | Columbia Lighting | LXEM4-30HL-RFA-E | Outdoor Luminaires | Mid Output | Fuel Pump Canopy Luminaires | Standard | FALSE | [9 empty] | 41711 |  |  | NotYetVerified |  | 3 | 5566 | 92 | 60.5 | 17.6 | 0.95 | 3000 | 84
P00000VY4 | Hubbell Lighting | Columbia Lighting | LXEM4-30ML-DFA-E | Outdoor Luminaires | Low Output | Fuel Pump Canopy Luminaires | Standard | FALSE | [9 empty] | 41711 |  |  | NotYetVerified |  | 3 | 4770 | 91.6 | 52.0742 | 17.6 | 0.95 | 3000 | 84
P00000VY5 | Hubbell Lighting | Columbia Lighting | LXEM4-30ML-RFP-E | Outdoor Luminaires | Low Output | Fuel Pump Canopy Luminaires | Standard | FALSE | [9 empty] | 41711 |  |  | NotYetVerified |  | 3 | 4532 | 87 | 52.092 | 17.6 | 0.95 | 3000 | 84
P00000VY3 | Hubbell Lighting | Columbia Lighting | LXEM4-30ML-RFA-E | Outdoor Luminaires | Low Output | Fuel Pump Canopy Luminaires | Standard | FALSE | [9 empty] | 41711 |  |  | NotYetVerified |  | 3 | 4532 | 87 | 52.092 | 17.6 | 0.95 | 3000 | 84
P00000VXS | Hubbell Lighting | Columbia Lighting | LXEM4-30LW-DFA-E | Outdoor Luminaires | Low Output | Fuel Pump Canopy Luminaires | Standard | FALSE | [9 empty] | 41711 |  |  | NotYetVerified |  | 3 | 3935 | 95.7 | 41.1 | 17.6 | 0.95 | 3000 | 84
P00000VXT | Hubbell Lighting | Columbia Lighting | LXEM4-30LW-RFP-E | Outdoor Luminaires | Low Output | Fuel Pump Canopy Luminaires | Standard | FALSE | [9 empty] | 41711 |  |  | NotYetVerified |  | 3 | 3725 | 90.9 | 41 | 17.6 | 0.95 | 3000 | 84
P00000VZN | Hubbell Lighting | Columbia Lighting | LXEM8-30ML-DFA-E | Outdoor Luminaires | Mid Output | Fuel Pump Canopy Luminaires | Standard | FALSE | [9 empty] | 41711 |  |  | NotYetVerified |  | 3 | 9540 | 91.6 | 104.1485 | 17.1 | 0.95 | 3000 | 83.5
P00000VZ3 | Hubbell Lighting | Columbia Lighting | LXEM4-30XL-DFA-E | Outdoor Luminaires | Mid Output | Fuel Pump Canopy Luminaires | Standard | FALSE | [9 empty] | 41711 |  |  | NotYetVerified |  | 3 | 9209 | 87.6 | 105.1 | 17.1 | 0.95 | 3000 | 83.5
P00000VZM | Hubbell Lighting | Columbia Lighting | LXEM8-30ML-RFA-E | Outdoor Luminaires | Mid Output | Fuel Pump Canopy Luminaires | Standard | FALSE | [9 empty] | 41711 |  |  | NotYetVerified |  | 3 | 9064 | 87 | 104.1839 | 17.1 | 0.95 | 3000 | 83.5
P00000VZ4 | Hubbell Lighting | Columbia Lighting | LXEM4-30XL-RFP-E | Outdoor Luminaires | Mid Output | Fuel Pump Canopy Luminaires | Standard | FALSE | [9 empty] | 41711 |  |  | NotYetVerified |  | 3 | 8707 | 83 | 105.1 | 17.1 | 0.95 | 3000 | 83.5
P00000VZF | Hubbell Lighting | Columbia Lighting | LXEM8-30LW-DFA-E | Outdoor Luminaires | Mid Output | Fuel Pump Canopy Luminaires | Standard | FALSE | [9 empty] | 41711 |  |  | NotYetVerified |  | 3 | 7870 | 95.7 | 82.2 | 17.1 | 0.95 | 3000 | 83.5
P00000VZE | Hubbell Lighting | Columbia Lighting | LXEM8-30LW-RFA-E | Outdoor Luminaires | Mid Output | Fuel Pump Canopy Luminaires | Standard | FALSE | [9 empty] | 41711 |  |  | NotYetVerified |  | 3 | 7450 | 90.9 | 82 | 17.1 | 0.95 | 3000 | 83.5
P00000W0B | Hubbell Lighting | Columbia Lighting | LXEM8-30XL-DFA-E | Outdoor Luminaires | High Output | Fuel Pump Canopy Luminaires | Standard | FALSE | [9 empty] | 41711 |  |  | NotYetVerified |  | 3 | 18418 | 87.6 | 210.2 | 17.1 | 0.95 | 3000 | 83.5
P00000W0A | Hubbell Lighting | Columbia Lighting | LXEM8-30XL-RFA-E | Outdoor Luminaires | High Output | Fuel Pump Canopy Luminaires | Standard | FALSE | [9 empty] | 41711 |  |  | NotYetVerified |  | 3 | 17414 | 83 | 210.2 | 17.1 | 0.95 | 3000 | 83.5
P00000W03 | Hubbell Lighting | Columbia Lighting | LXEM8-30VL-DFA-E | Outdoor Luminaires | High Output | Fuel Pump Canopy Luminaires | Standard | FALSE | [9 empty] | 41711 |  |  | NotYetVerified |  | 3 | 15304 | 93.3 | 164.03 | 17.1 | 0.95 | 3000 | 83.5
P00000W02 | Hubbell Lighting | Columbia Lighting | LXEM8-30VL-RFA-E | Outdoor Luminaires | High Output | Fuel Pump Canopy Luminaires | Standard | FALSE | [9 empty] | 41711 |  |  | NotYetVerified |  | 3 | 14490 | 88.1 | 164.4722 | 17.1 | 0.95 | 3000 | 83.5
P00000VZV | Hubbell Lighting | Columbia Lighting | LXEM8-30HL-DFA-E | Outdoor Luminaires | High Output | Fuel Pump Canopy Luminaires | Standard | FALSE | [9 empty] | 41711 |  |  | NotYetVerified |  | 3 | 11774 | 95.9 | 122.8 | 17.1 | 0.95 | 3000 | 83.5
P00000VZU | Hubbell Lighting | Columbia Lighting | LXEM8-30HL-RFA-E | Outdoor Luminaires | High Output | Fuel Pump Canopy Luminaires | Standard | FALSE | [9 empty] | 41711 |  |  | NotYetVerified |  | 3 | 11132 | 92 | 121 | 17.1 | 0.95 | 3000 | 83.5
P00000RSN | Future Lighting Technologies | Splendor | FLT CN90-150 | Outdoor Luminaires | High Output | Fuel Pump Canopy Luminaires | Standard | TRUE | 12940 | 86.2 | 144.2 | 13.02 | 0.93 | 5512 | 70.5 | 5 | 50000 | 41709 |  |  | NotYetVerified |  | 3 | 12940 | 89.7 | 145 |  | 0.991 | 5512 | 70.5
P00000ZLU | Leotek Electronics USA LLC | Leotek | LSF1-036-MV-CW-5S-WH [120V ONLY] | Outdoor Luminaires | Low Output | Fuel Pump Canopy Luminaires | Standard | TRUE | 2781.41 | 78.4 | 35.49 | 15.1 | 0.982 | 5060 | 67.7 | 10 | 70481 | 41704 |  |  | NotYetVerified |  | 3 | 2416 | 73 | 33 |  | 0.9 | 5000 | 70
P00000ZLV | Leotek Electronics USA LLC | Leotek | LSF1-060-MV-CW-5S-WH [120V ONLY] | Outdoor Luminaires | Low Output | Fuel Pump Canopy Luminaires | Standard | FALSE | [9 empty] | 41704 |  |  | NotYetVerified |  | 3 | 4423 | 72 | 62 |  | 0.9 | 5000 | 70
P00000WU3 | Infinilux Corporation | Infinilux CLSP Series XBD | CLSPXX64-01 (5000K) | Outdoor Luminaires | Mid Output | Fuel Pump Canopy Luminaires | Standard | TRUE | 7309.31 | 101 | 72.21 | 10 | 0.93 | 4652 | 72 | 5 | 100000 | 41703 |  |  | NotYetVerified |  | 3 | 7309 | 101 | 72
P000000A4 | AC Electronics | AC Electronics LED Power Designs Division | AC012/36/350 EX2 | Outdoor Luminaires | Low Output | Fuel Pump Canopy Luminaires | Standard | TRUE | 2329 | 92.9 | 25.1 | 2.18 | 0.97 | 4660 | 75 | 5 | 50000 | 41703 |  |  | NotYetVerified |  | 3 | 2329 | 93 | 25.1 |  |  | 5000 | 75
P0000104C | LiLEDs (Shanghai) Company | LiLEDs | AtlasGS30H | Outdoor Luminaires | Mid Output | Fuel Pump Canopy Luminaires | Standard | TRUE | 5675 | 102.93 | 55.13 | 17.5 | 0.979 | 5714 | 71 | 5 | 50000 | 41697 |  |  | NotYetVerified |  | 3 | 4800 |  | 60 |  | 0.98 | 5500 | 70
P00001H0U | Cefco | Deluce Lighting | DLC40LED | Outdoor Luminaires | Low Output | Fuel Pump Canopy Luminaires | Standard | TRUE | 3112 | 79.09 | 39.35 | 9.5 | 0.968 | 4993 | 67 | 5 | 50000 | 41696 |  |  | NotYetVerified |  | 3 | 3100 | 79.09 | 42 |  | 0.989 | 5000 | 67.1
P00001H0V | Cefco | Deluce Lighting | DLC80LED | Outdoor Luminaires | Mid Output | Fuel Pump Canopy Luminaires | Standard | TRUE | 7274 | 87.92 | 82.74 | 19.48 | 0.875 | 5070 | 67 | 5 | 50000 | 41696 |  |  | NotYetVerified |  | 3 | 7200 | 87.92 | 85 |  | 0.995 | 5000 | 67
P0000199B | SIMKAR Corporation | EN2LED | EN2LED8RFAF12541U1DLCC | Outdoor Luminaires | High Output | Fuel Pump Canopy Luminaires | Standard | TRUE | 10790 | 87 | 124 | 5.89 | 0.958 | 3956 | 84.9 | 5 |  | 41694 |  |  | NotYetVerified |  | 3 | 10000 | 86.95 | 115 | 5.89 | 0.958 | 3956 | 84.9
P00001I2M | Jiangsu Yongjiong Electricity Lighting Co. Ltd | YJL | YJLED350-I-80WFPC | Outdoor Luminaires | Mid Output | Fuel Pump Canopy Luminaires | Standard | TRUE | 6996.3 | 91.39 | 76.56 | 17.9 | 0.88 | 5347 | 67.1 | 5 | 100000 | 41689 |  |  | NotYetVerified |  | 3 |  |  |  | 20 | 0.9 | 5000 | 70
P00001I2L | Jiangsu Yongjiong Electricity Lighting Co. Ltd | YJL | YJLED350-I-100WFPC | Outdoor Luminaires | Mid Output | Fuel Pump Canopy Luminaires | Standard | TRUE | 8288.5 | 84.53 | 98.05 | 17.5 | 0.91 | 5386 | 67.4 | 5 | 100000 | 41689 |  |  | NotYetVerified |  | 3 |  |  |  | 20 | 0.9 | 5000 | 70
P00001I2S | Jiangsu Yongjiong Electricity Lighting Co. Ltd | YJL | YJLED350-II-100WFPC-GK | Outdoor Luminaires | Mid Output | Fuel Pump Canopy Luminaires | Standard | FALSE | [9 empty] | 41689 |  |  | NotYetVerified |  | 3 | 8000 | 80 | 100 | 20 | 0.9 | 5000 | 70
P00001I2R | Jiangsu Yongjiong Electricity Lighting Co. Ltd | YJL | YJLED350-II-100WFPC | Outdoor Luminaires | Mid Output | Fuel Pump Canopy Luminaires | Standard | FALSE | [9 empty] | 41689 |  |  | NotYetVerified |  | 3 | 8000 | 80 | 100 | 20 | 0.9 | 5000 | 70
P00001I2Q | Jiangsu Yongjiong Electricity Lighting Co. Ltd | YJL | YJLED350-I-100WFPC-GK | Outdoor Luminaires | Mid Output | Fuel Pump Canopy Luminaires | Standard | FALSE | [9 empty] | 41689 |  |  | NotYetVerified |  | 3 | 8000 | 80 | 100 | 20 | 0.9 | 5000 | 70
P000016RH | Precision Paragon [P2] | precision Paragon [P2] | QCF-UL-60C-F-51K-GCO | Outdoor Luminaires | High Output | Fuel Pump Canopy Luminaires | Standard | TRUE | 15169.33 | 108 | 140.97 | 19 | 0.93 | 5036 | 67 | 5 | 50000 | 41684 |  |  | NotYetVerified |  | 3 | 15169 | 108 | 141 | 20 | 0.9 | 5000 | 67
P00000VT8 | Hubbell Lighting | Whiteway Lighting | FLEDR-60-7-UNIV-CVQ-5-WH | Outdoor Luminaires | High Output | Fuel Pump Canopy Luminaires | Standard | TRUE | 15169.33 | 108 | 140.97 | 19 | 0.93 | 5036 | 67 | 5 | 50000 | 41684 |  |  | NotYetVerified |  | 3 | 15169 | 108 | 141 | 20 | 0.9 | 5000 | 67
P00001I2P | Jiangsu Yongjiong Electricity Lighting Co. Ltd | YJL | YJLED350-II-80WFPC-GK | Outdoor Luminaires | Mid Output | Fuel Pump Canopy Luminaires | Standard | FALSE | [9 empty] | 41684 |  |  | NotYetVerified |  | 3 | 6400 | 80 | 80 | 20 | 0.9 | 5000 | 70
P00001I2O | Jiangsu Yongjiong Electricity Lighting Co. Ltd | YJL | YJLED350-II-80WFPC | Outdoor Luminaires | Mid Output | Fuel Pump Canopy Luminaires | Standard | FALSE | [9 empty] | 41684 |  |  | NotYetVerified |  | 3 | 6400 | 80 | 80 | 20 | 0.9 | 5000 | 70
P00001I2N | Jiangsu Yongjiong Electricity Lighting Co. Ltd | YJL | YJLED350-I-80WFPC-GK | Outdoor Luminaires | Mid Output | Fuel Pump Canopy Luminaires | Standard | FALSE | [9 empty] | 41684 |  |  | NotYetVerified |  | 3 | 6400 | 80 | 80 | 20 | 0.9 | 5000 | 70
P000016RE | Precision Paragon [P2] | precision Paragon [P2] | QCF-UL-24C-F-51K-GCO | Outdoor Luminaires | Mid Output | Fuel Pump Canopy Luminaires | Standard | TRUE | 6159.97 | 106 | 57.87 | 10 | 0.92 | 4824 | 66 | 5 | 60000 | 41682 |  |  | NotYetVerified |  | 3 | 5750 | 96 | 60 | 20 | 0.9 | 5000 | 67
P00000VSB | Hubbell Lighting | Whiteway Lighting | FLEDR-24-7-UNIV-CVQ-5-WH | Outdoor Luminaires | Mid Output | Fuel Pump Canopy Luminaires | Standard | TRUE | 6159.97 | 106 | 57.87 | 10 | 0.92 | 4824 | 66 | 5 | 60000 | 41682 |  |  | NotYetVerified |  | 3 | 5750 | 96 | 60 | 20 | 0.9 | 5000 | 67
P000016RG | Precision Paragon [P2] | precision Paragon [P2] | QCF-UL-48C-F-51K-GCO | Outdoor Luminaires | High Output | Fuel Pump Canopy Luminaires | Standard | TRUE | 12032.88 | 106 | 113.89 | 14 | 0.93 | 5192 | 69 | 5 | 60000 | 41682 |  |  | NotYetVerified |  | 3 | 12032 | 106 | 114 | 20 | 0.9 | 5000 | 67
P00000VSD | Hubbell Lighting | Whiteway Lighting | FLEDR-48-7-UNIV-CVQ-5-WH | Outdoor Luminaires | High Output | Fuel Pump Canopy Luminaires | Standard | TRUE | 12032.88 | 106 | 113.89 | 14 | 0.93 | 5192 | 69 | 5 | 60000 | 41682 |  |  | NotYetVerified |  | 3 | 12032 | 106 | 114 | 20 | 0.9 | 5000 | 67
P000016RF | Precision Paragon [P2] | precision Paragon [P2] | QCF-UL-36C-F-51K-GCO | Outdoor Luminaires | Mid Output | Fuel Pump Canopy Luminaires | Standard | TRUE | 8982.35 | 103 | 87.58 | 12 | 0.93 | 5208 | 70 | 5 | 60000 | 41682 |  |  | NotYetVerified |  | 3 | 8982 | 103 | 60 | 20 | 0.9 | 5000 | 67
P00000VSC | Hubbell Lighting | Whiteway Lighting | FLEDR-36-7-UNIV-CVQ-5-WH | Outdoor Luminaires | Mid Output | Fuel Pump Canopy Luminaires | Standard | TRUE | 8982.35 | 103 | 87.58 | 12 | 0.93 | 5208 | 70 | 5 | 60000 | 41682 |  |  | NotYetVerified |  | 3 | 8982 | 103 | 60 | 20 | 0.9 | 5000 | 67
P00001J1M | AZZ Lighting Systems | Rig-A-Lite | XP30L22LUXX | Outdoor Luminaires | Low Output | Fuel Pump Canopy Luminaires | Standard | TRUE | 2783 | 104 | 26.6 | 21.9 | 0.918 | 3965 | 84 | 5 | 50000 | 41682 |  |  | NotYetVerified |  | 3 | 2783 | 104 | 26.6 | 21.9 | 0.918 | 4000 | 84
P00001J1N | AZZ Lighting Systems | Rig-A-Lite | XP40L23LUXX | Outdoor Luminaires | Low Output | Fuel Pump Canopy Luminaires | Standard | FALSE | [9 empty] | 41682 | Not Yet Verified | Not Yet Verified | NotYetVerified |  | 3 | 4110 | 111 | 36.8 | 18.8 | 0.94 | 4122 | 84
P00001997 | SIMKAR Corporation | Simkar | CLED4050U1 | Outdoor Luminaires | Low Output | Fuel Pump Canopy Luminaires | Standard | TRUE | 3112 | 79.09 | 39.35 | 9.5 | 0.968 | 4993 | 67 | 5 | 50000 | 41674 |  |  | NotYetVerified |  | 3 | 3100 | 70.09 | 42 |  | 0.95 | 5000 | 70
P000010HM | LSI Industries | EXTERIOR | CRUS SC LED LW CW UE [All Voltages] | Outdoor Luminaires | High Output | Fuel Pump Canopy Luminaires | Standard | TRUE | 10871 | 124 | 87.9 | 11 | 0.93 | 4930 | 73 | 5 | 60000 | 41670 |  |  | NotYetVerified |  | 3 | 10871 | 124 | 88 |  |  | 5300 | 70
P000010HR | LSI Industries | EXTERIOR | CRUS SC LED SS CW UE [All Voltages] | Outdoor Luminaires | High Output | Fuel Pump Canopy Luminaires | Standard | TRUE | 13554 | 119 | 114.3 | 9.5 | 0.95 | 4948 | 73 | 5 | 60000 | 41670 |  |  | NotYetVerified |  | 3 | 13554 | 119 | 114 |  |  | 5300 | 70
P000010HV | LSI Industries | EXTERIOR | CRUS DDM SC LED SS CW UE [All Voltages] | Outdoor Luminaires | High Output | Fuel Pump Canopy Luminaires | Standard | FALSE | [9 empty] | 41670 |  |  | NotYetVerified |  | 3 | 13554 | 119 | 114 |  |  | 5300 | 70
P000010HU | LSI Industries | EXTERIOR | CRUS SM SC LED SS CW UE [All Voltages] | Outdoor Luminaires | High Output | Fuel Pump Canopy Luminaires | Standard | FALSE | [9 empty] | 41670 |  |  | NotYetVerified |  | 3 | 13554 | 119 | 114 |  |  | 5300 | 70
P000010HT | LSI Industries | EXTERIOR | CRUSK UNV SC LED SS CW UE [All Voltages] | Outdoor Luminaires | High Output | Fuel Pump Canopy Luminaires | Standard | FALSE | [9 empty] | 41670 |  |  | NotYetVerified |  | 3 | 13554 | 119 | 114 |  |  | 5300 | 70
P000010HS | LSI Industries | EXTERIOR | CRUSK RECU SC LED SS CW UE [All Voltages] | Outdoor Luminaires | High Output | Fuel Pump Canopy Luminaires | Standard | FALSE | [9 empty] | 41670 |  |  | NotYetVerified |  | 3 | 13554 | 119 | 114 |  |  | 5300 | 70
P000010HQ | LSI Industries | EXTERIOR | CRUS DDM SC LED LW CW UE [All Voltages] | Outdoor Luminaires | High Output | Fuel Pump Canopy Luminaires | Standard | FALSE | [9 empty] | 41670 |  |  | NotYetVerified |  | 3 | 10871 | 124 | 88 |  |  | 5300 | 70
P000010HP | LSI Industries | EXTERIOR | CRUS SM SC LED LW CW UE [All Voltages] | Outdoor Luminaires | High Output | Fuel Pump Canopy Luminaires | Standard | FALSE | [9 empty] | 41670 |  |  | NotYetVerified |  | 3 | 10871 | 124 | 88 |  |  | 5300 | 70
P000010HO | LSI Industries | EXTERIOR | CRUSK UNV SC LED LW CW UE [All Voltages] | Outdoor Luminaires | High Output | Fuel Pump Canopy Luminaires | Standard | FALSE | [9 empty] | 41670 |  |  | NotYetVerified |  | 3 | 10871 | 124 | 88 |  |  | 5300 | 70
P000010HN | LSI Industries | EXTERIOR | CRUSK RECU SC LED LW CW UE [All Voltages] | Outdoor Luminaires | High Output | Fuel Pump Canopy Luminaires | Standard | FALSE | [9 empty] | 41670 |  |  | NotYetVerified |  | 3 | 10871 | 124 | 88 |  |  | 5300 | 70
P00000XQ4 | Jarvis Lighting | Jarvis Corp | CP3-120-NI-4LED26-700C-50K-T5 | Outdoor Luminaires | Mid Output | Fuel Pump Canopy Luminaires | Standard | TRUE | 8832.1 | 80.71 | 107.44 | 8.76 | 0.95 | 4964 | 75.6 | 5 | 75000 | 41667 |  |  | NotYetVerified |  | 3 | 8800 |  | 120 |  | 0.9 | 5000 | 70
P00000OPN | Cree Inc. | Cree EDGE Canopy | CAN-EDG-SL-xx-04-E-xx-xx-700-40K-xxxx | Outdoor Luminaires | Mid Output | Fuel Pump Canopy Luminaires | Standard | TRUE | 9038 | 99.5 | 91 | 8.8 | 0.949 | 4033 | 73 | 10 | 50000 | 41663 |  |  | NotYetVerified |  | 3 | 8451 | 91.9 | 92 | 20 | 0.9 | 4000 | 70
P00000OPM | Cree Inc. | Cree EDGE Canopy | CAN-EDG-SL-xx-04-E-xx-xx-350-40K-xxxx | Outdoor Luminaires | Mid Output | Fuel Pump Canopy Luminaires | Standard | TRUE | 5216 | 116.7 | 44.7 | 11.4 | 0.872 | 3995 | 73 | 10 | 50000 | 41663 |  |  | NotYetVerified | XCL*E04E-*H7_ | 3 | 4942 | 107 | 46 | 20 | 0.9 | 4000 | 70
P00000OQN | Cree Inc. | Cree EDGE Canopy | CAN-EDG-PS-xx-24-E-xx-xx-350-xxxx | Outdoor Luminaires | Very High Output | Fuel Pump Canopy Luminaires | Standard | FALSE | [9 empty] | 41663 |  |  | NotYetVerified | XCL*A24E-*H_ | 3 | 31193 | 119.5134 | 261 | 20 | 0.9 | 5700 | 70
P00000ORL | Cree Inc. | Cree EDGE Canopy | CAN-EDG-SL-xx-24-E-xx-xx-350-xxxx | Outdoor Luminaires | Very High Output | Fuel Pump Canopy Luminaires | Standard | FALSE | [9 empty] | 41663 |  |  | NotYetVerified | XCL*E24E-*H_ | 3 | 30176 | 115.6169 | 261 | 20 | 0.9 | 5700 | 70
P00000OPT | Cree Inc. | Cree EDGE Canopy | CAN-EDG-PS-xx-04-E-xx-xx-700-xxxx | Outdoor Luminaires | Mid Output | Fuel Pump Canopy Luminaires | Standard | FALSE | [9 empty] | 41663 |  |  | NotYetVerified | XCL*A04E-*D_ | 3 | 9072 | 98.6087 | 92 | 20 | 0.9 | 5700 | 70
P00000OQR | Cree Inc. | Cree EDGE Canopy | CAN-EDG-SL-xx-04-E-xx-xx-700-xxxx | Outdoor Luminaires | Mid Output | Fuel Pump Canopy Luminaires | Standard | FALSE | [9 empty] | 41663 |  |  | NotYetVerified | XCL*E04E-*D_ | 3 | 8776 | 95.3913 | 92 | 20 | 0.9 | 5700 | 70
P00000OPV | Cree Inc. | Cree EDGE Canopy | CAN-EDG-PS-xx-06-E-xx-xx-350-xxxx | Outdoor Luminaires | Mid Output | Fuel Pump Canopy Luminaires | Standard | FALSE | [9 empty] | 41663 |  |  | NotYetVerified | XCL*A06E-*H_ | 3 | 7867 | 119.197 | 66 | 20 | 0.9 | 5700 | 70
P00000OQT | Cree Inc. | Cree EDGE Canopy | CAN-EDG-SL-xx-06-E-xx-xx-350-xxxx | Outdoor Luminaires | Mid Output | Fuel Pump Canopy Luminaires | Standard | FALSE | [9 empty] | 41663 |  |  | NotYetVerified | XCL*E06E-*H_ | 3 | 7610 | 115.303 | 66 | 20 | 0.9 | 5700 | 70
P00000OPR | Cree Inc. | Cree EDGE Canopy | CAN-EDG-PS-xx-04-E-xx-xx-525-xxxx | Outdoor Luminaires | Mid Output | Fuel Pump Canopy Luminaires | Standard | FALSE | [9 empty] | 41663 |  |  | NotYetVerified | XCL*A04E-*C_ | 3 | 7427 | 106.1 | 70 | 20 | 0.9 | 5700 | 70
P00000OQQ | Cree Inc. | Cree EDGE Canopy | CAN-EDG-SL-xx-04-E-xx-xx-525-xxxx | Outdoor Luminaires | Mid Output | Fuel Pump Canopy Luminaires | Standard | FALSE | [9 empty] | 41663 |  |  | NotYetVerified | XCL*E04E-*C_ | 3 | 7185 | 102.6429 | 70 | 20 | 0.9 | 5700 | 70
P00000OPP | Cree Inc. | Cree EDGE Canopy | CAN-EDG-PS-xx-04-E-xx-xx-350-xxxx | Outdoor Luminaires | Mid Output | Fuel Pump Canopy Luminaires | Standard | FALSE | [9 empty] | 41663 |  |  | NotYetVerified | XCL*A04E-*H_ | 3 | 5305 | 115.3261 | 46 | 20 | 0.9 | 5700 | 70
P00000OQO | Cree Inc. | Cree EDGE Canopy | CAN-EDG-SL-xx-04-E-xx-xx-350-xxxx | Outdoor Luminaires | Mid Output | Fuel Pump Canopy Luminaires | Standard | FALSE | [9 empty] | 41663 |  |  | NotYetVerified | XCL*E04E-*H_ | 3 | 5132 | 111.5652 | 46 | 20 | 0.9 | 5700 | 70
P00000OQJ | Cree Inc. | Cree EDGE Canopy | CAN-EDG-PS-xx-16-E-xx-xx-525-xxxx | Outdoor Luminaires | High Output | Fuel Pump Canopy Luminaires | Standard | FALSE | [9 empty] | 41663 |  |  | NotYetVerified | XCL*A16E-*C_ | 3 | 29113 | 110.6958 | 263 | 20 | 0.9 | 5700 | 70
P00000ORH | Cree Inc. | Cree EDGE Canopy | CAN-EDG-SL-xx-16-E-xx-xx-525-xxxx | Outdoor Luminaires | High Output | Fuel Pump Canopy Luminaires | Standard | FALSE | [9 empty] | 41663 |  |  | NotYetVerified | XCL*E16E-*C_ | 3 | 28164 | 107.0875 | 263 | 20 | 0.9 | 5700 | 70
P00000OQL | Cree Inc. | Cree EDGE Canopy | CAN-EDG-PS-xx-20-E-xx-xx-350-xxxx | Outdoor Luminaires | High Output | Fuel Pump Canopy Luminaires | Standard | FALSE | [9 empty] | 41663 |  |  | NotYetVerified | XCL*A20E-*H_ | 3 | 25994 | 118.1546 | 220 | 20 | 0.9 | 5700 | 70
P00000OQF | Cree Inc. | Cree EDGE Canopy | CAN-EDG-PS-xx-14-E-xx-xx-525-xxxx | Outdoor Luminaires | High Output | Fuel Pump Canopy Luminaires | Standard | FALSE | [9 empty] | 41663 |  |  | NotYetVerified | XCL*A14E-*C_ | 3 | 25474 | 109.8017 | 232 | 20 | 0.9 | 5700 | 70
P00000ORJ | Cree Inc. | Cree EDGE Canopy | CAN-EDG-SL-xx-20-E-xx-xx-350-xxxx | Outdoor Luminaires | High Output | Fuel Pump Canopy Luminaires | Standard | FALSE | [9 empty] | 41663 |  |  | NotYetVerified | XCL*E20E-*H_ | 3 | 25146 | 114.3 | 220 | 20 | 0.9 | 5700 | 70
P00000ORD | Cree Inc. | Cree EDGE Canopy | CAN-EDG-SL-xx-14-E-xx-xx-525-xxxx | Outdoor Luminaires | High Output | Fuel Pump Canopy Luminaires | Standard | FALSE | [9 empty] | 41663 |  |  | NotYetVerified | XCL*E14E-*C_ | 3 | 24644 | 106.2241 | 232 | 20 | 0.9 | 5700 | 70
P00000OQB | Cree Inc. | Cree EDGE Canopy | CAN-EDG-PS-xx-12-E-xx-xx-525-xxxx | Outdoor Luminaires | High Output | Fuel Pump Canopy Luminaires | Standard | FALSE | [9 empty] | 41663 |  |  | NotYetVerified | XCL*A12E-*C_ | 3 | 21974 | 108.7822 | 202 | 20 | 0.9 | 5700 | 70
P00000OR9 | Cree Inc. | Cree EDGE Canopy | CAN-EDG-SL-xx-12-E-xx-xx-525-xxxx | Outdoor Luminaires | High Output | Fuel Pump Canopy Luminaires | Standard | FALSE | [9 empty] | 41663 |  |  | NotYetVerified | XCL*E12E-*C_ | 3 | 21258 | 105.2376 | 202 | 20 | 0.9 | 5700 | 70
P00000OQH | Cree Inc. | Cree EDGE Canopy | CAN-EDG-PS-xx-16-E-xx-xx-350-xxxx | Outdoor Luminaires | High Output | Fuel Pump Canopy Luminaires | Standard | FALSE | [9 empty] | 41663 |  |  | NotYetVerified | XCL*A16E-*H_ | 3 | 20795 | 116.1732 | 179 | 20 | 0.9 | 5700 | 70
P00000ORF | Cree Inc. | Cree EDGE Canopy | CAN-EDG-SL-xx-16-E-xx-xx-350-xxxx | Outdoor Luminaires | High Output | Fuel Pump Canopy Luminaires | Standard | FALSE | [9 empty] | 41663 |  |  | NotYetVerified | XCL*E16E-*H_ | 3 | 20117 | 112.3855 | 179 | 20 | 0.9 | 5700 | 70
P00000OQ7 | Cree Inc. | Cree EDGE Canopy | CAN-EDG-PS-xx-10-E-xx-xx-525-xxxx | Outdoor Luminaires | High Output | Fuel Pump Canopy Luminaires | Standard | FALSE | [9 empty] | 41663 |  |  | NotYetVerified | XCL*A10E-*C_ | 3 | 18312 | 107.0877 | 171 | 20 | 0.9 | 5700 | 70
P00000OQD | Cree Inc. | Cree EDGE Canopy | CAN-EDG-PS-xx-14-E-xx-xx-350-xxxx | Outdoor Luminaires | High Output | Fuel Pump Canopy Luminaires | Standard | FALSE | [9 empty] | 41663 |  |  | NotYetVerified | XCL*A14E-*H_ | 3 | 18196 | 115.1646 | 158 | 20 | 0.9 | 5700 | 70
P00000OR5 | Cree Inc. | Cree EDGE Canopy | CAN-EDG-SL-xx-10-E-xx-xx-525-xxxx | Outdoor Luminaires | High Output | Fuel Pump Canopy Luminaires | Standard | FALSE | [9 empty] | 41663 |  |  | NotYetVerified | XCL*E10E-*C_ | 3 | 17715 | 103.5965 | 171 | 20 | 0.9 | 5700 | 70
P00000ORB | Cree Inc. | Cree EDGE Canopy | CAN-EDG-SL-xx-14-E-xx-xx-350-xxxx | Outdoor Luminaires | High Output | Fuel Pump Canopy Luminaires | Standard | FALSE | [9 empty] | 41663 |  |  | NotYetVerified | XCL*E14E-*H_ | 3 | 17603 | 111.4114 | 158 | 20 | 0.9 | 5700 | 70
P00000OQ9 | Cree Inc. | Cree EDGE Canopy | CAN-EDG-PS-xx-12-E-xx-xx-350-xxxx | Outdoor Luminaires | High Output | Fuel Pump Canopy Luminaires | Standard | FALSE | [9 empty] | 41663 |  |  | NotYetVerified | XCL*A12E-*H_ | 3 | 15696 | 120.7385 | 130 | 20 | 0.9 | 5700 | 70
P00000OR7 | Cree Inc. | Cree EDGE Canopy | CAN-EDG-SL-xx-12-E-xx-xx-350-xxxx | Outdoor Luminaires | High Output | Fuel Pump Canopy Luminaires | Standard | FALSE | [9 empty] | 41663 |  |  | NotYetVerified | XCL*E12E-*H_ | 3 | 15184 | 116.8 | 130 | 20 | 0.9 | 5700 | 70
P00000OQ3 | Cree Inc. | Cree EDGE Canopy | CAN-EDG-PS-xx-08-E-xx-xx-525-xxxx | Outdoor Luminaires | High Output | Fuel Pump Canopy Luminaires | Standard | FALSE | [9 empty] | 41663 |  |  | NotYetVerified | XCL*A08E-*C_ | 3 | 14685 | 110.4135 | 133 | 20 | 0.9 | 5700 | 70
P00000OR1 | Cree Inc. | Cree EDGE Canopy | CAN-EDG-SL-xx-08-E-xx-xx-525-xxxx | Outdoor Luminaires | High Output | Fuel Pump Canopy Luminaires | Standard | FALSE | [9 empty] | 41663 |  |  | NotYetVerified | XCL*E08E-*C_ | 3 | 14206 | 106.812 | 133 | 20 | 0.9 | 5700 | 70
P00000OPZ | Cree Inc. | Cree EDGE Canopy | CAN-EDG-PS-xx-06-E-xx-xx-700-xxxx | Outdoor Luminaires | High Output | Fuel Pump Canopy Luminaires | Standard | FALSE | [9 empty] | 41663 |  |  | NotYetVerified | XCL*A06E-*D_ | 3 | 13452 | 100.3881 | 134 | 20 | 0.9 | 5700 | 70
P00000OQ5 | Cree Inc. | Cree EDGE Canopy | CAN-EDG-PS-xx-10-E-xx-xx-350-xxxx | Outdoor Luminaires | High Output | Fuel Pump Canopy Luminaires | Standard | FALSE | [9 empty] | 41663 |  |  | NotYetVerified | XCL*A10E-*H_ | 3 | 13080 | 118.9091 | 110 | 20 | 0.9 | 5700 | 70
P00000OQX | Cree Inc. | Cree EDGE Canopy | CAN-EDG-SL-xx-06-E-xx-xx-700-xxxx | Outdoor Luminaires | High Output | Fuel Pump Canopy Luminaires | Standard | FALSE | [9 empty] | 41663 |  |  | NotYetVerified | XCL*E06E-*D_ | 3 | 13014 | 97.1194 | 134 | 20 | 0.9 | 5700 | 70
P00000OR3 | Cree Inc. | Cree EDGE Canopy | CAN-EDG-SL-xx-10-E-xx-xx-350-xxxx | Outdoor Luminaires | High Output | Fuel Pump Canopy Luminaires | Standard | FALSE | [9 empty] | 41663 |  |  | NotYetVerified | XCL*E10E-*H_ | 3 | 12653 | 115.0273 | 110 | 20 | 0.9 | 5700 | 70
P00000OPX | Cree Inc. | Cree EDGE Canopy | CAN-EDG-PS-xx-06-E-xx-xx-525-xxxx | Outdoor Luminaires | High Output | Fuel Pump Canopy Luminaires | Standard | FALSE | [9 empty] | 41663 |  |  | NotYetVerified | XCL*A06E-*C_ | 3 | 11013 | 109.0396 | 101 | 20 | 0.9 | 5700 | 70
P00000OQV | Cree Inc. | Cree EDGE Canopy | CAN-EDG-SL-xx-06-E-xx-xx-525-xxxx | Outdoor Luminaires | High Output | Fuel Pump Canopy Luminaires | Standard | FALSE | [9 empty] | 41663 |  |  | NotYetVerified | XCL*E06E-*C_ | 3 | 10654 | 105.4851 | 101 | 20 | 0.9 | 5700 | 70
P00000OQ1 | Cree Inc. | Cree EDGE Canopy | CAN-EDG-PS-xx-08-E-xx-xx-350-xxxx | Outdoor Luminaires | High Output | Fuel Pump Canopy Luminaires | Standard | FALSE | [9 empty] | 41663 |  |  | NotYetVerified | XCL*A08E-*H_ | 3 | 10489 | 116.5444 | 90 | 20 | 0.9 | 5700 | 70
P00000OQZ | Cree Inc. | Cree EDGE Canopy | CAN-EDG-SL-xx-08-E-xx-xx-350-xxxx | Outdoor Luminaires | High Output | Fuel Pump Canopy Luminaires | Standard | FALSE | [9 empty] | 41663 |  |  | NotYetVerified | XCL*E08E-*H_ | 3 | 10147 | 112.7444 | 90 | 20 | 0.9 | 5700 | 70
P00000OQM | Cree Inc. | Cree EDGE Canopy | CAN-EDG-PS-xx-24-E-xx-xx-350-40K-xxxx | Outdoor Luminaires | Very High Output | Fuel Pump Canopy Luminaires | Standard | FALSE | [9 empty] | 41663 |  |  | NotYetVerified | XCL*A24E-*H7_ | 3 | 30038 | 115.0881 | 261 | 20 | 0.9 | 4000 | 70
P00000OQY | Cree Inc. | Cree EDGE Canopy | CAN-EDG-SL-xx-08-E-xx-xx-350-40K-xxxx | Outdoor Luminaires | Mid Output | Fuel Pump Canopy Luminaires | Standard | FALSE | [9 empty] | 41663 |  |  | NotYetVerified | XCL*E08E-*H7_ | 3 | 9771 | 108.5667 | 90 | 20 | 0.9 | 4000 | 70
P00000OPS | Cree Inc. | Cree EDGE Canopy | CAN-EDG-PS-xx-04-E-xx-xx-700-40K-xxxx | Outdoor Luminaires | Mid Output | Fuel Pump Canopy Luminaires | Standard | FALSE | [9 empty] | 41663 |  |  | NotYetVerified | XCL*A04E-*D7_ | 3 | 8736 | 94.9565 | 92 | 20 | 0.9 | 4000 | 70
P00000OPU | Cree Inc. | Cree EDGE Canopy | CAN-EDG-PS-xx-06-E-xx-xx-350-40K-xxxx | Outdoor Luminaires | Mid Output | Fuel Pump Canopy Luminaires | Standard | FALSE | [9 empty] | 41663 |  |  | NotYetVerified | XCL*A06E-*H7_ | 3 | 7575 | 114.7727 | 66 | 20 | 0.9 | 4000 | 70
P00000OQS | Cree Inc. | Cree EDGE Canopy | CAN-EDG-SL-xx-06-E-xx-xx-350-40K-xxxx | Outdoor Luminaires | Mid Output | Fuel Pump Canopy Luminaires | Standard | FALSE | [9 empty] | 41663 |  |  | NotYetVerified | XCL*E06E-*H7_ | 3 | 7328 | 111.0303 | 66 | 20 | 0.9 | 4000 | 70
P00000OPQ | Cree Inc. | Cree EDGE Canopy | CAN-EDG-PS-xx-04-E-xx-xx-525-40K-xxxx | Outdoor Luminaires | Mid Output | Fuel Pump Canopy Luminaires | Standard | FALSE | [9 empty] | 41663 |  |  | NotYetVerified | XCL*A04E-*C7_ | 3 | 7152 | 102.1714 | 70 | 20 | 0.9 | 4000 | 70
P00000OQP | Cree Inc. | Cree EDGE Canopy | CAN-EDG-SL-xx-04-E-xx-xx-525-40K-xxxx | Outdoor Luminaires | Mid Output | Fuel Pump Canopy Luminaires | Standard | FALSE | [9 empty] | 41663 |  |  | NotYetVerified | XCL*E04E-*C7_ | 3 | 6919 | 98.8429 | 70 | 20 | 0.9 | 4000 | 70
P00000OPO | Cree Inc. | Cree EDGE Canopy | CAN-EDG-PS-xx-04-E-xx-xx-350-40K-xxxx | Outdoor Luminaires | Mid Output | Fuel Pump Canopy Luminaires | Standard | FALSE | [9 empty] | 41663 |  |  | NotYetVerified | XCL*A04E-*H7_ | 3 | 5109 | 111.0652 | 46 | 20 | 0.9 | 4000 | 70
P00000ORK | Cree Inc. | Cree EDGE Canopy | CAN-EDG-SL-xx-24-E-xx-xx-350-40K-xxxx | Outdoor Luminaires | High Output | Fuel Pump Canopy Luminaires | Standard | FALSE | [9 empty] | 41663 |  |  | NotYetVerified | XCL*E24E-*H7_ | 3 | 29058 | 111.3333 | 261 | 20 | 0.9 | 4000 | 70
P00000OQI | Cree Inc. | Cree EDGE Canopy | CAN-EDG-PS-xx-16-E-xx-xx-525-40K-xxxx | Outdoor Luminaires | High Output | Fuel Pump Canopy Luminaires | Standard | FALSE | [9 empty] | 41663 |  |  | NotYetVerified | XCL*A16E-*C7_ | 3 | 28035 | 106.597 | 263 | 20 | 0.9 | 4000 | 70
P00000ORG | Cree Inc. | Cree EDGE Canopy | CAN-EDG-SL-xx-16-E-xx-xx-525-40K-xxxx | Outdoor Luminaires | High Output | Fuel Pump Canopy Luminaires | Standard | FALSE | [9 empty] | 41663 |  |  | NotYetVerified | XCL*E16E-*C7_ | 3 | 27121 | 103.1217 | 263 | 20 | 0.9 | 4000 | 70
P00000OQK | Cree Inc. | Cree EDGE Canopy | CAN-EDG-PS-xx-20-E-xx-xx-350-40K-xxxx | Outdoor Luminaires | High Output | Fuel Pump Canopy Luminaires | Standard | FALSE | [9 empty] | 41663 |  |  | NotYetVerified | XCL*A20E-*H7_ | 3 | 25031 | 113.7773 | 220 | 20 | 0.9 | 4000 | 70
P00000OQE | Cree Inc. | Cree EDGE Canopy | CAN-EDG-PS-xx-14-E-xx-xx-525-40K-xxxx | Outdoor Luminaires | High Output | Fuel Pump Canopy Luminaires | Standard | FALSE | [9 empty] | 41663 |  |  | NotYetVerified | XCL*A14E-*C7_ | 3 | 24531 | 105.7371 | 232 | 20 | 0.9 | 4000 | 70
P00000ORI | Cree Inc. | Cree EDGE Canopy | CAN-EDG-SL-xx-20-E-xx-xx-350-40K-xxxx | Outdoor Luminaires | High Output | Fuel Pump Canopy Luminaires | Standard | FALSE | [9 empty] | 41663 |  |  | NotYetVerified | XCL*E20E-*H7_ | 3 | 24215 | 110.0682 | 220 | 20 | 0.9 | 4000 | 70
P00000ORC | Cree Inc. | Cree EDGE Canopy | CAN-EDG-SL-xx-14-E-xx-xx-525-40K-xxxx | Outdoor Luminaires | High Output | Fuel Pump Canopy Luminaires | Standard | FALSE | [9 empty] | 41663 |  |  | NotYetVerified | XCL*E14E-*C7_ | 3 | 23731 | 102.2888 | 232 | 20 | 0.9 | 4000 | 70
P00000OQA | Cree Inc. | Cree EDGE Canopy | CAN-EDG-PS-xx-12-E-xx-xx-525-40K-xxxx | Outdoor Luminaires | High Output | Fuel Pump Canopy Luminaires | Standard | FALSE | [9 empty] | 41663 |  |  | NotYetVerified | XCL*A12E-*C7_ | 3 | 21160 | 104.7525 | 202 | 20 | 0.9 | 4000 | 70
P00000OR8 | Cree Inc. | Cree EDGE Canopy | CAN-EDG-SL-xx-12-E-xx-xx-525-40K-xxxx | Outdoor Luminaires | High Output | Fuel Pump Canopy Luminaires | Standard | FALSE | [9 empty] | 41663 |  |  | NotYetVerified | XCL*E12E-*C7_ | 3 | 20470 | 101.3366 | 202 | 20 | 0.9 | 4000 | 70
P00000OQG | Cree Inc. | Cree EDGE Canopy | CAN-EDG-PS-xx-16-E-xx-xx-350-40K-xxxx | Outdoor Luminaires | High Output | Fuel Pump Canopy Luminaires | Standard | FALSE | [9 empty] | 41663 |  |  | NotYetVerified | XCL*A16E-*H7_ | 3 | 20025 | 111.8715 | 179 | 20 | 0.9 | 4000 | 70
P00000ORE | Cree Inc. | Cree EDGE Canopy | CAN-EDG-SL-xx-16-E-xx-xx-350-40K-xxxx | Outdoor Luminaires | High Output | Fuel Pump Canopy Luminaires | Standard | FALSE | [9 empty] | 41663 |  |  | NotYetVerified | XCL*E16E-*H7_ | 3 | 19372 | 108.2235 | 179 | 20 | 0.9 | 4000 | 70
P00000OQ6 | Cree Inc. | Cree EDGE Canopy | CAN-EDG-PS-xx-10-E-xx-xx-525-40K-xxxx | Outdoor Luminaires | High Output | Fuel Pump Canopy Luminaires | Standard | FALSE | [9 empty] | 41663 |  |  | NotYetVerified | XCL*A10E-*C7_ | 3 | 17634 | 103.1228 | 171 | 20 | 0.9 | 4000 | 70
P00000OQC | Cree Inc. | Cree EDGE Canopy | CAN-EDG-PS-xx-14-E-xx-xx-350-40K-xxxx | Outdoor Luminaires | High Output | Fuel Pump Canopy Luminaires | Standard | FALSE | [9 empty] | 41663 |  |  | NotYetVerified | XCL*A14E-*H7_ | 3 | 17522 | 110.8987 | 158 | 20 | 0.9 | 4000 | 70
P00000OR4 | Cree Inc. | Cree EDGE Canopy | CAN-EDG-SL-xx-10-E-xx-xx-525-40K-xxxx | Outdoor Luminaires | High Output | Fuel Pump Canopy Luminaires | Standard | FALSE | [9 empty] | 41663 |  |  | NotYetVerified | XCL*E10E-*C7_ | 3 | 17059 | 99.7602 | 171 | 20 | 0.9 | 4000 | 70
P00000ORA | Cree Inc. | Cree EDGE Canopy | CAN-EDG-SL-xx-14-E-xx-xx-350-40K-xxxx | Outdoor Luminaires | High Output | Fuel Pump Canopy Luminaires | Standard | FALSE | [9 empty] | 41663 |  |  | NotYetVerified | XCL*E14E-*H7_ | 3 | 16951 | 107.2848 | 158 | 20 | 0.9 | 4000 | 70
P00000OQ8 | Cree Inc. | Cree EDGE Canopy | CAN-EDG-PS-xx-12-E-xx-xx-350-40K-xxxx | Outdoor Luminaires | High Output | Fuel Pump Canopy Luminaires | Standard | FALSE | [9 empty] | 41663 |  |  | NotYetVerified | XCL*A12E-*H7_ | 3 | 15115 | 116.2692 | 130 | 20 | 0.9 | 4000 | 70
P00000OR6 | Cree Inc. | Cree EDGE Canopy | CAN-EDG-SL-xx-12-E-xx-xx-350-40K-xxxx | Outdoor Luminaires | High Output | Fuel Pump Canopy Luminaires | Standard | FALSE | [9 empty] | 41663 |  |  | NotYetVerified | XCL*E12E-*H7_ | 3 | 14622 | 112.4769 | 130 | 20 | 0.9 | 4000 | 70
P00000OQ2 | Cree Inc. | Cree EDGE Canopy | CAN-EDG-PS-xx-08-E-xx-xx-525-40K-xxxx | Outdoor Luminaires | High Output | Fuel Pump Canopy Luminaires | Standard | FALSE | [9 empty] | 41663 |  |  | NotYetVerified | XCL*A08E-*C7_ | 3 | 14141 | 106.3233 | 133 | 20 | 0.9 | 4000 | 70
P00000OR0 | Cree Inc. | Cree EDGE Canopy | CAN-EDG-SL-xx-08-E-xx-xx-525-40K-xxxx | Outdoor Luminaires | High Output | Fuel Pump Canopy Luminaires | Standard | FALSE | [9 empty] | 41663 |  |  | NotYetVerified | XCL*E08E-*C7_ | 3 | 13680 | 102.8571 | 133 | 20 | 0.9 | 4000 | 70
P00000OPY | Cree Inc. | Cree EDGE Canopy | CAN-EDG-PS-xx-06-E-xx-xx-700-40K-xxxx | Outdoor Luminaires | High Output | Fuel Pump Canopy Luminaires | Standard | FALSE | [9 empty] | 41663 |  |  | NotYetVerified | XCL*A06E-*D7_ | 3 | 12954 | 96.6716 | 134 | 20 | 0.9 | 4000 | 70
P00000OQ4 | Cree Inc. | Cree EDGE Canopy | CAN-EDG-PS-xx-10-E-xx-xx-350-40K-xxxx | Outdoor Luminaires | High Output | Fuel Pump Canopy Luminaires | Standard | FALSE | [9 empty] | 41663 |  |  | NotYetVerified | XCL*A10E-*H7_ | 3 | 12595 | 114.5 | 110 | 20 | 0.9 | 4000 | 70
P00000OQW | Cree Inc. | Cree EDGE Canopy | CAN-EDG-SL-xx-06-E-xx-xx-700-40K-xxxx | Outdoor Luminaires | High Output | Fuel Pump Canopy Luminaires | Standard | FALSE | [9 empty] | 41663 |  |  | NotYetVerified | XCL*E06E-*D7_ | 3 | 12532 | 93.5224 | 134 | 20 | 0.9 | 4000 | 70
P00000OR2 | Cree Inc. | Cree EDGE Canopy | CAN-EDG-SL-xx-10-E-xx-xx-350-40K-xxxx | Outdoor Luminaires | High Output | Fuel Pump Canopy Luminaires | Standard | FALSE | [9 empty] | 41663 |  |  | NotYetVerified | XCL*E10E-*H7_ | 3 | 12185 | 110.7727 | 110 | 20 | 0.9 | 4000 | 70
P00000OPW | Cree Inc. | Cree EDGE Canopy | CAN-EDG-PS-xx-06-E-xx-xx-525-40K-xxxx | Outdoor Luminaires | High Output | Fuel Pump Canopy Luminaires | Standard | FALSE | [9 empty] | 41663 |  |  | NotYetVerified | XCL*A06E-*C7_ | 3 | 10606 | 105.0099 | 101 | 20 | 0.9 | 4000 | 70
P00000OQU | Cree Inc. | Cree EDGE Canopy | CAN-EDG-SL-xx-06-E-xx-xx-525-40K-xxxx | Outdoor Luminaires | High Output | Fuel Pump Canopy Luminaires | Standard | FALSE | [9 empty] | 41663 |  |  | NotYetVerified | XCL*E06E-*C7_ | 3 | 10260 | 101.5842 | 101 | 20 | 0.9 | 4000 | 70
P00000OQ0 | Cree Inc. | Cree EDGE Canopy | CAN-EDG-PS-xx-08-E-xx-xx-350-40K-xxxx | Outdoor Luminaires | High Output | Fuel Pump Canopy Luminaires | Standard | FALSE | [9 empty] | 41663 |  |  | NotYetVerified | XCL*A08E-*H7_ | 3 | 10101 | 112.2333 | 90 | 20 | 0.9 | 4000 | 70
P00001I7Y | On Time Lighting | Metro LED Lighting | VNP300L.28W.40K | Outdoor Luminaires | Low Output | Fuel Pump Canopy Luminaires | Standard | TRUE | 2557 | 90.07 | 28.39 | 12.42 | 0.874 | 4166 | 87 | 5 | 50000 | 41661 |  |  | NotYetVerified |  | 3 | 3200 | 114 | 28 |  | 0.98 | 4000 | 80
P00001047 | LiLEDs (Shanghai) Company | LiLEDs | ATLASGS60HRS | Outdoor Luminaires | Mid Output | Fuel Pump Canopy Luminaires | Standard | TRUE | 7929 | 80.4 | 98.6 | 15.22 | 0.92 | 5793 | 72 | 5 | 50000 | 41656 |  |  | NotYetVerified |  | 3 | 7610 | 80.4 |  |  | 0.95 | 5500 | 71
P00000UMR | Howard Lighting | Howard Lighting | VSL4F19206650U | Outdoor Luminaires | Mid Output | Fuel Pump Canopy Luminaires | Standard | TRUE | 7711 | 100.72 | 76.56 | 10.12 | 0.958 | 5286 | 86 | 5 | 50000 | 41642 |  |  | NotYetVerified |  | 3 |  |  | 66 |  |  | 5000
P00000UMU | Howard Lighting | Howard Lighting | VSL4D19206650U | Outdoor Luminaires | Mid Output | Fuel Pump Canopy Luminaires | Standard | FALSE | [9 empty] | 41642 |  |  | NotYetVerified |  | 3 | 8122 | 110 | 66 |  |  | 5000 | 84
P00000UMT | Howard Lighting | Howard Lighting | VSL4F19203150U | Outdoor Luminaires | Low Output | Fuel Pump Canopy Luminaires | Standard | FALSE | [9 empty] | 41642 |  |  | NotYetVerified |  | 3 | 4061 | 110 | 30 |  |  | 5000 | 84
P00000UMS | Howard Lighting | Howard Lighting | VSL4D19203150U | Outdoor Luminaires | Low Output | Fuel Pump Canopy Luminaires | Standard | FALSE | [9 empty] | 41642 |  |  | NotYetVerified |  | 3 | 4061 | 110 | 30 |  |  | 5000 | 84
P000019CN | SloanLED | Progressive Down Light 2 | 701948-5WSWT2-*** (120V ONLY) | Outdoor Luminaires | High Output | Fuel Pump Canopy Luminaires | Standard | TRUE | 10050 | 104.12 | 96.52 | 7.58 | 0.99 | 4923.5 | 67.5 | 5 | 100000 | 41638 |  |  | NotYetVerified |  | 3 | 10300 | 103 | 100 |  |  | 5000 | 70
P000002WY | Acuity Brands Lighting | Lithonia Lighting | DSXSC LED 20C 530 30K T5E XXXXX XXX XXXXXXXX XXXXX | Outdoor Luminaires | Low Output | Fuel Pump Canopy Luminaires | Standard | TRUE | 2912 | 83.29 | 34.96 | 23.8 | 0.88 | 2971 | 85 | 5 | 100000 | 41638 |  |  | NotYetVerified |  | 3 | 2830.46 | 80.87 | 35 |  |  | 3000
P000002WX | Acuity Brands Lighting | Lithonia Lighting | DSXSC LED 20C 350 30K T5E XXXXX XXX XXXXXXXX XXXXX | Outdoor Luminaires | Low Output | Fuel Pump Canopy Luminaires | Standard | TRUE | 2087 | 88.47 | 23.59 | 23.8 | 0.88 | 2947 | 85 | 5 | 100000 | 41638 |  |  | NotYetVerified |  | 3 | 2095 | 88.77 | 23.6 |  |  | 3000
P000002X0 | Acuity Brands Lighting | Lithonia Lighting | DSXSC LED 20C 350 50K T5E XXXXX XXX XXXXXXXX XXXXX | Outdoor Luminaires | Low Output | Fuel Pump Canopy Luminaires | Standard | FALSE | [9 empty] | 41638 | Not Yet Verified | Not Yet Verified | NotYetVerified |  | 3 | 2684.52 | 113.75 | 23.6 |  |  | 4875 | 68.9
P000002WZ | Acuity Brands Lighting | Lithonia Lighting | DSXSC LED 20C 350 40K T5E XXXXX XXX XXXXXXXX XXXXX | Outdoor Luminaires | Low Output | Fuel Pump Canopy Luminaires | Standard | FALSE | [9 empty] | 41638 | Not Yet Verified | Not Yet Verified | NotYetVerified |  | 3 | 2392.7 | 101.39 | 23.6 |  |  | 3974 | 73.4
P000002X2 | Acuity Brands Lighting | Lithonia Lighting | DSXSC LED 30C 530 30K T5E XXXXX XXX XXXXXXXX XXXXX | Outdoor Luminaires | Low Output | Fuel Pump Canopy Luminaires | Standard | FALSE | [9 empty] | 41638 | Not Yet Verified | Not Yet Verified | NotYetVerified |  | 3 | 4282.34 | 82.67 | 51.8 |  |  | 2980 | 84.75
P000002X1 | Acuity Brands Lighting | Lithonia Lighting | DSXSC LED 30C 350 30K T5E XXXXX XXX XXXXXXXX XXXXX | Outdoor Luminaires | Low Output | Fuel Pump Canopy Luminaires | Standard | FALSE | [9 empty] | 41638 | Not Yet Verified | Not Yet Verified | NotYetVerified |  | 3 | 3051.44 | 87.94 | 34.7
P000012RG | OSRAM | Osram | LS2-L-25-750-C5-UNV-DX-OSP-XX | Outdoor Luminaires | Low Output | Fuel Pump Canopy Luminaires | Standard | FALSE | [9 empty] | 41636 |  |  | NotYetVerified |  | 3 | 2634.87 | 100 | 26.27 | 24 | 0.96 | 5000
P000012RI | OSRAM | Osram | LS2-L-72-750-C5-UNV-DX-OSP-XX | Outdoor Luminaires | Mid Output | Fuel Pump Canopy Luminaires | Standard | FALSE | [9 empty] | 41636 |  |  | NotYetVerified |  | 3 | 7206.17 | 93 | 77.12 | 14 | 0.95 | 5000
P000012RH | OSRAM | Osram | LS2-L-72-740-C5-UNV-DX-OSP-XX | Outdoor Luminaires | Mid Output | Fuel Pump Canopy Luminaires | Standard | FALSE | [9 empty] | 41636 |  |  | NotYetVerified |  | 3 | 7206.17 | 93 | 77.12 | 14 | 0.95 | 4000
P000012QK | OSRAM | Osram | LS2-L-25-740-C5-UNV-DX-OSP-XX | Outdoor Luminaires | Low Output | Fuel Pump Canopy Luminaires | Standard | TRUE | 2318.85 | 100 | 22.95 | 13 | 0.91 | 4027 | 77 | 5 | 50000 | 41635 |  |  | NotYetVerified |  | 3 | 2318.85 | 100 | 20 | 13 | 0.91 | 4000
P000012TR | OSRAM | Osram Sylvania | LS2-L-25-740-C5-UNV-DX-OSP-XX | Outdoor Luminaires | Low Output | Fuel Pump Canopy Luminaires | Standard | TRUE | 2318.85 | 100 | 22.95 | 13 | 0.91 | 4027 | 77 | 5 | 50000 | 41635 |  |  | NotYetVerified |  | 3 | 2318.85 | 100 | 20 |  | 0.91 | 4000
P00000WSC | Infinilux Corporation | Infinilux | CFSPXX20-02 (4000K) C01 | Outdoor Luminaires | Low Output | Fuel Pump Canopy Luminaires | Standard | TRUE | 2318.85 | 100 | 22.95 | 13 | 0.91 | 4027 | 77 | 5 | 50000 | 41635 |  |  | NotYetVerified |  | 3 | 2318.85 | 100 | 20 | 13 | 0.91 | 4000
P000012UO | OSRAM | Osram Sylvania | LS2-L-25-750-C5-UNV-XX | Outdoor Luminaires | Low Output | Fuel Pump Canopy Luminaires | Standard | FALSE | [9 empty] | 41635 |  |  | NotYetVerified |  | 3 | 2634.87 | 100 | 26.27 | 24 | 0.96 | 5000
P000012UN | OSRAM | Osram Sylvania | LS2-L-25-740-C5-UNV-XX | Outdoor Luminaires | Low Output | Fuel Pump Canopy Luminaires | Standard | FALSE | [9 empty] | 41635 |  |  | NotYetVerified |  | 3 | 2634.87 | 100 | 26.27 | 24 | 0.96 | 5000
P000012U8 | OSRAM | Osram Sylvania | LS2-L-25-750-C5-347-DX-IWC-XX | Outdoor Luminaires | Low Output | Fuel Pump Canopy Luminaires | Standard | FALSE | [9 empty] | 41635 |  |  | NotYetVerified |  | 3 | 2634.87 | 100 | 26.27 | 24 | 0.96 | 5000
P000012U4 | OSRAM | Osram Sylvania | LS2-L-25-750-C5-347-DX-OSP-XX | Outdoor Luminaires | Low Output | Fuel Pump Canopy Luminaires | Standard | FALSE | [9 empty] | 41635 |  |  | NotYetVerified |  | 3 | 2634.87 | 100 | 26.27 | 24 | 0.96 | 5000
P000012U0 | OSRAM | Osram Sylvania | LS2-L-25-750-C5-347-XX | Outdoor Luminaires | Low Output | Fuel Pump Canopy Luminaires | Standard | FALSE | [9 empty] | 41635 |  |  | NotYetVerified |  | 3 | 2634.87 | 100 | 26.27 | 24 | 0.96 | 5000
P000012TS | OSRAM | Osram Sylvania | LS2-L-25-750-C5-UNV-DX-OSP-XX | Outdoor Luminaires | Low Output | Fuel Pump Canopy Luminaires | Standard | FALSE | [9 empty] | 41635 |  |  | NotYetVerified |  | 3 | 2634.87 | 100 | 26.27 | 24 | 0.96 | 5000
P000012UM | OSRAM | Osram Sylvania | LS2-L-55-750-C5-347-DX-IWC-XX | Outdoor Luminaires | Mid Output | Fuel Pump Canopy Luminaires | Standard | FALSE | [9 empty] | 41635 |  |  | NotYetVerified |  | 3 | 6241.86 | 102 | 61.01 | 17 | 0.92 | 5000
P000012UI | OSRAM | Osram Sylvania | LS2-L-55-750-C5-347-DX-OSP-XX | Outdoor Luminaires | Mid Output | Fuel Pump Canopy Luminaires | Standard | FALSE | [9 empty] | 41635 |  |  | NotYetVerified |  | 3 | 6241.86 | 102 | 61.01 | 17 | 0.92 | 5000
P000012UE | OSRAM | Osram Sylvania | LS2-L-55-750-C5-347-XX | Outdoor Luminaires | Mid Output | Fuel Pump Canopy Luminaires | Standard | FALSE | [9 empty] | 41635 |  |  | NotYetVerified |  | 3 | 6241.86 | 102 | 61.01 | 17 | 0.92 | 5000
P000012UK | OSRAM | Osram Sylvania | LS2-L-40-750-C5-347-DX-IWC-XX | Outdoor Luminaires | Low Output | Fuel Pump Canopy Luminaires | Standard | FALSE | [9 empty] | 41635 |  |  | NotYetVerified |  | 3 | 4296.46 | 95 | 45.01 | 16 | 0.98 | 5000
P000012UG | OSRAM | Osram Sylvania | LS2-L-40-750-C5-347-DX-OSP-XX | Outdoor Luminaires | Low Output | Fuel Pump Canopy Luminaires | Standard | FALSE | [9 empty] | 41635 |  |  | NotYetVerified |  | 3 | 4296.46 | 95 | 45.01 | 16 | 0.98 | 5000
P000012UC | OSRAM | Osram Sylvania | LS2-L-36-750-C5-347-XX | Outdoor Luminaires | Low Output | Fuel Pump Canopy Luminaires | Standard | FALSE | [9 empty] | 41635 |  |  | NotYetVerified |  | 3 | 4296.46 | 95 | 45.01 | 16 | 0.98 | 5000
P000012UQ | OSRAM | Osram Sylvania | LS2-L-72-750-C5-UNV-XX | Outdoor Luminaires | Mid Output | Fuel Pump Canopy Luminaires | Standard | FALSE | [9 empty] | 41635 |  |  | NotYetVerified |  | 3 | 7206.17 | 93 | 77.12 | 14 | 0.95 | 5000
P000012UA | OSRAM | Osram Sylvania | LS2-L-72-750-C5-347-DX-IWC-XX | Outdoor Luminaires | Mid Output | Fuel Pump Canopy Luminaires | Standard | FALSE | [9 empty] | 41635 |  |  | NotYetVerified |  | 3 | 7206.17 | 93 | 77.12 | 14 | 0.95 | 5000
P000012U6 | OSRAM | Osram Sylvania | LS2-L-72-750-C5-347-DX-OSP-XX | Outdoor Luminaires | Mid Output | Fuel Pump Canopy Luminaires | Standard | FALSE | [9 empty] | 41635 |  |  | NotYetVerified |  | 3 | 7206.17 | 93 | 77.12 | 14 | 0.95 | 5000
P000012U2 | OSRAM | Osram Sylvania | LS2-L-72-750-C5-347-XX | Outdoor Luminaires | Mid Output | Fuel Pump Canopy Luminaires | Standard | FALSE | [9 empty] | 41635 |  |  | NotYetVerified |  | 3 | 7206.17 | 93 | 77.12 | 14 | 0.95 | 5000
P000012TU | OSRAM | Osram Sylvania | LS2-L-72-750-C5-UNV-DX-OSP-XX | Outdoor Luminaires | Mid Output | Fuel Pump Canopy Luminaires | Standard | FALSE | [9 empty] | 41635 |  |  | NotYetVerified |  | 3 | 7206.17 | 93 | 77.12 | 14 | 0.95 | 5000
P000012U7 | OSRAM | Osram Sylvania | LS2-L-25-740-C5-347-DX-IWC-XX | Outdoor Luminaires | Low Output | Fuel Pump Canopy Luminaires | Standard | FALSE | [9 empty] | 41635 |  |  | NotYetVerified |  | 3 | 2634.87 | 100 | 26.27 | 24 | 0.96 | 4000
P000012U3 | OSRAM | Osram Sylvania | LS2-L-25-740-C5-347-DX-OSP-XX | Outdoor Luminaires | Low Output | Fuel Pump Canopy Luminaires | Standard | FALSE | [9 empty] | 41635 |  |  | NotYetVerified |  | 3 | 2634.87 | 100 | 26.27 | 24 | 0.96 | 4000
P000012TZ | OSRAM | Osram Sylvania | LS2-L-25-740-C5-347-XX | Outdoor Luminaires | Low Output | Fuel Pump Canopy Luminaires | Standard | FALSE | [9 empty] | 41635 |  |  | NotYetVerified |  | 3 | 2634.87 | 100 | 26.27 | 24 | 0.96 | 4000
P000012UL | OSRAM | Osram Sylvania | LS2-L-55-740-C5-347-DX-IWC-XX | Outdoor Luminaires | Mid Output | Fuel Pump Canopy Luminaires | Standard | FALSE | [9 empty] | 41635 |  |  | NotYetVerified |  | 3 | 6241.86 | 102 | 61.01 | 17 | 0.92 | 4000
P000012UH | OSRAM | Osram Sylvania | LS2-L-55-740-C5-347-DX-OSP-XX | Outdoor Luminaires | Mid Output | Fuel Pump Canopy Luminaires | Standard | FALSE | [9 empty] | 41635 |  |  | NotYetVerified |  | 3 | 6241.86 | 102 | 61.01 | 17 | 0.92 | 4000
P000012UD | OSRAM | Osram Sylvania | LS2-L-55-740-C5-347-XX | Outdoor Luminaires | Mid Output | Fuel Pump Canopy Luminaires | Standard | FALSE | [9 empty] | 41635 |  |  | NotYetVerified |  | 3 | 6241.86 | 102 | 61.01 | 17 | 0.92 | 4000
P000012UJ | OSRAM | Osram Sylvania | LS2-L-40-740-C5-347-DX-IWC-XX | Outdoor Luminaires | Low Output | Fuel Pump Canopy Luminaires | Standard | FALSE | [9 empty] | 41635 |  |  | NotYetVerified |  | 3 | 4296.46 | 95 | 45.01 | 16 | 0.98 | 4000
P000012UF | OSRAM | Osram Sylvania | LS2-L-40-740-C5-347-DX-OSP-XX | Outdoor Luminaires | Low Output | Fuel Pump Canopy Luminaires | Standard | FALSE | [9 empty] | 41635 |  |  | NotYetVerified |  | 3 | 4296.46 | 95 | 45.01 | 16 | 0.98 | 4000
P000012UB | OSRAM | Osram Sylvania | LS2-L-36-740-C5-347-XX | Outdoor Luminaires | Low Output | Fuel Pump Canopy Luminaires | Standard | FALSE | [9 empty] | 41635 |  |  | NotYetVerified |  | 3 | 4296.46 | 95 | 45.01 | 16 | 0.98 | 4000
P000012UP | OSRAM | Osram Sylvania | LS2-L-72-740-C5-UNV-XX | Outdoor Luminaires | Mid Output | Fuel Pump Canopy Luminaires | Standard | FALSE | [9 empty] | 41635 |  |  | NotYetVerified |  | 3 | 7206.17 | 93 | 77.12 | 14 | 0.95 | 4000
P000012U9 | OSRAM | Osram Sylvania | LS2-L-72-740-C5-347-DX-IWC-XX | Outdoor Luminaires | Mid Output | Fuel Pump Canopy Luminaires | Standard | FALSE | [9 empty] | 41635 |  |  | NotYetVerified |  | 3 | 7206.17 | 93 | 77.12 | 14 | 0.95 | 4000
P000012U5 | OSRAM | Osram Sylvania | LS2-L-72-740-C5-347-DX-OSP-XX | Outdoor Luminaires | Mid Output | Fuel Pump Canopy Luminaires | Standard | FALSE | [9 empty] | 41635 |  |  | NotYetVerified |  | 3 | 7206.17 | 93 | 77.12 | 14 | 0.95 | 4000
P000012U1 | OSRAM | Osram Sylvania | LS2-L-72-740-C5-347-XX | Outdoor Luminaires | Mid Output | Fuel Pump Canopy Luminaires | Standard | FALSE | [9 empty] | 41635 |  |  | NotYetVerified |  | 3 | 7206.17 | 93 | 77.12 | 14 | 0.95 | 4000
P000012TT | OSRAM | Osram Sylvania | LS2-L-72-740-C5-UNV-DX-OSP-XX | Outdoor Luminaires | Mid Output | Fuel Pump Canopy Luminaires | Standard | FALSE | [9 empty] | 41635 |  |  | NotYetVerified |  | 3 | 7206.17 | 93 | 77.12 | 14 | 0.95 | 4000
P000012RN | OSRAM | Osram Sylvania | LS2-L-72-740-C5-347-DX-IWC-XX | Outdoor Luminaires | Mid Output | Fuel Pump Canopy Luminaires | Standard | FALSE | [9 empty] | 41635 |  |  | NotYetVerified |  | 3 | 7206.17 | 93 | 77.12 | 14 | 0.95 | 4000
P00000WTO | Infinilux Corporation | Infinilux | CFSPXX20-02 (5000K) - Y - C02 | Outdoor Luminaires | Low Output | Fuel Pump Canopy Luminaires | Standard | FALSE | [9 empty] | 41635 |  |  | NotYetVerified |  | 3 | 2634.87 | 100 | 26.27 | 24 | 0.96 | 5000
P00000WTK | Infinilux Corporation | Infinilux | CFSPXX20-02 (5000K) - Y - C01 | Outdoor Luminaires | Low Output | Fuel Pump Canopy Luminaires | Standard | FALSE | [9 empty] | 41635 |  |  | NotYetVerified |  | 3 | 2634.87 | 100 | 26.27 | 24 | 0.96 | 5000
P00000WTG | Infinilux Corporation | Infinilux | CFSPXX20-02 (5000K) - Y | Outdoor Luminaires | Low Output | Fuel Pump Canopy Luminaires | Standard | FALSE | [9 empty] | 41635 |  |  | NotYetVerified |  | 3 | 2634.87 | 100 | 26.27 | 24 | 0.96 | 5000
P00000WTC | Infinilux Corporation | Infinilux | CFSPXX20-02 (5000K) C02 | Outdoor Luminaires | Low Output | Fuel Pump Canopy Luminaires | Standard | FALSE | [9 empty] | 41635 |  |  | NotYetVerified |  | 3 | 2634.87 | 100 | 26.27 | 24 | 0.96 | 5000
P00000WT8 | Infinilux Corporation | Infinilux | CFSPXX20-02 (5000K) C01 | Outdoor Luminaires | Low Output | Fuel Pump Canopy Luminaires | Standard | FALSE | [9 empty] | 41635 |  |  | NotYetVerified |  | 3 | 2634.87 | 100 | 26.27 | 24 | 0.96 | 5000
P00000WU2 | Infinilux Corporation | Infinilux | CFSPXX48-02 (5000K) - Y - C02 | Outdoor Luminaires | Mid Output | Fuel Pump Canopy Luminaires | Standard | FALSE | [9 empty] | 41635 |  |  | NotYetVerified |  | 3 | 6241.86 | 102 | 61.01 | 17 | 0.92 | 5000
P00000WTY | Infinilux Corporation | Infinilux | CFSPXX48-02 (5000K) - Y - C01 | Outdoor Luminaires | Mid Output | Fuel Pump Canopy Luminaires | Standard | FALSE | [9 empty] | 41635 |  |  | NotYetVerified |  | 3 | 6241.86 | 102 | 61.01 | 17 | 0.92 | 5000
P00000WTU | Infinilux Corporation | Infinilux | CFSPXX48-02 (5000K) - Y | Outdoor Luminaires | Mid Output | Fuel Pump Canopy Luminaires | Standard | FALSE | [9 empty] | 41635 |  |  | NotYetVerified |  | 3 | 6241.86 | 102 | 61.01 | 17 | 0.92 | 5000
P00000WU0 | Infinilux Corporation | Infinilux | CFSPXX36-02 (5000K) - Y - C02 | Outdoor Luminaires | Low Output | Fuel Pump Canopy Luminaires | Standard | FALSE | [9 empty] | 41635 |  |  | NotYetVerified |  | 3 | 4296.46 | 95 | 45.01 | 16 | 0.98 | 5000
P00000WTW | Infinilux Corporation | Infinilux | CFSPXX36-02 (5000K) - Y - C01 | Outdoor Luminaires | Low Output | Fuel Pump Canopy Luminaires | Standard | FALSE | [9 empty] | 41635 |  |  | NotYetVerified |  | 3 | 4296.46 | 95 | 45.01 | 16 | 0.98 | 5000
P00000WTS | Infinilux Corporation | Infinilux | CFSPXX36-02 (5000K) - Y | Outdoor Luminaires | Low Output | Fuel Pump Canopy Luminaires | Standard | FALSE | [9 empty] | 41635 |  |  | NotYetVerified |  | 3 | 4296.46 | 95 | 45.01 | 16 | 0.98 | 5000
P00000WTQ | Infinilux Corporation | Infinilux | CFSPXX64-02 (5000K) - Y - C02 | Outdoor Luminaires | Mid Output | Fuel Pump Canopy Luminaires | Standard | FALSE | [9 empty] | 41635 |  |  | NotYetVerified |  | 3 | 7698.02 | 106 | 72.37 | 14 | 0.95 | 5000
P00000WTM | Infinilux Corporation | Infinilux | CFSPXX64-02 (5000K) - Y - C01 | Outdoor Luminaires | Mid Output | Fuel Pump Canopy Luminaires | Standard | FALSE | [9 empty] | 41635 |  |  | NotYetVerified |  | 3 | 7698.02 | 106 | 72.37 | 14 | 0.95 | 5000
P00000WTI | Infinilux Corporation | Infinilux | CFSPXX64-02 (5000K) - Y | Outdoor Luminaires | Mid Output | Fuel Pump Canopy Luminaires | Standard | FALSE | [9 empty] | 41635 |  |  | NotYetVerified |  | 3 | 7698.02 | 106 | 72.37 | 14 | 0.95 | 5000
P00000WTE | Infinilux Corporation | Infinilux | CFSPXX64-02 (5000K) C02 | Outdoor Luminaires | Mid Output | Fuel Pump Canopy Luminaires | Standard | FALSE | [9 empty] | 41635 |  |  | NotYetVerified |  | 3 | 7698.02 | 106 | 72.37 | 14 | 0.95 | 5000
P00000WTA | Infinilux Corporation | Infinilux | CFSPXX64-02 (5000K) C01 | Outdoor Luminaires | Mid Output | Fuel Pump Canopy Luminaires | Standard | FALSE | [9 empty] | 41635 |  |  | NotYetVerified |  | 3 | 7698.02 | 106 | 72.37 | 14 | 0.95 | 5000
P00000WTN | Infinilux Corporation | Infinilux | CFSPXX20-02 (4000K) - Y - C02 | Outdoor Luminaires | Low Output | Fuel Pump Canopy Luminaires | Standard | FALSE | [9 empty] | 41635 |  |  | NotYetVerified |  | 3 | 2634.87 | 100 | 26.27 | 24 | 0.96 | 4000
P00000WTJ | Infinilux Corporation | Infinilux | CFSPXX20-02 (4000K) - Y - C01 | Outdoor Luminaires | Low Output | Fuel Pump Canopy Luminaires | Standard | FALSE | [9 empty] | 41635 |  |  | NotYetVerified |  | 3 | 2634.87 | 100 | 26.27 | 24 | 0.96 | 4000
P00000WTF | Infinilux Corporation | Infinilux | CFSPXX20-02 (4000K) - Y | Outdoor Luminaires | Low Output | Fuel Pump Canopy Luminaires | Standard | FALSE | [9 empty] | 41635 |  |  | NotYetVerified |  | 3 | 2634.87 | 100 | 26.27 | 24 | 0.96 | 4000
P00000WTB | Infinilux Corporation | Infinilux | CFSPXX20-02 (4000K) C02 | Outdoor Luminaires | Low Output | Fuel Pump Canopy Luminaires | Standard | FALSE | [9 empty] | 41635 |  |  | NotYetVerified |  | 3 | 2634.87 | 100 | 26.27 | 24 | 0.96 | 4000
P00000WU1 | Infinilux Corporation | Infinilux | CFSPXX48-02 (4000K) - Y - C02 | Outdoor Luminaires | Mid Output | Fuel Pump Canopy Luminaires | Standard | FALSE | [9 empty] | 41635 |  |  | NotYetVerified |  | 3 | 6241.86 | 102 | 61.01 | 17 | 0.92 | 4000
P00000WTX | Infinilux Corporation | Infinilux | CFSPXX48-02 (4000K) - Y - C01 | Outdoor Luminaires | Mid Output | Fuel Pump Canopy Luminaires | Standard | FALSE | [9 empty] | 41635 |  |  | NotYetVerified |  | 3 | 6241.86 | 102 | 61.01 | 17 | 0.92 | 4000
P00000WTT | Infinilux Corporation | Infinilux | CFSPXX48-02 (4000K) - Y | Outdoor Luminaires | Mid Output | Fuel Pump Canopy Luminaires | Standard | FALSE | [9 empty] | 41635 |  |  | NotYetVerified |  | 3 | 6241.86 | 102 | 61.01 | 17 | 0.92 | 4000
P00000WTZ | Infinilux Corporation | Infinilux | CFSPXX36-02 (4000K) - Y - C02 | Outdoor Luminaires | Low Output | Fuel Pump Canopy Luminaires | Standard | FALSE | [9 empty] | 41635 |  |  | NotYetVerified |  | 3 | 4296.46 | 95 | 45.01 | 16 | 0.98 | 4000
P00000WTV | Infinilux Corporation | Infinilux | CFSPXX36-02 (4000K) - Y - C01 | Outdoor Luminaires | Low Output | Fuel Pump Canopy Luminaires | Standard | FALSE | [9 empty] | 41635 |  |  | NotYetVerified |  | 3 | 4296.46 | 95 | 45.01 | 16 | 0.98 | 4000
P00000WTR | Infinilux Corporation | Infinilux | CFSPXX36-02 (4000K) - Y | Outdoor Luminaires | Low Output | Fuel Pump Canopy Luminaires | Standard | FALSE | [9 empty] | 41635 |  |  | NotYetVerified |  | 3 | 4296.46 | 95 | 45.01 | 16 | 0.98 | 4000
P00000WTP | Infinilux Corporation | Infinilux | CFSPXX64-02 (4000K) - Y - C02 | Outdoor Luminaires | Mid Output | Fuel Pump Canopy Luminaires | Standard | FALSE | [9 empty] | 41635 |  |  | NotYetVerified |  | 3 | 7206.17 | 93 | 77.12 | 14 | 0.95 | 4000
P00000WTL | Infinilux Corporation | Infinilux | CFSPXX64-02 (4000K) - Y - C01 | Outdoor Luminaires | Mid Output | Fuel Pump Canopy Luminaires | Standard | FALSE | [9 empty] | 41635 |  |  | NotYetVerified |  | 3 | 7206.17 | 93 | 77.12 | 14 | 0.95 | 4000
P00000WTH | Infinilux Corporation | Infinilux | CFSPXX64-02 (4000K) - Y | Outdoor Luminaires | Mid Output | Fuel Pump Canopy Luminaires | Standard | FALSE | [9 empty] | 41635 |  |  | NotYetVerified |  | 3 | 7206.17 | 93 | 77.12 | 14 | 0.95 | 4000
P00000WTD | Infinilux Corporation | Infinilux | CFSPXX64-02 (4000K) C02 | Outdoor Luminaires | Mid Output | Fuel Pump Canopy Luminaires | Standard | FALSE | [9 empty] | 41635 |  |  | NotYetVerified |  | 3 | 7206.17 | 93 | 77.12 | 14 | 0.95 | 4000
P00000WT9 | Infinilux Corporation | Infinilux | CFSPXX64-02 (4000K) C01 | Outdoor Luminaires | Mid Output | Fuel Pump Canopy Luminaires | Standard | FALSE | [9 empty] | 41635 |  |  | NotYetVerified |  | 3 | 7206.17 | 93 | 77.12 | 14 | 0.95 | 4000
P00001EHF | Pozeen LED LTD | Pozeen | CPRM150 | Outdoor Luminaires | High Output | Fuel Pump Canopy Luminaires | Standard | TRUE | 11242 | 80.01 | 140.5 | 12.2 | 0.9392 | 5868 | 71.3 | 5 |  | 41627 |  |  | NotYetVerified |  | 3 | 12000 | 95 | 150 |  | 0.989 | 5700 | 75
P00001EHE | Pozeen LED LTD | Pozeen | CPRM100 | Outdoor Luminaires | Mid Output | Fuel Pump Canopy Luminaires | Standard | TRUE | 7463 | 84.78 | 87.79 | 19.7 | 0.911 | 5841 | 70 | 5 |  | 41627 |  |  | NotYetVerified |  | 3 |  |  | 100 |  | 0.9 | 5700 | 70
P00001992 | SIMKAR Corporation | CLED | CLED8350U1 | Outdoor Luminaires | Mid Output | Fuel Pump Canopy Luminaires | Standard | TRUE | 7087 | 85.4 | 83.02 | 20.1 | 0.87 | 5381 | 69.5 | 5 | 50000 | 41626 |  |  | NotYetVerified |  | 3 | 7100 | 85.5 | 83 |  | 0.9 | 5000 | 70
P00001FSP | Los Angeles Lighting Mfg. Co. | Los Angeles Lighting Mfg. Co. | BCL100-1-1L-MSx-BP-1DRCDM1050-UNV-840 | Outdoor Luminaires | Low Output | Fuel Pump Canopy Luminaires | Standard | TRUE | 4042.23 | 92 | 43.9 | 10 | 0.91 | 4165 | 84 | 5 | 50000 | 41625 |  |  | NotYetVerified | Placeholder x can be I as infrared sensor or S super high frequency sensor | 3 | 4042 | 92 | 43.9 |  |  | 4000 | 84
P0000113M | Mobern Lighting Co | Mobern Lighting Co | MIMDCLLED28MV40 | Outdoor Luminaires | Low Output | Fuel Pump Canopy Luminaires | Standard | TRUE | 2557 | 90.07 | 28.39 | 12.42 | 0.874 | 4166 | 87 | 5 | 50000 | 41625 |  |  | NotYetVerified |  | 3 | 3200 | 114 | 28 |  | 0.98 | 4000 | 80
P0000112B | Mercury Lighting Products Co. Inc. | MERCURY LIGHTING | MER-CV303L*28W-4000K | Outdoor Luminaires | Low Output | Fuel Pump Canopy Luminaires | Standard | TRUE | 2557 | 90.07 | 28.39 | 12.42 | 0.874 | 4166 | 87 | 5 | 50000 | 41625 |  |  | NotYetVerified |  | 3 | 3200 | 114 | 28 |  | 0.98 | 4000 | 80
P00001FSS | Los Angeles Lighting Mfg. Co. | Los Angeles Lighting Mfg. Co. | BCL100-1-1DRCDM1050-UNV-840 | Outdoor Luminaires | Low Output | Fuel Pump Canopy Luminaires | Standard | FALSE | [9 empty] | 41625 |  |  | NotYetVerified |  | 3 | 4042 | 92 | 43.9 |  |  | 4000 | 84
P00001FSR | Los Angeles Lighting Mfg. Co. | Los Angeles Lighting Mfg. Co. | BCL100-1-1L-MSx-1DRCDM1050-UNV-840 | Outdoor Luminaires | Low Output | Fuel Pump Canopy Luminaires | Standard | FALSE | [9 empty] | 41625 |  |  | NotYetVerified | Placeholder x can be I as infrared sensor or S super high frequency sensor | 3 | 4042 | 92 | 42.9 |  |  | 4000 | 84
P00001FSQ | Los Angeles Lighting Mfg. Co. | Los Angeles Lighting Mfg. Co. | BCL100-1-1L-BP-1DRCDM1050-UNV-840 | Outdoor Luminaires | Low Output | Fuel Pump Canopy Luminaires | Standard | FALSE | [9 empty] | 41625 |  |  | NotYetVerified |  | 3 | 4042 | 92 | 43.9 |  |  | 4000 | 84
P00001FDA | The Light Edge Inc. | VMON | VMON1-4-40-40-MV | Outdoor Luminaires | Low Output | Fuel Pump Canopy Luminaires | Standard | TRUE | 3122 | 81.3 | 38.4 | 11.5 | 0.97 | 3920 | 80 | 5 | 50000 | 41624 |  |  | NotYetVerified |  | 3 | 3122 | 81.3 | 38.4 |  |  | 4000 | 80
P00001HD6 | Ventex Technology Corporation | Venlite | VF-155XXD | Outdoor Luminaires | High Output | Fuel Pump Canopy Luminaires | Standard | TRUE | 10481 | 81.63 | 128.4 | 4.11 | 0.977 | 4961 | 66 | 5 |  | 41619 |  |  | NotYetVerified |  | 3 | 10500 |  | 125 |  | 0.95 | 5500 | 80
P0000105C | LSI Industries | LSI Industries | XSL2 S LED 50 CW UE [All Voltages except 277] | Outdoor Luminaires | Low Output | Fuel Pump Canopy Luminaires | Standard | TRUE | 4957 | 79.7 | 62.2 | 19.3 | 0.911 | 5407 | 68 | 5 | 60000 | 41619 |  |  | NotYetVerified |  | 3 | 4957 | 79 | 62.2 |  |  | 5000 | 69
P00001EOE | RLE Industries LLC | Robert Lighting | VPVTLED V2-UNV-4000K | Outdoor Luminaires | Low Output | Fuel Pump Canopy Luminaires | Standard | TRUE | 4023 | 98.43 | 40.7 | 18.31 | 0.907 | 3996 | 83.9 | 5 | 50000 | 41604 |  |  | NotYetVerified |  | 3 | [5 empty] | 4000
P00000STK | GE Lighting Solutions | Evolve | ECSA0B57501AWHTEXXX | Outdoor Luminaires | Mid Output | Fuel Pump Canopy Luminaires | Standard | TRUE | 8038 | 95.5 | 84.2 | 12.11 | 0.96 | 5459 | 69 | 5 | 50000 | 41599 |  |  | NotYetVerified |  | 3 |  |  | 85 | 20 | 0.9 | 5000 | 70
P00000STM | GE Lighting Solutions | Evolve | ECSA0B57501CWHTEXXX | Outdoor Luminaires | Mid Output | Fuel Pump Canopy Luminaires | Standard | FALSE | [9 empty] | 41599 |  |  | NotYetVerified |  | 3 | 7200 | 85 | 85 | 20 | 0.9 | 5000 | 70
P00000STL | GE Lighting Solutions | Evolve | ECSA0B57501BWHTEXXX | Outdoor Luminaires | Mid Output | Fuel Pump Canopy Luminaires | Standard | FALSE | [9 empty] | 41599 |  |  | NotYetVerified |  | 3 | 7200 | 85 | 85 | 20 | 0.9 | 5000 | 70
P00000WS3 | Infinilux Corporation | Infinilux CFSP Series | CFSPXX64-02 (4000K) | Outdoor Luminaires | Mid Output | Fuel Pump Canopy Luminaires | Standard | TRUE | 7497.51 | 106 | 70.67 | 10 | 0.92 | 4111 | 77 | 5 | 190000 | 41597 |  |  | NotYetVerified |  | 3 | 7495 | 106 | 71 |  |  | 4000
P00000WS9 | Infinilux Corporation | Infinilux CFSP Series | CFSPXX20-02 (4000K) | Outdoor Luminaires | Low Output | Fuel Pump Canopy Luminaires | Standard | TRUE | 2352.02 | 103 | 22.88 | 12 | 0.91 | 4095 | 77 | 5 | 190000 | 41597 |  |  | NotYetVerified |  | 3 | 2411 | 105 | 23 |  |  | 4000
P000014V8 | Philips Gardco | Mini 300 LED Gas Canopy | M3L-32G3-700-CW-AS-XXX-XX-XX-XXX | Outdoor Luminaires | Mid Output | Fuel Pump Canopy Luminaires | Standard | TRUE | 6193 | 86.2 | 71.82 | 11.72 | 0.8812 | 5534 | 74.5 | 5 | 50000 | 41597 |  |  | NotYetVerified |  | 3 | 6148 | 85 | 71.98 | 10.94 | 0.9062 | 5700 | 75
P000014V9 | Philips Gardco | Mini 300 LED Gas Canopy | M3L-32G3-700-CW-S-XXX-XX-XX-XXX | Outdoor Luminaires | Mid Output | Fuel Pump Canopy Luminaires | Standard | FALSE | [9 empty] | 41597 |  |  | NotYetVerified |  | 3 | 6497 | 90 | 71.95 | 10.94 | 0.9062 | 5700 | 75
P000014VD | Philips Gardco | Mini 300 LED Gas Canopy | M3L-32G3-700-CW-SS-XXX-XX-XX-XXX | Outdoor Luminaires | Mid Output | Fuel Pump Canopy Luminaires | Standard | FALSE | [9 empty] | 41597 |  |  | NotYetVerified |  | 3 | 6425 | 89 | 71.9 | 10.94 | 0.9062 | 5700 | 75
P000014VB | Philips Gardco | Mini 300 LED Gas Canopy | M3L-32G3-700-CW-A-XXX-XX-XX-XXX | Outdoor Luminaires | Mid Output | Fuel Pump Canopy Luminaires | Standard | FALSE | [9 empty] | 41597 |  |  | NotYetVerified |  | 3 | 6149 | 85 | 71.99 | 10.94 | 0.9062 | 5700 | 75
P000014VM | Philips Gardco | Mini 300 LED Gas Canopy | M3L-48G3-700-CW-AS-XXX-XX-XX-XXX | Outdoor Luminaires | Mid Output | Fuel Pump Canopy Luminaires | Standard | FALSE | [9 empty] | 41597 |  |  | NotYetVerified |  | 3 | 9679 | 93 | 104.6 | 9.08 | 0.9396 | 5700 | 75
P000014VI | Philips Gardco | Mini 300 LED Gas Canopy | M3L-48G3-700-CW-A-XXX-XX-XX-XXX | Outdoor Luminaires | Mid Output | Fuel Pump Canopy Luminaires | Standard | FALSE | [9 empty] | 41597 |  |  | NotYetVerified |  | 3 | 9587 | 92 | 104.5 | 9.08 | 0.9396 | 5700 | 75
P000014VG | Philips Gardco | Mini 300 LED Gas Canopy | M3L-48G3-700-CW-S-XXX-XX-XX-XXX | Outdoor Luminaires | High Output | Fuel Pump Canopy Luminaires | Standard | FALSE | [9 empty] | 41597 |  |  | NotYetVerified |  | 3 | 10240 | 98 | 104.6 | 9.08 | 0.9396 | 5700 | 75
P000014VK | Philips Gardco | Mini 300 LED Gas Canopy | M3L-48G3-700-CW-SS-XXX-XX-XX-XXX | Outdoor Luminaires | High Output | Fuel Pump Canopy Luminaires | Standard | FALSE | [9 empty] | 41597 |  |  | NotYetVerified |  | 3 | 10086 | 96 | 104.6 | 9.08 | 0.9396 | 5700 | 75
P000014VA | Philips Gardco | Mini 300 LED Gas Canopy | M3L-32G3-700-NW-S-XXX-XX-XX-XXX | Outdoor Luminaires | Mid Output | Fuel Pump Canopy Luminaires | Standard | FALSE | [9 empty] | 41597 |  |  | NotYetVerified |  | 3 | 6873 | 96 | 71.4 | 11.72 | 0.8812 | 4000 | 75
P000014VE | Philips Gardco | Mini 300 LED Gas Canopy | M3L-32G3-700-NW-SS-XXX-XX-XX-XXX | Outdoor Luminaires | Mid Output | Fuel Pump Canopy Luminaires | Standard | FALSE | [9 empty] | 41597 |  |  | NotYetVerified |  | 3 | 6610 | 93 | 71.2 | 11.72 | 0.8812 | 4000 | 75
P000014VF | Philips Gardco | Mini 300 LED Gas Canopy | M3L-32G3-700-NW-AS-XXX-XX-XX-XXX | Outdoor Luminaires | Mid Output | Fuel Pump Canopy Luminaires | Standard | FALSE | [9 empty] | 41597 |  |  | NotYetVerified |  | 3 | 6289 | 88 | 71.2 | 11.72 | 0.8812 | 4000 | 75
P000014VC | Philips Gardco | Mini 300 LED Gas Canopy | M3L-32G3-700-NW-A-XXX-XX-XX-XXX | Outdoor Luminaires | Mid Output | Fuel Pump Canopy Luminaires | Standard | FALSE | [9 empty] | 41597 |  |  | NotYetVerified |  | 3 | 6192 | 87 | 71.2 | 11.72 | 0.8812 | 4000 | 75
P000014VN | Philips Gardco | Mini 300 LED Gas Canopy | M3L-48G3-700-NW-AS-XXX-XX-XX-XXX | Outdoor Luminaires | Mid Output | Fuel Pump Canopy Luminaires | Standard | FALSE | [9 empty] | 41597 |  |  | NotYetVerified |  | 3 | 9726 | 93 | 104.2 | 9.47 | 0.9395 | 4000 | 75
P000014VJ | Philips Gardco | Mini 300 LED Gas Canopy | M3L-48G3-700-NW-A-XXX-XX-XX-XXX | Outdoor Luminaires | Mid Output | Fuel Pump Canopy Luminaires | Standard | FALSE | [9 empty] | 41597 |  |  | NotYetVerified |  | 3 | 9626 | 92 | 104.2 | 9.47 | 0.9395 | 4000 | 75
P000014VH | Philips Gardco | Mini 300 LED Gas Canopy | M3L-48G3-700-NW-S-XXX-XX-XX-XXX | Outdoor Luminaires | High Output | Fuel Pump Canopy Luminaires | Standard | FALSE | [9 empty] | 41597 |  |  | NotYetVerified |  | 3 | 10286 | 99 | 104.2 | 9.47 | 0.9395 | 4000 | 75
P000014VL | Philips Gardco | Mini 300 LED Gas Canopy | M3L-48G3-700-NW-SS-XXX-XX-XX-XXX | Outdoor Luminaires | High Output | Fuel Pump Canopy Luminaires | Standard | FALSE | [9 empty] | 41597 |  |  | NotYetVerified |  | 3 | 10131 | 97 | 104.2 | 9.47 | 0.9395 | 4000 | 75
P00000WS4 | Infinilux Corporation | Infinilux CFSP Series | CFSPXX64-02 (5000K) | Outdoor Luminaires | Mid Output | Fuel Pump Canopy Luminaires | Standard | FALSE | [9 empty] | 41597 |  |  | NotYetVerified |  | 3 | 8383 | 116 | 72 |  |  | 5000
P00000WSA | Infinilux Corporation | Infinilux CFSP Series | CFSPXX20-02 (5000K) | Outdoor Luminaires | Low Output | Fuel Pump Canopy Luminaires | Standard | FALSE | [9 empty] | 41597 |  |  | NotYetVerified |  | 3 | 2663 | 115 | 22 |  |  | 5000
P00000067 | A2Z Green Lighting | A2Z Green Lighting | CL0440 | Outdoor Retrofit Kit | Low Output | Retrofit Kits for Fuel Pump Canopy Luminaires | Standard | TRUE | 4741 | 109.2 | 43.41 | 15.3 | 0.974 | 5117 | 83.6 | 5 | 50000 | 41592 |  |  | NotYetVerified |  | 3 | 4823 | 111 | 43.45 | 5.54 | 0.997 | 5117 | 83.6
P00000068 | A2Z Green Lighting | A2Z Green Lighting | CL0896 | Outdoor Retrofit Kit | High Output | Retrofit Kits for Fuel Pump Canopy Luminaires | Standard | TRUE | 10288 | 94.56 | 108.8 | 12.83 | 0.947 | 5222 | 83.7 | 5 | 50000 | 41592 |  |  | NotYetVerified |  | 3 | 10539 | 97.04 | 108.6 | 7.46 | 0.995 | 5222 | 83.7
P00000069 | A2Z Green Lighting | A2Z Green Lighting | CL0860 | Outdoor Retrofit Kit | Mid Output | Retrofit Kits for Fuel Pump Canopy Luminaires | Standard | FALSE | [9 empty] | 41592 |  |  | NotYetVerified |  | 3 | 6891 | 102.9 | 67 | 4.57 | 0.998 | 5151 | 83.6
P00001GUB | S LITE CO. LTD. | S LITE | DL391AL | Outdoor Luminaires | Low Output | Fuel Pump Canopy Luminaires | Standard | TRUE | 3112 | 79.09 | 39.35 | 9.5 | 0.968 | 4993 | 67 | 5 | 50000 | 41590 |  |  | NotYetVerified |  | 3 | 3100 | 70.09 | 42 |  | 0.95 | 5000 | 70
P00001GUC | S LITE CO. LTD. | S LITE | DL392AL | Outdoor Luminaires | Mid Output | Fuel Pump Canopy Luminaires | Standard | TRUE | 7274 | 87.92 | 82.74 | 19.48 | 0.875 | 5070 | 67 | 5 | 50000 | 41590 |  |  | NotYetVerified |  | 3 | 7300 | 87.92 | 85 |  | 0.95 | 5000 | 70
P00000OGR | Cree Inc. | Cree 304 Series | CAN-304-SL-xx-06-E-Ux-xx-700-xxxx | Outdoor Luminaires | High Output | Fuel Pump Canopy Luminaires | Standard | TRUE | 13813 | 100.5 | 137.4 | 8.7 | 0.964 | 5749 | 68 | 10 | 50000 | 41586 |  |  | NotYetVerified | XCP*E06E-*D_ | 3 | 13250 | 98.1 | 135 |  | 0.9 | 5700 | 70
P00000OGJ | Cree Inc. | Cree 304 Series | CAN-304-SL-xx-04-E-Ux-xx-525-40K-xxxx | Outdoor Luminaires | Mid Output | Fuel Pump Canopy Luminaires | Standard | TRUE | 6829 | 108.1 | 63.2 | 12.5 | 0.884 | 4030 | 72 | 10 | 50000 | 41586 |  |  | NotYetVerified | XCP*E04E-*C7_ | 3 | 7077 | 99.7 | 71 |  | 0.9 | 4000 | 70
P00000OGK | Cree Inc. | Cree 304 Series | CAN-304-SL-xx-04-E-Ux-xx-700-40K-xxxx | Outdoor Luminaires | Mid Output | Fuel Pump Canopy Luminaires | Standard | TRUE | 9314 | 103.8 | 89.7 | 11 | 0.93 | 4013 | 72 | 10 | 50000 | 41586 |  |  | NotYetVerified | XCP*E04E-*D7_ | 3 | 8593 | 91.4 | 94 |  | 0.9 | 4000 | 70
P00000OGT | Cree Inc. | Cree 304 Series | CAN-304-PS-xx-04-E-Ux-xx-700-xxxx | Outdoor Luminaires | Mid Output | Fuel Pump Canopy Luminaires | Standard | FALSE | [9 empty] | 41586 |  |  | NotYetVerified | XCP*A04E-*D_ | 3 | 9225 | 98.1 | 94 |  | 0.9 | 5700 | 70
P00000OGX | Cree Inc. | Cree 304 Series | CAN-304-SL-xx-04-E-Ux-xx-700-xxxx | Outdoor Luminaires | Mid Output | Fuel Pump Canopy Luminaires | Standard | FALSE | [9 empty] | 41586 |  |  | NotYetVerified | XCP*E04E-*D_ | 3 | 8924 | 94.9 | 94 |  | 0.9 | 5700 | 70
P00000OGS | Cree Inc. | Cree 304 Series | CAN-304-PS-xx-04-E-Ux-xx-525-xxxx | Outdoor Luminaires | Mid Output | Fuel Pump Canopy Luminaires | Standard | FALSE | [9 empty] | 41586 |  |  | NotYetVerified | XCP*A04E-*C_ | 3 | 7597 | 107 | 71 |  | 0.9 | 5700 | 70
P00000OGW | Cree Inc. | Cree 304 Series | CAN-304-SL-xx-04-E-Ux-xx-525-xxxx | Outdoor Luminaires | Mid Output | Fuel Pump Canopy Luminaires | Standard | FALSE | [9 empty] | 41586 |  |  | NotYetVerified | XCP*E04E-*C_ | 3 | 7349 | 103.5 | 71 |  | 0.9 | 5700 | 70
P00000OGV | Cree Inc. | Cree 304 Series | CAN-304-PS-xx-06-E-Ux-xx-700-xxxx | Outdoor Luminaires | High Output | Fuel Pump Canopy Luminaires | Standard | FALSE | [9 empty] | 41586 |  |  | NotYetVerified | XCP*A06E-*D_ | 3 | 13697 | 101.5 | 135 |  | 0.9 | 5700 | 70
P00000OGU | Cree Inc. | Cree 304 Series | CAN-304-PS-xx-06-E-Ux-xx-525-xxxx | Outdoor Luminaires | High Output | Fuel Pump Canopy Luminaires | Standard | FALSE | [9 empty] | 41586 |  |  | NotYetVerified | XCP*A06E-*C_ | 3 | 11280 | 111.7 | 101 |  | 0.9 | 5700 | 70
P00000OGY | Cree Inc. | Cree 304 Series | CAN-304-SL-xx-06-E-Ux-xx-525-xxxx | Outdoor Luminaires | High Output | Fuel Pump Canopy Luminaires | Standard | FALSE | [9 empty] | 41586 |  |  | NotYetVerified | XCP*E06E-*C_ | 3 | 10913 | 108 | 101 |  | 0.9 | 5700 | 70
P00000OGM | Cree Inc. | Cree 304 Series | CAN-304-PS-xx-04-E-Ux-xx-700-40K-xxxx | Outdoor Luminaires | Mid Output | Fuel Pump Canopy Luminaires | Standard | FALSE | [9 empty] | 41586 |  |  | NotYetVerified | XCP*A04E-*D7_ | 3 | 8883 | 94.5 | 94 |  | 0.9 | 4000 | 70
P00000OGL | Cree Inc. | Cree 304 Series | CAN-304-PS-xx-04-E-Ux-xx-525-40K-xxxx | Outdoor Luminaires | Mid Output | Fuel Pump Canopy Luminaires | Standard | FALSE | [9 empty] | 41586 |  |  | NotYetVerified | XCP*A04E-*C7_ | 3 | 7315 | 103 | 71 |  | 0.9 | 4000 | 70
P00000OGO | Cree Inc. | Cree 304 Series | CAN-304-PS-xx-06-E-Ux-xx-700-40K-xxxx | Outdoor Luminaires | High Output | Fuel Pump Canopy Luminaires | Standard | FALSE | [9 empty] | 41586 |  |  | NotYetVerified | XCP*A06E-*D7_ | 3 | 13190 | 97.7 | 135 |  | 0.9 | 4000 | 70
P00000OGQ | Cree Inc. | Cree 304 Series | CAN-304-SL-xx-06-E-Ux-xx-700-40K-xxxx | Outdoor Luminaires | High Output | Fuel Pump Canopy Luminaires | Standard | FALSE | [9 empty] | 41586 |  |  | NotYetVerified | XCP*E06E-*D7_ | 3 | 12760 | 94.5 | 135 |  | 0.9 | 4000 | 70
P00000OGN | Cree Inc. | Cree 304 Series | CAN-304-PS-xx-06-E-Ux-xx-525-40K-xxxx | Outdoor Luminaires | High Output | Fuel Pump Canopy Luminaires | Standard | FALSE | [9 empty] | 41586 |  |  | NotYetVerified | XCP*A06E-*C7_ | 3 | 10862 | 107.5 | 101 |  | 0.9 | 4000 | 70
P00000OGP | Cree Inc. | Cree 304 Series | CAN-304-SL-xx-06-E-Ux-xx-525-40K-xxxx | Outdoor Luminaires | High Output | Fuel Pump Canopy Luminaires | Standard | FALSE | [9 empty] | 41586 |  |  | NotYetVerified | XCP*E06E-*C7_ | 3 | 10508 | 104 | 101 |  | 0.9 | 4000 | 70
P00001EUK | VALUEGREEN INC. | ValueGreen | VGHB28024S150V27 | Outdoor Luminaires | Mid Output | Fuel Pump Canopy Luminaires | Standard | TRUE | 5724 | 93.13 | 61.46 | 11.36 | 0.9357 | 5055 | 73 | 5 | 50000 | 41579 |  |  | NotYetVerified |  | 3 | 5330 | 85 | 60 |  |  | 5000 | 75
P00001EUL | VALUEGREEN INC. | ValueGreen | VGHB28034S150V27 | Outdoor Luminaires | Mid Output | Fuel Pump Canopy Luminaires | Standard | TRUE | 8262 | 90.21 | 91.59 | 18.08 | 0.932 | 5110 | 74 | 5 | 50000 | 41579 |  |  | NotYetVerified |  | 3 | 7995 | 85 | 90 |  | 0.96 |  | 75
P00001EUR | VALUEGREEN INC. | ValueGreen | VGHB28094S150V27 | Outdoor Luminaires | High Output | Fuel Pump Canopy Luminaires | Standard | FALSE | [9 empty] | 41579 |  |  | NotYetVerified |  | 3 | 23985 | 85 | 270 |  | 0.96 |  | 75
P00001EUQ | VALUEGREEN INC. | ValueGreen | VGHB28084S150V27 | Outdoor Luminaires | High Output | Fuel Pump Canopy Luminaires | Standard | FALSE | [9 empty] | 41579 |  |  | NotYetVerified |  | 3 | 21320 | 85 | 240 |  | 0.96 |  | 75
P00001EUP | VALUEGREEN INC. | ValueGreen | VGHB28074S150V27 | Outdoor Luminaires | High Output | Fuel Pump Canopy Luminaires | Standard | FALSE | [9 empty] | 41579 |  |  | NotYetVerified |  | 3 | 18560 | 85 | 210 |  | 0.96 |  | 75
P00001EUO | VALUEGREEN INC. | ValueGreen | VGHB28064S150V27 | Outdoor Luminaires | High Output | Fuel Pump Canopy Luminaires | Standard | FALSE | [9 empty] | 41579 |  |  | NotYetVerified |  | 3 | 15990 | 85 | 180 |  | 0.96 |  | 75
P00001EUN | VALUEGREEN INC. | ValueGreen | VGHB28054S150V27 | Outdoor Luminaires | High Output | Fuel Pump Canopy Luminaires | Standard | FALSE | [9 empty] | 41579 |  |  | NotYetVerified |  | 3 | 13325 | 85 | 150 |  | 0.96 |  | 75
P00001EUM | VALUEGREEN INC. | ValueGreen | VGHB28044S150V27 | Outdoor Luminaires | High Output | Fuel Pump Canopy Luminaires | Standard | FALSE | [9 empty] | 41579 |  |  | NotYetVerified |  | 3 | 10660 | 85 | 120 |  | 0.96 |  | 75
P00000RA7 | Evolucia Inc. | EvoLucia LED Lighting | EVO-CNPYRC-21-50-T5-UNV-XX | Outdoor Retrofit Kit | Low Output | Retrofit Kits for Fuel Pump Canopy Luminaires | Standard | TRUE | 2004.83 | 95 | 21.22 | 14 | 0.89 | 4735 | 74 | 5 | 100000 | 41578 |  |  | NotYetVerified |  | 3 | 2000 | 95 | 21 |  | 0.9 | 5000 | 75
P000005B6 | Barron Lighting Group | Barron Lighting Group | TLED-RC-18-VS-P-XX | Outdoor Retrofit Kit | Low Output | Retrofit Kits for Fuel Pump Canopy Luminaires | Standard | TRUE | 2004.83 | 95 | 21.22 | 14 | 0.89 | 4735 | 74 | 5 | 100000 | 41578 |  |  | NotYetVerified |  | 3 | 1964 | 100 | 21 |  | 0.9 | 4700 | 70
P00000RAB | Evolucia Inc. | EvoLucia LED Lighting | EVO-CNPYSF-21-50-T5-UNV-XX | Outdoor Luminaires | Low Output | Fuel Pump Canopy Luminaires | Standard | TRUE | 1964.03 | 94 | 20.89 | 14 | 0.89 | 4692 | 74 | 5 | 100000 | 41578 |  |  | NotYetVerified |  | 3 | 2000 | 95 | 21 |  | 0.9 | 5000 | 75
P000005B4 | Barron Lighting Group | Barron Lighting Group | TLED-C-18-VS-P-XX | Outdoor Luminaires | Low Output | Fuel Pump Canopy Luminaires | Standard | TRUE | 1964.03 | 94 | 20.89 | 14 | 0.89 | 4692 | 74 | 5 | 100000 | 41578 |  |  | NotYetVerified |  | 3 | 1964 | 100 | 21 |  | 0.9 | 4700 | 70
P000005AW | Barron Lighting Group | Barron Lighting Group | TLED-TC-18-VS-P-XX | Outdoor Luminaires | Low Output | Fuel Pump Canopy Luminaires | Standard | TRUE | 1964.03 | 94 | 20.89 | 14 | 0.89 | 4692 | 74 | 5 | 100000 | 41578 |  |  | NotYetVerified |  | 3 | 1964 | 100 | 21 |  | 0.9 | 4700 | 70
P00000RAC | Evolucia Inc. | EvoLucia LED Lighting | EVO-CNPYSF-28-50-T5-UNV-XX | Outdoor Luminaires | Low Output | Fuel Pump Canopy Luminaires | Standard | TRUE | 2870 | 103.13 | 27.83 | 13.9 | 0.9089 | 4608 | 73 | 5 | 100000 | 41578 |  |  | NotYetVerified | Qualified with dimming and non-dimming driver options | 3 | 2850 | 101 | 28 |  | 0.9 | 5000 | 75
P000005AX | Barron Lighting Group | Barron Lighting Group | TLED-TC-24-VS-P-XX | Outdoor Luminaires | Low Output | Fuel Pump Canopy Luminaires | Standard | TRUE | 2870 | 103.13 | 27.83 | 13.9 | 0.9089 | 4608 | 73 | 5 | 100000 | 41578 |  |  | NotYetVerified | Qualified with dimming and non-dimming driver options | 3 | 2870 | 103 | 28 |  | 0.9 | 4700 | 70
P00000RAE | Evolucia Inc. | EvoLucia LED Lighting | EVO-CNPYSF-55-50-T5-UNV-XX | Outdoor Luminaires | Mid Output | Fuel Pump Canopy Luminaires | Standard | TRUE | 5593 | 101.76 | 54.96 | 14.1 | 0.9112 | 4669 | 73 | 5 | 100000 | 41578 |  |  | NotYetVerified | Qualified with dimming and non-dimming driver options | 3 | 5600 | 101 | 55 |  | 0.9 | 5000 | 75
P000005AZ | Barron Lighting Group | Barron Lighting Group | TLED-TC-48-VS-P-XX | Outdoor Luminaires | Mid Output | Fuel Pump Canopy Luminaires | Standard | TRUE | 5593 | 101.76 | 54.96 | 14.1 | 0.9112 | 4669 | 73 | 5 | 100000 | 41578 |  |  | NotYetVerified | Qualified with dimming and non-dimming driver options | 3 | 5593 | 102 | 55 |  | 0.9 | 4700 | 70
P00000RAD | Evolucia Inc. | EvoLucia LED Lighting | EVO-CNPYSF-41-50-T5-UNV-XX | Outdoor Luminaires | Low Output | Fuel Pump Canopy Luminaires | Standard | TRUE | 4115 | 100.74 | 40.85 | 10 | 0.9591 | 4698 | 73 | 5 | 100000 | 41578 |  |  | NotYetVerified | Qualified with dimming and non-dimming driver options | 3 | 4100 | 100 | 41 |  | 0.9 | 5000 | 75
P000005AY | Barron Lighting Group | Barron Lighting Group | TLED-TC-36-VS-P-XX | Outdoor Luminaires | Low Output | Fuel Pump Canopy Luminaires | Standard | TRUE | 4115 | 100.74 | 40.85 | 10 | 0.9591 | 4698 | 73 | 5 | 100000 | 41578 |  |  | NotYetVerified | Qualified with dimming and non-dimming driver options | 3 | 4115 | 100 | 41 |  | 0.9 | 4700 | 70
P00000RAA | Evolucia Inc. | EvoLucia LED Lighting | EVO-CNPYRC-55-50-T5-UNV-XX | Outdoor Retrofit Kit | Mid Output | Retrofit Kits for Fuel Pump Canopy Luminaires | Standard | TRUE | 5391.63 | 99 | 54.61 | 14.2 | 0.9095 | 4619 | 73 | 5 | 100000 | 41578 |  |  | NotYetVerified |  | 3 | 5600 | 101 | 55 |  | 0.9 | 5000 | 75
P000005B9 | Barron Lighting Group | Barron Lighting Group | TLED-RC-48-VS-P-XX | Outdoor Retrofit Kit | Mid Output | Retrofit Kits for Fuel Pump Canopy Luminaires | Standard | TRUE | 5391.63 | 99 | 54.61 | 14.2 | 0.9095 | 4619 | 73 | 5 | 100000 | 41578 |  |  | NotYetVerified |  | 3 | 5593 | 102 | 55 |  | 0.9 | 4700 | 70
P00000RA9 | Evolucia Inc. | EvoLucia LED Lighting | EVO-CNPYRC-41-50-T5-UNV-XX | Outdoor Retrofit Kit | Low Output | Retrofit Kits for Fuel Pump Canopy Luminaires | Standard | TRUE | 4210.83 | 102 | 41.34 | 10.9 | 0.9608 | 4648 | 73 | 5 | 100000 | 41578 |  |  | NotYetVerified |  | 3 | 4100 | 100 | 41 |  | 0.9 | 5000 | 75
P000005B8 | Barron Lighting Group | Barron Lighting Group | TLED-RC-36-VS-P-XX | Outdoor Retrofit Kit | Low Output | Retrofit Kits for Fuel Pump Canopy Luminaires | Standard | TRUE | 4210.83 | 102 | 41.34 | 10.9 | 0.9608 | 4648 | 73 | 5 | 100000 | 41578 |  |  | NotYetVerified |  | 3 | 4115 | 100 | 41 |  | 0.9 | 4700 | 70
P00000RA8 | Evolucia Inc. | EvoLucia LED Lighting | EVO-CNPYRC-28-50-T5-UNV-XX | Outdoor Retrofit Kit | Low Output | Retrofit Kits for Fuel Pump Canopy Luminaires | Standard | TRUE | 2936.49 | 104.53 | 28.09 | 13.5 | 0.9098 | 4648 | 72.8 | 5 | 100000 | 41578 |  |  | NotYetVerified |  | 3 | 2850 | 101 | 28 |  | 0.9 | 5000 | 75
P000005B7 | Barron Lighting Group | Barron Lighting Group | TLED-RC-24-VS-P-XX | Outdoor Retrofit Kit | Low Output | Retrofit Kits for Fuel Pump Canopy Luminaires | Standard | TRUE | 2936.49 | 104.53 | 28.09 | 13.5 | 0.9098 | 4648 | 72.8 | 5 | 100000 | 41578 |  |  | NotYetVerified |  | 3 | 2870 | 103 | 28 |  | 0.9 | 4700 | 70
P00001FSL | Los Angeles Lighting Mfg. Co. | LOS ANGELES LIGHTING | BCL100-1-1L-MSx-BP-1DRCDM740-UNV-840 | Outdoor Luminaires | Low Output | Fuel Pump Canopy Luminaires | Standard | TRUE | 3172 | 99 | 31.94 | 17 | 0.94 | 4084 | 85 | 5 | 50000 | 41575 |  |  | NotYetVerified | Placeholder x can be I as infrared sensor or S super high frequency sensor | 3 | 3172 | 99 | 32 |  |  | 4000 | 85
P00001FSO | Los Angeles Lighting Mfg. Co. | LOS ANGELES LIGHTING | BCL100-1-1L-1DRCDM740-UNV-840 | Outdoor Luminaires | Low Output | Fuel Pump Canopy Luminaires | Standard | FALSE | [9 empty] | 41575 |  |  | NotYetVerified |  | 3 | 3172 | 109 | 29 |  |  | 4000 | 85
P00001FSN | Los Angeles Lighting Mfg. Co. | LOS ANGELES LIGHTING | BCL100-1-1L-BP-1DRCDM740-UNV-840 | Outdoor Luminaires | Low Output | Fuel Pump Canopy Luminaires | Standard | FALSE | [9 empty] | 41575 |  |  | NotYetVerified |  | 3 | 3172 | 99 | 32 |  |  | 4000 | 85
P00001FSM | Los Angeles Lighting Mfg. Co. | LOS ANGELES LIGHTING | BCL100-1-1L-MSx-1DRCDM740-UNV-840 | Outdoor Luminaires | Low Output | Fuel Pump Canopy Luminaires | Standard | FALSE | [9 empty] | 41575 |  |  | NotYetVerified | Placeholder x can be I as infrared sensor or S super high frequency sensor | 3 | 3172 | 99 | 32 |  |  | 4000 | 85
P00000WRY | Infinilux Corporation | Infinilux CTSP Series | CTSPXX48-01 (5000K) | Outdoor Luminaires | Mid Output | Fuel Pump Canopy Luminaires | Standard | FALSE | [9 empty] | 41568 |  |  | NotYetVerified |  | 3 | 5593 | 102 | 55
P00000WRX | Infinilux Corporation | Infinilux CTSP Series | CTSPXX36-01 (5000K) | Outdoor Luminaires | Low Output | Fuel Pump Canopy Luminaires | Standard | FALSE | [9 empty] | 41568 |  |  | NotYetVerified |  | 3 | 4115 | 101 | 41
P00000WRW | Infinilux Corporation | Infinilux CTSP Series | CTSPXX24-01 (5000K) | Outdoor Luminaires | Low Output | Fuel Pump Canopy Luminaires | Standard | FALSE | [9 empty] | 41568 |  |  | NotYetVerified |  | 3 | 2870 | 103 | 28
P00000WRV | Infinilux Corporation | Infinilux CTSP Series | CTSPXX18-01 (5000K) | Outdoor Luminaires | Low Output | Fuel Pump Canopy Luminaires | Standard | FALSE | [9 empty] | 41568 |  |  | NotYetVerified |  | 3 | 1964 | 94 | 20
P00000WRU | Infinilux Corporation | Infinilux CLR Series | CLRPXX18-01 (5000K) | Outdoor Retrofit Kit | Low Output | Retrofit Kits for Fuel Pump Canopy Luminaires | Standard | TRUE | 2004.83 | 95 | 21.22 | 14 | 0.89 | 4735 | 74 | 5 | 100000 | 41565 |  |  | NotYetVerified |  | 3 | 2005 | 95 | 21 |  |  | 4500
P00001GCU | Metro LED Lighting | Metro LED Lighting | MET-CAN-303-28-40K | Outdoor Luminaires | Low Output | Fuel Pump Canopy Luminaires | Standard | TRUE | 2557 | 90.07 | 28.39 | 12.42 | 0.874 | 4166 | 87 | 5 | 50000 | 41564 |  |  | NotYetVerified |  | 3 | 3200 | 114 | 28 |  | 0.98 | 4000 | 80
P00000ULY | Howard Lighting | Howard Lighting | VSL4F19203140U | Outdoor Luminaires | Low Output | Fuel Pump Canopy Luminaires | Standard | TRUE | 4061 | 110.7 | 36.7 | 12.9 | 0.946 | 4001 | 84.6 | 5 | 50000 | 41558 |  |  | NotYetVerified |  | 3 |  |  | 30 |  |  | 4000
P00000UM1 | Howard Lighting | Howard Lighting | VSL4D19206640U | Outdoor Luminaires | Mid Output | Fuel Pump Canopy Luminaires | Standard | FALSE | [9 empty] | 41558 |  |  | NotYetVerified |  | 3 | 8122 | 110 | 66 |  |  | 4000 | 84
P00000UM0 | Howard Lighting | Howard Lighting | VSL4F19206640U | Outdoor Luminaires | Mid Output | Fuel Pump Canopy Luminaires | Standard | FALSE | [9 empty] | 41558 |  |  | NotYetVerified |  | 3 | 8122 | 110 | 66 |  |  | 4000 | 84
P00000ULZ | Howard Lighting | Howard Lighting | VSL4D19203140U | Outdoor Luminaires | Low Output | Fuel Pump Canopy Luminaires | Standard | FALSE | [9 empty] | 41558 |  |  | NotYetVerified |  | 3 | 4061 | 110 | 30 |  |  | 4000 | 84
P00000OF5 | Cree Inc. | Cree CPY Series | CPY250-A-XX-D-A-XX-XX-40K-XX | Outdoor Luminaires | Mid Output | Fuel Pump Canopy Luminaires | Standard | TRUE | 8180 | 99.8 | 82.3 | 10.7 | 0.94 | 3834 | 74 | 10 |  | 41557 |  |  | NotYetVerified | XCCA*D08-**7_ | 3 | 7600 | 90.5 | 84 |  | 0.9 | 4000 | 70
P00000OF6 | Cree Inc. | Cree CPY Series | CPY250-A-XX-F-A-XX-XX-40K-XX | Outdoor Luminaires | Mid Output | Fuel Pump Canopy Luminaires | Standard | FALSE | [9 empty] | 41557 |  |  | NotYetVerified | XCCA*F08-**7_ | 3 | 7600 | 91 | 84 |  | 0.9 | 4000 | 70
P00001ESQ | RISE-LITE GROUP CO. LTD | RISELITE | RL-GS-150W | Outdoor Luminaires | High Output | Fuel Pump Canopy Luminaires | Standard | TRUE | 11242 | 80.01 | 140.5 | 12.2 | 0.9392 | 5868 | 71.3 | 5 |  | 41548 |  |  | NotYetVerified |  | 3 | 12000 | 95 | 150 |  | 0.989 | 5700 | 75
P00000WRS | Infinilux Corporation | Infinilux CLR Series | CLRPXX48-01 (5000K) | Outdoor Retrofit Kit | Mid Output | Retrofit Kits for Fuel Pump Canopy Luminaires | Standard | TRUE | 5391.63 | 99 | 54.61 | 14.2 | 0.9095 | 4619 | 73 | 5 | 100000 | 41544 |  |  | NotYetVerified |  | 3 | 5524 | 102 | 54 |  | 0.9
P00000WRT | Infinilux Corporation | Infinilux CLR Series | CLRPXX36-01 (5000K) | Outdoor Retrofit Kit | Low Output | Retrofit Kits for Fuel Pump Canopy Luminaires | Standard | TRUE | 4210.83 | 102 | 41.34 | 10.9 | 0.9608 | 4648 | 73 | 5 | 100000 | 41544 |  |  | NotYetVerified |  | 3 | 4236 | 103 | 41 |  | 0.9
P00000CVP | Eaton (formerly Cooper Lighting) | Metalux | VT4LED-LD3-15-W-DR-UNV-L850-CD2-WL-U | Outdoor Luminaires | High Output | Fuel Pump Canopy Luminaires | Standard | TRUE | 14633.19 | 103.7 | 141.97 | 6.75 | 0.997 | 5005 | 86.2 | 5 | 60000 | 41543 |  |  | NotYetVerified |  | 3 | 15000 |  |  |  |  | 5000 | 80
P00000CVO | Eaton (formerly Cooper Lighting) | Metalux | VT4LED-LD3-23-W-DRF-UNC-L827-ED3-WL-U | Outdoor Luminaires | High Output | Fuel Pump Canopy Luminaires | Standard | TRUE | 20016.61 | 83.69 | 239.17 | 7.4 | 0.996 | 2752 | 83.1 | 5 | 60000 | 41543 |  |  | NotYetVerified |  | 3 | 23000 |  |  |  |  | 2700 | 80
P00000CVN | Eaton (formerly Cooper Lighting) | Metalux | VT4LED-LD3-15-W-DRF-UNV-L827-ED2-WL-U | Outdoor Luminaires | High Output | Fuel Pump Canopy Luminaires | Standard | TRUE | 12333.13 | 93.41 | 132.03 | 15.8 | 0.961 | 2751 | 83.3 | 5 | 60000 | 41543 |  |  | NotYetVerified |  | 3 | 15000 |  |  |  |  | 2700 | 80
P00001EIA | Razr Lites | Razr Lites | RZR-303L.28W.40K | Outdoor Luminaires | Low Output | Fuel Pump Canopy Luminaires | Standard | TRUE | 2557 | 90.07 | 28.39 | 12.42 | 0.874 | 4166 | 87 | 5 | 50000 | 41543 |  |  | NotYetVerified |  | 3 | 3200 | 114 | 28 |  | 0.98 | 4000 | 80
P00000CWU | Eaton (formerly Cooper Lighting) | Metalux | VT4LED-LD3-23-W-DR-[All Voltage]-L850-[All Driver Types]3-WL-[All Options]-[All Packaging] | Outdoor Luminaires | High Output | Fuel Pump Canopy Luminaires | Standard | FALSE | [9 empty] | 41543 |  |  | NotYetVerified |  | 3 | 22807 | 101.11 | 225.61 |  | 1 | 5028 | 84
P00000CWY | Eaton (formerly Cooper Lighting) | Metalux | VT4LED-LD3-23-W-PC-[All Voltage]-L850-[All Driver Types]3-WL-[All Options]-[All Packaging] | Outdoor Luminaires | High Output | Fuel Pump Canopy Luminaires | Standard | FALSE | [9 empty] | 41543 |  |  | NotYetVerified |  | 3 | 22538.5 | 99.9 | 225.65 |  | 1 | 5028 | 84
P00000CWW | Eaton (formerly Cooper Lighting) | Metalux | VT4LED-LD3-23-W-DRF-[All Voltage]-L850-[All Driver Types]3-WL-[All Options]-[All Packaging] | Outdoor Luminaires | High Output | Fuel Pump Canopy Luminaires | Standard | FALSE | [9 empty] | 41543 |  |  | NotYetVerified |  | 3 | 22379 | 99.18 | 225.67 |  | 1 | 5028 | 84
P00000CWO | Eaton (formerly Cooper Lighting) | Metalux | VT4LED-LD3-20-W-DR-[All Voltage]-L850-[All Driver Types]2-WL-[All Options]-[All Packaging] | Outdoor Luminaires | High Output | Fuel Pump Canopy Luminaires | Standard | FALSE | [9 empty] | 41543 |  |  | NotYetVerified |  | 3 | 20516 | 106.04 | 193.48 |  | 1 | 5028 | 84
P00000CWS | Eaton (formerly Cooper Lighting) | Metalux | VT4LED-LD3-20-W-PC-[All Voltage]-L850-[All Driver Types]2-WL-[All Options]-[All Packaging] | Outdoor Luminaires | High Output | Fuel Pump Canopy Luminaires | Standard | FALSE | [9 empty] | 41543 |  |  | NotYetVerified |  | 3 | 20240.5 | 104.63 | 193.46 |  | 1 | 5028 | 84
P00000CWQ | Eaton (formerly Cooper Lighting) | Metalux | VT4LED-LD3-20-W-DRF-[All Voltage]-L850-[All Driver Types]2-WL-[All Options]-[All Packaging] | Outdoor Luminaires | High Output | Fuel Pump Canopy Luminaires | Standard | FALSE | [9 empty] | 41543 |  |  | NotYetVerified |  | 3 | 20163.5 | 104.18 | 193.56 |  | 1 | 5028 | 84
P00000CWI | Eaton (formerly Cooper Lighting) | Metalux | VT4LED-LD3-15-W-DR-[All Voltage]-L850-[All Driver Types]2-WL-[All Options]-[All Packaging] | Outdoor Luminaires | High Output | Fuel Pump Canopy Luminaires | Standard | FALSE | [9 empty] | 41543 |  |  | NotYetVerified |  | 3 | 14746 | 104.05 | 141.75 |  | 1 | 5028 | 84
P00000CWM | Eaton (formerly Cooper Lighting) | Metalux | VT4LED-LD3-15-W-PC-[All Voltage]-L850-[All Driver Types]2-WL-[All Options]-[All Packaging] | Outdoor Luminaires | High Output | Fuel Pump Canopy Luminaires | Standard | FALSE | [9 empty] | 41543 |  |  | NotYetVerified |  | 3 | 14532 | 102.57 | 141.71 |  | 1 | 5028 | 84
P00000CWK | Eaton (formerly Cooper Lighting) | Metalux | VT4LED-LD3-15-W-DRF-[All Voltage]-L850-[All Driver Types]2-WL-[All Options]-[All Packaging] | Outdoor Luminaires | High Output | Fuel Pump Canopy Luminaires | Standard | FALSE | [9 empty] | 41543 |  |  | NotYetVerified |  | 3 | 14460 | 102.03 | 141.76 |  | 1 | 5028 | 84
P00000CWT | Eaton (formerly Cooper Lighting) | Metalux | VT4LED-LD3-23-W-DR-[All Voltage]-L840-[All Driver Types]3-WL-[All Options]-[All Packaging] | Outdoor Luminaires | High Output | Fuel Pump Canopy Luminaires | Standard | FALSE | [9 empty] | 41543 |  |  | NotYetVerified |  | 3 | 23081 | 106.85 | 216.06 |  | 1 | 3985 | 84
P00000CWX | Eaton (formerly Cooper Lighting) | Metalux | VT4LED-LD3-23-W-PC-[All Voltage]-L840-[All Driver Types]3-WL-[All Options]-[All Packaging] | Outdoor Luminaires | High Output | Fuel Pump Canopy Luminaires | Standard | FALSE | [9 empty] | 41543 |  |  | NotYetVerified |  | 3 | 22810.5 | 105.64 | 215.99 |  | 1 | 3985 | 84
P00000CWV | Eaton (formerly Cooper Lighting) | Metalux | VT4LED-LD3-23-W-DRF-[All Voltage]-L840-[All Driver Types]3-WL-[All Options]-[All Packaging] | Outdoor Luminaires | High Output | Fuel Pump Canopy Luminaires | Standard | FALSE | [9 empty] | 41543 |  |  | NotYetVerified |  | 3 | 22680.5 | 104.98 | 216.09 |  | 1 | 3985 | 84
P00000CWN | Eaton (formerly Cooper Lighting) | Metalux | VT4LED-LD3-20-W-DR-[All Voltage]-L840-[All Driver Types]2-WL-[All Options]-[All Packaging] | Outdoor Luminaires | High Output | Fuel Pump Canopy Luminaires | Standard | FALSE | [9 empty] | 41543 |  |  | NotYetVerified |  | 3 | 20717.5 | 107.14 | 193.38 |  | 1 | 3985 | 84
P00000CWR | Eaton (formerly Cooper Lighting) | Metalux | VT4LED-LD3-20-W-PC-[All Voltage]-L840-[All Driver Types]2-WL-[All Options]-[All Packaging] | Outdoor Luminaires | High Output | Fuel Pump Canopy Luminaires | Standard | FALSE | [9 empty] | 41543 |  |  | NotYetVerified |  | 3 | 20468.5 | 105.82 | 193.43 |  | 1 | 3985 | 84
P00000CWP | Eaton (formerly Cooper Lighting) | Metalux | VT4LED-LD3-20-W-DRF-[All Voltage]-L840-[All Driver Types]2-WL-[All Options]-[All Packaging] | Outdoor Luminaires | High Output | Fuel Pump Canopy Luminaires | Standard | FALSE | [9 empty] | 41543 |  |  | NotYetVerified |  | 3 | 20351 | 105.24 | 193.38 |  | 1 | 3985 | 84
P00000CWH | Eaton (formerly Cooper Lighting) | Metalux | VT4LED-LD3-15-W-DR-[All Voltage]-L840-[All Driver Types]2-WL-[All Options]-[All Packaging] | Outdoor Luminaires | High Output | Fuel Pump Canopy Luminaires | Standard | FALSE | [9 empty] | 41543 |  |  | NotYetVerified |  | 3 | 14894 | 109.35 | 136.25 |  | 1 | 3985 | 84
P00000CWL | Eaton (formerly Cooper Lighting) | Metalux | VT4LED-LD3-15-W-PC-[All Voltage]-L840-[All Driver Types]2-WL-[All Options]-[All Packaging] | Outdoor Luminaires | High Output | Fuel Pump Canopy Luminaires | Standard | FALSE | [9 empty] | 41543 |  |  | NotYetVerified |  | 3 | 14715.5 | 108.07 | 136.21 |  | 1 | 3985 | 84
P00000CWJ | Eaton (formerly Cooper Lighting) | Metalux | VT4LED-LD3-15-W-DRF-[All Voltage]-L840-[All Driver Types]2-WL-[All Options]-[All Packaging] | Outdoor Luminaires | High Output | Fuel Pump Canopy Luminaires | Standard | FALSE | [9 empty] | 41543 |  |  | NotYetVerified |  | 3 | 14666.5 | 107.57 | 136.39 |  | 1 | 3985 | 84
P00000CWE | Eaton (formerly Cooper Lighting) | Metalux | VT4LED-LD3-23-W-DR-[All Voltage]-L835-[All Driver Types]3-WL-[All Options]-[All Packaging] | Outdoor Luminaires | High Output | Fuel Pump Canopy Luminaires | Standard | FALSE | [9 empty] | 41543 |  |  | NotYetVerified |  | 3 | 22191.21 | 101.09 | 219.51 |  | 1 | 3465 | 84
P00000CWG | Eaton (formerly Cooper Lighting) | Metalux | VT4LED-LD3-23-W-PC-[All Voltage]-L835-[All Driver Types]3-WL-[All Options]-[All Packaging] | Outdoor Luminaires | High Output | Fuel Pump Canopy Luminaires | Standard | FALSE | [9 empty] | 41543 |  |  | NotYetVerified |  | 3 | 21929.96 | 99.88 | 219.55 |  | 1 | 3465 | 84
P00000CWF | Eaton (formerly Cooper Lighting) | Metalux | VT4LED-LD3-23-W-DRF-[All Voltage]-L835-[All Driver Types]3-WL-[All Options]-[All Packaging] | Outdoor Luminaires | High Output | Fuel Pump Canopy Luminaires | Standard | FALSE | [9 empty] | 41543 |  |  | NotYetVerified |  | 3 | 21774.77 | 103.57 | 210.25 |  | 1 | 3465 | 84
P00000CWB | Eaton (formerly Cooper Lighting) | Metalux | VT4LED-LD3-20-W-DR-[All Voltage]-L835-[All Driver Types]2-WL-[All Options]-[All Packaging] | Outdoor Luminaires | High Output | Fuel Pump Canopy Luminaires | Standard | FALSE | [9 empty] | 41543 |  |  | NotYetVerified |  | 3 | 19962.07 | 106.04 | 188.26 |  | 1 | 3465 | 84
P00000CWD | Eaton (formerly Cooper Lighting) | Metalux | VT4LED-LD3-20-W-PC-[All Voltage]-L835-[All Driver Types]2-WL-[All Options]-[All Packaging] | Outdoor Luminaires | High Output | Fuel Pump Canopy Luminaires | Standard | FALSE | [9 empty] | 41543 |  |  | NotYetVerified |  | 3 | 19694.01 | 104.62 | 188.24 |  | 1 | 3465 | 84
P00000CWC | Eaton (formerly Cooper Lighting) | Metalux | VT4LED-LD3-20-W-DRF-[All Voltage]-L835-[All Driver Types]2-WL-[All Options]-[All Packaging] | Outdoor Luminaires | High Output | Fuel Pump Canopy Luminaires | Standard | FALSE | [9 empty] | 41543 |  |  | NotYetVerified |  | 3 | 19619.09 | 104.17 | 188.33 |  | 1 | 3465 | 84
P00000CW8 | Eaton (formerly Cooper Lighting) | Metalux | VT4LED-LD3-15-W-DR-[All Voltage]-L835-[All Driver Types]2-WL-[All Options]-[All Packaging] | Outdoor Luminaires | High Output | Fuel Pump Canopy Luminaires | Standard | FALSE | [9 empty] | 41543 |  |  | NotYetVerified |  | 3 | 14347.86 | 104.03 | 137.92 |  | 1 | 3465 | 84
P00000CWA | Eaton (formerly Cooper Lighting) | Metalux | VT4LED-LD3-15-W-PC-[All Voltage]-L835-[All Driver Types]2-WL-[All Options]-[All Packaging] | Outdoor Luminaires | High Output | Fuel Pump Canopy Luminaires | Standard | FALSE | [9 empty] | 41543 |  |  | NotYetVerified |  | 3 | 14139.64 | 102.55 | 137.88 |  | 1 | 3465 | 84
P00000CW9 | Eaton (formerly Cooper Lighting) | Metalux | VT4LED-LD3-15-W-DRF-[All Voltage]-L835-[All Driver Types]2-WL-[All Options]-[All Packaging] | Outdoor Luminaires | High Output | Fuel Pump Canopy Luminaires | Standard | FALSE | [9 empty] | 41543 |  |  | NotYetVerified |  | 3 | 14069.58 | 102.01 | 137.93 |  | 1 | 3465 | 84
P00000CW3 | Eaton (formerly Cooper Lighting) | Metalux | VT4LED-LD3-23-W-DR-[All Voltage]-L830-[All Driver Types]3-WL-[All Options]-[All Packaging] | Outdoor Luminaires | High Output | Fuel Pump Canopy Luminaires | Standard | FALSE | [9 empty] | 41543 |  |  | NotYetVerified |  | 3 | 21073.67 | 101.09 | 208.46 |  | 1 | 3045 | 84
P00000CW7 | Eaton (formerly Cooper Lighting) | Metalux | VT4LED-LD3-23-W-PC-[All Voltage]-L830-[All Driver Types]3-WL-[All Options]-[All Packaging] | Outdoor Luminaires | High Output | Fuel Pump Canopy Luminaires | Standard | FALSE | [9 empty] | 41543 |  |  | NotYetVerified |  | 3 | 20825.57 | 99.88 | 208.5 |  | 1 | 3045 | 84
P00000CW5 | Eaton (formerly Cooper Lighting) | Metalux | VT4LED-LD3-23-W-DRF-[All Voltage]-L830-[All Driver Types]3-WL-[All Options]-[All Packaging] | Outdoor Luminaires | High Output | Fuel Pump Canopy Luminaires | Standard | FALSE | [9 empty] | 41543 |  |  | NotYetVerified |  | 3 | 20678.2 | 99.17 | 208.51 |  | 1 | 3045 | 84
P00000CVX | Eaton (formerly Cooper Lighting) | Metalux | VT4LED-LD3-20-W-DR-[All Voltage]-L830-[All Driver Types]2-WL-[All Options]-[All Packaging] | Outdoor Luminaires | High Output | Fuel Pump Canopy Luminaires | Standard | FALSE | [9 empty] | 41543 |  |  | NotYetVerified |  | 3 | 18956.78 | 106.04 | 178.78 |  | 1 | 3045 | 84
P00000CW1 | Eaton (formerly Cooper Lighting) | Metalux | VT4LED-LD3-20-W-PC-[All Voltage]-L830-[All Driver Types]2-WL-[All Options]-[All Packaging] | Outdoor Luminaires | High Output | Fuel Pump Canopy Luminaires | Standard | FALSE | [9 empty] | 41543 |  |  | NotYetVerified |  | 3 | 18702.22 | 104.62 | 178.76 |  | 1 | 3045 | 84
P00000CVZ | Eaton (formerly Cooper Lighting) | Metalux | VT4LED-LD3-20-W-DRF-[All Voltage]-L830-[All Driver Types]2-WL-[All Options]-[All Packaging] | Outdoor Luminaires | High Output | Fuel Pump Canopy Luminaires | Standard | FALSE | [9 empty] | 41543 |  |  | NotYetVerified |  | 3 | 18631.07 | 104.17 | 178.85 |  | 1 | 3045 | 84
P00000CVR | Eaton (formerly Cooper Lighting) | Metalux | VT4LED-LD3-15-W-DR-[All Voltage]-L830-[All Driver Types]2-WL-[All Options]-[All Packaging] | Outdoor Luminaires | High Output | Fuel Pump Canopy Luminaires | Standard | FALSE | [9 empty] | 41543 |  |  | NotYetVerified |  | 3 | 13625.3 | 104.03 | 130.98 |  | 1 | 3045 | 84
P00000CVV | Eaton (formerly Cooper Lighting) | Metalux | VT4LED-LD3-15-W-PC-[All Voltage]-L830-[All Driver Types]2-WL-[All Options]-[All Packaging] | Outdoor Luminaires | High Output | Fuel Pump Canopy Luminaires | Standard | FALSE | [9 empty] | 41543 |  |  | NotYetVerified |  | 3 | 13427.57 | 102.55 | 130.94 |  | 1 | 3045 | 84
P00000CVT | Eaton (formerly Cooper Lighting) | Metalux | VT4LED-LD3-15-W-DRF-[All Voltage]-L830-[All Driver Types]2-WL-[All Options]-[All Packaging] | Outdoor Luminaires | High Output | Fuel Pump Canopy Luminaires | Standard | FALSE | [9 empty] | 41543 |  |  | NotYetVerified |  | 3 | 13361.04 | 102.01 | 130.98 |  | 1 | 3045 | 84
P00000CW2 | Eaton (formerly Cooper Lighting) | Metalux | VT4LED-LD3-23-W-DR-[All Voltage]-L827-[All Driver Types]3-WL-[All Options]-[All Packaging] | Outdoor Luminaires | High Output | Fuel Pump Canopy Luminaires | Standard | FALSE | [9 empty] | 41543 |  |  | NotYetVerified |  | 3 | 19842.09 | 101.09 | 196.28 |  | 1 | 2725 | 84
P00000CW6 | Eaton (formerly Cooper Lighting) | Metalux | VT4LED-LD3-23-W-PC-[All Voltage]-L827-[All Driver Types]3-WL-[All Options]-[All Packaging] | Outdoor Luminaires | High Output | Fuel Pump Canopy Luminaires | Standard | FALSE | [9 empty] | 41543 |  |  | NotYetVerified |  | 3 | 19608.5 | 99.88 | 196.31 |  | 1 | 2725 | 84
P00000CW4 | Eaton (formerly Cooper Lighting) | Metalux | VT4LED-LD3-23-W-DRF-[All Voltage]-L827-[All Driver Types]3-WL-[All Options]-[All Packaging] | Outdoor Luminaires | High Output | Fuel Pump Canopy Luminaires | Standard | FALSE | [9 empty] | 41543 |  |  | NotYetVerified |  | 3 | 19469.73 | 99.17 | 196.33 |  | 1 | 2725 | 84
P00000CVW | Eaton (formerly Cooper Lighting) | Metalux | VT4LED-LD3-20-W-DR-[All Voltage]-L827-[All Driver Types]2-WL-[All Options]-[All Packaging] | Outdoor Luminaires | High Output | Fuel Pump Canopy Luminaires | Standard | FALSE | [9 empty] | 41543 |  |  | NotYetVerified |  | 3 | 17848.92 | 106.04 | 168.33 |  | 1 | 2725 | 84
P00000CW0 | Eaton (formerly Cooper Lighting) | Metalux | VT4LED-LD3-20-W-PC-[All Voltage]-L827-[All Driver Types]2-WL-[All Options]-[All Packaging] | Outdoor Luminaires | High Output | Fuel Pump Canopy Luminaires | Standard | FALSE | [9 empty] | 41543 |  |  | NotYetVerified |  | 3 | 17609.24 | 104.62 | 168.31 |  | 1 | 2725 | 84
P00000CVY | Eaton (formerly Cooper Lighting) | Metalux | VT4LED-LD3-20-W-DRF-[All Voltage]-L827-[All Driver Types]2-WL-[All Options]-[All Packaging] | Outdoor Luminaires | High Output | Fuel Pump Canopy Luminaires | Standard | FALSE | [9 empty] | 41543 |  |  | NotYetVerified |  | 3 | 17542.25 | 104.17 | 168.4 |  | 1 | 2725 | 84
P00000CVQ | Eaton (formerly Cooper Lighting) | Metalux | VT4LED-LD3-15-W-DR-[All Voltage]-L827-[All Driver Types]2-WL-[All Options]-[All Packaging] | Outdoor Luminaires | High Output | Fuel Pump Canopy Luminaires | Standard | FALSE | [9 empty] | 41543 |  |  | NotYetVerified |  | 3 | 12829.02 | 104.03 | 123.32 |  | 1 | 2725 | 84
P00000CVU | Eaton (formerly Cooper Lighting) | Metalux | VT4LED-LD3-15-W-PC-[All Voltage]-L827-[All Driver Types]2-WL-[All Options]-[All Packaging] | Outdoor Luminaires | High Output | Fuel Pump Canopy Luminaires | Standard | FALSE | [9 empty] | 41543 |  |  | NotYetVerified |  | 3 | 12642.84 | 102.55 | 123.29 |  | 1 | 2725 | 84
P00000CVS | Eaton (formerly Cooper Lighting) | Metalux | VT4LED-LD3-15-W-DRF-[All Voltage]-L827-[All Driver Types]2-WL-[All Options]-[All Packaging] | Outdoor Luminaires | High Output | Fuel Pump Canopy Luminaires | Standard | FALSE | [9 empty] | 41543 |  |  | NotYetVerified |  | 3 | 12580.2 | 102.01 | 123.33 |  | 1 | 2725 | 84
P00001DX0 | Xiamen Holly Lite Co. Ltd. | Holly Lite | HLF-400MHA-GL-X-XXX-XXXX-NON | Outdoor Luminaires | High Output | Fuel Pump Canopy Luminaires | Standard | TRUE | 10131 | 87.77 | 115.4 | 9.2 | 0.922 | 4974 | 70 | 5 | 50000 | 41542 |  |  | NotYetVerified |  | 3 | 10131 | 87 | 115.4 |  | 0.98 | 4974 | 75
P00001DWY | Xiamen Holly Lite Co. Ltd. | Holly Lite | HLF-250MHA-GL-X-XXX-XXXX-NON | Outdoor Luminaires | Mid Output | Fuel Pump Canopy Luminaires | Standard | TRUE | 6792 | 88.22 | 76.98 | 8.9 | 0.946 | 4959 | 70 | 5 | 50000 | 41542 |  |  | NotYetVerified |  | 3 | 6792 | 88 | 76.98 |  | 0.98 | 4959 | 75
PAYBN9WR | Xiamen Holly Lite Co. Ltd. | Holly Lite | HLF-400MHA-GL-X-XXX-XXXX-STP | Outdoor Luminaires | High Output | Fuel Pump Canopy Luminaires | Standard | FALSE | [9 empty] | 41542 |  |  | NotYetVerified |  | 3 | 10131 | 87 | 115.4 |  | 0.98 | 4974 | 75
P91PBJ4J | Xiamen Holly Lite Co. Ltd. | Holly Lite | HLF-400MHA-GL-X-XXX-XXXX-CTN | Outdoor Luminaires | High Output | Fuel Pump Canopy Luminaires | Standard | FALSE | [9 empty] | 41542 |  |  | NotYetVerified |  | 3 | 10131 | 87 | 115.4 |  | 0.98 | 4974 | 75
PYX6TXAZ | Xiamen Holly Lite Co. Ltd. | Holly Lite | HLF-250MHA-GL-X-XXX-XXXX-STP | Outdoor Luminaires | Mid Output | Fuel Pump Canopy Luminaires | Standard | FALSE | [9 empty] | 41542 |  |  | NotYetVerified |  | 3 | 6792 | 88 | 76.98 |  | 0.98 | 4959 | 75
P7WW1XFM | Xiamen Holly Lite Co. Ltd. | Holly Lite | HLF-250MHA-GL-X-XXX-XXXX-CTN | Outdoor Luminaires | Mid Output | Fuel Pump Canopy Luminaires | Standard | FALSE | [9 empty] | 41542 |  |  | NotYetVerified |  | 3 | 6792 | 88 | 76.98 |  | 0.98 | 4959 | 75
P00000WRQ | Infinilux Corporation | Infinilux CLR Series | CLRPXX24-01 (5000K) | Outdoor Retrofit Kit | Low Output | Retrofit Kits for Fuel Pump Canopy Luminaires | Standard | TRUE | 2936.49 | 104.53 | 28.09 | 13.5 | 0.9098 | 4648 | 72.8 | 5 | 100000 | 41536 |  |  | NotYetVerified |  | 3 | 2937 | 105 | 28
P00000WRP | Infinilux Corporation | Infinilux CLSP Series XBD | CLSPXX18-01 (5000K) | Outdoor Luminaires | Low Output | Fuel Pump Canopy Luminaires | Standard | TRUE | 1964.03 | 94 | 20.89 | 14 | 0.89 | 4692 | 74 | 5 | 100000 | 41533 |  |  | NotYetVerified |  | 3 | 1964 | 91 | 20 |  |  | 4500
P00001BSU | US LED | Canopy Star | CNP2-50-PUC-UNV1-7140 | Outdoor Luminaires | High Output | Fuel Pump Canopy Luminaires | Standard | TRUE | 17935 | 94.4 | 190 | 11.83 | 0.938 | 5118 | 75.4 | 5 | 518000 | 41528 |  |  | NotYetVerified |  | 3 |  |  | 192 |  |  | 5000
P0000198O | SIMKAR Corporation | EN2LED | EN2LED4RFAF5641U1DLCC | Outdoor Luminaires | Mid Output | Fuel Pump Canopy Luminaires | Standard | TRUE | 5069 | 87.4 | 58.1 | 6.86 | 0.965 | 3937 | 85.2 | 5 |  | 41528 |  |  | NotYetVerified |  | 3 | 4900 | 91 | 54 |  |  | 4100
P00001ESP | RISE-LITE GROUP CO. LTD | RISELITE | RL-GS-100W | Outdoor Luminaires | Mid Output | Fuel Pump Canopy Luminaires | Standard | TRUE | 7463 | 84.78 | 87.79 | 19.7 | 0.911 | 5841 | 70 | 5 |  | 41526 |  |  | NotYetVerified |  | 3 |  |  | 100 |  | 0.9 | 5700 | 70
P00000ZOQ | Leotek Electronics USA LLC | Leotek Electronics Corp. | LCN3-060T-MV-CW-5S-WH-700 | Outdoor Luminaires | High Output | Fuel Pump Canopy Luminaires | Standard | TRUE | 12620 | 93 | 135.7 | 12.6 | 0.969 | 5114 | 74.9 | 5 | 60000 | 41507 |  |  | NotYetVerified |  | 3 | 12424 | 92 | 134 |  |  | 5000 | 70
P00000ZOT | Leotek Electronics USA LLC | Leotek Electronics Corp. | LCN3-120T-MV-CW-5S-WH-FDC-530 | Outdoor Luminaires | High Output | Fuel Pump Canopy Luminaires | Standard | FALSE | [9 empty] | 41507 |  |  | NotYetVerified |  | 3 | 20384 | 98 | 208 |  |  | 5000 | 70
P00000ZOS | Leotek Electronics USA LLC | Leotek Electronics Corp. | LCN3-100T-MV-CW-5S-WH-FDC-530 | Outdoor Luminaires | High Output | Fuel Pump Canopy Luminaires | Standard | FALSE | [9 empty] | 41507 |  |  | NotYetVerified |  | 3 | 16388 | 96 | 170 |  |  | 5000 | 70
P00000ZOR | Leotek Electronics USA LLC | Leotek Electronics Corp. | LCN3-080T-MV-CW-5S-WH-620 | Outdoor Luminaires | High Output | Fuel Pump Canopy Luminaires | Standard | FALSE | [9 empty] | 41507 |  |  | NotYetVerified |  | 3 | 14783 | 95 | 155 |  |  | 5000 | 70
P00000XS2 | JayKal LED Solutions Inc. | Jaykal | JLS-J40-NSC | Outdoor Luminaires | Low Output | Fuel Pump Canopy Luminaires | Standard | TRUE | 3398.692 | 79.279 | 42.87 | 14.9 | 0.974 | 5934 | 71.2 | 5 | 58000 | 41500 |  |  | NotYetVerified |  | 3 |  | 79 | 40 |  | 0.99 | 5700 | 70
P00000XS4 | JayKal LED Solutions Inc. | Jaykal | JLS-J80-NSC | Outdoor Luminaires | Mid Output | Fuel Pump Canopy Luminaires | Standard | TRUE | 6222.7 | 78.4 | 79.37 | 13.8 | 0.975 | 5947 | 70.6 | 5 | 58000 | 41500 |  |  | NotYetVerified |  | 3 |  | 78.4 | 80 |  | 0.99 | 5700 | 70
P0000131J | Paraflex Industries | FlexLED | CV303L.28W.40K | Outdoor Luminaires | Low Output | Fuel Pump Canopy Luminaires | Standard | TRUE | 2557 | 90.07 | 28.39 | 12.42 | 0.874 | 4166 | 87 | 5 | 50000 | 41492 |  |  | NotYetVerified |  | 3 | 3200 | 114 | 28 |  | 0.98 | 4000 | 80
P00000Q4F | Dialight | Safesite | HZF9C2N | Outdoor Luminaires | Mid Output | Fuel Pump Canopy Luminaires | Standard | TRUE | 6138 | 86.24 | 71.17 | 16.76 | 0.92 | 5085 | 73.1 | 5 | 100000 | 41484 |  |  | NotYetVerified |  | 3 | 6000 | 86 | 70 |  | 0.9 | 5000 | 70
P00000XQ5 | Jarvis Lighting | Jarvis Corp | CP3-140-NI-6LED26-530C-50K-T5 | Outdoor Luminaires | Mid Output | Fuel Pump Canopy Luminaires | Standard | TRUE | 9611 | 81.26 | 118.28 | 8.74 | 0.955 | 4887 | 72.1 | 5 | 86000 | 41481 |  |  | NotYetVerified |  | 3 | 10500 | 75 | 140 |  | 0.9 | 5000 | 70
P0000198K | SIMKAR Corporation | EN2LED | EN2LED4RAF9241U1DLCC | Outdoor Luminaires | Mid Output | Fuel Pump Canopy Luminaires | Standard | TRUE | 7767 | 86.1 | 90.14 | 17 | 0.964 | 3887 | 85 | 5 | 80000 | 41470 |  |  | NotYetVerified |  | 3 | 7200 |  | 92 |  |  | 4100
P000012D5 | Orion Energy Systems Inc | Orion | CA123WLED50 | Outdoor Luminaires | High Output | Fuel Pump Canopy Luminaires | Standard | TRUE | 12230 | 95.7 | 127.79 | 9.3349 | 0.935 | 5077 | 75 | 5 | 50000 | 41466 |  |  | NotYetVerified |  | 3 | 11000 | 89 | 123 |  |  | 5000
P00000Q46 | Dialight | Safesite | HZC5C2N | Outdoor Luminaires | Mid Output | Fuel Pump Canopy Luminaires | Standard | TRUE | 5335 | 88.2 | 60.5 | 12.26 | 0.931 | 5895 | 69 | 5 |  | 41466 |  |  | NotYetVerified |  | 3 | 5000 | 91 | 55 |  | 0.9 | 6000 | 70
P000011CM | New Earth Lighting | New Earth Lighting | OR-60-UNV-XX-5K | Outdoor Luminaires | Low Output | Fuel Pump Canopy Luminaires | Standard | TRUE | 4812 | 78.06 | 61.64 | 10.96 | 0.919 | 5388 | 73 | 5 | 50000 | 41457 |  |  | NotYetVerified |  | 3 | 4920 | 82 | 60 |  |  | 5200 | 75
P000016MS | POSCOLED Co. LTD | Econuri | PCP11550-009 | Outdoor Luminaires | High Output | Fuel Pump Canopy Luminaires | Standard | FALSE | [9 empty] | 41457 |  |  | NotYetVerified |  | 3 | 11500 | 95 | 115 |  | 0.9 | 5000 | 80
P00000Q47 | Dialight | Safesite | HZC3N2N | Outdoor Luminaires | Low Output | Fuel Pump Canopy Luminaires | Standard | TRUE | 4072 | 86.88 | 46.87 | 13.11 | 0.927 | 4569 | 74 | 5 | 100000 | 41453 |  |  | NotYetVerified |  | 3 |  |  |  |  | 0.9 | 4500 | 70
P000010EF | LSI Industries | LSI Industries | CRU SC LED SS CW XX COLOR | Outdoor Luminaires | High Output | Fuel Pump Canopy Luminaires | Standard | TRUE | 13638 | 106 | 128.8 | 11.8 | 0.964 | 5037 | 74 | 5 | 60000 | 41453 |  |  | NotYetVerified |  | 3 | 13638 | 106 | 129 |  |  | 5300 | 70
P000010EE | LSI Industries | LSI Industries | CRU SC LED LW CW XX COLOR | Outdoor Luminaires | Mid Output | Fuel Pump Canopy Luminaires | Standard | TRUE | 8435 | 111 | 76.4 | 14.6 | 0.962 | 5037 | 74 | 5 | 60000 | 41453 |  |  | NotYetVerified |  | 3 | 8438 | 111 | 76 |  |  | 5300 | 70
P000010EQ | LSI Industries | LSI Industries | CRU SM SC LED LW CW XX COLOR | Outdoor Luminaires | Mid Output | Fuel Pump Canopy Luminaires | Standard | FALSE | [9 empty] | 41453 |  |  | NotYetVerified |  | 3 | 8438 | 111 | 76 |  |  | 5300 | 70
P000010EM | LSI Industries | LSI Industries | CRUK RECU SC LED LW CW XX COLOR | Outdoor Luminaires | Mid Output | Fuel Pump Canopy Luminaires | Standard | FALSE | [9 empty] | 41453 |  |  | NotYetVerified |  | 3 | 8438 | 111 | 76 |  |  | 5300 | 70
P000010EI | LSI Industries | LSI Industries | CRUK UNV SC LED LW CW XX COLOR | Outdoor Luminaires | Mid Output | Fuel Pump Canopy Luminaires | Standard | FALSE | [9 empty] | 41453 |  |  | NotYetVerified |  | 3 | 8438 | 111 | 76 |  |  | 5300 | 70
P000010ET | LSI Industries | LSI Industries | CRU SM SC LED VHO CW XX COLOR | Outdoor Luminaires | High Output | Fuel Pump Canopy Luminaires | Standard | FALSE | [9 empty] | 41453 |  |  | NotYetVerified |  | 3 | 20201 | 107 | 189 |  |  | 5300 | 70
P000010EP | LSI Industries | LSI Industries | CRUK RECU SC LED VHO CW XX COLOR | Outdoor Luminaires | High Output | Fuel Pump Canopy Luminaires | Standard | FALSE | [9 empty] | 41453 |  |  | NotYetVerified |  | 3 | 20201 | 107 | 189 |  |  | 5300 | 70
P000010EL | LSI Industries | LSI Industries | CRUK UNV SC LED VHO CW XX COLOR | Outdoor Luminaires | High Output | Fuel Pump Canopy Luminaires | Standard | FALSE | [9 empty] | 41453 |  |  | NotYetVerified |  | 3 | 20201 | 107 | 189 |  |  | 5300 | 70
P000010EH | LSI Industries | LSI Industries | CRU SC LED VHO CW XX COLOR | Outdoor Luminaires | High Output | Fuel Pump Canopy Luminaires | Standard | FALSE | [9 empty] | 41453 |  |  | NotYetVerified |  | 3 | 20201 | 107 | 189 |  |  | 5300 | 70
P000010ES | LSI Industries | LSI Industries | CRU SM SC LED HO CW XX COLOR | Outdoor Luminaires | High Output | Fuel Pump Canopy Luminaires | Standard | FALSE | [9 empty] | 41453 |  |  | NotYetVerified |  | 3 | 17001 | 114 | 149 |  |  | 5300 | 70
P000010EO | LSI Industries | LSI Industries | CRUK RECU SC LED HO CW XX COLOR | Outdoor Luminaires | High Output | Fuel Pump Canopy Luminaires | Standard | FALSE | [9 empty] | 41453 |  |  | NotYetVerified |  | 3 | 17001 | 114 | 149 |  |  | 5300 | 70
P000010EK | LSI Industries | LSI Industries | CRUK UNV SC LED HO CW XX COLOR | Outdoor Luminaires | High Output | Fuel Pump Canopy Luminaires | Standard | FALSE | [9 empty] | 41453 |  |  | NotYetVerified |  | 3 | 17001 | 114 | 149 |  |  | 5300 | 70
P000010EG | LSI Industries | LSI Industries | CRU SC LED HO CW XX COLOR | Outdoor Luminaires | High Output | Fuel Pump Canopy Luminaires | Standard | FALSE | [9 empty] | 41453 |  |  | NotYetVerified |  | 3 | 17001 | 114 | 149 |  |  | 5300 | 70
P000010ER | LSI Industries | LSI Industries | CRU SM SC LED SS CW XX COLOR | Outdoor Luminaires | High Output | Fuel Pump Canopy Luminaires | Standard | FALSE | [9 empty] | 41453 |  |  | NotYetVerified |  | 3 | 13638 | 106 | 129 |  |  | 5300 | 70
P000010EN | LSI Industries | LSI Industries | CRUK RECU SC LED SS CW XX COLOR | Outdoor Luminaires | High Output | Fuel Pump Canopy Luminaires | Standard | FALSE | [9 empty] | 41453 |  |  | NotYetVerified |  | 3 | 13638 | 106 | 129 |  |  | 5300 | 70
P000010EJ | LSI Industries | LSI Industries | CRUK UNV SC LED SS CW XX COLOR | Outdoor Luminaires | High Output | Fuel Pump Canopy Luminaires | Standard | FALSE | [9 empty] | 41453 |  |  | NotYetVerified |  | 3 | 13638 | 106 | 129 |  |  | 5300 | 70
P000010ED | LSI Industries | LSI Industries | CRSK RECU ES LED 128 SS CW UE COLOR | Outdoor Luminaires | High Output | Fuel Pump Canopy Luminaires | Standard | TRUE | 13519 | 94 | 144 | 4.1 | 0.968 | 5634 | 80 | 5 |  | 41452 |  |  | NotYetVerified |  | 3 | 13519 | 93 | 145 |  |  | 5300 | 70
P000010EC | LSI Industries | LSI Industries | CRSK UNV ES LED 128 SS CW UE COLOR | Outdoor Luminaires | High Output | Fuel Pump Canopy Luminaires | Standard | TRUE | 13519 | 94 | 144 | 4.1 | 0.968 | 5634 | 80 | 5 |  | 41452 |  |  | NotYetVerified |  | 3 | 13519 | 93 | 145 |  |  | 5300 | 70
P000010EB | LSI Industries | LSI Industries | CRS ES LED 128 SS CW UE COLOR | Outdoor Luminaires | High Output | Fuel Pump Canopy Luminaires | Standard | TRUE | 13519 | 94 | 144 | 4.1 | 0.968 | 5634 | 80 | 5 |  | 41452 |  |  | NotYetVerified |  | 3 | 13519 | 94 | 144 |  |  | 5300 | 70
P0000198J | SIMKAR Corporation | EN2LED | EN2LED4RAF5641U1DLCC | Outdoor Luminaires | Mid Output | Fuel Pump Canopy Luminaires | Standard | TRUE | 5267 | 95.3 | 55.28 | 8.34 | 0.956 | 3856 | 85 | 5 | 50000 | 41452 |  |  | NotYetVerified |  | 3 | 4900 | 88 | 56 |  | 0.9 | 4100 | 80
P00000R0V | Energy Tech Solutions | ETECHLED | CP-LS140W-10Klm-MV-53K[120V ONLY] | Outdoor Luminaires | Mid Output | Fuel Pump Canopy Luminaires | Standard | TRUE | 9028 | 79.62 | 113.4 | 6.8 | 0.992 | 5129 | 67.9 | 5 |  | 41437 |  |  | NotYetVerified |  | 3
P00000ZB7 | LED Trail | LED Trail | 4770 | Outdoor Luminaires | Low Output | Fuel Pump Canopy Luminaires | Standard | TRUE | 4812 | 78.06 | 61.64 | 10.96 | 0.919 | 5388 | 73 | 5 | 50000 | 41437 |  |  | NotYetVerified |  | 3 | 4920 | 82 | 60 |  |  | 5200 | 75
P00000NX9 | Cree Inc. | Cree CPY Series | CPY250-A-XX-D-A-XX-XX-XX | Outdoor Luminaires | Mid Output | Fuel Pump Canopy Luminaires | Standard | TRUE | 8821 | 108.2 | 81.5 | 8.9 | 0.943 | 5934 | 70 | 10 |  | 41436 |  |  | NotYetVerified | XCCA*D08-**-_ | 3 | 8800 | 107 | 82 |  | 0.9 | 5700 | 70
P00000NXA | Cree Inc. | Cree CPY Series | CPY250-A-XX-F-A-XX-XX-XX | Outdoor Luminaires | Mid Output | Fuel Pump Canopy Luminaires | Standard | FALSE | [9 empty] | 41436 |  |  | NotYetVerified | XCCA*A08-**-_ | 3 | 8800 | 107 | 82 |  | 0.9 | 5700 | 70
P00001DRP | Vivid Leds Inc. | Excite Surface Canopy | VVDLI60SM | Outdoor Luminaires | Mid Output | Fuel Pump Canopy Luminaires | Standard | TRUE | 7610 | 80.4 | 94.6 | 19.95 | 0.8934 | 5824 | 71 | 5 | 50000 | 41430 |  |  | NotYetVerified |  | 3 | 7610 | 80.4 | 100 |  | 0.98 | 5500 | 71
P00000Q48 | Dialight | Safesite | HZC5N2N | Outdoor Luminaires | Mid Output | Fuel Pump Canopy Luminaires | Standard | TRUE | 5029 | 84.29 | 59.66 | 18.01 | 0.925 | 4232 | 73.8 | 5 | 100000 | 41430 |  |  | NotYetVerified |  | 3 |  |  |  |  | 0.9 | 4000 | 70
PFB9619S | Infinilux Corporation | Infinilux CR2 Series | CR2DXX30-05 (4000K) | Outdoor Luminaires | High Output | Fuel Pump Canopy Luminaires | Standard | TRUE | 16610.21 | 97 | 170.69 | 11 | 0.95 | 4065 | 85 | 5 |  | 41430 |  |  | No |  | 3.1 | 15920 | 97.37 | 163.5 | 7.75 | 0.99 | 3994 | 83.8
P000012KZ | OSRAM | PermaLED | LS2/L/55/750/C5/UNV/DX/IWC/XX | Outdoor Luminaires | Mid Output | Fuel Pump Canopy Luminaires | Standard | FALSE | [9 empty] | 41430 |  |  | NotYetVerified | Qualified with dimming and non-dimming driver options | 3 | 6161 | 114 | 54 |  | 0.9 | 5000 | 75
P000012KY | OSRAM | PermaLED | LS2/L/55/750/C5/UNV/DX/OSP/XX | Outdoor Luminaires | Mid Output | Fuel Pump Canopy Luminaires | Standard | FALSE | [9 empty] | 41430 |  |  | NotYetVerified | Qualified with dimming and non-dimming driver options | 3 | 6161 | 114 | 54 |  | 0.9 | 5000 | 75
P000012KX | OSRAM | PermaLED | LS2-L-55-750-C5-UNV-XX | Outdoor Luminaires | Mid Output | Fuel Pump Canopy Luminaires | Standard | FALSE | [9 empty] | 41430 |  |  | NotYetVerified | Qualified with dimming and non-dimming driver options | 3 | 6161 | 114 | 54 |  | 0.9 | 5000 | 75
P000012KT | OSRAM | PermaLED | LS2/L/40/750/C5/UNV/DX/IWC/XX | Outdoor Luminaires | Low Output | Fuel Pump Canopy Luminaires | Standard | FALSE | [9 empty] | 41430 |  |  | NotYetVerified | Qualified with dimming and non-dimming driver options | 3 | 4498 | 110 | 41 |  | 0.9 | 5000 | 75
P000012KS | OSRAM | PermaLED | LS2/L/40/750/C5/UNV/DX/OSP/XX | Outdoor Luminaires | Low Output | Fuel Pump Canopy Luminaires | Standard | FALSE | [9 empty] | 41430 |  |  | NotYetVerified | Qualified with dimming and non-dimming driver options | 3 | 4498 | 110 | 41 |  | 0.9 | 5000 | 75
P000012KR | OSRAM | PermaLED | LS2-L-40-750-C5-UNV-XX | Outdoor Luminaires | Low Output | Fuel Pump Canopy Luminaires | Standard | FALSE | [9 empty] | 41430 |  |  | NotYetVerified | Qualified with dimming and non-dimming driver options | 3 | 4498 | 110 | 41 |  | 0.9 | 5000 | 75
P000012KW | OSRAM | PermaLED | LS2/L/55/740/C5/UNV/DX/IWC/XX | Outdoor Luminaires | Mid Output | Fuel Pump Canopy Luminaires | Standard | FALSE | [9 empty] | 41430 |  |  | NotYetVerified | Qualified with dimming and non-dimming driver options | 3 | 5381 | 100 | 54 |  | 0.9 | 4000 | 70
P000012KV | OSRAM | PermaLED | LS2/L/55/740/C5/UNV/DX/OSP/XX | Outdoor Luminaires | Mid Output | Fuel Pump Canopy Luminaires | Standard | FALSE | [9 empty] | 41430 |  |  | NotYetVerified | Qualified with dimming and non-dimming driver options | 3 | 5381 | 100 | 54 |  | 0.9 | 4000 | 70
P000012KU | OSRAM | PermaLED | LS2-L-55-740-C5-UNV-XX | Outdoor Luminaires | Mid Output | Fuel Pump Canopy Luminaires | Standard | FALSE | [9 empty] | 41430 |  |  | NotYetVerified | Qualified with dimming and non-dimming driver options | 3 | 5381 | 100 | 54 |  | 0.9 | 4000 | 70
P000012KQ | OSRAM | PermaLED | LS2/L/40/740/C5/UNV/DX/IWC/XX | Outdoor Luminaires | Low Output | Fuel Pump Canopy Luminaires | Standard | FALSE | [9 empty] | 41430 |  |  | NotYetVerified | Qualified with dimming and non-dimming driver options | 3 | 4288 | 105 | 41 |  | 0.9 | 4000 | 70
P000012KP | OSRAM | PermaLED | LS2/L/40/740/C5/UNV/DX/OSP/XX | Outdoor Luminaires | Low Output | Fuel Pump Canopy Luminaires | Standard | FALSE | [9 empty] | 41430 |  |  | NotYetVerified | Qualified with dimming and non-dimming driver options | 3 | 4288 | 105 | 41 |  | 0.9 | 4000 | 70
P000012KO | OSRAM | PermaLED | LS2-L-40-740-C5-UNV-XX | Outdoor Luminaires | Low Output | Fuel Pump Canopy Luminaires | Standard | FALSE | [9 empty] | 41430 |  |  | NotYetVerified | Qualified with dimming and non-dimming driver options | 3 | 4288 | 105 | 41 |  | 0.9 | 4000 | 70
P6M4YT31 | Infinilux Corporation | Infinilux CR2 Series | CR2DXX30-05 (5000K) | Outdoor Luminaires | High Output | Fuel Pump Canopy Luminaires | Standard | FALSE | [9 empty] | 41430 |  |  | No |  | 3.1 | 16860 | 101 | 166.3 | 7.75 | 0.99 | 5110 | 73.4
P00000WR4 | Infinilux Corporation | Infinilux CFSP Series | CFSPXX48-02 (5000K)-C02 | Outdoor Luminaires | Mid Output | Fuel Pump Canopy Luminaires | Standard | FALSE | [9 empty] | 41430 |  |  | NotYetVerified | Qualified with dimming and non-dimming driver options | 3 | 6161 | 114 | 54 |  | 0.9 | 5000 | 75
P00000WR3 | Infinilux Corporation | Infinilux CFSP Series | CFSPXX48-02 (5000K)-C01 | Outdoor Luminaires | Mid Output | Fuel Pump Canopy Luminaires | Standard | FALSE | [9 empty] | 41430 |  |  | NotYetVerified | Qualified with dimming and non-dimming driver options | 3 | 6161 | 114 | 54 |  | 0.9 | 5000 | 75
P00000WR2 | Infinilux Corporation | Infinilux CFSP Series | CFSPXX48-02 (5000K) | Outdoor Luminaires | Mid Output | Fuel Pump Canopy Luminaires | Standard | FALSE | [9 empty] | 41430 |  |  | NotYetVerified | Qualified with dimming and non-dimming driver options | 3 | 6161 | 114 | 54 |  | 0.9 | 5000 | 75
P00000WR1 | Infinilux Corporation | Infinilux CLSP Series | CLSPXX48 - 02 (5000K)-C02 | Outdoor Luminaires | Mid Output | Fuel Pump Canopy Luminaires | Standard | FALSE | [9 empty] | 41430 |  |  | NotYetVerified | Qualified with dimming and non-dimming driver options | 3 | 6161 | 114 | 54 |  | 0.9 | 5000 | 75
P00000WR0 | Infinilux Corporation | Infinilux CLSP Series | CLSPXX48 - 02 (5000K)-C01 | Outdoor Luminaires | Mid Output | Fuel Pump Canopy Luminaires | Standard | FALSE | [9 empty] | 41430 |  |  | NotYetVerified | Qualified with dimming and non-dimming driver options | 3 | 6161 | 114 | 54 |  | 0.9 | 5000 | 75
P00000WQU | Infinilux Corporation | Infinilux CFSP Series | CFSPXX36-02 (5000K)-C02 | Outdoor Luminaires | Low Output | Fuel Pump Canopy Luminaires | Standard | FALSE | [9 empty] | 41430 |  |  | NotYetVerified | Qualified with dimming and non-dimming driver options | 3 | 4498 | 110 | 41 |  | 0.9 | 5000 | 75
P00000WQT | Infinilux Corporation | Infinilux CFSP Series | CFSPXX36-02 (5000K)-C01 | Outdoor Luminaires | Low Output | Fuel Pump Canopy Luminaires | Standard | FALSE | [9 empty] | 41430 |  |  | NotYetVerified | Qualified with dimming and non-dimming driver options | 3 | 4498 | 110 | 41 |  | 0.9 | 5000 | 75
P00000WQS | Infinilux Corporation | Infinilux CFSP Series | CFSPXX36-02 (5000K) | Outdoor Luminaires | Low Output | Fuel Pump Canopy Luminaires | Standard | FALSE | [9 empty] | 41430 |  |  | NotYetVerified | Qualified with dimming and non-dimming driver options | 3 | 4498 | 110 | 41 |  | 0.9 | 5000 | 75
P00000WQR | Infinilux Corporation | Infinilux CLSP Series | CLSPXX36 - 02 (5000K)-C02 | Outdoor Luminaires | Low Output | Fuel Pump Canopy Luminaires | Standard | FALSE | [9 empty] | 41430 |  |  | NotYetVerified | Qualified with dimming and non-dimming driver options | 3 | 4498 | 110 | 41 |  | 0.9 | 5000 | 75
P00000WQQ | Infinilux Corporation | Infinilux CLSP Series | CLSPXX36 - 02 (5000K)-C01 | Outdoor Luminaires | Low Output | Fuel Pump Canopy Luminaires | Standard | FALSE | [9 empty] | 41430 |  |  | NotYetVerified | Qualified with dimming and non-dimming driver options | 3 | 4498 | 110 | 41 |  | 0.9 | 5000 | 75
P00000WQZ | Infinilux Corporation | Infinilux CFSP Series | CFSPXX48-02 (4000K)-C02 | Outdoor Luminaires | Mid Output | Fuel Pump Canopy Luminaires | Standard | FALSE | [9 empty] | 41430 |  |  | NotYetVerified | Qualified with dimming and non-dimming driver options | 3 | 5381 | 100 | 54 |  | 0.9 | 4000 | 70
P00000WQY | Infinilux Corporation | Infinilux CFSP Series | CFSPXX48-02 (4000K)-C01 | Outdoor Luminaires | Mid Output | Fuel Pump Canopy Luminaires | Standard | FALSE | [9 empty] | 41430 |  |  | NotYetVerified | Qualified with dimming and non-dimming driver options | 3 | 5381 | 100 | 54 |  | 0.9 | 4000 | 70
P00000WQX | Infinilux Corporation | Infinilux CFSP Series | CFSPXX48-02 (4000K) | Outdoor Luminaires | Mid Output | Fuel Pump Canopy Luminaires | Standard | FALSE | [9 empty] | 41430 |  |  | NotYetVerified | Qualified with dimming and non-dimming driver options | 3 | 5381 | 100 | 54 |  | 0.9 | 4000 | 70
P00000WQW | Infinilux Corporation | Infinilux CLSP Series | CLSPXX48 - 02 (4000K)-C02 | Outdoor Luminaires | Mid Output | Fuel Pump Canopy Luminaires | Standard | FALSE | [9 empty] | 41430 |  |  | NotYetVerified | Qualified with dimming and non-dimming driver options | 3 | 5381 | 100 | 54 |  | 0.9 | 4000 | 70
P00000WQV | Infinilux Corporation | Infinilux CLSP Series | CLSPXX48 - 02 (4000K)-C01 | Outdoor Luminaires | Mid Output | Fuel Pump Canopy Luminaires | Standard | FALSE | [9 empty] | 41430 |  |  | NotYetVerified | Qualified with dimming and non-dimming driver options | 3 | 5381 | 100 | 54 |  | 0.9 | 4000 | 70
P00000WQP | Infinilux Corporation | Infinilux CFSP Series | CFSPXX36 - 02 (4000K)-C02 | Outdoor Luminaires | Low Output | Fuel Pump Canopy Luminaires | Standard | FALSE | [9 empty] | 41430 |  |  | NotYetVerified | Qualified with dimming and non-dimming driver options | 3 | 4288 | 105 | 41 |  | 0.9 | 4000 | 70
P00000WQO | Infinilux Corporation | Infinilux CFSP Series | CFSPXX36 - 02 (4000K)-C01 | Outdoor Luminaires | Low Output | Fuel Pump Canopy Luminaires | Standard | FALSE | [9 empty] | 41430 |  |  | NotYetVerified | Qualified with dimming and non-dimming driver options | 3 | 4288 | 105 | 41 |  | 0.9 | 4000 | 70
P00000WQN | Infinilux Corporation | Infinilux CFSP Series | CFSPXX36 - 02 (4000K) | Outdoor Luminaires | Low Output | Fuel Pump Canopy Luminaires | Standard | FALSE | [9 empty] | 41430 |  |  | NotYetVerified | Qualified with dimming and non-dimming driver options | 3 | 4288 | 105 | 41 |  | 0.9 | 4000 | 70
P00000WQM | Infinilux Corporation | Infinilux CLSP Series | CLSPXX36 - 02 (4000K)-C02 | Outdoor Luminaires | Low Output | Fuel Pump Canopy Luminaires | Standard | FALSE | [9 empty] | 41430 |  |  | NotYetVerified | Qualified with dimming and non-dimming driver options | 3 | 4288 | 105 | 41 |  | 0.9 | 4000 | 70
P00000WQL | Infinilux Corporation | Infinilux CLSP Series | CLSPXX36 - 02 (4000K)-C01 | Outdoor Luminaires | Low Output | Fuel Pump Canopy Luminaires | Standard | FALSE | [9 empty] | 41430 |  |  | NotYetVerified | Qualified with dimming and non-dimming driver options | 3 | 4288 | 105 | 41 |  | 0.9 | 4000 | 70
P00000Q21 | Dialight | Safesite | HZD3C2NC | Outdoor Luminaires | Low Output | Fuel Pump Canopy Luminaires | Standard | FALSE | [9 empty] | 41430 |  |  | NotYetVerified |  | 3 | 4000 | 93 | 43 |  | 0.9 | 6000 | 70
P00000Q20 | Dialight | Safesite | HZD2C2NC | Outdoor Luminaires | Low Output | Fuel Pump Canopy Luminaires | Standard | FALSE | [9 empty] | 41430 |  |  | NotYetVerified |  | 3 | 4000 | 93 | 43 |  | 0.9 | 6000 | 70
P00000Q25 | Dialight | Safesite | HZD9C2NC | Outdoor Luminaires | Mid Output | Fuel Pump Canopy Luminaires | Standard | FALSE | [9 empty] | 41430 |  |  | NotYetVerified |  | 3 | 5800 | 83 | 70 |  | 0.9 | 5700 | 70
P00000Q24 | Dialight | Safesite | HZD8C2NC | Outdoor Luminaires | Mid Output | Fuel Pump Canopy Luminaires | Standard | FALSE | [9 empty] | 41430 |  |  | NotYetVerified |  | 3 | 5800 | 83 | 70 |  | 0.9 | 5700 | 70
P00000Q23 | Dialight | Safesite | HZD5C2NC | Outdoor Luminaires | Low Output | Fuel Pump Canopy Luminaires | Standard | FALSE | [9 empty] | 41430 |  |  | NotYetVerified |  | 3 | 4500 | 82 | 55 |  | 0.9 | 5700 | 70
P00000Q22 | Dialight | Safesite | HZD4C2NC [Qualified at 5700 CCT Only] | Outdoor Luminaires | Low Output | Fuel Pump Canopy Luminaires | Standard | FALSE | [9 empty] | 41430 |  |  | NotYetVerified |  | 3 | 4500 | 82 | 55 |  | 0.9 | 5700 | 70
P000002K2 | Acuity Brands Lighting | Lithonia Lighting | DSXSC LED 10C 700 50K T5E XXXXX XXX XXXXXXXX XXXXX | Outdoor Luminaires | Low Output | Fuel Pump Canopy Luminaires | Standard | TRUE | 2337 | 92.01 | 25.4 | 23.8 | 0.88 | 5067 | 69 | 5 | 100000 | 41428 |  |  | NotYetVerified |  | 3 | 2408.49 | 94.45 | 25.5 |  |  | 5000
P000002JT | Acuity Brands Lighting | Lithonia Lighting | DSXSC LED 10C 700 40K T5E XXXXX XXX XXXXXXXX XXXXX | Outdoor Luminaires | Low Output | Fuel Pump Canopy Luminaires | Standard | TRUE | 2081 | 80.01 | 26.01 | 23.8 | 0.88 | 3966 | 73 | 5 | 100000 | 41428 |  |  | NotYetVerified |  | 3 | 2146.68 | 84.18 | 25.5 |  |  | 4000
P000002K5 | Acuity Brands Lighting | Lithonia Lighting | DSXSC LED 30C 530 50K T5E XXXXX XXX XXXXXXXX XXXXX | Outdoor Luminaires | Mid Output | Fuel Pump Canopy Luminaires | Standard | FALSE | [9 empty] | 41428 | Not Yet Verified | Not Yet Verified | NotYetVerified |  | 3 | 5703.22 | 110.1 | 51.8 |  |  | 5000 | 69.2
P000002K4 | Acuity Brands Lighting | Lithonia Lighting | DSXSC LED 20C 530 50K T5E XXXXX XXX XXXXXXXX XXXXX | Outdoor Luminaires | Low Output | Fuel Pump Canopy Luminaires | Standard | FALSE | [9 empty] | 41428 | Not Yet Verified | Not Yet Verified | NotYetVerified |  | 3 | 3769.6 | 107.7 | 35 |  |  | 5000 | 69.2
P000002K3 | Acuity Brands Lighting | Lithonia Lighting | DSXSC LED 30C 350 50K T5E XXXXX XXX XXXXXXXX XXXXX | Outdoor Luminaires | Low Output | Fuel Pump Canopy Luminaires | Standard | FALSE | [9 empty] | 41428 | Not Yet Verified | Not Yet Verified | NotYetVerified |  | 3 | 4063.9 | 117.12 | 34.7 |  |  | 5000 | 68.9
P000002KA | Acuity Brands Lighting | Lithonia Lighting | DSXSC LED 30C 1000 50K T5E XXXXX XXX XXXXXXXX XXXXX | Outdoor Luminaires | Mid Output | Fuel Pump Canopy Luminaires | Standard | FALSE | [9 empty] | 41428 | Not Yet Verified | Not Yet Verified | NotYetVerified |  | 3 | 9112.5 | 85 | 107.2 |  |  | 5000
P000002K7 | Acuity Brands Lighting | Lithonia Lighting | DSXSC LED 30C 700 50K T5E XXXXX XXX XXXXXXXX XXXXX | Outdoor Luminaires | Mid Output | Fuel Pump Canopy Luminaires | Standard | FALSE | [9 empty] | 41428 | Not Yet Verified | Not Yet Verified | NotYetVerified |  | 3 | 6956.08 | 103.36 | 67.3 |  |  | 5000
P000002K9 | Acuity Brands Lighting | Lithonia Lighting | DSXSC LED 20C 1000 50K T5E XXXXX XXX XXXXXXXX XXXXX | Outdoor Luminaires | Mid Output | Fuel Pump Canopy Luminaires | Standard | FALSE | [9 empty] | 41428 | Not Yet Verified | Not Yet Verified | NotYetVerified |  | 3 | 6231.32 | 83.98 | 74.2 |  |  | 5000
P000002K6 | Acuity Brands Lighting | Lithonia Lighting | DSXSC LED 20C 700 50K T5E XXXXX XXX XXXXXXXX XXXXX | Outdoor Luminaires | Low Output | Fuel Pump Canopy Luminaires | Standard | FALSE | [9 empty] | 41428 | Not Yet Verified | Not Yet Verified | NotYetVerified |  | 3 | 4637.39 | 101.92 | 45.5 |  |  | 5000
P000002K8 | Acuity Brands Lighting | Lithonia Lighting | DSXSC LED 10C 1000 50K T5E XXXXX XXX XXXXXXXX XXXXX | Outdoor Luminaires | Low Output | Fuel Pump Canopy Luminaires | Standard | FALSE | [9 empty] | 41428 | Not Yet Verified | Not Yet Verified | NotYetVerified |  | 3 | 3286.88 | 84.93 | 38.7 |  |  | 5000
P000002JX | Acuity Brands Lighting | Lithonia Lighting | DSXSC LED 30C 530 40K T5E XXXXX XXX XXXXXXXX XXXXX | Outdoor Luminaires | Mid Output | Fuel Pump Canopy Luminaires | Standard | FALSE | [9 empty] | 41428 | Not Yet Verified | Not Yet Verified | NotYetVerified |  | 3 | 5083.26 | 98.13 | 51.8 |  |  | 4000 | 73.5
P000002JW | Acuity Brands Lighting | Lithonia Lighting | DSXSC LED 20C 530 40K T5E XXXXX XXX XXXXXXXX XXXXX | Outdoor Luminaires | Low Output | Fuel Pump Canopy Luminaires | Standard | FALSE | [9 empty] | 41428 | Not Yet Verified | Not Yet Verified | NotYetVerified |  | 3 | 3359.83 | 96 | 35 |  |  | 4000 | 73.5
P000002JV | Acuity Brands Lighting | Lithonia Lighting | DSXSC LED 30C 350 40K T5E XXXXX XXX XXXXXXXX XXXXX | Outdoor Luminaires | Low Output | Fuel Pump Canopy Luminaires | Standard | FALSE | [9 empty] | 41428 | Not Yet Verified | Not Yet Verified | NotYetVerified |  | 3 | 3622.15 | 104.38 | 34.7 |  |  | 4000 | 73.4
P000002JZ | Acuity Brands Lighting | Lithonia Lighting | DSXSC LED 30C 700 40K T5E XXXXX XXX XXXXXXXX XXXXX | Outdoor Luminaires | Mid Output | Fuel Pump Canopy Luminaires | Standard | FALSE | [9 empty] | 41428 | Not Yet Verified | Not Yet Verified | NotYetVerified |  | 3 | 6199.94 | 92.12 | 67.3 |  |  | 4000
P000002JY | Acuity Brands Lighting | Lithonia Lighting | DSXSC LED 20C 700 40K T5E XXXXX XXX XXXXXXXX XXXXX | Outdoor Luminaires | Low Output | Fuel Pump Canopy Luminaires | Standard | FALSE | [9 empty] | 41428 | Not Yet Verified | Not Yet Verified | NotYetVerified |  | 3 | 4133.29 | 90.84 | 45.5 |  |  | 4000
P00001DR5 | Vivid Leds Inc. | Vega SM | VVDSM028PS1SV27 | Outdoor Luminaires | Mid Output | Fuel Pump Canopy Luminaires | Standard | TRUE | 5724 | 93.13 | 61.46 | 11.36 | 0.9357 | 5055 | 73 | 5 | 50000 | 41424 |  |  | NotYetVerified |  | 3 | 5330 | 85 | 60 |  |  | 5000 | 75
P00001BHW | UIC ENERGY LLC | UIC SURYA | UIC-FPK-60 | Outdoor Luminaires | Mid Output | Fuel Pump Canopy Luminaires | Standard | TRUE | 5724 | 93.13 | 61.46 | 11.36 | 0.9357 | 5055 | 73 | 5 | 50000 | 41424 |  |  | NotYetVerified |  | 3 | 5330 | 85 | 60 |  |  | 5000 | 75
P00001DR6 | Vivid Leds Inc. | Vega SM | VVDSM042PS1SV27 | Outdoor Luminaires | Mid Output | Fuel Pump Canopy Luminaires | Standard | TRUE | 8262 | 90.21 | 91.59 | 18.08 | 0.932 | 5110 | 74 | 5 | 50000 | 41424 |  |  | NotYetVerified |  | 3 | 7995 | 85 | 90 |  | 0.96 |  | 75
P00001BHX | UIC ENERGY LLC | UIC SURYA | UIC-FPK-90 | Outdoor Luminaires | Mid Output | Fuel Pump Canopy Luminaires | Standard | TRUE | 8262 | 90.21 | 91.59 | 18.08 | 0.932 | 5110 | 74 | 5 | 50000 | 41424 |  |  | NotYetVerified |  | 3 | 7995 | 85 | 90 |  | 0.96 |  | 75
P00001DRC | Vivid Leds Inc. | Vega SM | VVDSM126PS1SV27 | Outdoor Luminaires | High Output | Fuel Pump Canopy Luminaires | Standard | FALSE | [9 empty] | 41424 |  |  | NotYetVerified |  | 3 | 23985 | 85 | 270 |  | 0.96 |  | 75
P00001DRB | Vivid Leds Inc. | Vega SM | VVDSM112PS1SV27 | Outdoor Luminaires | High Output | Fuel Pump Canopy Luminaires | Standard | FALSE | [9 empty] | 41424 |  |  | NotYetVerified |  | 3 | 21320 | 85 | 240 |  | 0.96 |  | 75
P00001DRA | Vivid Leds Inc. | Vega SM | VVDSM098PS1SV27 | Outdoor Luminaires | High Output | Fuel Pump Canopy Luminaires | Standard | FALSE | [9 empty] | 41424 |  |  | NotYetVerified |  | 3 | 18560 | 85 | 210 |  | 0.96 |  | 75
P00001DR9 | Vivid Leds Inc. | Vega SM | VVDSM084PS1SV27 | Outdoor Luminaires | High Output | Fuel Pump Canopy Luminaires | Standard | FALSE | [9 empty] | 41424 |  |  | NotYetVerified |  | 3 | 15990 | 85 | 180 |  | 0.96 |  | 75
P00001DR8 | Vivid Leds Inc. | Vega SM | VVDSM070PS1SV27 | Outdoor Luminaires | High Output | Fuel Pump Canopy Luminaires | Standard | FALSE | [9 empty] | 41424 |  |  | NotYetVerified |  | 3 | 13325 | 85 | 150 |  | 0.96 |  | 75
P00001DR7 | Vivid Leds Inc. | Vega SM | VVDSM056PS1SV27 | Outdoor Luminaires | High Output | Fuel Pump Canopy Luminaires | Standard | FALSE | [9 empty] | 41424 |  |  | NotYetVerified |  | 3 | 10660 | 85 | 120 |  | 0.96 |  | 75
P00001BI3 | UIC ENERGY LLC | UIC SURYA | UIC-FPK-270 | Outdoor Luminaires | High Output | Fuel Pump Canopy Luminaires | Standard | FALSE | [9 empty] | 41424 |  |  | NotYetVerified |  | 3 | 23985 | 85 | 270 |  | 0.96 |  | 75
P00001BI2 | UIC ENERGY LLC | UIC SURYA | UIC-FPK-240 | Outdoor Luminaires | High Output | Fuel Pump Canopy Luminaires | Standard | FALSE | [9 empty] | 41424 |  |  | NotYetVerified |  | 3 | 21320 | 85 | 240 |  | 0.96 |  | 75
P00001BI1 | UIC ENERGY LLC | UIC SURYA | UIC-FPK-210 | Outdoor Luminaires | High Output | Fuel Pump Canopy Luminaires | Standard | FALSE | [9 empty] | 41424 |  |  | NotYetVerified |  | 3 | 18560 | 85 | 210 |  | 0.96 |  | 75
P00001BI0 | UIC ENERGY LLC | UIC SURYA | UIC-FPK-180 | Outdoor Luminaires | High Output | Fuel Pump Canopy Luminaires | Standard | FALSE | [9 empty] | 41424 |  |  | NotYetVerified |  | 3 | 15990 | 85 | 180 |  | 0.96 |  | 75
P00001BHZ | UIC ENERGY LLC | UIC SURYA | UIC-FPK-150 | Outdoor Luminaires | High Output | Fuel Pump Canopy Luminaires | Standard | FALSE | [9 empty] | 41424 |  |  | NotYetVerified |  | 3 | 13325 | 85 | 150 |  | 0.96 |  | 75
P00001BHY | UIC ENERGY LLC | UIC SURYA | UIC-FPK-120 | Outdoor Luminaires | High Output | Fuel Pump Canopy Luminaires | Standard | FALSE | [9 empty] | 41424 |  |  | NotYetVerified |  | 3 | 10660 | 85 | 120 |  | 0.96 |  | 75
P00000RSM | Future Lighting Technologies | Splendor | CN60-100 | Outdoor Luminaires | Mid Output | Fuel Pump Canopy Luminaires | Standard | TRUE | 8178 | 85.3 | 95.88 | 11.5 | 0.932 | 5538 | 67.9 | 5 | 166349 | 41417 |  |  | NotYetVerified |  | 3 | 8178 | 85.3 | 95.88 |  | 0.991 | 5538 | 67.9
P00000PNU | Dauer Manufacturing | DauerLED | LED-CL-60C | Outdoor Luminaires | Low Output | Fuel Pump Canopy Luminaires | Standard | TRUE | 4812 | 78.06 | 61.64 | 10.96 | 0.919 | 5388 | 73 | 5 | 50000 | 41410 |  |  | NotYetVerified |  | 3 | 4920 | 82 | 60 |  |  | 5200 | 75
P000012C6 | Optilumen Inc | Optilumen | CISP1006-5390 | Outdoor Luminaires | Mid Output | Fuel Pump Canopy Luminaires | Standard | TRUE | 5628 | 86.7 | 64.91 | 21.6 | 0.888 | 5341 | 73 | 5 |  | 41408 |  |  | NotYetVerified |  | 3 | 5628 | 86.7 | 65 |  | 0.989 | 5341 | 72.8
P000019BW | SloanLED | Progressive Down Light | 701948 - 701950-115X*[120V ONLY] | Outdoor Luminaires | Mid Output | Fuel Pump Canopy Luminaires | Standard | TRUE | 9028 | 79.62 | 113.4 | 6.8 | 0.992 | 5129 | 67.9 | 5 |  | 41400 |  |  | NotYetVerified |  | 3
P00000QNR | Cree Inc. | E-Conolight | E-CP2L03CX | Outdoor Luminaires | Low Output | Fuel Pump Canopy Luminaires | Standard | TRUE | 2870 | 103.13 | 27.83 | 13.9 | 0.9089 | 4608 | 73 | 5 | 100000 | 41400 |  |  | NotYetVerified | Qualified with dimming and non-dimming driver options | 3 | 2870 | 103 | 28 |  | 0.9 | 5000 | 70
P00000QNS | Cree Inc. | E-Conolight | E-CP2L04CX | Outdoor Luminaires | Low Output | Fuel Pump Canopy Luminaires | Standard | TRUE | 4115 | 100.74 | 40.85 | 10 | 0.9591 | 4698 | 73 | 5 | 100000 | 41400 |  |  | NotYetVerified | Qualified with dimming and non-dimming driver options | 3 | 4115 | 101 | 41 |  | 0.9 | 5000 | 70
P00000Q11 | Dialight | Safesite | HZD2C2N | Outdoor Luminaires | Low Output | Fuel Pump Canopy Luminaires | Standard | TRUE | 4079 | 86.8 | 47 | 12.04 | 0.913 | 5665 | 72 | 5 |  | 41395 |  |  | NotYetVerified |  | 3 | 4000 | 93 | 43 |  | 0.9 | 6000 | 70
P00000Q12 | Dialight | Safesite | HZD3C2N | Outdoor Luminaires | Low Output | Fuel Pump Canopy Luminaires | Standard | TRUE | 4124 | 87.2 | 47.3 | 12.23 | 0.913 | 5687 | 71 | 5 |  | 41395 |  |  | NotYetVerified |  | 3 | 4000 | 93 | 43 |  | 0.9 | 6000 | 70
P00000Q1Z | Dialight | Safesite | HZD4C2N [Qualified at 5700 CCT Only] | Outdoor Luminaires | Low Output | Fuel Pump Canopy Luminaires | Standard | TRUE | 4907 | 82.2 | 58.9 | 13.07 | 0.931 | 5773 | 72 | 5 | 100000 | 41394 |  |  | NotYetVerified |  | 3 | 4500 | 82 | 55 |  | 0.9 | 5700 | 70
P00001AV2 | TECHLIGHT | Saber | LCPT-3-N-8-T5M-B-4-XX-XX - 120V | Outdoor Luminaires | High Output | Fuel Pump Canopy Luminaires | Standard | TRUE | 12351 | 83.5 | 147.9 | 2.69 | 0.99 | 3930 | 64 | 5 | 78000 | 41387 |  |  | NotYetVerified |  | 3 | 12351 | 83.5 | 147.9 |  |  | 4000 | 65
P00001AV1 | TECHLIGHT | Saber | LCPT-1-N-2-T5M-A-4-XX-XX - 120V | Outdoor Luminaires | Low Output | Fuel Pump Canopy Luminaires | Standard | TRUE | 2380 | 90.8 | 26.2 | 2.41 | 0.99 | 3830 | 63 | 5 | 78000 | 41387 |  |  | NotYetVerified |  | 3 | 2380 | 90.8 | 26.2 |  |  | 4000 | 65
P00001AV9 | TECHLIGHT | Saber | LCPT-2-N-8-T5M-B-4-XX-XX - 120V | Outdoor Luminaires | Mid Output | Fuel Pump Canopy Luminaires | Standard | FALSE | [9 empty] | 41387 |  |  | NotYetVerified |  | 3 | 8234 | 83.5 | 98.6 |  |  | 4000 | 65
P00001AV8 | TECHLIGHT | Saber | LCPT-2-N-8-T5M-A-4-XX-XX - 120V | Outdoor Luminaires | Mid Output | Fuel Pump Canopy Luminaires | Standard | FALSE | [9 empty] | 41387 |  |  | NotYetVerified |  | 3 | 7140 | 90.8 | 78.6 |  |  | 4000 | 65
P00001AV7 | TECHLIGHT | Saber | LCPT-2-N-2-T5M-B-4-XX-XX - 120V | Outdoor Luminaires | Mid Output | Fuel Pump Canopy Luminaires | Standard | FALSE | [9 empty] | 41387 |  |  | NotYetVerified |  | 3 | 5489 | 83.5 | 65.73 |  |  | 4000 | 65
P00001AV6 | TECHLIGHT | Saber | LCPT-2-N-2-T5M-A-4-XX-XX - 120V | Outdoor Luminaires | Low Output | Fuel Pump Canopy Luminaires | Standard | FALSE | [9 empty] | 41387 |  |  | NotYetVerified |  | 3 | 4760 | 90.8 | 52.4 |  |  | 4000 | 65
P00001AV5 | TECHLIGHT | Saber | LCPT-1-N-8-T5M-B-4-XX-XX - 120V | Outdoor Luminaires | Low Output | Fuel Pump Canopy Luminaires | Standard | FALSE | [9 empty] | 41387 |  |  | NotYetVerified |  | 3 | 4117 | 83.5 | 49.3 |  |  | 4000 | 65
P00001AV4 | TECHLIGHT | Saber | LCPT-1-N-8-T5M-A-4-XX-XX - 120V | Outdoor Luminaires | Low Output | Fuel Pump Canopy Luminaires | Standard | FALSE | [9 empty] | 41387 |  |  | NotYetVerified |  | 3 | 3570 | 90.8 | 39.3 |  |  | 4000 | 65
P00001AV3 | TECHLIGHT | Saber | LCPT-1-N-2-T5M-B-4-XX-XX - 120V | Outdoor Luminaires | Low Output | Fuel Pump Canopy Luminaires | Standard | FALSE | [9 empty] | 41387 |  |  | NotYetVerified |  | 3 | 2745 | 83.5 | 32.87 |  |  | 4000 | 65
P00001AVA | TECHLIGHT | Saber | LCPT-3-N-8-T5M-A-4-XX-XX - 120V | Outdoor Luminaires | High Output | Fuel Pump Canopy Luminaires | Standard | FALSE | [9 empty] | 41387 |  |  | NotYetVerified |  | 3 | 10710 | 83.5 | 117.9 |  |  | 4000 | 65
P000005AT | Barron Lighting Group | Barron Lighting Group | TLED-C-24-VS-P-XX | Outdoor Luminaires | Low Output | Fuel Pump Canopy Luminaires | Standard | TRUE | 2870 | 103.13 | 27.83 | 13.9 | 0.9089 | 4608 | 73 | 5 | 100000 | 41382 |  |  | NotYetVerified | Qualified with dimming and non-dimming driver options | 3 | 2870 | 103 | 28 |  | 0.9 | 5000 | 70
P000005AV | Barron Lighting Group | Barron Lighting Group | TLED-C-48-VS-P-XX | Outdoor Luminaires | Mid Output | Fuel Pump Canopy Luminaires | Standard | TRUE | 5593 | 101.76 | 54.96 | 14.1 | 0.9112 | 4669 | 73 | 5 | 100000 | 41382 |  |  | NotYetVerified | Qualified with dimming and non-dimming driver options | 3 | 5593 | 102 | 55 |  | 0.9 | 5000 | 70
P000005AU | Barron Lighting Group | Barron Lighting Group | TLED-C-36-VS-P-XX | Outdoor Luminaires | Low Output | Fuel Pump Canopy Luminaires | Standard | TRUE | 4115 | 100.74 | 40.85 | 10 | 0.9591 | 4698 | 73 | 5 | 100000 | 41382 |  |  | NotYetVerified | Qualified with dimming and non-dimming driver options | 3 | 4115 | 101 | 41 |  | 0.9 | 5000 | 70
P00000PLC | Dalian Golden Sanwei Technology Co. Ltd. | Thermalway | SW-MZ50A | Outdoor Luminaires | Low Output | Fuel Pump Canopy Luminaires | Standard | TRUE | 4101 | 81.2 | 50.5 | 12.9 | 0.95 | 4230 | 68 | 5 | 80000 | 41375 |  |  | NotYetVerified |  | 3 | 6758 | 135 | 50 |  | 0.9 | 4000 | 75
P00000PLD | Dalian Golden Sanwei Technology Co. Ltd. | Thermalway | SW-MZ100A | Outdoor Luminaires | Mid Output | Fuel Pump Canopy Luminaires | Standard | TRUE | 7849 | 84.1 | 93.3 | 19.6 | 0.89 | 4213 | 68 | 5 | 80000 | 41373 |  |  | NotYetVerified |  | 3 | 9600 | 96 | 100 |  | 0.95 | 4000 | 75
P00000QBJ | DONGGUAN KINGSUN OPTOELECTRONIC CO. LTD | Kingsun | BY2G28034S150V27 | Outdoor Luminaires | Mid Output | Fuel Pump Canopy Luminaires | Standard | TRUE | 8262 | 90.21 | 91.59 | 18.08 | 0.932 | 5110 | 74 | 5 | 50000 | 41372 |  |  | NotYetVerified |  | 3.1 | 7995 | 85 | 90 |  | 0.96 |  | 75
P00000WQ7 | Infinilux Corporation | Infinilux CLSP Series | CLSPXX24-01 (5000K) | Outdoor Luminaires | Low Output | Fuel Pump Canopy Luminaires | Standard | TRUE | 2870 | 103.13 | 27.83 | 13.9 | 0.9089 | 4608 | 73 | 5 | 100000 | 41372 |  |  | NotYetVerified | Qualified with dimming and non-dimming driver options | 3 | 2870 | 103 | 28 |  | 0.9 | 5000 | 70
P00000WQ9 | Infinilux Corporation | Infinilux CLSP Series | CLSPXX48-01 (5000K) | Outdoor Luminaires | Mid Output | Fuel Pump Canopy Luminaires | Standard | TRUE | 5593 | 101.76 | 54.96 | 14.1 | 0.9112 | 4669 | 73 | 5 | 100000 | 41372 |  |  | NotYetVerified | Qualified with dimming and non-dimming driver options | 3 | 5593 | 102 | 55 |  | 0.9 | 5000 | 70
P00000WQ8 | Infinilux Corporation | Infinilux CLSP Series | CLSPXX36-01 (5000K) | Outdoor Luminaires | Low Output | Fuel Pump Canopy Luminaires | Standard | TRUE | 4115 | 100.74 | 40.85 | 10 | 0.9591 | 4698 | 73 | 5 | 100000 | 41372 |  |  | NotYetVerified | Qualified with dimming and non-dimming driver options | 3 | 4115 | 101 | 41 |  | 0.9 | 5000 | 70
P00000QBQ | DONGGUAN KINGSUN OPTOELECTRONIC CO. LTD | Kingsun | BY2G28104S150V27 | Outdoor Luminaires | High Output | Fuel Pump Canopy Luminaires | Standard | FALSE | [9 empty] | 41372 |  |  | NotYetVerified |  | 3.1 | 26650 | 85 | 300 |  | 0.96 |  | 75
P00000QBP | DONGGUAN KINGSUN OPTOELECTRONIC CO. LTD | Kingsun | BY2G28094S150V27 | Outdoor Luminaires | High Output | Fuel Pump Canopy Luminaires | Standard | FALSE | [9 empty] | 41372 |  |  | NotYetVerified |  | 3.1 | 23985 | 85 | 270 |  | 0.96 |  | 75
P00000QBO | DONGGUAN KINGSUN OPTOELECTRONIC CO. LTD | Kingsun | BY2G28084S150V27 | Outdoor Luminaires | High Output | Fuel Pump Canopy Luminaires | Standard | FALSE | [9 empty] | 41372 |  |  | NotYetVerified |  | 3.1 | 21320 | 85 | 240 |  | 0.96 |  | 75
P00000QBN | DONGGUAN KINGSUN OPTOELECTRONIC CO. LTD | Kingsun | BY2G28074S150V27 | Outdoor Luminaires | High Output | Fuel Pump Canopy Luminaires | Standard | FALSE | [9 empty] | 41372 |  |  | NotYetVerified |  | 3.1 | 18560 | 85 | 210 |  | 0.96 |  | 75
P00000QBM | DONGGUAN KINGSUN OPTOELECTRONIC CO. LTD | Kingsun | BY2G28064S150V27 | Outdoor Luminaires | High Output | Fuel Pump Canopy Luminaires | Standard | FALSE | [9 empty] | 41372 |  |  | NotYetVerified |  | 3.1 | 15990 | 85 | 180 |  | 0.96 |  | 75
P00000QBL | DONGGUAN KINGSUN OPTOELECTRONIC CO. LTD | Kingsun | BY2G28054S150V27 | Outdoor Luminaires | High Output | Fuel Pump Canopy Luminaires | Standard | FALSE | [9 empty] | 41372 |  |  | NotYetVerified |  | 3.1 | 13325 | 85 | 150 |  | 0.96 |  | 75
P00000QBK | DONGGUAN KINGSUN OPTOELECTRONIC CO. LTD | Kingsun | BY2G28044S150V27 | Outdoor Luminaires | High Output | Fuel Pump Canopy Luminaires | Standard | FALSE | [9 empty] | 41372 |  |  | NotYetVerified |  | 3.1 | 10660 | 85 | 120 |  | 0.96 |  | 75
P00000QBA | DONGGUAN KINGSUN OPTOELECTRONIC CO. LTD | Kingsun | BY2G28024S150V27 | Outdoor Luminaires | Mid Output | Fuel Pump Canopy Luminaires | Standard | TRUE | 5724 | 93.13 | 61.46 | 11.36 | 0.9357 | 5055 | 73 | 5 | 50000 | 41366 |  |  | NotYetVerified |  | 3 | 5330 | 85 | 60 |  |  | 5000 | 75
P000019EE | SmartRay Inc. | SmartRay | SRHBEYE40W | Outdoor Luminaires | Low Output | Fuel Pump Canopy Luminaires | Standard | TRUE | 3582 | 86.8 | 41.29 | 18.9 | 0.917 | 5132 | 72 | 5 | 33000 | 41361 |  |  | NotYetVerified |  | 3 | 3900 |  | 40 |  |  | 5500 | 75
P00000Q16 | Dialight | Safesite | HZC3C2N | Outdoor Luminaires | Low Output | Fuel Pump Canopy Luminaires | Standard | TRUE | 4200 | 88.8 | 47.3 | 10.89 | 0.91 | 5729 | 69 | 5 | 100000 | 41360 |  |  | NotYetVerified |  | 3 | 4000 | 93 | 43 |  | 0.9 | 6000 | 70
P000016MG | POSCOLED Co. LTD | Econuri | PCP11550-001 | Outdoor Luminaires | High Output | Fuel Pump Canopy Luminaires | Standard | TRUE | 11152 | 96.27 | 115.84 | 9.2 | 0.926 | 5130 | 85 | 5 | 50000 | 41353 |  |  | NotYetVerified |  | 3 | 11500 | 95 | 115 |  | 0.9 | 5000 | 80
P000016ML | POSCOLED Co. LTD | Econuri | PCP11550-006 | Outdoor Luminaires | High Output | Fuel Pump Canopy Luminaires | Standard | FALSE | [9 empty] | 41353 |  |  | NotYetVerified |  | 3 | 11500 | 95 | 115 |  | 0.9 | 5000 | 80
P000016MK | POSCOLED Co. LTD | Econuri | PCP11550-005 | Outdoor Luminaires | High Output | Fuel Pump Canopy Luminaires | Standard | FALSE | [9 empty] | 41353 |  |  | NotYetVerified |  | 3 | 11500 | 95 | 115 |  | 0.9 | 5000 | 80
P000016MJ | POSCOLED Co. LTD | Econuri | PCP11550-004 | Outdoor Luminaires | High Output | Fuel Pump Canopy Luminaires | Standard | FALSE | [9 empty] | 41353 |  |  | NotYetVerified |  | 3 | 11500 | 95 | 115 |  | 0.9 | 5000 | 80
P000016MI | POSCOLED Co. LTD | Econuri | PCP11550-003 | Outdoor Luminaires | High Output | Fuel Pump Canopy Luminaires | Standard | FALSE | [9 empty] | 41353 |  |  | NotYetVerified |  | 3 | 11500 | 95 | 115 |  | 0.9 | 5000 | 80
P000016MH | POSCOLED Co. LTD | Econuri | PCP11550-002 | Outdoor Luminaires | High Output | Fuel Pump Canopy Luminaires | Standard | FALSE | [9 empty] | 41353 |  |  | NotYetVerified |  | 3 | 11500 | 95 | 115 |  | 0.9 | 5000 | 80
P000012JL | OSRAM | PermaLED | LSC-L-40-740-C5-UNV-XX | Outdoor Luminaires | Low Output | Fuel Pump Canopy Luminaires | Standard | TRUE | 4288 | 105.37 | 40.7 | 10.4 | 0.9593 | 4016 | 78 | 5 | 190000 | 41352 |  |  | NotYetVerified | Qualified with dimming and non-dimming driver options | 3 | 4288 | 105 | 41 |  | 0.9 | 4000 | 70
P00000WQA | Infinilux Corporation | Infinilux CLSP Series | CLSPXX36 - 02 (4000K) | Outdoor Luminaires | Low Output | Fuel Pump Canopy Luminaires | Standard | TRUE | 4288 | 105.37 | 40.7 | 10.4 | 0.9593 | 4016 | 78 | 5 | 190000 | 41352 |  |  | NotYetVerified | Qualified with dimming and non-dimming driver options | 3 | 4288 | 105 | 41 |  | 0.9 | 4000 | 70
P000012JN | OSRAM | PermaLED | LSC-L-55-740-C5-UNV-XX | Outdoor Luminaires | Mid Output | Fuel Pump Canopy Luminaires | Standard | TRUE | 5381 | 99.6 | 54.02 | 13.8 | 0.9087 | 4003 | 78 | 5 | 190000 | 41352 |  |  | NotYetVerified | Qualified with dimming and non-dimming driver options | 3 | 5381 | 100 | 54 |  | 0.9 | 4000 | 70
P00000WQC | Infinilux Corporation | Infinilux CLSP Series | CLSPXX48 - 02 (4000K) | Outdoor Luminaires | Mid Output | Fuel Pump Canopy Luminaires | Standard | TRUE | 5381 | 99.6 | 54.02 | 13.8 | 0.9087 | 4003 | 78 | 5 | 190000 | 41352 |  |  | NotYetVerified | Qualified with dimming and non-dimming driver options | 3 | 5381 | 100 | 54 |  | 0.9 | 4000 | 70
P00000N5J | Cree Inc. | Cree 228 Series Recessed Canopy Luminaires | CAN-228-SL-RM-03-D-XX-XX-525-40K-XXXX | Outdoor Luminaires | Low Output | Fuel Pump Canopy Luminaires | Standard | TRUE | 4710 | 94.6 | 49.8 | 10.1 | 0.885 | 3921 | 73 | 10 | 60000 | 41341 |  |  | NotYetVerified |  | 3 | 4388 | 81 | 54 |  | 0.9 | 4000 | 70
P00000N5V | Cree Inc. | Cree 228 Series Recessed Canopy Luminaires | CAN-228-SL-RM-09-D-XX-XX-700-40K-XXXX | Outdoor Luminaires | High Output | Fuel Pump Canopy Luminaires | Standard | TRUE | 17507 | 87.7 | 199.5 | 9.3 | 0.943 | 4000 | 73 | 10 | 60000 | 41341 |  |  | NotYetVerified |  | 3 | 16557 | 82 | 201 |  | 0.9 | 4000 | 70
P00000N5Z | Cree Inc. | Cree 228 Series Recessed Canopy Luminaires | CAN-228-PS-RM-06-D-XX-XX-900-57K-XXXX | Outdoor Luminaires | High Output | Fuel Pump Canopy Luminaires | Standard | TRUE | 15463 | 87.3 | 177.1 | 10.1 | 0.932 | 5825 | 71 | 10 | 60000 | 41341 |  |  | NotYetVerified |  | 3 | 14747 | 82 | 180 |  | 0.9 | 5700 | 70
P000012JO | OSRAM | PermaLED | LSC-L-55-750-C5-UNV-XX | Outdoor Luminaires | Mid Output | Fuel Pump Canopy Luminaires | Standard | TRUE | 6161 | 113.71 | 54.18 | 7.7 | 0.9283 | 4956 | 74 | 5 | 190000 | 41338 |  |  | NotYetVerified | Qualified with dimming and non-dimming driver options | 3 | 6161 | 114 | 54 |  | 0.9 | 5000 | 75
P00000WQD | Infinilux Corporation | Infinilux CLSP Series | CLSPXX48 - 02 (5000K) | Outdoor Luminaires | Mid Output | Fuel Pump Canopy Luminaires | Standard | TRUE | 6161 | 113.71 | 54.18 | 7.7 | 0.9283 | 4956 | 74 | 5 | 190000 | 41334 |  |  | NotYetVerified | Qualified with dimming and non-dimming driver options | 3 | 6161 | 114 | 54 |  | 0.9 | 5000 | 75
P000012JM | OSRAM | PermaLED | LSC-L-40-750-C5-UNV-XX | Outdoor Luminaires | Low Output | Fuel Pump Canopy Luminaires | Standard | TRUE | 4498 | 109.76 | 40.98 | 10.9 | 0.9598 | 4856 | 74 | 5 | 190000 | 41325 |  |  | NotYetVerified | Qualified with dimming and non-dimming driver options | 3 | 4498 | 110 | 41 |  | 0.9 | 5000 | 75
P00000WQB | Infinilux Corporation | Infinilux CLSP Series | CLSPXX36 - 02 (5000K) | Outdoor Luminaires | Low Output | Fuel Pump Canopy Luminaires | Standard | TRUE | 4498 | 109.76 | 40.98 | 10.9 | 0.9598 | 4856 | 74 | 5 | 190000 | 41324 |  |  | NotYetVerified | Qualified with dimming and non-dimming driver options | 3 | 4498 | 110 | 41 |  | 0.9 | 5000 | 75
P00001BG6 | Turolight Inc. | Turolight Inc. | LF-GFA/60W/53 | Outdoor Luminaires | Low Output | Fuel Pump Canopy Luminaires | Standard | TRUE | 4812 | 78.06 | 61.64 | 10.96 | 0.919 | 5388 | 73 | 5 | 50000 | 41318 |  |  | NotYetVerified |  | 3 | 4920 | 82 | 60 |  |  | 5200 | 75
P00001DY4 | XtraLight Manufacturing Ltd. | XtraLight | LSC LED 2 06 140 N 5 X UIN XXXXXW | Outdoor Luminaires | High Output | Fuel Pump Canopy Luminaires | Standard | TRUE | 11968.58 | 86.69 | 138.06 | 9.6 | 0.9423 | 5503 | 69.48 | 5 | 100000 | 41261 |  |  | NotYetVerified |  | 3 |  |  | 140 |  |  | 5200 | 65
P00000Q17 | Dialight | Durosite | STW9C2N | Outdoor Luminaires | Mid Output | Fuel Pump Canopy Luminaires | Standard | TRUE | 6307 | 87.4 | 72.2 | 13.25 | 0.937 | 5731 | 72 | 5 | 100000 | 41260 |  |  | NotYetVerified |  | 3 | 6000 | 86 | 70 |  | 0.9 | 6000 | 70
P00000V7Y | Hubbell Lighting | Whiteway | FLED-60-7-UNIV-CVQ-R-WH | Outdoor Luminaires | High Output | Fuel Pump Canopy Luminaires | Standard | TRUE | 13632 | 94.76 | 143.86 | 13 | 0.94 | 5902 | 72 | 5 |  | 41219 |  |  | NotYetVerified |  | 3
P000004MU | American Green Lights LLC | PerformalUX | SL-4L-GAM-24-24-60-WP | Outdoor Luminaires | Low Output | Fuel Pump Canopy Luminaires | Standard | TRUE | 2362 | 93.3 | 25.1 | 13.09 | 0.902 | 5766 | 75.4 | 5 | 64930 | 41206 |  |  | NotYetVerified |  | 3 | 2200 | 92 | 24 |  |  | 6000
P00000101 | Acuity Brands Lighting | Lithonia Lighting | DSXSC LED 3 10B700/40K T5E XXXXX XXX XXXXXXXX XXXXX | Outdoor Luminaires | Mid Output | Fuel Pump Canopy Luminaires | Standard | TRUE | 5944.3 | 80.11 | 74.2 | 11.62 | 0.934 | 3946 | 71.5 | 5 | 50000 | 41204 |  |  | NotYetVerified |  | 3 |  |  |  |  | 0.9 | 4000
P000016NU | Precision Paragon [P2] | precision Paragon [P2] | QCR-145W-277-60C-700-50K-GCO | Outdoor Luminaires | High Output | Fuel Pump Canopy Luminaires | Standard | TRUE | 13632 | 94.76 | 143.86 | 13 | 0.94 | 5902 | 72 | 5 |  | 41192 |  |  | NotYetVerified |  | 3
P00000ZLY | Leotek Electronics USA LLC | Leotek Electronics Corp. | LCN3-60K-MV-CW-5S-WH-530 | Outdoor Luminaires | Mid Output | Fuel Pump Canopy Luminaires | Standard | TRUE | 9290 | 89.2 | 104.2 | 10.4 | 0.946 | 5061 | 69 | 5 | 60000 | 41191 |  |  | NotYetVerified |  | 3 | 9167 | 89 | 103 |  | 0.9 | 5000
P00000ZM1 | Leotek Electronics USA LLC | Leotek Electronics Corp. | LCN3-120K-MV-CW-5S-WH-530 | Outdoor Luminaires | High Output | Fuel Pump Canopy Luminaires | Standard | FALSE | [9 empty] | 41191 |  |  | NotYetVerified |  | 3 | 17353 | 85 | 205 |  | 0.9 | 5000
P00000ZM0 | Leotek Electronics USA LLC | Leotek Electronics Corp. | LCN3-100K-MV-CW-5S-WH-530 | Outdoor Luminaires | High Output | Fuel Pump Canopy Luminaires | Standard | FALSE | [9 empty] | 41191 |  |  | NotYetVerified |  | 3 | 15059 | 87 | 174 |  | 0.9 | 5000
P00000ZLZ | Leotek Electronics USA LLC | Leotek Electronics Corp. | LCN3-80K-MV-CW-5S-WH-530 | Outdoor Luminaires | High Output | Fuel Pump Canopy Luminaires | Standard | FALSE | [9 empty] | 41191 |  |  | NotYetVerified |  | 3 | 12241 | 89 | 137 |  | 0.9 | 5000
P00001059 | LSI Industries | Crossover LED Lighting | CRO3 FO LED 30 350 CW | Outdoor Luminaires | Low Output | Fuel Pump Canopy Luminaires | Standard | TRUE | 3372 | 89 | 38.1 | 17.6 | 0.879 | 5250 | 67 | 5 | 65000 | 41183 |  |  | NotYetVerified |  | 3
P000004MT | American Green Lights LLC | PerformalUX | SL-4L-GAM-48-48-60-WP | Outdoor Luminaires | Low Output | Fuel Pump Canopy Luminaires | Standard | TRUE | 4631.1 | 93.2 | 49.68 | 13.9 | 0.993 | 5766 | 75 | 5 | 64930 | 41178 |  |  | NotYetVerified |  | 3 | 4400 | 92 | 48 |  |  | 6000
P000004JI | Albeo Technologies | HX-Series | HX-1ST50-xx10-xxx-xxx | Outdoor Luminaires | Mid Output | Fuel Pump Canopy Luminaires | Standard | TRUE | 6917 | 90.1 | 76.8 | 19.38 | 0.89 | 4934 | 68 | 5 | 60300 | 41176 |  |  | NotYetVerified |  | 3 | 6770 | 83 | 82 |  |  | 5000 | 74
P0000103Y | LiLEDs (Shanghai) Company | LiLEDs | ATLASGS60H | Outdoor Luminaires | Mid Output | Fuel Pump Canopy Luminaires | Standard | TRUE | 7610 | 80.4 | 94.6 | 19.95 | 0.8934 | 5824 | 71 | 5 | 50000 | 41172 |  |  | NotYetVerified |  | 3 | 7610 | 80.4 | 100 |  | 0.98 | 5500 | 71
P00000K8M | Eaton (formerly Cooper Lighting) | Mcgraw-Edison | LRC-B32-7-LED-E1-MST | Outdoor Luminaires | Mid Output | Fuel Pump Canopy Luminaires | Standard | TRUE | 5758.81 | 79.43 | 72.51 | 23.34 | 0.9053 | 3931 | 66 | 5 | 60000 | 41158 |  |  | NotYetVerified |  | 3
P00000K9E | Eaton (formerly Cooper Lighting) | Mcgraw-Edison | LRC-B64-4-LED-[Voltages include 120 thru 277V and 347V]-MST-[All Trim Color]-7060-[Options include 10K 2L L90 and R90] | Outdoor Luminaires | Mid Output | Fuel Pump Canopy Luminaires | Standard | FALSE | [9 empty] | 41158 |  |  | NotYetVerified |  | 3 | 8053.92 | 92.14 | 87.41 | 9.52 | 0.9928 | 5700 | 73
P00000K9D | Eaton (formerly Cooper Lighting) | Mcgraw-Edison | LRC-B64-4-LED-[Voltages include 120 thru 277V 347V and 480V]-WST-[All Trim Color]-7060-[Options include 10K 2L L90 and R90] | Outdoor Luminaires | Mid Output | Fuel Pump Canopy Luminaires | Standard | FALSE | [9 empty] | 41158 |  |  | NotYetVerified |  | 3 | 7968.59 | 91.16 | 87.41 | 9.52 | 0.9928 | 5700 | 73
P00000K9C | Eaton (formerly Cooper Lighting) | Mcgraw-Edison | LRC-B64-4-LED-[Voltages include 120 thru 277V 347V and 480V]-VAT-[All Trim Color]-7060-[Options include 10K 2L L90 and R90] | Outdoor Luminaires | Mid Output | Fuel Pump Canopy Luminaires | Standard | FALSE | [9 empty] | 41158 |  |  | NotYetVerified |  | 3 | 7864.63 | 89.97 | 87.41 | 9.52 | 0.9928 | 5700 | 73
P00000K94 | Eaton (formerly Cooper Lighting) | Mcgraw-Edison | LRC-B32-3-LED-[Voltages include 120 thru 277V and 347V]-MST-[All Trim Color]-7060-[Options include 10K 2L L90 and R90] | Outdoor Luminaires | Low Output | Fuel Pump Canopy Luminaires | Standard | FALSE | [9 empty] | 41158 |  |  | NotYetVerified |  | 3 | 3381.63 | 97.27 | 34.77 | 8.01 | 0.9929 | 5700 | 73
P00000K93 | Eaton (formerly Cooper Lighting) | Mcgraw-Edison | LRC-B32-3-LED-[Voltages include 120 thru 277V and 347V]-WST-[All Trim Color]-7060-[Options include 10K 2L L90 and R90] | Outdoor Luminaires | Low Output | Fuel Pump Canopy Luminaires | Standard | FALSE | [9 empty] | 41158 |  |  | NotYetVerified |  | 3 | 3302.18 | 94.99 | 34.77 | 8.01 | 0.9929 | 5700 | 73
P00000K92 | Eaton (formerly Cooper Lighting) | Mcgraw-Edison | LRC-B32-3-LED-[Voltages include 120 thru 277V and 347V]-VAT-[All Trim Color]-7060-[Options include 10K 2L L90 and R90] | Outdoor Luminaires | Low Output | Fuel Pump Canopy Luminaires | Standard | FALSE | [9 empty] | 41158 |  |  | NotYetVerified |  | 3 | 3259.03 | 93.74 | 34.77 | 8.01 | 0.9929 | 5700 | 73
P00000K98 | Eaton (formerly Cooper Lighting) | Mcgraw-Edison | LRC-B32-7-LED-[Voltages include 120 thru 277V]-MST-[All Trim Color]-7060-[Options include 10K 2L L90 and R90] | Outdoor Luminaires | Mid Output | Fuel Pump Canopy Luminaires | Standard | FALSE | [9 empty] | 41158 |  |  | NotYetVerified |  | 3 | 5716.79 | 78.84 | 72.51 | 7.37 | 0.9948 | 5700 | 73
P00000K91 | Eaton (formerly Cooper Lighting) | Mcgraw-Edison | LRC-B16-7-LED-[Voltages include 120 thru 277V]-MST-[All Trim Color]-7060-[Options include 10K 2L L90 and R90] | Outdoor Luminaires | Low Output | Fuel Pump Canopy Luminaires | Standard | FALSE | [9 empty] | 41158 |  |  | NotYetVerified |  | 3 | 3039.34 | 82.7 | 36.75 | 7.37 | 0.9948 | 5700 | 73
P00000K9B | Eaton (formerly Cooper Lighting) | Mcgraw-Edison | LRC-B64-3-LED-[Voltages include 120 thru 277V 347V and 480V]-MST-[All Trim Color]-7060-[Options include 10K 2L L90 and R90] | Outdoor Luminaires | Mid Output | Fuel Pump Canopy Luminaires | Standard | FALSE | [9 empty] | 41158 |  |  | NotYetVerified |  | 3 | 6550.43 | 95.58 | 68.54 | 6.13 | 0.9957 | 5700 | 73
P00000K9A | Eaton (formerly Cooper Lighting) | Mcgraw-Edison | LRC-B64-3-LED-[Voltages include 120 thru 277V 347V and 480V]-WST-[All Trim Color]-7060-[Options include 10K 2L L90 and R90] | Outdoor Luminaires | Mid Output | Fuel Pump Canopy Luminaires | Standard | FALSE | [9 empty] | 41158 |  |  | NotYetVerified |  | 3 | 6398.41 | 93.36 | 68.54 | 6.13 | 0.9957 | 5700 | 73
P00000K99 | Eaton (formerly Cooper Lighting) | Mcgraw-Edison | LRC-B64-3-LED-[Voltages include 120 thru 277V 347V and 480V]-VAT-[All Trim Color]-7060-[Options include 10K 2L L90 and R90] | Outdoor Luminaires | Mid Output | Fuel Pump Canopy Luminaires | Standard | FALSE | [9 empty] | 41158 |  |  | NotYetVerified |  | 3 | 6315.05 | 92.14 | 68.54 | 6.13 | 0.9957 | 5700 | 73
P00000K97 | Eaton (formerly Cooper Lighting) | Mcgraw-Edison | LRC-B32-4-LED-[Voltages include 120 thru 277V and 347V]-MST-[All Trim Color]-7060-[Options include 10K 2L L90 and R90] | Outdoor Luminaires | Low Output | Fuel Pump Canopy Luminaires | Standard | FALSE | [9 empty] | 41158 |  |  | NotYetVerified |  | 3 | 4202.51 | 91.98 | 45.69 | 6.13 | 0.9957 | 5700 | 73
P00000K96 | Eaton (formerly Cooper Lighting) | Mcgraw-Edison | LRC-B32-4-LED-[Voltages include 120 thru 277V and 347V]-WST-[All Trim Color]-7060-[Options include 10K 2L L90 and R90] | Outdoor Luminaires | Low Output | Fuel Pump Canopy Luminaires | Standard | FALSE | [9 empty] | 41158 |  |  | NotYetVerified |  | 3 | 4103.46 | 89.81 | 45.69 | 6.13 | 0.9957 | 5700 | 73
P00000K95 | Eaton (formerly Cooper Lighting) | Mcgraw-Edison | LRC-B32-4-LED-[Voltages include 120 thru 277V and 347V]-VAT-[All Trim Color]-7060-[Options include 10K 2L L90 and R90] | Outdoor Luminaires | Low Output | Fuel Pump Canopy Luminaires | Standard | FALSE | [9 empty] | 41158 |  |  | NotYetVerified |  | 3 | 4050.5 | 88.65 | 45.69 | 6.13 | 0.9957 | 5700 | 73
P00000K90 | Eaton (formerly Cooper Lighting) | Mcgraw-Edison | LRC-B64-4-LED-[Voltages include 120 thru 277V and 347V]-MST-[All Trim Color]-[Options include 10K 2L L90 and R90] | Outdoor Luminaires | Mid Output | Fuel Pump Canopy Luminaires | Standard | FALSE | [9 empty] | 41158 |  |  | NotYetVerified |  | 3 | 7819.34 | 89.46 | 87.41 | 9.52 | 0.9928 | 4000 | 67
P00000K8Z | Eaton (formerly Cooper Lighting) | Mcgraw-Edison | LRC-B64-4-LED-[Voltages include 120 thru 277V 347V and 480V]-WST-[All Trim Color]-[Options include 10K 2L L90 and R90] | Outdoor Luminaires | Mid Output | Fuel Pump Canopy Luminaires | Standard | FALSE | [9 empty] | 41158 |  |  | NotYetVerified |  | 3 | 7736.5 | 88.51 | 87.41 | 9.52 | 0.9928 | 4000 | 67
P00000K8Y | Eaton (formerly Cooper Lighting) | Mcgraw-Edison | LRC-B64-4-LED-[Voltages include 120 thru 277V 347V and 480V]-VAT-[All Trim Color]-[Options include 10K 2L L90 and R90] | Outdoor Luminaires | Mid Output | Fuel Pump Canopy Luminaires | Standard | FALSE | [9 empty] | 41158 |  |  | NotYetVerified |  | 3 | 7635.57 | 87.35 | 87.41 | 9.52 | 0.9928 | 4000 | 67
P00000K8Q | Eaton (formerly Cooper Lighting) | Mcgraw-Edison | LRC-B32-3-LED-[Voltages include 120 thru 277V and 347V]-MST-[All Trim Color]-[Options include 10K 2L L90 and R90] | Outdoor Luminaires | Low Output | Fuel Pump Canopy Luminaires | Standard | FALSE | [9 empty] | 41158 |  |  | NotYetVerified |  | 3 | 3283.13 | 94.44 | 34.77 | 8.01 | 0.9929 | 4000 | 67
P00000K8P | Eaton (formerly Cooper Lighting) | Mcgraw-Edison | LRC-B32-3-LED-[Voltages include 120 thru 277V and 347V]-WST-[All Trim Color]-[Options include 10K 2L L90 and R90] | Outdoor Luminaires | Low Output | Fuel Pump Canopy Luminaires | Standard | FALSE | [9 empty] | 41158 |  |  | NotYetVerified |  | 3 | 3206 | 92.22 | 34.77 | 8.01 | 0.9929 | 4000 | 67
P00000K8O | Eaton (formerly Cooper Lighting) | Mcgraw-Edison | LRC-B32-3-LED-[Voltages include 120 thru 277V and 347V]-VAT-[All Trim Color]-[Options include 10K 2L L90 and R90] | Outdoor Luminaires | Low Output | Fuel Pump Canopy Luminaires | Standard | FALSE | [9 empty] | 41158 |  |  | NotYetVerified |  | 3 | 3164.11 | 91.01 | 34.77 | 8.01 | 0.9929 | 4000 | 67
P00000K8U | Eaton (formerly Cooper Lighting) | Mcgraw-Edison | LRC-B32-7-LED-[Voltages include 120 thru 277V]-MST-[All Trim Color]-[Options include 10K 2L L90 and R90] | Outdoor Luminaires | Mid Output | Fuel Pump Canopy Luminaires | Standard | FALSE | [9 empty] | 41158 |  |  | NotYetVerified |  | 3 | 5550.28 | 76.55 | 72.51 | 7.37 | 0.9948 | 4000 | 67
P00000K8N | Eaton (formerly Cooper Lighting) | Mcgraw-Edison | LRC-B16-7-LED-[Voltages include 120 thru 277V]-MST-[All Trim Color]-[Options include 10K 2L L90 and R90] | Outdoor Luminaires | Low Output | Fuel Pump Canopy Luminaires | Standard | FALSE | [9 empty] | 41158 |  |  | NotYetVerified |  | 3 | 2950.82 | 80.29 | 36.75 | 7.37 | 0.9948 | 4000 | 67
P00000K8X | Eaton (formerly Cooper Lighting) | Mcgraw-Edison | LRC-B64-3-LED-[Voltages include 120 thru 277V 347V and 480V]-MST-[All Trim Color]-[Options include 10K 2L L90 and R90] | Outdoor Luminaires | Mid Output | Fuel Pump Canopy Luminaires | Standard | FALSE | [9 empty] | 41158 |  |  | NotYetVerified |  | 3 | 6359.64 | 92.79 | 68.54 | 6.13 | 0.9957 | 4000 | 67
P00000K8W | Eaton (formerly Cooper Lighting) | Mcgraw-Edison | LRC-B64-3-LED-[Voltages include 120 thru 277V 347V and 480V]-WST-[All Trim Color]-[Options include 10K 2L L90 and R90] | Outdoor Luminaires | Mid Output | Fuel Pump Canopy Luminaires | Standard | FALSE | [9 empty] | 41158 |  |  | NotYetVerified |  | 3 | 6212.05 | 90.64 | 68.54 | 6.13 | 0.9957 | 4000 | 67
P00000K8V | Eaton (formerly Cooper Lighting) | Mcgraw-Edison | LRC-B64-3-LED-[Voltages include 120 thru 277V 347V and 480V]-VAT-[All Trim Color]-[Options include 10K 2L L90 and R90] | Outdoor Luminaires | Mid Output | Fuel Pump Canopy Luminaires | Standard | FALSE | [9 empty] | 41158 |  |  | NotYetVerified |  | 3 | 6131.11 | 89.46 | 68.54 | 6.13 | 0.9957 | 4000 | 67
P00000K8T | Eaton (formerly Cooper Lighting) | Mcgraw-Edison | LRC-B32-4-LED-[Voltages include 120 thru 277V and 347V]-MST-[All Trim Color]-[Options include 10K 2L L90 and R90] | Outdoor Luminaires | Low Output | Fuel Pump Canopy Luminaires | Standard | FALSE | [9 empty] | 41158 |  |  | NotYetVerified |  | 3 | 4080.11 | 89.3 | 45.69 | 6.13 | 0.9957 | 4000 | 67
P00000K8S | Eaton (formerly Cooper Lighting) | Mcgraw-Edison | LRC-B32-4-LED-[Voltages include 120 thru 277V and 347V]-WST-[All Trim Color]-[Options include 10K 2L L90 and R90] | Outdoor Luminaires | Low Output | Fuel Pump Canopy Luminaires | Standard | FALSE | [9 empty] | 41158 |  |  | NotYetVerified |  | 3 | 3983.94 | 87.19 | 45.69 | 6.13 | 0.9957 | 4000 | 67
P00000K8R | Eaton (formerly Cooper Lighting) | Mcgraw-Edison | LRC-B32-4-LED-[Voltages include 120 thru 277V and 347V]-VAT-[All Trim Color]-[Options include 10K 2L L90 and R90] | Outdoor Luminaires | Low Output | Fuel Pump Canopy Luminaires | Standard | FALSE | [9 empty] | 41158 |  |  | NotYetVerified |  | 3 | 3932.52 | 86.07 | 45.69 | 6.13 | 0.9957 | 4000 | 67
P00000X2B | International Light Technologies | Canopy Light | ILTCPY-W50H-S-D | Outdoor Luminaires | Mid Output | Fuel Pump Canopy Luminaires | Standard | TRUE | 7914 | 88.46 | 89.41 | 13.4 | 0.976 | 5330 | 72.1 | 5 | 84000 | 41145 |  |  | NotYetVerified |  | 3 |  |  |  |  | 0.9 | 5000
P000010AL | LSI Industries | LSI Industries | CRS AC LED 64 HO CW | Outdoor Luminaires | High Output | Fuel Pump Canopy Luminaires | Standard | TRUE | 13194 | 85 | 155 | 5.7 | 0.995 | 5320 | 81 | 5 | 50000 | 41145 |  |  | NotYetVerified |  | 3 | 13198 |  | 155 |  |  | 5300 | 70
P00000X2G | International Light Technologies | Canopy Light | ILTCPY-W50H-GD4 | Outdoor Luminaires | Mid Output | Fuel Pump Canopy Luminaires | Standard | FALSE | [9 empty] | 41145 |  |  | NotYetVerified |  | 3 | 7914 | 88.46 | 89.41 |  | 0.9 | 5000 | 72.1
P00000X2F | International Light Technologies | Canopy Light | ILTCPY-W50H-GD3 | Outdoor Luminaires | Mid Output | Fuel Pump Canopy Luminaires | Standard | FALSE | [9 empty] | 41145 |  |  | NotYetVerified |  | 3 | 7914 | 88.46 | 89.41 |  | 0.9 | 5000 | 72.1
P00000X2E | International Light Technologies | Canopy Light | ILTCPY-W50H-GD2 | Outdoor Luminaires | Mid Output | Fuel Pump Canopy Luminaires | Standard | FALSE | [9 empty] | 41145 |  |  | NotYetVerified |  | 3 | 7914 | 88.46 | 89.41 |  | 0.9 | 5000 | 72.1
P00000X2D | International Light Technologies | Canopy Light | ILTCPY-W50H-GD1 | Outdoor Luminaires | Mid Output | Fuel Pump Canopy Luminaires | Standard | FALSE | [9 empty] | 41145 |  |  | NotYetVerified |  | 3 | 7914 | 88.46 | 89.41 |  | 0.9 | 5000 | 72.1
P00000X2C | International Light Technologies | Canopy Light | ILTCPY-W50H-G-D | Outdoor Luminaires | Mid Output | Fuel Pump Canopy Luminaires | Standard | FALSE | [9 empty] | 41145 |  |  | NotYetVerified |  | 3 | 7914 | 88.46 | 89.41 |  | 0.9 | 5000 | 72.1
P00000MMI | Cree Inc. | 304 Canopy Luminaire | CAN-304-SL-XX-06-D-XX-XX-700-57K-XXXX | Outdoor Luminaires | High Output | Fuel Pump Canopy Luminaires | Standard | TRUE | 13069 | 96.1 | 136 | 10.5 | 0.957 | 5807 | 70 | 5 | 121000 | 41103 |  |  | NotYetVerified | XCP?E06D*?D6 | 3 | 10546 | 74.79 | 141 |  | 0.9 | 6000 | 70
P00001BN1 | US LED | Canopy Star | CNP1-50-PUC-UNV1-3570 | Outdoor Luminaires | Mid Output | Fuel Pump Canopy Luminaires | Standard | TRUE | 9276 | 99 | 93.7 | 11.76 | 0.934 | 5488 | 85.6 | 5 | 143000 | 41102 |  |  | NotYetVerified |  | 3 | 9300 | 99 | 94 |  |  | 5000 | 80
P00001BN0 | US LED | Canopy Star | CNP1-50-PUC-UNV1-2100 - 120V | Outdoor Luminaires | Mid Output | Fuel Pump Canopy Luminaires | Standard | TRUE | 5990 | 103.5 | 57.9 | 15.62 | 0.969 | 5441 | 85.3 | 5 | 143000 | 41102 |  |  | NotYetVerified |  | 3 | 6000 | 103 | 58 |  |  | 5000 | 80
P00001BN2 | US LED | Canopy Star | CNP1-50-PUC-UNV1-3000 | Outdoor Luminaires | Mid Output | Fuel Pump Canopy Luminaires | Standard | FALSE | [9 empty] | 41102 |  |  | NotYetVerified |  | 3 | 8150 | 102 | 80 |  |  | 5000 | 80
P00000Q4B | Dialight | Durosite | STW4C2N | Outdoor Luminaires | Low Output | Fuel Pump Canopy Luminaires | Standard | TRUE | 4693 | 78.7 | 58.8 | 12.56 | 0.928 | 5714 | 72.2 | 5 | 100000 | 41085 |  |  | NotYetVerified |  | 3 | 4500 | 81 | 55 |  | 0.9 | 5700 | 70
P00000Q1H | Dialight | Durosite | STW8C2N | Outdoor Luminaires | Mid Output | Fuel Pump Canopy Luminaires | Standard | TRUE | 5827 | 81.2 | 70.3 | 13.67 | 0.94 | 5671 | 72.4 | 5 | 100000 | 41082 |  |  | NotYetVerified |  | 3 | 5800 | 83 | 70 |  | 0.9 | 5700 | 70
P00000Q1Q | Dialight | Safesite | HZC9C2N | Outdoor Luminaires | Mid Output | Fuel Pump Canopy Luminaires | Standard | TRUE | 6420 | 83 | 70.6 | 13.73 | 0.937 | 5863 | 69.1 | 5 | 100000 | 41082 |  |  | NotYetVerified |  | 3 | 5800 | 83 | 70 |  | 0.9 | 5700 | 70
P00000ZFS | LEDtronics Inc. | Ledtronics | SLL017-4X60W-XPW-001 | Outdoor Luminaires | High Output | Fuel Pump Canopy Luminaires | Standard | TRUE | 15883 | 91.12 | 174.3 | 20.62 | 0.889 | 5161 | 73.9 | 5 |  | 41079 |  |  | NotYetVerified |  | 3 | 13067 | 70 | 185.7 |  | 0.99 | 5000 | 65
P00000Q1D | Dialight | Durosite | STW5C2N | Outdoor Luminaires | Mid Output | Fuel Pump Canopy Luminaires | Standard | TRUE | 5191 | 88 | 58 | 12.76 | 0.928 | 5771 | 72.2 | 5 | 100000 | 41072 |  |  | NotYetVerified |  | 3 | 4500 | 82 | 55 |  | 0.9 | 5700 | 70
P00000Q1M | Dialight | Safesite | HZD5C2N | Outdoor Luminaires | Mid Output | Fuel Pump Canopy Luminaires | Standard | TRUE | 5367 | 89 | 60.2 | 12.41 | 0.935 | 5803 | 72.6 | 5 | 100000 | 41053 |  |  | NotYetVerified |  | 3 | 4500 | 82 | 55 |  | 0.9 | 5700 | 70
P00001AWV | Technical Consumer Products | TCP | TCPATLASGS60HRS | Outdoor Luminaires | Mid Output | Fuel Pump Canopy Luminaires | Standard | TRUE | 7929 | 80.4 | 98.6 | 15.22 | 0.92 | 5793 | 72 | 5 | 50000 | 41052 |  |  | NotYetVerified |  | 3 | 7610 | 80.4 |  |  | 0.95 | 5500 | 71
P00000X2H | International Light Technologies | CanopyLight | ILTCPY-W55-S-DL | Outdoor Luminaires | Low Output | Fuel Pump Canopy Luminaires | Standard | TRUE | 2612 | 87.03 | 30.01 | 19.89 | 0.899 | 5119 | 73.8 | 5 | 50000 | 41011 |  |  | NotYetVerified |  | 3 | 2300 |  | 33 |  | 0.9 | 5700 | 70
P00000Q1O | Dialight | Safesite | HZD8C2N | Outdoor Luminaires | Mid Output | Fuel Pump Canopy Luminaires | Standard | TRUE | 5817 | 84.9 | 68.5 | 12.25 | 0.939 | 5459 | 76.1 | 5 | 100000 | 40980 |  |  | NotYetVerified |  | 3 | 5800 | 83 | 70 |  | 0.9 | 5700 | 70
P00000Q1P | Dialight | Safesite | HZD9C2N | Outdoor Luminaires | Mid Output | Fuel Pump Canopy Luminaires | Standard | TRUE | 6069 | 88.9 | 68.3 | 12.92 | 0.934 | 5403 | 77.1 | 5 | 100000 | 40980 |  |  | NotYetVerified |  | 3 | 5800 | 83 | 70 |  | 0.9 | 5700 | 70
P000004MS | American Green Lights LLC | PerformalUX | SL-4L-GAM-24-24-60-R-X-X | Outdoor Luminaires | Low Output | Fuel Pump Canopy Luminaires | Standard | TRUE | 2152.3 | 86.3 | 24.95 | 13.09 | 0.902 | 5766 | 75.4 | 5 | 50000 | 40911 |  |  | NotYetVerified |  | 3 | 2200 | 87 | 25.1 |  |  | 6000
P00001AWY | Technical Consumer Products | TCP | TCPATLASGS60H | Outdoor Luminaires | Mid Output | Fuel Pump Canopy Luminaires | Standard | TRUE | 7610 | 80.4 | 94.6 | 19.95 | 0.8934 | 5824 | 71 | 5 | 50000 | 40844 |  |  | NotYetVerified |  | 3 | 7610 | 80.4 | 100 |  | 0.98 | 5500 | 71
P0000189J | Sansi Technology Inc. | SANSI | C0820-240-FPC | Outdoor Luminaires | High Output | Fuel Pump Canopy Luminaires | Standard | TRUE | 22436 | 98.4 | 228.1 |  | 0.999 | 4756 | 66 | 5 | 50000 | 40662 |  |  | NotYetVerified |  | 3 | 23616 | 100 | 240 |  | 0.9 | 5000 | 70
P000018A4 | Sansi Technology Inc. | SANSI | C0820-30-FPC | Outdoor Luminaires | Low Output | Fuel Pump Canopy Luminaires | Standard | TRUE | 2641 | 88.3 | 29.9 | 14.93 | 0.898 | 4912 | 70 | 5 | 50000 | 40662 |  |  | NotYetVerified |  | 3 | 2650 | 100 | 30 |  | 0.9 | 5000 | 70
P0000189X | Sansi Technology Inc. | SANSI | C0820-100-FPC | Outdoor Luminaires | Mid Output | Fuel Pump Canopy Luminaires | Standard | FALSE | [9 empty] | 40662 |  |  | NotYetVerified |  | 3 | 9166 | 91.66 | 100 | 15 | 0.9 | 5000 | 65
P0000189Y | Sansi Technology Inc. | SANSI | C0820-90-FPC | Outdoor Luminaires | Mid Output | Fuel Pump Canopy Luminaires | Standard | FALSE | [9 empty] | 40662 |  |  | NotYetVerified |  | 3 | 8206 | 91.1778 | 90 | 15 | 0.9 | 5000 | 65
P0000189Z | Sansi Technology Inc. | SANSI | C0820-80-FPC | Outdoor Luminaires | Mid Output | Fuel Pump Canopy Luminaires | Standard | FALSE | [9 empty] | 40662 |  |  | NotYetVerified |  | 3 | 7256 | 90.7 | 80 | 15 | 0.9 | 5000 | 65
P000018A0 | Sansi Technology Inc. | SANSI | C0820-70-FPC | Outdoor Luminaires | Mid Output | Fuel Pump Canopy Luminaires | Standard | FALSE | [9 empty] | 40662 |  |  | NotYetVerified |  | 3 | 6315 | 90.2143 | 70 | 15 | 0.9 | 5000 | 65
P000018A1 | Sansi Technology Inc. | SANSI | C0820-60-FPC | Outdoor Luminaires | Mid Output | Fuel Pump Canopy Luminaires | Standard | FALSE | [9 empty] | 40662 |  |  | NotYetVerified |  | 3 | 5385 | 89.75 | 60 | 15 | 0.9 | 5000 | 65
P000018A2 | Sansi Technology Inc. | SANSI | C0820-50-FPC | Outdoor Luminaires | Low Output | Fuel Pump Canopy Luminaires | Standard | FALSE | [9 empty] | 40662 |  |  | NotYetVerified |  | 3 | 4463 | 89.26 | 50 | 15 | 0.9 | 5000 | 65
P000018A3 | Sansi Technology Inc. | SANSI | C0820-40-FPC | Outdoor Luminaires | Low Output | Fuel Pump Canopy Luminaires | Standard | FALSE | [9 empty] | 40662 |  |  | NotYetVerified |  | 3 | 3550 | 88.75 | 40 | 15 | 0.9 | 5000 | 65
P0000189K | Sansi Technology Inc. | SANSI | C0820-230-FPC | Outdoor Luminaires | High Output | Fuel Pump Canopy Luminaires | Standard | FALSE | [9 empty] | 40662 |  |  | NotYetVerified |  | 3 | 22517 | 97.9 | 230 | 15 | 0.9 | 5000 | 65
P0000189L | Sansi Technology Inc. | SANSI | C0820-220-FPC | Outdoor Luminaires | High Output | Fuel Pump Canopy Luminaires | Standard | FALSE | [9 empty] | 40662 |  |  | NotYetVerified |  | 3 | 21432 | 97.4182 | 220 | 15 | 0.9 | 5000 | 65
P0000189M | Sansi Technology Inc. | SANSI | C0820-210-FPC | Outdoor Luminaires | High Output | Fuel Pump Canopy Luminaires | Standard | FALSE | [9 empty] | 40662 |  |  | NotYetVerified |  | 3 | 20357 | 96.9381 | 210 | 15 | 0.9 | 5000 | 65
P0000189N | Sansi Technology Inc. | SANSI | C0820-200-FPC | Outdoor Luminaires | High Output | Fuel Pump Canopy Luminaires | Standard | FALSE | [9 empty] | 40662 |  |  | NotYetVerified |  | 3 | 19292 | 96.46 | 200 | 15 | 0.9 | 5000 | 65
P0000189O | Sansi Technology Inc. | SANSI | C0820-190-FPC | Outdoor Luminaires | High Output | Fuel Pump Canopy Luminaires | Standard | FALSE | [9 empty] | 40662 |  |  | NotYetVerified |  | 3 | 18236 | 95.9789 | 190 | 15 | 0.9 | 5000 | 65
P0000189P | Sansi Technology Inc. | SANSI | C0820-180-FPC | Outdoor Luminaires | High Output | Fuel Pump Canopy Luminaires | Standard | FALSE | [9 empty] | 40662 |  |  | NotYetVerified |  | 3 | 17190 | 95.5 | 180 | 15 | 0.9 | 5000 | 65
P0000189Q | Sansi Technology Inc. | SANSI | C0820-170-FPC | Outdoor Luminaires | High Output | Fuel Pump Canopy Luminaires | Standard | FALSE | [9 empty] | 40662 |  |  | NotYetVerified |  | 3 | 16153 | 95.0177 | 170 | 15 | 0.9 | 5000 | 65
P0000189R | Sansi Technology Inc. | SANSI | C0820-160-FPC | Outdoor Luminaires | High Output | Fuel Pump Canopy Luminaires | Standard | FALSE | [9 empty] | 40662 |  |  | NotYetVerified |  | 3 | 15126 | 94.5375 | 160 | 15 | 0.9 | 5000 | 65
P0000189S | Sansi Technology Inc. | SANSI | C0820-150-FPC | Outdoor Luminaires | High Output | Fuel Pump Canopy Luminaires | Standard | FALSE | [9 empty] | 40662 |  |  | NotYetVerified |  | 3 | 14109 | 94.06 | 150 | 15 | 0.9 | 5000 | 65
P0000189T | Sansi Technology Inc. | SANSI | C0820-140-FPC | Outdoor Luminaires | High Output | Fuel Pump Canopy Luminaires | Standard | FALSE | [9 empty] | 40662 |  |  | NotYetVerified |  | 3 | 13101 | 93.5786 | 140 | 15 | 0.9 | 5000 | 65
P0000189U | Sansi Technology Inc. | SANSI | C0820-130-FPC | Outdoor Luminaires | High Output | Fuel Pump Canopy Luminaires | Standard | FALSE | [9 empty] | 40662 |  |  | NotYetVerified |  | 3 | 12103 | 93.1 | 130 | 15 | 0.9 | 5000 | 65
P0000189V | Sansi Technology Inc. | SANSI | C0820-120-FPC | Outdoor Luminaires | High Output | Fuel Pump Canopy Luminaires | Standard | FALSE | [9 empty] | 40662 |  |  | NotYetVerified |  | 3 | 11114 | 92.6167 | 120 | 15 | 0.9 | 5000 | 65
P0000189W | Sansi Technology Inc. | SANSI | C0820-110-FPC | Outdoor Luminaires | High Output | Fuel Pump Canopy Luminaires | Standard | FALSE | [9 empty] | 40662 |  |  | NotYetVerified |  | 3 | 10135 | 92.1364 | 110 | 15 | 0.9 | 5000 | 65